{"text_format":"1","workbook":"xlsx","n_sheets":15,"sheets":["Cover","Summary","Assumptions","Option1 (base case)","Option2","Option3","Option4","Option5","Consol","EaR MLN021","EaR MLN031","Sensitivity_calcs","Workings_costs","Misc_calcs","Data"],"not_rendered":{"charts":2,"images":5,"macros":0,"external_links":0,"defined_names":25,"comments":0,"pivot_tables":0},"unopened":[],"bounds":{"document_bytes":16777216,"sheet_cells":100000,"rows_first":2000,"rows_last":500,"rows_between":2000,"halvings":0,"cell_chars":16384,"cell_head_chars":4096},"cells_cut":0,"cells_raw":0,"read":"whole","date_system":"1900"}

{"sheet":"Cover","index":0,"n_rows":41,"n_cols":4,"rows_kept":41,"cut":false,"hidden":false,"merged":[]}
[]
[null,null,"Powercor"]
[null,null,"Revised regulatory proposal 2026-31"]
[]
[null,null,"Mount Cottrell feeder 9"]
[null,null,"Model number:","3.3.08"]
[]
[null,null,"2025-12-01"]
[]
[]
[]
[]
[]
[]
[]
[]
[]
[]
[]
[]
[]
[]
[]
[]
[]
[]
[]
[]
[]
[]
[]
[]
[]
[]
[]
[]
[]
[]
[]
[{"$f":"_xlfn.SHEETS()","v":15}]
["2025-05-12"]

{"sheet":"Summary","index":1,"n_rows":76,"n_cols":12,"rows_kept":76,"cut":false,"hidden":false,"merged":[[17,3,17,5],[8,3,8,5],[9,3,9,5],[10,3,10,5],[11,3,11,5],[12,3,12,5]]}
[{"$f":"bus","v":"Powercor"}]
[{"$f":"proj","v":"Mount Cottrell feeder 9"}]
["SUMMARY"]
[]
["RESULTS"]
[]
[null,null,null,null,null,null,"PV of costs","PV of benefits","NPV"]
[null,null,"Option",null,null,null,{"$f":"output_dollars","v":"2026-06-30"},{"$f":"output_dollars","v":"2026-06-30"},{"$f":"output_dollars","v":"2026-06-30"}]
[null,null,{"$f":"options","v":"Option 1 (base case)"},{"$f":"INDEX(Assumptions!$E$14:$E$18, MATCH(C9, Assumptions!$C$14:$C$18,0))","v":"No change to existing practices"},null,null,{"$f":"IF(Data!$C9, \"\", INDEX(Consol!$F$15:$F$82, MATCH($C9&G$7, Consol!$D$15:$D$82,0))/mill_conv)","v":0},{"$f":"IF(Data!$C9, \"\", INDEX(Consol!$F$15:$F$82, MATCH($C9&H$7, Consol!$D$15:$D$82,0))/mill_conv)","v":0},{"$f":"IF(Data!$C9, \"\", INDEX(Consol!$F$15:$F$82, MATCH($C9&I$7, Consol!$D$15:$D$82,0))/mill_conv)","v":0}]
[null,null,"Option 2",{"$f":"INDEX(Assumptions!$E$14:$E$18, MATCH(C10, Assumptions!$C$14:$C$18,0))","v":"Mount Cottrell feeder 9, construct a new feeder from MTC"},null,null,{"$f":"IF(Data!$C10, \"\", INDEX(Consol!$F$15:$F$82, MATCH($C10&G$7, Consol!$D$15:$D$82,0))/mill_conv)","v":-1.0412258517585846},{"$f":"IF(Data!$C10, \"\", INDEX(Consol!$F$15:$F$82, MATCH($C10&H$7, Consol!$D$15:$D$82,0))/mill_conv)","v":2714.8923831903085},{"$f":"IF(Data!$C10, \"\", INDEX(Consol!$F$15:$F$82, MATCH($C10&I$7, Consol!$D$15:$D$82,0))/mill_conv)","v":2713.8511573385499}]
[null,null,"Option 3",{"$f":"INDEX(Assumptions!$E$14:$E$18, MATCH(C11, Assumptions!$C$14:$C$18,0))","v":0},null,null,{"$f":"IF(Data!$C11, \"\", INDEX(Consol!$F$15:$F$82, MATCH($C11&G$7, Consol!$D$15:$D$82,0))/mill_conv)","v":""},{"$f":"IF(Data!$C11, \"\", INDEX(Consol!$F$15:$F$82, MATCH($C11&H$7, Consol!$D$15:$D$82,0))/mill_conv)","v":""},{"$f":"IF(Data!$C11, \"\", INDEX(Consol!$F$15:$F$82, MATCH($C11&I$7, Consol!$D$15:$D$82,0))/mill_conv)","v":""}]
[null,null,"Option 4",{"$f":"INDEX(Assumptions!$E$14:$E$18, MATCH(C12, Assumptions!$C$14:$C$18,0))","v":0},null,null,{"$f":"IF(Data!$C12, \"\", INDEX(Consol!$F$15:$F$82, MATCH($C12&G$7, Consol!$D$15:$D$82,0))/mill_conv)","v":""},{"$f":"IF(Data!$C12, \"\", INDEX(Consol!$F$15:$F$82, MATCH($C12&H$7, Consol!$D$15:$D$82,0))/mill_conv)","v":""},{"$f":"IF(Data!$C12, \"\", INDEX(Consol!$F$15:$F$82, MATCH($C12&I$7, Consol!$D$15:$D$82,0))/mill_conv)","v":""}]
[null,null,"Option 5",{"$f":"INDEX(Assumptions!$E$14:$E$18, MATCH(C13, Assumptions!$C$14:$C$18,0))","v":0},null,null,{"$f":"IF(Data!$C13, \"\", INDEX(Consol!$F$15:$F$82, MATCH($C13&G$7, Consol!$D$15:$D$82,0))/mill_conv)","v":""},{"$f":"IF(Data!$C13, \"\", INDEX(Consol!$F$15:$F$82, MATCH($C13&H$7, Consol!$D$15:$D$82,0))/mill_conv)","v":""},{"$f":"IF(Data!$C13, \"\", INDEX(Consol!$F$15:$F$82, MATCH($C13&I$7, Consol!$D$15:$D$82,0))/mill_conv)","v":""}]
[]
[]
[null,null,null,null,null,null,"NPV"]
[null,null,"Preferred option:",null,null,null,{"$f":"output_dollars","v":"2026-06-30"}]
[null,null,{"$f":"INDEX($C$9:$C$13,MATCH(G18, $I$9:$I$13,0))","v":"Option 2"},{"$f":"INDEX($D$9:$D$13,MATCH(G18, $I$9:$I$13,0))","v":"Mount Cottrell feeder 9, construct a new feeder from MTC"},null,null,{"$f":"_xlfn.MAXIFS(I9:I13, IF(compliance, Data!$F$9:$F$13, Data!$C$9:$C$13),FALSE)","v":2713.8511573385499}]
[]
[]
[]
[]
["PREFERRED OPTION"]
[]
[null,null,"Preferred Option"]
[null,null,{"$f":"C18","v":"Option 2"}]
[]
[]
[null,null,"Expenditure forecast",{"$f":"output_dollars","v":"2026-06-30"},null,{"$f":"Assumptions!K89","v":"2026-27"},{"$f":"Assumptions!L89","v":"2027-28"},{"$f":"Assumptions!M89","v":"2028-29"},{"$f":"Assumptions!N89","v":"2029-30"},{"$f":"Assumptions!O89","v":"2030-31"},null,"Total"]
[null,null,"Capital expenditure",null,null,{"$f":"-INDEX(Consol!$I$15:$Q$82,MATCH($C$26&$C30,Consol!$D$15:$D$82,0), MATCH(F$29, Consol!$I$9:$Q$9,0))/mill_conv","v":1.8122983301257494},{"$f":"-INDEX(Consol!$I$15:$Q$82,MATCH($C$26&$C30,Consol!$D$15:$D$82,0), MATCH(G$29, Consol!$I$9:$Q$9,0))/mill_conv","v":0},{"$f":"-INDEX(Consol!$I$15:$Q$82,MATCH($C$26&$C30,Consol!$D$15:$D$82,0), MATCH(H$29, Consol!$I$9:$Q$9,0))/mill_conv","v":0},{"$f":"-INDEX(Consol!$I$15:$Q$82,MATCH($C$26&$C30,Consol!$D$15:$D$82,0), MATCH(I$29, Consol!$I$9:$Q$9,0))/mill_conv","v":0},{"$f":"-INDEX(Consol!$I$15:$Q$82,MATCH($C$26&$C30,Consol!$D$15:$D$82,0), MATCH(J$29, Consol!$I$9:$Q$9,0))/mill_conv","v":0},null,{"$f":"SUM(F30:J30)","v":1.8122983301257494}]
[null,null,"Operating expenditure",null,null,{"$f":"-INDEX(Consol!$I$15:$Q$82,MATCH($C$26&$C31,Consol!$D$15:$D$82,0), MATCH(F$29, Consol!$I$9:$Q$9,0))/mill_conv","v":0},{"$f":"-INDEX(Consol!$I$15:$Q$82,MATCH($C$26&$C31,Consol!$D$15:$D$82,0), MATCH(G$29, Consol!$I$9:$Q$9,0))/mill_conv","v":0},{"$f":"-INDEX(Consol!$I$15:$Q$82,MATCH($C$26&$C31,Consol!$D$15:$D$82,0), MATCH(H$29, Consol!$I$9:$Q$9,0))/mill_conv","v":0},{"$f":"-INDEX(Consol!$I$15:$Q$82,MATCH($C$26&$C31,Consol!$D$15:$D$82,0), MATCH(I$29, Consol!$I$9:$Q$9,0))/mill_conv","v":0},{"$f":"-INDEX(Consol!$I$15:$Q$82,MATCH($C$26&$C31,Consol!$D$15:$D$82,0), MATCH(J$29, Consol!$I$9:$Q$9,0))/mill_conv","v":0},null,{"$f":"SUM(F31:J31)","v":0}]
[]
[]
[]
["CHART"]
[]
[null,null,"Capex and risk ($M, 2026)",null,null,"Value of expected unserved energy ($M, 2026)"]
[]
[]
[]
[]
[]
[]
[]
[]
[]
[]
[]
[]
[]
[]
[]
[]
[]
[]
[]
[]
[]
[]
[]
[]
[]
["SENSITIVITIES"]
[]
[]
[null,null,"Sensitivity",{"$f":"output_dollars","v":"2026-06-30"},null,{"$f":"Sensitivity_calcs!C89","v":"Option 1 (base case)"},{"$f":"Sensitivity_calcs!D89","v":"Option 2"},{"$f":"Sensitivity_calcs!E89","v":"Option 3"},{"$f":"Sensitivity_calcs!F89","v":"Option 4"},{"$f":"Sensitivity_calcs!G89","v":"Option 5"},null,"Preferred option"]
[null,null,{"$f":"Sensitivity_calcs!B90","v":"None"},null,null,{"$f":"Sensitivity_calcs!C90","v":0},{"$f":"Sensitivity_calcs!D90","v":2713.8511573385495},{"$f":"Sensitivity_calcs!E90","v":""},{"$f":"Sensitivity_calcs!F90","v":""},{"$f":"Sensitivity_calcs!G90","v":""},null,{"$f":"Sensitivity_calcs!K90","v":"Option 2"}]
[null,null,{"$f":"Sensitivity_calcs!B91","v":"Capex 10% higher"},null,null,{"$f":"Sensitivity_calcs!C91","v":0},{"$f":"Sensitivity_calcs!D91","v":2713.747034753374},{"$f":"Sensitivity_calcs!E91","v":""},{"$f":"Sensitivity_calcs!F91","v":""},{"$f":"Sensitivity_calcs!G91","v":""},null,{"$f":"Sensitivity_calcs!K91","v":"Option 2"}]
[null,null,{"$f":"Sensitivity_calcs!B92","v":"Capex 10% lower"},null,null,{"$f":"Sensitivity_calcs!C92","v":0},{"$f":"Sensitivity_calcs!D92","v":2713.9552799237267},{"$f":"Sensitivity_calcs!E92","v":""},{"$f":"Sensitivity_calcs!F92","v":""},{"$f":"Sensitivity_calcs!G92","v":""},null,{"$f":"Sensitivity_calcs!K92","v":"Option 2"}]
[null,null,{"$f":"Sensitivity_calcs!B93","v":"Total benefits 10% higher"},null,null,{"$f":"Sensitivity_calcs!C93","v":0},{"$f":"Sensitivity_calcs!D93","v":2985.3403956575808},{"$f":"Sensitivity_calcs!E93","v":""},{"$f":"Sensitivity_calcs!F93","v":""},{"$f":"Sensitivity_calcs!G93","v":""},null,{"$f":"Sensitivity_calcs!K93","v":"Option 2"}]
[null,null,{"$f":"Sensitivity_calcs!B94","v":"Total benefits 10% lower"},null,null,{"$f":"Sensitivity_calcs!C94","v":0},{"$f":"Sensitivity_calcs!D94","v":2442.3619190195195},{"$f":"Sensitivity_calcs!E94","v":""},{"$f":"Sensitivity_calcs!F94","v":""},{"$f":"Sensitivity_calcs!G94","v":""},null,{"$f":"Sensitivity_calcs!K94","v":"Option 2"}]
[null,null,{"$f":"Sensitivity_calcs!B95","v":"Capex 10% higher & Total benefits 10% lower"},null,null,{"$f":"Sensitivity_calcs!C95","v":0},{"$f":"Sensitivity_calcs!D95","v":2442.2577964343432},{"$f":"Sensitivity_calcs!E95","v":""},{"$f":"Sensitivity_calcs!F95","v":""},{"$f":"Sensitivity_calcs!G95","v":""},null,{"$f":"Sensitivity_calcs!K95","v":"Option 2"}]
[null,null,{"$f":"Sensitivity_calcs!B96","v":0},null,null,{"$f":"Sensitivity_calcs!C96","v":""},{"$f":"Sensitivity_calcs!D96","v":""},{"$f":"Sensitivity_calcs!E96","v":""},{"$f":"Sensitivity_calcs!F96","v":""},{"$f":"Sensitivity_calcs!G96","v":""},null,{"$f":"Sensitivity_calcs!K96","v":""}]
[null,null,{"$f":"Sensitivity_calcs!B97","v":0},null,null,{"$f":"Sensitivity_calcs!C97","v":""},{"$f":"Sensitivity_calcs!D97","v":""},{"$f":"Sensitivity_calcs!E97","v":""},{"$f":"Sensitivity_calcs!F97","v":""},{"$f":"Sensitivity_calcs!G97","v":""},{"$f":"IF(C74=0,0, INDEX($F$66:$J$66, MATCH(MAX($F74:$I74),$F74:$I74,0)))","v":0},{"$f":"Sensitivity_calcs!K97","v":""}]
[null,null,null,{"$f":"Sensitivity_calcs!B98","v":0},null,{"$f":"Sensitivity_calcs!C98","v":""},{"$f":"Sensitivity_calcs!D98","v":""},{"$f":"Sensitivity_calcs!E98","v":""},{"$f":"Sensitivity_calcs!F98","v":""},{"$f":"Sensitivity_calcs!G98","v":""},null,{"$f":"Sensitivity_calcs!K98","v":""}]
[null,null,null,{"$f":"Sensitivity_calcs!B99","v":0}]

{"sheet":"Assumptions","index":2,"n_rows":115,"n_cols":16,"rows_kept":115,"cut":false,"hidden":false,"merged":[[69,9,69,12],[70,9,70,12],[7,4,7,7],[13,4,13,10],[14,4,14,10],[15,4,15,10],[16,4,16,10],[17,4,17,10]]}
[{"$f":"bus","v":"Powercor"}]
[{"$f":"proj","v":"Mount Cottrell feeder 9"}]
[]
["Project"]
[]
[null,null,"Business:",null,"Powercor"]
[]
[null,null,"Descripton: ",null,"Mount Cottrell feeder 9"]
[]
[null,null,"Date of cost inputs: ",null,"December",null,2023]
[]
[]
[null,null,"Option",null,"Description"]
[null,null,{"$f":"options","v":"Option 1 (base case)"},null,"No change to existing practices"]
[null,null,"Option 2",null,"Mount Cottrell feeder 9, construct a new feeder from MTC"]
[null,null,"Option 3"]
[null,null,"Option 4"]
[null,null,"Option 5"]
[]
[null,null,"Compliance project",null,"No"]
[]
[null,null,"Expenditure starts",null,"2026-27","[start]"]
[]
[]
["Timing & WACC"]
[]
[null,null,"Input dollars",null,null,null,{"$f":"EOMONTH(DATE(Assumptions!$G$10,INDEX(Data!$K$107:$K$108, MATCH(Assumptions!$E$10, Data!$J$107:$J$108,0)), 1),0)","v":"2023-12-31"},"[input_dollars]"]
[null,null,"Pre-tax real WACC",null,null,null,3.5000000000000003E-2,"[real_disc]"]
[null,null,"VCR date",null,null,null,"2024-12-31","[vcr_date]"]
[]
[null,null,"Analysis period (years)",null,null,null,20,"[years]\\"]
[]
[null,null,"Output dollars",null,null,null,"2026-06-30","[output_dollars]"]
[null,null,"Other benefits date",null,null,null,"2023-12-31","[custval_date]"]
[null,null,"Value of CO2 reductions input date",null,null,null,"2023-06-30"]
[]
[]
[]
["VCR"]
[]
[null,null,"Enter ZSS code >>","eg. AR","Melton",null,"MLN",46602,"2024 VCR ($/MWh)"]
[]
[]
[]
["Risks"]
[]
[]
[null,"SAFETY"]
[]
[null,null,"Value of statistical life",null,null,null,5400000,"2023-06-30"]
[]
[null,null,"Value of injury",null,null,null,0,{"$f":"input_dollars","v":"2023-12-31"}]
[]
[null,null,{"$f":"Data!A83","v":"Disproportionate factors applied to various bushfire and other risk valuations"}]
[null,null,{"$f":"Data!B85","v":"Harm to property from network"},null,null,null,{"$f":"Data!F85","v":1}]
[null,null,{"$f":"Data!B86","v":"Harm to property from bushfire"},null,null,null,{"$f":"Data!F86","v":1}]
[null,null,{"$f":"Data!B87","v":"Harm to environment"},null,null,null,{"$f":"Data!F87","v":1}]
[null,null,{"$f":"Data!B88","v":"Safety - Public trespass"},null,null,null,{"$f":"Data!F88","v":1}]
[null,null,{"$f":"Data!B89","v":"Safety - Single fatality or serious injury ^"},null,null,null,{"$f":"Data!F89","v":3}]
[null,null,{"$f":"Data!B90","v":"Safety from bushfire in HBRA"},null,null,null,{"$f":"Data!F90","v":3}]
[null,null,{"$f":"Data!B91","v":"Safety - Multiple fatality or serious injury ^"},null,null,null,{"$f":"Data!F91","v":6}]
[null,null,{"$f":"Data!B92","v":"Safety from bushfire (REFCL declared areas)"},null,null,null,{"$f":"Data!F92","v":6}]
[null,null,{"$f":"Data!B93","v":"Safety from bushfire (electric line construction areas)"},null,null,null,{"$f":"Data!F93","v":10}]
[]
[]
[null,null,"^ Public or employee"]
[]
[]
[null,null,"Incident type",null,null,null,"Value","Probability","DF selected","Description/comment"]
[null,null,"Safety (fatality)",null,null,null,{"$f":"G50*INDEX(hy_escalation, MATCH(input_dollars,hy_dates,0))/INDEX(hy_escalation, MATCH(H50,hy_dates,0))","v":5607473.5197347086},0,0,0]
[null,null,"Safety (injury)",null,null,null,{"$f":"G52*INDEX(hy_escalation, MATCH(input_dollars,hy_dates,0))/INDEX(hy_escalation, MATCH(H52,hy_dates,0))","v":0},0,0,0]
[]
[]
[]
[]
[]
[null,"UNPLANNED REPLACEMENT/REPAIR"]
[null,null,"Major failure (replace)",null,null,null,0,{"$f":"input_dollars","v":"2023-12-31"}]
[null,null,"Minor failure (repair)",null,null,null,0,{"$f":"input_dollars","v":"2023-12-31"}]
[]
[null,null,"Premium for failure",null,null,null,0.2]
[]
[]
[]
[]
[]
["Other benefits"]
[]
[null,"ENVIRONMENTAL",null,null,null,null,null,null,null,null,"2026-27","2027-28","2028-29","2029-30","2030-31","2031-32"]
[null,null,"Value of CO2 reductions",null,null,null,null,{"$f":"G35","v":"2023-06-30"},"$/kWh",null,2.4730486797759084E-2,2.2340740091772258E-2,2.0196329122153123E-2,1.806294207659629E-2,1.5913397615084226E-2,1.3715069432539001E-2]
[]
[]
[null,"CUSTOMER VALUE",null,null,null,null,"Value"]
[null,null,{"$f":"Data!B60","v":"Reliability in worst-served areas"},null,null,null,{"$f":"INDEX(Data!$D$60:$D$67,,MATCH(bus,Data!$D$59:$D$59,0))","v":151432.81740793545},{"$f":"custval_date","v":"2023-12-31"},"per MWh"]
[null,null,{"$f":"Data!B61","v":"Network resilience"},null,null,null,24590,"2023-12-31","per MWh"]
[null,null,{"$f":"Data!B62","v":"Enabling solar exports"},null,null,null,88.357719508603083,"2023-12-31","per MWh"]
[null,null,{"$f":"Data!B63","v":"Aesthetics"},null,null,null,0,"2023-12-31","per customer"]
[null,null,{"$f":"Data!B64","v":"Customer value of time - residential"},null,null,null,0.35181336539087127,"2023-12-31","per customer minute"]
[null,null,{"$f":"Data!B65","v":"Customer value of time - business"},null,null,null,0.35181336539087127,"2023-12-31","per customer minute"]
[null,null,{"$f":"Data!B66","v":"Communication"},null,null,null,0,"2023-12-31","per customer"]
[null,null,{"$f":"Data!B67","v":"Information accessibility"},null,null,null,0,"2023-12-31","per customer"]
[]
[]
[]
[]
["Sensitivities"]
[]
[]
[]
[null,null,null,null,null,null,"Capex","Total benefits"]
[null,1,{"$f":"IF(G111=0, \"\", G$110&\" \"&ABS($G111)*100&\"%\"&IF($G111>0, \" higher\", \" lower\"))&IF(AND(G111<>0, H111<>0), \" & \", \"\")&IF(H111=0, \"\", H$110&\" \"&ABS($H111)*100&\"%\"&IF($H111>0, \" higher\", \" lower\"))","v":"Capex 10% higher"},null,null,null,0.1,0]
[null,2,{"$f":"IF(G112=0, \"\", G$110&\" \"&ABS($G112)*100&\"%\"&IF($G112>0, \" higher\", \" lower\"))&IF(AND(G112<>0, H112<>0), \" & \", \"\")&IF(H112=0, \"\", H$110&\" \"&ABS($H112)*100&\"%\"&IF($H112>0, \" higher\", \" lower\"))","v":"Capex 10% lower"},null,null,null,-0.1,0]
[null,3,{"$f":"IF(G113=0, \"\", G$110&\" \"&ABS($G113)*100&\"%\"&IF($G113>0, \" higher\", \" lower\"))&IF(AND(G113<>0, H113<>0), \" & \", \"\")&IF(H113=0, \"\", H$110&\" \"&ABS($H113)*100&\"%\"&IF($H113>0, \" higher\", \" lower\"))","v":"Total benefits 10% higher"},null,null,null,0,0.1]
[null,4,{"$f":"IF(G114=0, \"\", G$110&\" \"&ABS($G114)*100&\"%\"&IF($G114>0, \" higher\", \" lower\"))&IF(AND(G114<>0, H114<>0), \" & \", \"\")&IF(H114=0, \"\", H$110&\" \"&ABS($H114)*100&\"%\"&IF($H114>0, \" higher\", \" lower\"))","v":"Total benefits 10% lower"},null,null,null,0,-0.1]
[null,5,{"$f":"IF(G115=0, \"\", G$110&\" \"&ABS($G115)*100&\"%\"&IF($G115>0, \" higher\", \" lower\"))&IF(AND(G115<>0, H115<>0), \" & \", \"\")&IF(H115=0, \"\", H$110&\" \"&ABS($H115)*100&\"%\"&IF($H115>0, \" higher\", \" lower\"))","v":"Capex 10% higher & Total benefits 10% lower"},null,null,null,0.1,-0.1]

{"sheet":"Option1 (base case)","index":3,"n_rows":121,"n_cols":33,"rows_kept":121,"cut":false,"hidden":false,"merged":[]}
[{"$f":"bus","v":"Powercor"}]
[{"$f":"proj","v":"Mount Cottrell feeder 9"}]
["OPTION 1 (base case)"]
[]
[]
["Count",null,null,null,null,null,null,0,{"$f":"H6+1","v":1},2,3,4,5,6,7,8,9,10,11,12,13,14,15,16,17,18,19,20,21,22,23,24,25]
["Value of CO2 reductions",null,null,null,null,null,"$/MWh",null,{"$f":"IF(ISBLANK(Assumptions!K90), H7,Assumptions!K90*thous_conv)","v":24.730486797759085},{"$f":"IF(ISBLANK(Assumptions!L90), I7,Assumptions!L90*thous_conv)","v":22.340740091772258},{"$f":"IF(ISBLANK(Assumptions!M90), J7,Assumptions!M90*thous_conv)","v":20.196329122153124},{"$f":"IF(ISBLANK(Assumptions!N90), K7,Assumptions!N90*thous_conv)","v":18.06294207659629},{"$f":"IF(ISBLANK(Assumptions!O90), L7,Assumptions!O90*thous_conv)","v":15.913397615084225},{"$f":"IF(ISBLANK(Assumptions!P90), M7,Assumptions!P90*thous_conv)","v":13.715069432539002},{"$f":"IF(ISBLANK(Assumptions!Q90), N7,Assumptions!Q90*thous_conv)","v":13.715069432539002},{"$f":"IF(ISBLANK(Assumptions!R90), O7,Assumptions!R90*thous_conv)","v":13.715069432539002},{"$f":"IF(ISBLANK(Assumptions!S90), P7,Assumptions!S90*thous_conv)","v":13.715069432539002},{"$f":"IF(ISBLANK(Assumptions!T90), Q7,Assumptions!T90*thous_conv)","v":13.715069432539002},{"$f":"IF(ISBLANK(Assumptions!U90), R7,Assumptions!U90*thous_conv)","v":13.715069432539002},{"$f":"IF(ISBLANK(Assumptions!V90), S7,Assumptions!V90*thous_conv)","v":13.715069432539002},{"$f":"IF(ISBLANK(Assumptions!W90), T7,Assumptions!W90*thous_conv)","v":13.715069432539002},{"$f":"IF(ISBLANK(Assumptions!X90), U7,Assumptions!X90*thous_conv)","v":13.715069432539002},{"$f":"IF(ISBLANK(Assumptions!Y90), V7,Assumptions!Y90*thous_conv)","v":13.715069432539002},{"$f":"IF(ISBLANK(Assumptions!Z90), W7,Assumptions!Z90*thous_conv)","v":13.715069432539002},{"$f":"IF(ISBLANK(Assumptions!AA90), X7,Assumptions!AA90*thous_conv)","v":13.715069432539002},{"$f":"IF(ISBLANK(Assumptions!AB90), Y7,Assumptions!AB90*thous_conv)","v":13.715069432539002},{"$f":"IF(ISBLANK(Assumptions!AC90), Z7,Assumptions!AC90*thous_conv)","v":13.715069432539002},{"$f":"IF(ISBLANK(Assumptions!AD90), AA7,Assumptions!AD90*thous_conv)","v":13.715069432539002},{"$f":"IF(ISBLANK(Assumptions!AE90), AB7,Assumptions!AE90*thous_conv)","v":13.715069432539002},{"$f":"IF(ISBLANK(Assumptions!AF90), AC7,Assumptions!AF90*thous_conv)","v":13.715069432539002},{"$f":"IF(ISBLANK(Assumptions!AG90), AD7,Assumptions!AG90*thous_conv)","v":13.715069432539002},{"$f":"IF(ISBLANK(Assumptions!AH90), AE7,Assumptions!AH90*thous_conv)","v":13.715069432539002},{"$f":"IF(ISBLANK(Assumptions!AI90), AF7,Assumptions!AI90*thous_conv)","v":13.715069432539002}]
[]
[null,null,null,null,null,null,"Units",{"$f":"DATE(LEFT(I9,4), 6,30)","v":"2026-06-30"},{"$f":"start","v":"2026-27"},{"$f":"LEFT(I9,4)+1&\"-\"&RIGHT(I9,2)+1","v":"2027-28"},"2028-29","2029-30","2030-31","2031-32","2032-33","2033-34","2034-35","2035-36","2036-37","2037-38","2038-39","2039-40","2040-41","2041-42","2042-43","2043-44","2044-45","2045-46","2046-47","2047-48","2048-49","2049-50","2050-51"]
[]
["INVESTMENT & OPERATING COST"]
[]
[null,null,"Capex",null,"Asset life (yrs)"]
[null,null,"< Enter description >",null,0,null,{"$f":"input_dollars","v":"2023-12-31"},null,0,0,0,0,0,0,0,0,0,0,0,0,0,0,0,0,0,0,0,0,0,0,0,0,0]
[null,null,"< Enter description >",null,0,null,{"$f":"input_dollars","v":"2023-12-31"},null,0,0,0,0,0,0,0,0,0,0,0,0,0,0,0,0,0,0,0,0,0,0,0,0,0]
[null,null,"< Enter description >",null,0,null,{"$f":"input_dollars","v":"2023-12-31"},null,0,0,0,0,0,0,0,0,0,0,0,0,0,0,0,0,0,0,0,0,0,0,0,0,0]
[null,null,"Capital expenditure",null,null,null,{"$f":"input_dollars","v":"2023-12-31"},null,{"$f":"SUM(I14:I16)","v":0},0,0,0,0,0,0,0,0,0,0,0,0,0,0,0,0,0,0,0,{"$f":"SUM(AC14:AC16)","v":0},{"$f":"SUM(AD14:AD16)","v":0},{"$f":"SUM(AE14:AE16)","v":0},{"$f":"SUM(AF14:AF16)","v":0},{"$f":"SUM(AG14:AG16)","v":0}]
[]
[null,null,"Operating expenditure",null,null,null,{"$f":"input_dollars","v":"2023-12-31"},null,0,0,0,0,0,0,0,0,0,0,0,0,0,0,0,0,0,0,0,0,0,0,0,0,0]
[]
[]
["RISK ASSUMPTIONS"]
[]
[null,null,"PoF (major)",null,null,null,null,null,0,0,0,0,0,0,0,0,0,0,0,0,0,0,0,0,0,0,0,0,0,0,0,0,0]
[null,null,"PoF (reparable)",null,null,null,null,null,0,0,0,0,0,0,0,0,0,0,0,0,0,0,0,0,0,0,0,0,0,0,0,0,0]
[]
[]
[null,null,"Energy at risk 10% PoE",null,0.3,null,"MWh",null,{"$f":"SUM('EaR MLN021'!I$10,'EaR MLN031'!I$10)","v":299.50028113559517},{"$f":"SUM('EaR MLN021'!J$10,'EaR MLN031'!J$10)","v":634.11079446846804},{"$f":"SUM('EaR MLN021'!K$10,'EaR MLN031'!K$10)","v":1231.3487513472326},{"$f":"SUM('EaR MLN021'!L$10,'EaR MLN031'!L$10)","v":2019.3570236492912},{"$f":"SUM('EaR MLN021'!M$10,'EaR MLN031'!M$10)","v":3125.4932306208602},{"$f":"SUM('EaR MLN021'!N$10,'EaR MLN031'!N$10)","v":4733.4231408275555},{"$f":"SUM('EaR MLN021'!O$10,'EaR MLN031'!O$10)","v":6774.6150652539673},{"$f":"SUM('EaR MLN021'!P$10,'EaR MLN031'!P$10)","v":8841.6790348936502},{"$f":"SUM('EaR MLN021'!Q$10,'EaR MLN031'!Q$10)","v":10824.861380178487},{"$f":"SUM('EaR MLN021'!R$10,'EaR MLN031'!R$10)","v":10824.861380178487},{"$f":"SUM('EaR MLN021'!S$10,'EaR MLN031'!S$10)","v":10824.861380178487},{"$f":"SUM('EaR MLN021'!T$10,'EaR MLN031'!T$10)","v":10824.861380178487},{"$f":"SUM('EaR MLN021'!U$10,'EaR MLN031'!U$10)","v":10824.861380178487},{"$f":"SUM('EaR MLN021'!V$10,'EaR MLN031'!V$10)","v":10824.861380178487},{"$f":"SUM('EaR MLN021'!W$10,'EaR MLN031'!W$10)","v":10824.861380178487},{"$f":"SUM('EaR MLN021'!X$10,'EaR MLN031'!X$10)","v":10824.861380178487},{"$f":"SUM('EaR MLN021'!Y$10,'EaR MLN031'!Y$10)","v":10824.861380178487},{"$f":"SUM('EaR MLN021'!Z$10,'EaR MLN031'!Z$10)","v":10824.861380178487},{"$f":"SUM('EaR MLN021'!AA$10,'EaR MLN031'!AA$10)","v":10824.861380178487},{"$f":"SUM('EaR MLN021'!AB$10,'EaR MLN031'!AB$10)","v":10824.861380178487},{"$f":"SUM('EaR MLN021'!AC$10,'EaR MLN031'!AC$10)","v":10824.861380178487},{"$f":"SUM('EaR MLN021'!AD$10,'EaR MLN031'!AD$10)","v":10824.861380178487},{"$f":"SUM('EaR MLN021'!AE$10,'EaR MLN031'!AE$10)","v":10824.861380178487},{"$f":"SUM('EaR MLN021'!AF$10,'EaR MLN031'!AF$10)","v":10824.861380178487},{"$f":"AF28","v":10824.861380178487}]
[null,null,"Energy at risk 50% PoE",null,0.7,null,"MWh",null,{"$f":"SUM('EaR MLN021'!I$9,'EaR MLN031'!I$9)","v":73.521778847898162},{"$f":"SUM('EaR MLN021'!J$9,'EaR MLN031'!J$9)","v":134.57834511110335},{"$f":"SUM('EaR MLN021'!K$9,'EaR MLN031'!K$9)","v":270.04819608852154},{"$f":"SUM('EaR MLN021'!L$9,'EaR MLN031'!L$9)","v":496.40759835224333},{"$f":"SUM('EaR MLN021'!M$9,'EaR MLN031'!M$9)","v":886.02574463663689},{"$f":"SUM('EaR MLN021'!N$9,'EaR MLN031'!N$9)","v":1556.9015417439882},{"$f":"SUM('EaR MLN021'!O$9,'EaR MLN031'!O$9)","v":2533.2296065410515},{"$f":"SUM('EaR MLN021'!P$9,'EaR MLN031'!P$9)","v":3613.5728147326927},{"$f":"SUM('EaR MLN021'!Q$9,'EaR MLN031'!Q$9)","v":4707.9885884715914},{"$f":"SUM('EaR MLN021'!R$9,'EaR MLN031'!R$9)","v":4707.9885884715914},{"$f":"SUM('EaR MLN021'!S$9,'EaR MLN031'!S$9)","v":4707.9885884715914},{"$f":"SUM('EaR MLN021'!T$9,'EaR MLN031'!T$9)","v":4707.9885884715914},{"$f":"SUM('EaR MLN021'!U$9,'EaR MLN031'!U$9)","v":4707.9885884715914},{"$f":"SUM('EaR MLN021'!V$9,'EaR MLN031'!V$9)","v":4707.9885884715914},{"$f":"SUM('EaR MLN021'!W$9,'EaR MLN031'!W$9)","v":4707.9885884715914},{"$f":"SUM('EaR MLN021'!X$9,'EaR MLN031'!X$9)","v":4707.9885884715914},{"$f":"SUM('EaR MLN021'!Y$9,'EaR MLN031'!Y$9)","v":4707.9885884715914},{"$f":"SUM('EaR MLN021'!Z$9,'EaR MLN031'!Z$9)","v":4707.9885884715914},{"$f":"SUM('EaR MLN021'!AA$9,'EaR MLN031'!AA$9)","v":4707.9885884715914},{"$f":"SUM('EaR MLN021'!AB$9,'EaR MLN031'!AB$9)","v":4707.9885884715914},{"$f":"SUM('EaR MLN021'!AC$9,'EaR MLN031'!AC$9)","v":4707.9885884715914},{"$f":"SUM('EaR MLN021'!AD$9,'EaR MLN031'!AD$9)","v":4707.9885884715914},{"$f":"SUM('EaR MLN021'!AE$9,'EaR MLN031'!AE$9)","v":4707.9885884715914},{"$f":"SUM('EaR MLN021'!AF$9,'EaR MLN031'!AF$9)","v":4707.9885884715914},{"$f":"AF29","v":4707.9885884715914}]
[]
[null,null,"Energy at risk (weighted)",null,null,null,"MWh",null,{"$f":"SUMPRODUCT(I$28:I$29, $E$28:$E$29)","v":141.31532953420725},{"$f":"SUMPRODUCT(J$28:J$29, $E$28:$E$29)","v":284.43807991831272},558.43836266613482,953.29242594135769,1557.8659904319038,2509.8580214690583,3805.6452441549263,5182.0046807809795,6543.0504259836598,6543.0504259836598,6543.0504259836598,6543.0504259836598,6543.0504259836598,6543.0504259836598,6543.0504259836598,6543.0504259836598,6543.0504259836598,6543.0504259836598,6543.0504259836598,6543.0504259836598,6543.0504259836598,6543.0504259836598,6543.0504259836598,6543.0504259836598,6543.0504259836598]
[null,null,"Energy at risk value","$/MWh",{"$f":"Assumptions!H41*vcr_esc","v":43995.260482598227},{"$f":"IF(AND(SUM(I31:AG31)<>0, E32=0), \"!\", \"\")","v":""},{"$f":"input_dollars","v":"2023-12-31"},null,{"$f":"I31*$E$32","v":6217204.7330416543},{"$f":"J31*$E$32","v":12513927.41717626},24568641.22897226,41940348.595378011,68538720.046032488,110421857.42886983,167430353.82095712,227983645.75300246,287863207.8419264,287863207.8419264,287863207.8419264,287863207.8419264,287863207.8419264,287863207.8419264,287863207.8419264,287863207.8419264,287863207.8419264,287863207.8419264,287863207.8419264,287863207.8419264,287863207.8419264,287863207.8419264,287863207.8419264,287863207.8419264,287863207.8419264]
[]
[null,null,"Safety consequence","(after DF)",null,null,{"$f":"input_dollars","v":"2023-12-31"},null,0,0,0,0,0,0,0,0,0,0,0,0,0,0,0,0,0,0,0,0,0,0,0,0,0]
[null,null,"Unplanned replacements",null,null,null,{"$f":"input_dollars","v":"2023-12-31"},null,0,0,0,0,0,0,0,0,0,0,0,0,0,0,0,0,0,0,0,0,0,0,0,0,0]
[null,null,"Environmental consequence","(after DF)",null,null,{"$f":"input_dollars","v":"2023-12-31"},null,0,0,0,0,0,0,0,0,0,0,0,0,0,0,0,0,0,0,0,0,0,0,0,0,0]
[null,null,"< Other risk - enter description >",null,null,null,{"$f":"input_dollars","v":"2023-12-31"},null,0,0,0,0,0,0,0,0,0,0,0,0,0,0,0,0,0,0,0,0,0,0,0,0,0]
[null,null,"< Other risk - enter description >",null,null,null,{"$f":"input_dollars","v":"2023-12-31"},null,0,0,0,0,0,0,0,0,0,0,0,0,0,0,0,0,0,0,0,0,0,0,0,0,0]
[]
[null,null,"Total risk cost",null,null,null,null,null,{"$f":"SUM(I32:I38)","v":6217204.7330416543},{"$f":"SUM(J32:J38)","v":12513927.41717626},24568641.22897226,41940348.595378011,68538720.046032488,110421857.42886983,167430353.82095712,227983645.75300246,287863207.8419264,287863207.8419264,287863207.8419264,287863207.8419264,287863207.8419264,287863207.8419264,287863207.8419264,287863207.8419264,287863207.8419264,287863207.8419264,287863207.8419264,287863207.8419264,{"$f":"SUM(AC32:AC38)","v":287863207.8419264},{"$f":"SUM(AD32:AD38)","v":287863207.8419264},{"$f":"SUM(AE32:AE38)","v":287863207.8419264},{"$f":"SUM(AF32:AF38)","v":287863207.8419264},{"$f":"SUM(AG32:AG38)","v":287863207.8419264}]
[]
["OTHER BENEFITS"]
[]
[]
[null,null,"Reduction in CO2 emissions",null,null,null,"MWh",null,0,0,0,0,0,0,0,0,0,0,0,0,0,0,0,0,0,0,0,0,0,0,0,0,0]
[null,null,"Value of reduction in CO2 emissions",null,null,null,"$",null,{"$f":"I45*I7","v":0},0,0,0,0,0,0,0,0,0,0,0,0,0,0,0,0,0,0,0,0,0,0,0,0]
[]
[]
[null,null,"Reliability in worst-served areas","$/MWh",{"$f":"Assumptions!G94","v":151432.81740793545},null,"MWh",null,0,0,0,0,0,0,0,0,0,0,0,0,0,0,0,0,0,0,0,0,0,0,0,0,0]
[null,null,"Network resilience","$/MWh",{"$f":"Assumptions!G95","v":24590},null,"MWh",null,0,0,0,0,0,0,0,0,0,0,0,0,0,0,0,0,0,0,0,0,0,0,0,0,0]
[null,null,"Enabling solar exports","$/MWh",{"$f":"Assumptions!G96","v":88.357719508603083},null,"MWh",null,0,0,0,0,0,0,0,0,0,0,0,0,0,0,0,0,0,0,0,0,0,0,0,0,0]
[null,null,"Aesthetics","$/customer",{"$f":"Assumptions!G97","v":0},null,"customers",null,0,0,0,0,0,0,0,0,0,0,0,0,0,0,0,0,0,0,0,0,0,0,0,0,0]
[null,null,"Customer value of time (res)","$/customer min",{"$f":"Assumptions!G98","v":0.35181336539087127},null,"mins",null,0,0,0,0,0,0,0,0,0,0,0,0,0,0,0,0,0,0,0,0,0,0,0,0,0]
[null,null,"Customer value of time (bus)","$/customer min",{"$f":"Assumptions!G99","v":0.35181336539087127},null,"mins",null,0,0,0,0,0,0,0,0,0,0,0,0,0,0,0,0,0,0,0,0,0,0,0,0,0]
[null,null,"Communication","$/customer",{"$f":"Assumptions!G100","v":0},null,"customers",null,0,0,0,0,0,0,0,0,0,0,0,0,0,0,0,0,0,0,0,0,0,0,0,0,0]
[null,null,"Information accessibility","$/customer",{"$f":"Assumptions!G101","v":0},null,"customers",null,0,0,0,0,0,0,0,0,0,0,0,0,0,0,0,0,0,0,0,0,0,0,0,0,0]
[]
[null,null,"Other benefits 1",null,null,null,{"$f":"input_dollars","v":"2023-12-31"},null,0,0,0,0,0,0,0,0,0,0,0,0,0,0,0,0,0,0,0,0,0,0,0,0,0]
[null,null,"Other benefits 2",null,null,null,{"$f":"input_dollars","v":"2023-12-31"},null,0,0,0,0,0,0,0,0,0,0,0,0,0,0,0,0,0,0,0,0,0,0,0,0,0]
[]
[null,null,"Total other benefits",null,null,null,{"$f":"input_dollars","v":"2023-12-31"},null,{"$f":"SUMPRODUCT((I$49:I$56)*($E$49:$E$56))+SUM(I58:I59)+I46","v":0},{"$f":"SUMPRODUCT((J$49:J$56)*($E$49:$E$56))+SUM(J58:J59)+J46","v":0},{"$f":"SUMPRODUCT((K$49:K$56)*($E$49:$E$56))+SUM(K58:K59)+K46","v":0},{"$f":"SUMPRODUCT((L$49:L$56)*($E$49:$E$56))+SUM(L58:L59)+L46","v":0},{"$f":"SUMPRODUCT((M$49:M$56)*($E$49:$E$56))+SUM(M58:M59)+M46","v":0},{"$f":"SUMPRODUCT((N$49:N$56)*($E$49:$E$56))+SUM(N58:N59)+N46","v":0},{"$f":"SUMPRODUCT((O$49:O$56)*($E$49:$E$56))+SUM(O58:O59)+O46","v":0},{"$f":"SUMPRODUCT((P$49:P$56)*($E$49:$E$56))+SUM(P58:P59)+P46","v":0},{"$f":"SUMPRODUCT((Q$49:Q$56)*($E$49:$E$56))+SUM(Q58:Q59)+Q46","v":0},{"$f":"SUMPRODUCT((R$49:R$56)*($E$49:$E$56))+SUM(R58:R59)+R46","v":0},{"$f":"SUMPRODUCT((S$49:S$56)*($E$49:$E$56))+SUM(S58:S59)+S46","v":0},{"$f":"SUMPRODUCT((T$49:T$56)*($E$49:$E$56))+SUM(T58:T59)+T46","v":0},{"$f":"SUMPRODUCT((U$49:U$56)*($E$49:$E$56))+SUM(U58:U59)+U46","v":0},{"$f":"SUMPRODUCT((V$49:V$56)*($E$49:$E$56))+SUM(V58:V59)+V46","v":0},{"$f":"SUMPRODUCT((W$49:W$56)*($E$49:$E$56))+SUM(W58:W59)+W46","v":0},{"$f":"SUMPRODUCT((X$49:X$56)*($E$49:$E$56))+SUM(X58:X59)+X46","v":0},{"$f":"SUMPRODUCT((Y$49:Y$56)*($E$49:$E$56))+SUM(Y58:Y59)+Y46","v":0},{"$f":"SUMPRODUCT((Z$49:Z$56)*($E$49:$E$56))+SUM(Z58:Z59)+Z46","v":0},{"$f":"SUMPRODUCT((AA$49:AA$56)*($E$49:$E$56))+SUM(AA58:AA59)+AA46","v":0},{"$f":"SUMPRODUCT((AB$49:AB$56)*($E$49:$E$56))+SUM(AB58:AB59)+AB46","v":0},{"$f":"SUMPRODUCT((AC$49:AC$56)*($E$49:$E$56))+SUM(AC58:AC59)+AC46","v":0},{"$f":"SUMPRODUCT((AD$49:AD$56)*($E$49:$E$56))+SUM(AD58:AD59)+AD46","v":0},{"$f":"SUMPRODUCT((AE$49:AE$56)*($E$49:$E$56))+SUM(AE58:AE59)+AE46","v":0},{"$f":"SUMPRODUCT((AF$49:AF$56)*($E$49:$E$56))+SUM(AF58:AF59)+AF46","v":0},{"$f":"SUMPRODUCT((AG$49:AG$56)*($E$49:$E$56))+SUM(AG58:AG59)+AG46","v":0}]
[]
[]
["SUMMARY"]
[]
[]
[]
[null,null,"Risks mitigated vs base case",null,null,null,{"$f":"input_dollars","v":"2023-12-31"}]
[]
[null,null,"Capital expenditure"]
[null,null,{"$f":"C14","v":"< Enter description >"},null,null,null,{"$f":"input_dollars","v":"2023-12-31"},null,{"$f":"-I14","v":0},0,0,0,0,0,0,0,0,0,0,0,0,0,0,0,0,0,0,0,0,0,0,0,0]
[null,null,{"$f":"C15","v":"< Enter description >"},null,null,null,{"$f":"input_dollars","v":"2023-12-31"},null,{"$f":"-I15","v":0},0,0,0,0,0,0,0,0,0,0,0,0,0,0,0,0,0,0,0,0,0,0,0,0]
[null,null,{"$f":"C16","v":"< Enter description >"},null,null,null,{"$f":"input_dollars","v":"2023-12-31"},null,{"$f":"-I16","v":0},0,0,0,0,0,0,0,0,0,0,0,0,0,0,0,0,0,0,0,0,0,0,0,0]
[]
[null,null,"Cumulative capex"]
[null,null,{"$f":"C14","v":"< Enter description >"},null,null,null,{"$f":"input_dollars","v":"2023-12-31"},null,{"$f":"SUMPRODUCT(($I71:I71))-SUMPRODUCT(($I71:I71)*($I$6:I$6<=(I$6-$E14)))","v":0},{"$f":"SUMPRODUCT(($I71:J71))-SUMPRODUCT(($I71:J71)*($I$6:J$6<=(J$6-$E14)))","v":0},{"$f":"SUMPRODUCT(($I71:K71))-SUMPRODUCT(($I71:K71)*($I$6:K$6<=(K$6-$E14)))","v":0},{"$f":"SUMPRODUCT(($I71:L71))-SUMPRODUCT(($I71:L71)*($I$6:L$6<=(L$6-$E14)))","v":0},{"$f":"SUMPRODUCT(($I71:M71))-SUMPRODUCT(($I71:M71)*($I$6:M$6<=(M$6-$E14)))","v":0},{"$f":"SUMPRODUCT(($I71:N71))-SUMPRODUCT(($I71:N71)*($I$6:N$6<=(N$6-$E14)))","v":0},{"$f":"SUMPRODUCT(($I71:O71))-SUMPRODUCT(($I71:O71)*($I$6:O$6<=(O$6-$E14)))","v":0},{"$f":"SUMPRODUCT(($I71:P71))-SUMPRODUCT(($I71:P71)*($I$6:P$6<=(P$6-$E14)))","v":0},{"$f":"SUMPRODUCT(($I71:Q71))-SUMPRODUCT(($I71:Q71)*($I$6:Q$6<=(Q$6-$E14)))","v":0},{"$f":"SUMPRODUCT(($I71:R71))-SUMPRODUCT(($I71:R71)*($I$6:R$6<=(R$6-$E14)))","v":0},{"$f":"SUMPRODUCT(($I71:S71))-SUMPRODUCT(($I71:S71)*($I$6:S$6<=(S$6-$E14)))","v":0},{"$f":"SUMPRODUCT(($I71:T71))-SUMPRODUCT(($I71:T71)*($I$6:T$6<=(T$6-$E14)))","v":0},{"$f":"SUMPRODUCT(($I71:U71))-SUMPRODUCT(($I71:U71)*($I$6:U$6<=(U$6-$E14)))","v":0},{"$f":"SUMPRODUCT(($I71:V71))-SUMPRODUCT(($I71:V71)*($I$6:V$6<=(V$6-$E14)))","v":0},{"$f":"SUMPRODUCT(($I71:W71))-SUMPRODUCT(($I71:W71)*($I$6:W$6<=(W$6-$E14)))","v":0},{"$f":"SUMPRODUCT(($I71:X71))-SUMPRODUCT(($I71:X71)*($I$6:X$6<=(X$6-$E14)))","v":0},{"$f":"SUMPRODUCT(($I71:Y71))-SUMPRODUCT(($I71:Y71)*($I$6:Y$6<=(Y$6-$E14)))","v":0},{"$f":"SUMPRODUCT(($I71:Z71))-SUMPRODUCT(($I71:Z71)*($I$6:Z$6<=(Z$6-$E14)))","v":0},{"$f":"SUMPRODUCT(($I71:AA71))-SUMPRODUCT(($I71:AA71)*($I$6:AA$6<=(AA$6-$E14)))","v":0},{"$f":"SUMPRODUCT(($I71:AB71))-SUMPRODUCT(($I71:AB71)*($I$6:AB$6<=(AB$6-$E14)))","v":0},{"$f":"SUMPRODUCT(($I71:AC71))-SUMPRODUCT(($I71:AC71)*($I$6:AC$6<=(AC$6-$E14)))","v":0},{"$f":"SUMPRODUCT(($I71:AD71))-SUMPRODUCT(($I71:AD71)*($I$6:AD$6<=(AD$6-$E14)))","v":0},{"$f":"SUMPRODUCT(($I71:AE71))-SUMPRODUCT(($I71:AE71)*($I$6:AE$6<=(AE$6-$E14)))","v":0},{"$f":"SUMPRODUCT(($I71:AF71))-SUMPRODUCT(($I71:AF71)*($I$6:AF$6<=(AF$6-$E14)))","v":0},{"$f":"SUMPRODUCT(($I71:AG71))-SUMPRODUCT(($I71:AG71)*($I$6:AG$6<=(AG$6-$E14)))","v":0}]
[null,null,{"$f":"C15","v":"< Enter description >"},null,null,null,{"$f":"input_dollars","v":"2023-12-31"},null,{"$f":"SUMPRODUCT(($I72:I72))-SUMPRODUCT(($I72:I72)*($I$6:I$6<=(I$6-$E15)))","v":0},{"$f":"SUMPRODUCT(($I72:J72))-SUMPRODUCT(($I72:J72)*($I$6:J$6<=(J$6-$E15)))","v":0},{"$f":"SUMPRODUCT(($I72:K72))-SUMPRODUCT(($I72:K72)*($I$6:K$6<=(K$6-$E15)))","v":0},{"$f":"SUMPRODUCT(($I72:L72))-SUMPRODUCT(($I72:L72)*($I$6:L$6<=(L$6-$E15)))","v":0},{"$f":"SUMPRODUCT(($I72:M72))-SUMPRODUCT(($I72:M72)*($I$6:M$6<=(M$6-$E15)))","v":0},{"$f":"SUMPRODUCT(($I72:N72))-SUMPRODUCT(($I72:N72)*($I$6:N$6<=(N$6-$E15)))","v":0},{"$f":"SUMPRODUCT(($I72:O72))-SUMPRODUCT(($I72:O72)*($I$6:O$6<=(O$6-$E15)))","v":0},{"$f":"SUMPRODUCT(($I72:P72))-SUMPRODUCT(($I72:P72)*($I$6:P$6<=(P$6-$E15)))","v":0},{"$f":"SUMPRODUCT(($I72:Q72))-SUMPRODUCT(($I72:Q72)*($I$6:Q$6<=(Q$6-$E15)))","v":0},{"$f":"SUMPRODUCT(($I72:R72))-SUMPRODUCT(($I72:R72)*($I$6:R$6<=(R$6-$E15)))","v":0},{"$f":"SUMPRODUCT(($I72:S72))-SUMPRODUCT(($I72:S72)*($I$6:S$6<=(S$6-$E15)))","v":0},{"$f":"SUMPRODUCT(($I72:T72))-SUMPRODUCT(($I72:T72)*($I$6:T$6<=(T$6-$E15)))","v":0},{"$f":"SUMPRODUCT(($I72:U72))-SUMPRODUCT(($I72:U72)*($I$6:U$6<=(U$6-$E15)))","v":0},{"$f":"SUMPRODUCT(($I72:V72))-SUMPRODUCT(($I72:V72)*($I$6:V$6<=(V$6-$E15)))","v":0},{"$f":"SUMPRODUCT(($I72:W72))-SUMPRODUCT(($I72:W72)*($I$6:W$6<=(W$6-$E15)))","v":0},{"$f":"SUMPRODUCT(($I72:X72))-SUMPRODUCT(($I72:X72)*($I$6:X$6<=(X$6-$E15)))","v":0},{"$f":"SUMPRODUCT(($I72:Y72))-SUMPRODUCT(($I72:Y72)*($I$6:Y$6<=(Y$6-$E15)))","v":0},{"$f":"SUMPRODUCT(($I72:Z72))-SUMPRODUCT(($I72:Z72)*($I$6:Z$6<=(Z$6-$E15)))","v":0},{"$f":"SUMPRODUCT(($I72:AA72))-SUMPRODUCT(($I72:AA72)*($I$6:AA$6<=(AA$6-$E15)))","v":0},{"$f":"SUMPRODUCT(($I72:AB72))-SUMPRODUCT(($I72:AB72)*($I$6:AB$6<=(AB$6-$E15)))","v":0},{"$f":"SUMPRODUCT(($I72:AC72))-SUMPRODUCT(($I72:AC72)*($I$6:AC$6<=(AC$6-$E15)))","v":0},{"$f":"SUMPRODUCT(($I72:AD72))-SUMPRODUCT(($I72:AD72)*($I$6:AD$6<=(AD$6-$E15)))","v":0},{"$f":"SUMPRODUCT(($I72:AE72))-SUMPRODUCT(($I72:AE72)*($I$6:AE$6<=(AE$6-$E15)))","v":0},{"$f":"SUMPRODUCT(($I72:AF72))-SUMPRODUCT(($I72:AF72)*($I$6:AF$6<=(AF$6-$E15)))","v":0},{"$f":"SUMPRODUCT(($I72:AG72))-SUMPRODUCT(($I72:AG72)*($I$6:AG$6<=(AG$6-$E15)))","v":0}]
[null,null,{"$f":"C16","v":"< Enter description >"},null,null,null,{"$f":"input_dollars","v":"2023-12-31"},null,{"$f":"SUMPRODUCT(($I73:I73))-SUMPRODUCT(($I73:I73)*($I$6:I$6<=(I$6-$E16)))","v":0},{"$f":"SUMPRODUCT(($I73:J73))-SUMPRODUCT(($I73:J73)*($I$6:J$6<=(J$6-$E16)))","v":0},{"$f":"SUMPRODUCT(($I73:K73))-SUMPRODUCT(($I73:K73)*($I$6:K$6<=(K$6-$E16)))","v":0},{"$f":"SUMPRODUCT(($I73:L73))-SUMPRODUCT(($I73:L73)*($I$6:L$6<=(L$6-$E16)))","v":0},{"$f":"SUMPRODUCT(($I73:M73))-SUMPRODUCT(($I73:M73)*($I$6:M$6<=(M$6-$E16)))","v":0},{"$f":"SUMPRODUCT(($I73:N73))-SUMPRODUCT(($I73:N73)*($I$6:N$6<=(N$6-$E16)))","v":0},{"$f":"SUMPRODUCT(($I73:O73))-SUMPRODUCT(($I73:O73)*($I$6:O$6<=(O$6-$E16)))","v":0},{"$f":"SUMPRODUCT(($I73:P73))-SUMPRODUCT(($I73:P73)*($I$6:P$6<=(P$6-$E16)))","v":0},{"$f":"SUMPRODUCT(($I73:Q73))-SUMPRODUCT(($I73:Q73)*($I$6:Q$6<=(Q$6-$E16)))","v":0},{"$f":"SUMPRODUCT(($I73:R73))-SUMPRODUCT(($I73:R73)*($I$6:R$6<=(R$6-$E16)))","v":0},{"$f":"SUMPRODUCT(($I73:S73))-SUMPRODUCT(($I73:S73)*($I$6:S$6<=(S$6-$E16)))","v":0},{"$f":"SUMPRODUCT(($I73:T73))-SUMPRODUCT(($I73:T73)*($I$6:T$6<=(T$6-$E16)))","v":0},{"$f":"SUMPRODUCT(($I73:U73))-SUMPRODUCT(($I73:U73)*($I$6:U$6<=(U$6-$E16)))","v":0},{"$f":"SUMPRODUCT(($I73:V73))-SUMPRODUCT(($I73:V73)*($I$6:V$6<=(V$6-$E16)))","v":0},{"$f":"SUMPRODUCT(($I73:W73))-SUMPRODUCT(($I73:W73)*($I$6:W$6<=(W$6-$E16)))","v":0},{"$f":"SUMPRODUCT(($I73:X73))-SUMPRODUCT(($I73:X73)*($I$6:X$6<=(X$6-$E16)))","v":0},{"$f":"SUMPRODUCT(($I73:Y73))-SUMPRODUCT(($I73:Y73)*($I$6:Y$6<=(Y$6-$E16)))","v":0},{"$f":"SUMPRODUCT(($I73:Z73))-SUMPRODUCT(($I73:Z73)*($I$6:Z$6<=(Z$6-$E16)))","v":0},{"$f":"SUMPRODUCT(($I73:AA73))-SUMPRODUCT(($I73:AA73)*($I$6:AA$6<=(AA$6-$E16)))","v":0},{"$f":"SUMPRODUCT(($I73:AB73))-SUMPRODUCT(($I73:AB73)*($I$6:AB$6<=(AB$6-$E16)))","v":0},{"$f":"SUMPRODUCT(($I73:AC73))-SUMPRODUCT(($I73:AC73)*($I$6:AC$6<=(AC$6-$E16)))","v":0},{"$f":"SUMPRODUCT(($I73:AD73))-SUMPRODUCT(($I73:AD73)*($I$6:AD$6<=(AD$6-$E16)))","v":0},{"$f":"SUMPRODUCT(($I73:AE73))-SUMPRODUCT(($I73:AE73)*($I$6:AE$6<=(AE$6-$E16)))","v":0},{"$f":"SUMPRODUCT(($I73:AF73))-SUMPRODUCT(($I73:AF73)*($I$6:AF$6<=(AF$6-$E16)))","v":0},{"$f":"SUMPRODUCT(($I73:AG73))-SUMPRODUCT(($I73:AG73)*($I$6:AG$6<=(AG$6-$E16)))","v":0}]
[]
[null,null,"Annualised capex"]
[null,null,{"$f":"$C$80&\" - \"&C14","v":"Annualised capex - < Enter description >"},null,null,null,{"$f":"input_dollars","v":"2023-12-31"},null,{"$f":"IF($E14=0,0,-PMT(real_disc, $E14,H76,))","v":0},0,0,0,0,0,0,0,0,0,0,0,0,0,0,0,0,0,0,0,0,0,0,0,0]
[null,null,{"$f":"$C$80&\" - \"&C15","v":"Annualised capex - < Enter description >"},null,null,null,{"$f":"input_dollars","v":"2023-12-31"},null,{"$f":"IF($E15=0,0,-PMT(real_disc, $E15,H77,))","v":0},0,0,0,0,0,0,0,0,0,0,0,0,0,0,0,0,0,0,0,0,0,0,0,0]
[null,null,{"$f":"$C$80&\" - \"&C16","v":"Annualised capex - < Enter description >"},null,null,null,{"$f":"input_dollars","v":"2023-12-31"},null,{"$f":"IF($E16=0,0,-PMT(real_disc, $E16,H78,))","v":0},0,0,0,0,0,0,0,0,0,0,0,0,0,0,0,0,0,0,0,0,0,0,0,0]
[null,null,"Total annualised capex",null,null,null,{"$f":"input_dollars","v":"2023-12-31"},null,{"$f":"SUM(I81:I83)","v":0},{"$f":"SUM(J81:J83)","v":0},0,0,0,0,0,0,0,0,0,0,0,0,0,0,0,0,0,0,{"$f":"SUM(AC81:AC83)","v":0},{"$f":"SUM(AD81:AD83)","v":0},{"$f":"SUM(AE81:AE83)","v":0},{"$f":"SUM(AF81:AF83)","v":0},{"$f":"SUM(AG81:AG83)","v":0}]
[]
[null,null,"Annualised capex",null,null,null,{"$f":"input_dollars","v":"2023-12-31"},null,{"$f":"I84","v":0},{"$f":"J84","v":0},0,0,0,0,0,0,0,0,0,0,0,0,0,0,0,0,0,0,{"$f":"AC84","v":0},{"$f":"AD84","v":0},{"$f":"AE84","v":0},{"$f":"AF84","v":0},{"$f":"AG84","v":0}]
[null,null,"Operating expenditure",null,null,null,"2023-12-31",null,{"$f":"-I19","v":0},0,0,0,0,0,0,0,0,0,0,0,0,0,0,0,0,0,0,0,0,0,0,0,0]
[null,null,"Risk mitigated",null,null,null,"2023-12-31",null,{"$f":"I68","v":0},{"$f":"J68","v":0},0,0,0,0,0,0,0,0,0,0,0,0,0,0,0,0,0,0,{"$f":"AC68","v":0},{"$f":"AD68","v":0},{"$f":"AE68","v":0},{"$f":"AF68","v":0},{"$f":"AG68","v":0}]
[null,null,"Other benefits value",null,null,null,"2023-12-31",null,{"$f":"I61","v":0},0,0,0,0,0,0,0,0,0,0,0,0,0,0,0,0,0,0,0,0,0,0,0,0]
[]
[null,null,"Net benefits",null,null,null,"2023-12-31",null,{"$f":"SUM(I86:I90)","v":0},0,0,0,0,0,0,0,0,0,0,0,0,0,0,0,0,0,0,0,{"$f":"SUM(AC86:AC90)","v":0},{"$f":"SUM(AD86:AD90)","v":0},{"$f":"SUM(AE86:AE90)","v":0},{"$f":"SUM(AF86:AF90)","v":0},{"$f":"SUM(AG86:AG90)","v":0}]
[]
[]
[]
[]
[]
[]
[]
[]
[]
[]
[]
[]
[]
[]
["SENSITIVITIES"]
[]
[]
[]
["NPV",null,"Net benefits",null,null,null,{"$f":"PROPER($A$3)&A110","v":"Option 1 (Base Case)NPV"},null,{"$f":"I91","v":0},{"$f":"J91","v":0},0,0,0,0,0,0,0,0,0,0,0,0,0,0,0,0,0,0,0,0,0,0,0]
[null,null,"Total annualised capex",null,null,null,null,null,{"$f":"I86","v":0},{"$f":"J86","v":0},0,0,0,0,0,0,0,0,0,0,0,0,0,0,0,0,0,0,0,0,0,0,0]
[null,null,"Total benefits",null,null,null,null,null,{"$f":"SUM(I88:I89)","v":0},{"$f":"SUM(J88:J89)","v":0},0,0,0,0,0,0,0,0,0,0,0,0,0,0,0,0,0,0,0,0,0,0,0]
[null,null,null,{"$f":"Assumptions!G110","v":"Capex"},{"$f":"Assumptions!H110","v":"Total benefits"}]
[{"$f":"\"sens\"&Assumptions!B111","v":"sens1"},null,{"$f":"Assumptions!C111","v":"Capex 10% higher"},{"$f":"Assumptions!G111","v":0.1},{"$f":"Assumptions!H111","v":0},null,{"$f":"PROPER($A$3)&A114","v":"Option 1 (Base Case)sens1"},null,{"$f":"I$110+IF($C114<>0,SUMPRODUCT((I$111:I$112)*TRANSPOSE(($D114:$E114))),0)","v":0},{"$f":"J$110+IF($C114<>0,SUMPRODUCT((J$111:J$112)*TRANSPOSE(($D114:$E114))),0)","v":0},{"$f":"K$110+IF($C114<>0,SUMPRODUCT((K$111:K$112)*TRANSPOSE(($D114:$E114))),0)","v":0},{"$f":"L$110+IF($C114<>0,SUMPRODUCT((L$111:L$112)*TRANSPOSE(($D114:$E114))),0)","v":0},{"$f":"M$110+IF($C114<>0,SUMPRODUCT((M$111:M$112)*TRANSPOSE(($D114:$E114))),0)","v":0},{"$f":"N$110+IF($C114<>0,SUMPRODUCT((N$111:N$112)*TRANSPOSE(($D114:$E114))),0)","v":0},{"$f":"O$110+IF($C114<>0,SUMPRODUCT((O$111:O$112)*TRANSPOSE(($D114:$E114))),0)","v":0},{"$f":"P$110+IF($C114<>0,SUMPRODUCT((P$111:P$112)*TRANSPOSE(($D114:$E114))),0)","v":0},{"$f":"Q$110+IF($C114<>0,SUMPRODUCT((Q$111:Q$112)*TRANSPOSE(($D114:$E114))),0)","v":0},{"$f":"R$110+IF($C114<>0,SUMPRODUCT((R$111:R$112)*TRANSPOSE(($D114:$E114))),0)","v":0},{"$f":"S$110+IF($C114<>0,SUMPRODUCT((S$111:S$112)*TRANSPOSE(($D114:$E114))),0)","v":0},{"$f":"T$110+IF($C114<>0,SUMPRODUCT((T$111:T$112)*TRANSPOSE(($D114:$E114))),0)","v":0},{"$f":"U$110+IF($C114<>0,SUMPRODUCT((U$111:U$112)*TRANSPOSE(($D114:$E114))),0)","v":0},{"$f":"V$110+IF($C114<>0,SUMPRODUCT((V$111:V$112)*TRANSPOSE(($D114:$E114))),0)","v":0},{"$f":"W$110+IF($C114<>0,SUMPRODUCT((W$111:W$112)*TRANSPOSE(($D114:$E114))),0)","v":0},{"$f":"X$110+IF($C114<>0,SUMPRODUCT((X$111:X$112)*TRANSPOSE(($D114:$E114))),0)","v":0},{"$f":"Y$110+IF($C114<>0,SUMPRODUCT((Y$111:Y$112)*TRANSPOSE(($D114:$E114))),0)","v":0},{"$f":"Z$110+IF($C114<>0,SUMPRODUCT((Z$111:Z$112)*TRANSPOSE(($D114:$E114))),0)","v":0},{"$f":"AA$110+IF($C114<>0,SUMPRODUCT((AA$111:AA$112)*TRANSPOSE(($D114:$E114))),0)","v":0},{"$f":"AB$110+IF($C114<>0,SUMPRODUCT((AB$111:AB$112)*TRANSPOSE(($D114:$E114))),0)","v":0},{"$f":"AC$110+IF($C114<>0,SUMPRODUCT((AC$111:AC$112)*TRANSPOSE(($D114:$E114))),0)","v":0},{"$f":"AD$110+IF($C114<>0,SUMPRODUCT((AD$111:AD$112)*TRANSPOSE(($D114:$E114))),0)","v":0},{"$f":"AE$110+IF($C114<>0,SUMPRODUCT((AE$111:AE$112)*TRANSPOSE(($D114:$E114))),0)","v":0},{"$f":"AF$110+IF($C114<>0,SUMPRODUCT((AF$111:AF$112)*TRANSPOSE(($D114:$E114))),0)","v":0},{"$f":"AG$110+IF($C114<>0,SUMPRODUCT((AG$111:AG$112)*TRANSPOSE(($D114:$E114))),0)","v":0}]
[{"$f":"\"sens\"&Assumptions!B112","v":"sens2"},null,{"$f":"Assumptions!C112","v":"Capex 10% lower"},{"$f":"Assumptions!G112","v":-0.1},{"$f":"Assumptions!H112","v":0},null,{"$f":"PROPER($A$3)&A115","v":"Option 1 (Base Case)sens2"},null,{"$f":"I$110+IF($C115<>0,SUMPRODUCT((I$111:I$112)*TRANSPOSE(($D115:$E115))),0)","v":0},{"$f":"J$110+IF($C115<>0,SUMPRODUCT((J$111:J$112)*TRANSPOSE(($D115:$E115))),0)","v":0},{"$f":"K$110+IF($C115<>0,SUMPRODUCT((K$111:K$112)*TRANSPOSE(($D115:$E115))),0)","v":0},{"$f":"L$110+IF($C115<>0,SUMPRODUCT((L$111:L$112)*TRANSPOSE(($D115:$E115))),0)","v":0},{"$f":"M$110+IF($C115<>0,SUMPRODUCT((M$111:M$112)*TRANSPOSE(($D115:$E115))),0)","v":0},{"$f":"N$110+IF($C115<>0,SUMPRODUCT((N$111:N$112)*TRANSPOSE(($D115:$E115))),0)","v":0},{"$f":"O$110+IF($C115<>0,SUMPRODUCT((O$111:O$112)*TRANSPOSE(($D115:$E115))),0)","v":0},{"$f":"P$110+IF($C115<>0,SUMPRODUCT((P$111:P$112)*TRANSPOSE(($D115:$E115))),0)","v":0},{"$f":"Q$110+IF($C115<>0,SUMPRODUCT((Q$111:Q$112)*TRANSPOSE(($D115:$E115))),0)","v":0},{"$f":"R$110+IF($C115<>0,SUMPRODUCT((R$111:R$112)*TRANSPOSE(($D115:$E115))),0)","v":0},{"$f":"S$110+IF($C115<>0,SUMPRODUCT((S$111:S$112)*TRANSPOSE(($D115:$E115))),0)","v":0},{"$f":"T$110+IF($C115<>0,SUMPRODUCT((T$111:T$112)*TRANSPOSE(($D115:$E115))),0)","v":0},{"$f":"U$110+IF($C115<>0,SUMPRODUCT((U$111:U$112)*TRANSPOSE(($D115:$E115))),0)","v":0},{"$f":"V$110+IF($C115<>0,SUMPRODUCT((V$111:V$112)*TRANSPOSE(($D115:$E115))),0)","v":0},{"$f":"W$110+IF($C115<>0,SUMPRODUCT((W$111:W$112)*TRANSPOSE(($D115:$E115))),0)","v":0},{"$f":"X$110+IF($C115<>0,SUMPRODUCT((X$111:X$112)*TRANSPOSE(($D115:$E115))),0)","v":0},{"$f":"Y$110+IF($C115<>0,SUMPRODUCT((Y$111:Y$112)*TRANSPOSE(($D115:$E115))),0)","v":0},{"$f":"Z$110+IF($C115<>0,SUMPRODUCT((Z$111:Z$112)*TRANSPOSE(($D115:$E115))),0)","v":0},{"$f":"AA$110+IF($C115<>0,SUMPRODUCT((AA$111:AA$112)*TRANSPOSE(($D115:$E115))),0)","v":0},{"$f":"AB$110+IF($C115<>0,SUMPRODUCT((AB$111:AB$112)*TRANSPOSE(($D115:$E115))),0)","v":0},{"$f":"AC$110+IF($C115<>0,SUMPRODUCT((AC$111:AC$112)*TRANSPOSE(($D115:$E115))),0)","v":0},{"$f":"AD$110+IF($C115<>0,SUMPRODUCT((AD$111:AD$112)*TRANSPOSE(($D115:$E115))),0)","v":0},{"$f":"AE$110+IF($C115<>0,SUMPRODUCT((AE$111:AE$112)*TRANSPOSE(($D115:$E115))),0)","v":0},{"$f":"AF$110+IF($C115<>0,SUMPRODUCT((AF$111:AF$112)*TRANSPOSE(($D115:$E115))),0)","v":0},{"$f":"AG$110+IF($C115<>0,SUMPRODUCT((AG$111:AG$112)*TRANSPOSE(($D115:$E115))),0)","v":0}]
[{"$f":"\"sens\"&Assumptions!B113","v":"sens3"},null,{"$f":"Assumptions!C113","v":"Total benefits 10% higher"},{"$f":"Assumptions!G113","v":0},{"$f":"Assumptions!H113","v":0.1},null,"Option 1 (Base Case)sens3",null,{"$f":"I$110+IF($C116<>0,SUMPRODUCT((I$111:I$112)*TRANSPOSE(($D116:$E116))),0)","v":0},{"$f":"J$110+IF($C116<>0,SUMPRODUCT((J$111:J$112)*TRANSPOSE(($D116:$E116))),0)","v":0},{"$f":"K$110+IF($C116<>0,SUMPRODUCT((K$111:K$112)*TRANSPOSE(($D116:$E116))),0)","v":0},{"$f":"L$110+IF($C116<>0,SUMPRODUCT((L$111:L$112)*TRANSPOSE(($D116:$E116))),0)","v":0},{"$f":"M$110+IF($C116<>0,SUMPRODUCT((M$111:M$112)*TRANSPOSE(($D116:$E116))),0)","v":0},{"$f":"N$110+IF($C116<>0,SUMPRODUCT((N$111:N$112)*TRANSPOSE(($D116:$E116))),0)","v":0},{"$f":"O$110+IF($C116<>0,SUMPRODUCT((O$111:O$112)*TRANSPOSE(($D116:$E116))),0)","v":0},{"$f":"P$110+IF($C116<>0,SUMPRODUCT((P$111:P$112)*TRANSPOSE(($D116:$E116))),0)","v":0},{"$f":"Q$110+IF($C116<>0,SUMPRODUCT((Q$111:Q$112)*TRANSPOSE(($D116:$E116))),0)","v":0},{"$f":"R$110+IF($C116<>0,SUMPRODUCT((R$111:R$112)*TRANSPOSE(($D116:$E116))),0)","v":0},{"$f":"S$110+IF($C116<>0,SUMPRODUCT((S$111:S$112)*TRANSPOSE(($D116:$E116))),0)","v":0},{"$f":"T$110+IF($C116<>0,SUMPRODUCT((T$111:T$112)*TRANSPOSE(($D116:$E116))),0)","v":0},{"$f":"U$110+IF($C116<>0,SUMPRODUCT((U$111:U$112)*TRANSPOSE(($D116:$E116))),0)","v":0},{"$f":"V$110+IF($C116<>0,SUMPRODUCT((V$111:V$112)*TRANSPOSE(($D116:$E116))),0)","v":0},{"$f":"W$110+IF($C116<>0,SUMPRODUCT((W$111:W$112)*TRANSPOSE(($D116:$E116))),0)","v":0},{"$f":"X$110+IF($C116<>0,SUMPRODUCT((X$111:X$112)*TRANSPOSE(($D116:$E116))),0)","v":0},{"$f":"Y$110+IF($C116<>0,SUMPRODUCT((Y$111:Y$112)*TRANSPOSE(($D116:$E116))),0)","v":0},{"$f":"Z$110+IF($C116<>0,SUMPRODUCT((Z$111:Z$112)*TRANSPOSE(($D116:$E116))),0)","v":0},{"$f":"AA$110+IF($C116<>0,SUMPRODUCT((AA$111:AA$112)*TRANSPOSE(($D116:$E116))),0)","v":0},{"$f":"AB$110+IF($C116<>0,SUMPRODUCT((AB$111:AB$112)*TRANSPOSE(($D116:$E116))),0)","v":0},{"$f":"AC$110+IF($C116<>0,SUMPRODUCT((AC$111:AC$112)*TRANSPOSE(($D116:$E116))),0)","v":0},{"$f":"AD$110+IF($C116<>0,SUMPRODUCT((AD$111:AD$112)*TRANSPOSE(($D116:$E116))),0)","v":0},{"$f":"AE$110+IF($C116<>0,SUMPRODUCT((AE$111:AE$112)*TRANSPOSE(($D116:$E116))),0)","v":0},{"$f":"AF$110+IF($C116<>0,SUMPRODUCT((AF$111:AF$112)*TRANSPOSE(($D116:$E116))),0)","v":0},{"$f":"AG$110+IF($C116<>0,SUMPRODUCT((AG$111:AG$112)*TRANSPOSE(($D116:$E116))),0)","v":0}]
[{"$f":"\"sens\"&Assumptions!B114","v":"sens4"},null,{"$f":"Assumptions!C114","v":"Total benefits 10% lower"},{"$f":"Assumptions!G114","v":0},{"$f":"Assumptions!H114","v":-0.1},null,"Option 1 (Base Case)sens4",null,{"$f":"I$110+IF($C117<>0,SUMPRODUCT((I$111:I$112)*TRANSPOSE(($D117:$E117))),0)","v":0},{"$f":"J$110+IF($C117<>0,SUMPRODUCT((J$111:J$112)*TRANSPOSE(($D117:$E117))),0)","v":0},{"$f":"K$110+IF($C117<>0,SUMPRODUCT((K$111:K$112)*TRANSPOSE(($D117:$E117))),0)","v":0},{"$f":"L$110+IF($C117<>0,SUMPRODUCT((L$111:L$112)*TRANSPOSE(($D117:$E117))),0)","v":0},{"$f":"M$110+IF($C117<>0,SUMPRODUCT((M$111:M$112)*TRANSPOSE(($D117:$E117))),0)","v":0},{"$f":"N$110+IF($C117<>0,SUMPRODUCT((N$111:N$112)*TRANSPOSE(($D117:$E117))),0)","v":0},{"$f":"O$110+IF($C117<>0,SUMPRODUCT((O$111:O$112)*TRANSPOSE(($D117:$E117))),0)","v":0},{"$f":"P$110+IF($C117<>0,SUMPRODUCT((P$111:P$112)*TRANSPOSE(($D117:$E117))),0)","v":0},{"$f":"Q$110+IF($C117<>0,SUMPRODUCT((Q$111:Q$112)*TRANSPOSE(($D117:$E117))),0)","v":0},{"$f":"R$110+IF($C117<>0,SUMPRODUCT((R$111:R$112)*TRANSPOSE(($D117:$E117))),0)","v":0},{"$f":"S$110+IF($C117<>0,SUMPRODUCT((S$111:S$112)*TRANSPOSE(($D117:$E117))),0)","v":0},{"$f":"T$110+IF($C117<>0,SUMPRODUCT((T$111:T$112)*TRANSPOSE(($D117:$E117))),0)","v":0},{"$f":"U$110+IF($C117<>0,SUMPRODUCT((U$111:U$112)*TRANSPOSE(($D117:$E117))),0)","v":0},{"$f":"V$110+IF($C117<>0,SUMPRODUCT((V$111:V$112)*TRANSPOSE(($D117:$E117))),0)","v":0},{"$f":"W$110+IF($C117<>0,SUMPRODUCT((W$111:W$112)*TRANSPOSE(($D117:$E117))),0)","v":0},{"$f":"X$110+IF($C117<>0,SUMPRODUCT((X$111:X$112)*TRANSPOSE(($D117:$E117))),0)","v":0},{"$f":"Y$110+IF($C117<>0,SUMPRODUCT((Y$111:Y$112)*TRANSPOSE(($D117:$E117))),0)","v":0},{"$f":"Z$110+IF($C117<>0,SUMPRODUCT((Z$111:Z$112)*TRANSPOSE(($D117:$E117))),0)","v":0},{"$f":"AA$110+IF($C117<>0,SUMPRODUCT((AA$111:AA$112)*TRANSPOSE(($D117:$E117))),0)","v":0},{"$f":"AB$110+IF($C117<>0,SUMPRODUCT((AB$111:AB$112)*TRANSPOSE(($D117:$E117))),0)","v":0},{"$f":"AC$110+IF($C117<>0,SUMPRODUCT((AC$111:AC$112)*TRANSPOSE(($D117:$E117))),0)","v":0},{"$f":"AD$110+IF($C117<>0,SUMPRODUCT((AD$111:AD$112)*TRANSPOSE(($D117:$E117))),0)","v":0},{"$f":"AE$110+IF($C117<>0,SUMPRODUCT((AE$111:AE$112)*TRANSPOSE(($D117:$E117))),0)","v":0},{"$f":"AF$110+IF($C117<>0,SUMPRODUCT((AF$111:AF$112)*TRANSPOSE(($D117:$E117))),0)","v":0},{"$f":"AG$110+IF($C117<>0,SUMPRODUCT((AG$111:AG$112)*TRANSPOSE(($D117:$E117))),0)","v":0}]
[{"$f":"\"sens\"&Assumptions!B115","v":"sens5"},null,{"$f":"Assumptions!C115","v":"Capex 10% higher & Total benefits 10% lower"},{"$f":"Assumptions!G115","v":0.1},{"$f":"Assumptions!H115","v":-0.1},null,"Option 1 (Base Case)sens5",null,{"$f":"I$110+IF($C118<>0,SUMPRODUCT((I$111:I$112)*TRANSPOSE(($D118:$E118))),0)","v":0},{"$f":"J$110+IF($C118<>0,SUMPRODUCT((J$111:J$112)*TRANSPOSE(($D118:$E118))),0)","v":0},{"$f":"K$110+IF($C118<>0,SUMPRODUCT((K$111:K$112)*TRANSPOSE(($D118:$E118))),0)","v":0},{"$f":"L$110+IF($C118<>0,SUMPRODUCT((L$111:L$112)*TRANSPOSE(($D118:$E118))),0)","v":0},{"$f":"M$110+IF($C118<>0,SUMPRODUCT((M$111:M$112)*TRANSPOSE(($D118:$E118))),0)","v":0},{"$f":"N$110+IF($C118<>0,SUMPRODUCT((N$111:N$112)*TRANSPOSE(($D118:$E118))),0)","v":0},{"$f":"O$110+IF($C118<>0,SUMPRODUCT((O$111:O$112)*TRANSPOSE(($D118:$E118))),0)","v":0},{"$f":"P$110+IF($C118<>0,SUMPRODUCT((P$111:P$112)*TRANSPOSE(($D118:$E118))),0)","v":0},{"$f":"Q$110+IF($C118<>0,SUMPRODUCT((Q$111:Q$112)*TRANSPOSE(($D118:$E118))),0)","v":0},{"$f":"R$110+IF($C118<>0,SUMPRODUCT((R$111:R$112)*TRANSPOSE(($D118:$E118))),0)","v":0},{"$f":"S$110+IF($C118<>0,SUMPRODUCT((S$111:S$112)*TRANSPOSE(($D118:$E118))),0)","v":0},{"$f":"T$110+IF($C118<>0,SUMPRODUCT((T$111:T$112)*TRANSPOSE(($D118:$E118))),0)","v":0},{"$f":"U$110+IF($C118<>0,SUMPRODUCT((U$111:U$112)*TRANSPOSE(($D118:$E118))),0)","v":0},{"$f":"V$110+IF($C118<>0,SUMPRODUCT((V$111:V$112)*TRANSPOSE(($D118:$E118))),0)","v":0},{"$f":"W$110+IF($C118<>0,SUMPRODUCT((W$111:W$112)*TRANSPOSE(($D118:$E118))),0)","v":0},{"$f":"X$110+IF($C118<>0,SUMPRODUCT((X$111:X$112)*TRANSPOSE(($D118:$E118))),0)","v":0},{"$f":"Y$110+IF($C118<>0,SUMPRODUCT((Y$111:Y$112)*TRANSPOSE(($D118:$E118))),0)","v":0},{"$f":"Z$110+IF($C118<>0,SUMPRODUCT((Z$111:Z$112)*TRANSPOSE(($D118:$E118))),0)","v":0},{"$f":"AA$110+IF($C118<>0,SUMPRODUCT((AA$111:AA$112)*TRANSPOSE(($D118:$E118))),0)","v":0},{"$f":"AB$110+IF($C118<>0,SUMPRODUCT((AB$111:AB$112)*TRANSPOSE(($D118:$E118))),0)","v":0},{"$f":"AC$110+IF($C118<>0,SUMPRODUCT((AC$111:AC$112)*TRANSPOSE(($D118:$E118))),0)","v":0},{"$f":"AD$110+IF($C118<>0,SUMPRODUCT((AD$111:AD$112)*TRANSPOSE(($D118:$E118))),0)","v":0},{"$f":"AE$110+IF($C118<>0,SUMPRODUCT((AE$111:AE$112)*TRANSPOSE(($D118:$E118))),0)","v":0},{"$f":"AF$110+IF($C118<>0,SUMPRODUCT((AF$111:AF$112)*TRANSPOSE(($D118:$E118))),0)","v":0},{"$f":"AG$110+IF($C118<>0,SUMPRODUCT((AG$111:AG$112)*TRANSPOSE(($D118:$E118))),0)","v":0}]
[{"$f":"\"sens\"&Assumptions!B116","v":"sens"},null,{"$f":"Assumptions!C116","v":0},{"$f":"Assumptions!G116","v":0},{"$f":"Assumptions!H116","v":0},null,"Option 1 (Base Case)sens",null,{"$f":"I$110+IF($C119<>0,SUMPRODUCT((I$111:I$112)*TRANSPOSE(($D119:$E119))),0)","v":0},{"$f":"J$110+IF($C119<>0,SUMPRODUCT((J$111:J$112)*TRANSPOSE(($D119:$E119))),0)","v":0},{"$f":"K$110+IF($C119<>0,SUMPRODUCT((K$111:K$112)*TRANSPOSE(($D119:$E119))),0)","v":0},{"$f":"L$110+IF($C119<>0,SUMPRODUCT((L$111:L$112)*TRANSPOSE(($D119:$E119))),0)","v":0},{"$f":"M$110+IF($C119<>0,SUMPRODUCT((M$111:M$112)*TRANSPOSE(($D119:$E119))),0)","v":0},{"$f":"N$110+IF($C119<>0,SUMPRODUCT((N$111:N$112)*TRANSPOSE(($D119:$E119))),0)","v":0},{"$f":"O$110+IF($C119<>0,SUMPRODUCT((O$111:O$112)*TRANSPOSE(($D119:$E119))),0)","v":0},{"$f":"P$110+IF($C119<>0,SUMPRODUCT((P$111:P$112)*TRANSPOSE(($D119:$E119))),0)","v":0},{"$f":"Q$110+IF($C119<>0,SUMPRODUCT((Q$111:Q$112)*TRANSPOSE(($D119:$E119))),0)","v":0},{"$f":"R$110+IF($C119<>0,SUMPRODUCT((R$111:R$112)*TRANSPOSE(($D119:$E119))),0)","v":0},{"$f":"S$110+IF($C119<>0,SUMPRODUCT((S$111:S$112)*TRANSPOSE(($D119:$E119))),0)","v":0},{"$f":"T$110+IF($C119<>0,SUMPRODUCT((T$111:T$112)*TRANSPOSE(($D119:$E119))),0)","v":0},{"$f":"U$110+IF($C119<>0,SUMPRODUCT((U$111:U$112)*TRANSPOSE(($D119:$E119))),0)","v":0},{"$f":"V$110+IF($C119<>0,SUMPRODUCT((V$111:V$112)*TRANSPOSE(($D119:$E119))),0)","v":0},{"$f":"W$110+IF($C119<>0,SUMPRODUCT((W$111:W$112)*TRANSPOSE(($D119:$E119))),0)","v":0},{"$f":"X$110+IF($C119<>0,SUMPRODUCT((X$111:X$112)*TRANSPOSE(($D119:$E119))),0)","v":0},{"$f":"Y$110+IF($C119<>0,SUMPRODUCT((Y$111:Y$112)*TRANSPOSE(($D119:$E119))),0)","v":0},{"$f":"Z$110+IF($C119<>0,SUMPRODUCT((Z$111:Z$112)*TRANSPOSE(($D119:$E119))),0)","v":0},{"$f":"AA$110+IF($C119<>0,SUMPRODUCT((AA$111:AA$112)*TRANSPOSE(($D119:$E119))),0)","v":0},{"$f":"AB$110+IF($C119<>0,SUMPRODUCT((AB$111:AB$112)*TRANSPOSE(($D119:$E119))),0)","v":0},{"$f":"AC$110+IF($C119<>0,SUMPRODUCT((AC$111:AC$112)*TRANSPOSE(($D119:$E119))),0)","v":0},{"$f":"AD$110+IF($C119<>0,SUMPRODUCT((AD$111:AD$112)*TRANSPOSE(($D119:$E119))),0)","v":0},{"$f":"AE$110+IF($C119<>0,SUMPRODUCT((AE$111:AE$112)*TRANSPOSE(($D119:$E119))),0)","v":0},{"$f":"AF$110+IF($C119<>0,SUMPRODUCT((AF$111:AF$112)*TRANSPOSE(($D119:$E119))),0)","v":0},{"$f":"AG$110+IF($C119<>0,SUMPRODUCT((AG$111:AG$112)*TRANSPOSE(($D119:$E119))),0)","v":0}]
[{"$f":"\"sens\"&Assumptions!B117","v":"sens"},null,{"$f":"Assumptions!C117","v":0},{"$f":"Assumptions!G117","v":0},{"$f":"Assumptions!H117","v":0},null,"Option 1 (Base Case)sens",null,{"$f":"I$110+IF($C120<>0,SUMPRODUCT((I$111:I$112)*TRANSPOSE(($D120:$E120))),0)","v":0},{"$f":"J$110+IF($C120<>0,SUMPRODUCT((J$111:J$112)*TRANSPOSE(($D120:$E120))),0)","v":0},{"$f":"K$110+IF($C120<>0,SUMPRODUCT((K$111:K$112)*TRANSPOSE(($D120:$E120))),0)","v":0},{"$f":"L$110+IF($C120<>0,SUMPRODUCT((L$111:L$112)*TRANSPOSE(($D120:$E120))),0)","v":0},{"$f":"M$110+IF($C120<>0,SUMPRODUCT((M$111:M$112)*TRANSPOSE(($D120:$E120))),0)","v":0},{"$f":"N$110+IF($C120<>0,SUMPRODUCT((N$111:N$112)*TRANSPOSE(($D120:$E120))),0)","v":0},{"$f":"O$110+IF($C120<>0,SUMPRODUCT((O$111:O$112)*TRANSPOSE(($D120:$E120))),0)","v":0},{"$f":"P$110+IF($C120<>0,SUMPRODUCT((P$111:P$112)*TRANSPOSE(($D120:$E120))),0)","v":0},{"$f":"Q$110+IF($C120<>0,SUMPRODUCT((Q$111:Q$112)*TRANSPOSE(($D120:$E120))),0)","v":0},{"$f":"R$110+IF($C120<>0,SUMPRODUCT((R$111:R$112)*TRANSPOSE(($D120:$E120))),0)","v":0},{"$f":"S$110+IF($C120<>0,SUMPRODUCT((S$111:S$112)*TRANSPOSE(($D120:$E120))),0)","v":0},{"$f":"T$110+IF($C120<>0,SUMPRODUCT((T$111:T$112)*TRANSPOSE(($D120:$E120))),0)","v":0},{"$f":"U$110+IF($C120<>0,SUMPRODUCT((U$111:U$112)*TRANSPOSE(($D120:$E120))),0)","v":0},{"$f":"V$110+IF($C120<>0,SUMPRODUCT((V$111:V$112)*TRANSPOSE(($D120:$E120))),0)","v":0},{"$f":"W$110+IF($C120<>0,SUMPRODUCT((W$111:W$112)*TRANSPOSE(($D120:$E120))),0)","v":0},{"$f":"X$110+IF($C120<>0,SUMPRODUCT((X$111:X$112)*TRANSPOSE(($D120:$E120))),0)","v":0},{"$f":"Y$110+IF($C120<>0,SUMPRODUCT((Y$111:Y$112)*TRANSPOSE(($D120:$E120))),0)","v":0},{"$f":"Z$110+IF($C120<>0,SUMPRODUCT((Z$111:Z$112)*TRANSPOSE(($D120:$E120))),0)","v":0},{"$f":"AA$110+IF($C120<>0,SUMPRODUCT((AA$111:AA$112)*TRANSPOSE(($D120:$E120))),0)","v":0},{"$f":"AB$110+IF($C120<>0,SUMPRODUCT((AB$111:AB$112)*TRANSPOSE(($D120:$E120))),0)","v":0},{"$f":"AC$110+IF($C120<>0,SUMPRODUCT((AC$111:AC$112)*TRANSPOSE(($D120:$E120))),0)","v":0},{"$f":"AD$110+IF($C120<>0,SUMPRODUCT((AD$111:AD$112)*TRANSPOSE(($D120:$E120))),0)","v":0},{"$f":"AE$110+IF($C120<>0,SUMPRODUCT((AE$111:AE$112)*TRANSPOSE(($D120:$E120))),0)","v":0},{"$f":"AF$110+IF($C120<>0,SUMPRODUCT((AF$111:AF$112)*TRANSPOSE(($D120:$E120))),0)","v":0},{"$f":"AG$110+IF($C120<>0,SUMPRODUCT((AG$111:AG$112)*TRANSPOSE(($D120:$E120))),0)","v":0}]
[{"$f":"\"sens\"&Assumptions!B118","v":"sens"},null,{"$f":"Assumptions!C118","v":0},{"$f":"Assumptions!G118","v":0},{"$f":"Assumptions!H118","v":0},null,"Option 1 (Base Case)sens",null,{"$f":"I$110+IF($C121<>0,SUMPRODUCT((I$111:I$112)*TRANSPOSE(($D121:$E121))),0)","v":0},{"$f":"J$110+IF($C121<>0,SUMPRODUCT((J$111:J$112)*TRANSPOSE(($D121:$E121))),0)","v":0},{"$f":"K$110+IF($C121<>0,SUMPRODUCT((K$111:K$112)*TRANSPOSE(($D121:$E121))),0)","v":0},{"$f":"L$110+IF($C121<>0,SUMPRODUCT((L$111:L$112)*TRANSPOSE(($D121:$E121))),0)","v":0},{"$f":"M$110+IF($C121<>0,SUMPRODUCT((M$111:M$112)*TRANSPOSE(($D121:$E121))),0)","v":0},{"$f":"N$110+IF($C121<>0,SUMPRODUCT((N$111:N$112)*TRANSPOSE(($D121:$E121))),0)","v":0},{"$f":"O$110+IF($C121<>0,SUMPRODUCT((O$111:O$112)*TRANSPOSE(($D121:$E121))),0)","v":0},{"$f":"P$110+IF($C121<>0,SUMPRODUCT((P$111:P$112)*TRANSPOSE(($D121:$E121))),0)","v":0},{"$f":"Q$110+IF($C121<>0,SUMPRODUCT((Q$111:Q$112)*TRANSPOSE(($D121:$E121))),0)","v":0},{"$f":"R$110+IF($C121<>0,SUMPRODUCT((R$111:R$112)*TRANSPOSE(($D121:$E121))),0)","v":0},{"$f":"S$110+IF($C121<>0,SUMPRODUCT((S$111:S$112)*TRANSPOSE(($D121:$E121))),0)","v":0},{"$f":"T$110+IF($C121<>0,SUMPRODUCT((T$111:T$112)*TRANSPOSE(($D121:$E121))),0)","v":0},{"$f":"U$110+IF($C121<>0,SUMPRODUCT((U$111:U$112)*TRANSPOSE(($D121:$E121))),0)","v":0},{"$f":"V$110+IF($C121<>0,SUMPRODUCT((V$111:V$112)*TRANSPOSE(($D121:$E121))),0)","v":0},{"$f":"W$110+IF($C121<>0,SUMPRODUCT((W$111:W$112)*TRANSPOSE(($D121:$E121))),0)","v":0},{"$f":"X$110+IF($C121<>0,SUMPRODUCT((X$111:X$112)*TRANSPOSE(($D121:$E121))),0)","v":0},{"$f":"Y$110+IF($C121<>0,SUMPRODUCT((Y$111:Y$112)*TRANSPOSE(($D121:$E121))),0)","v":0},{"$f":"Z$110+IF($C121<>0,SUMPRODUCT((Z$111:Z$112)*TRANSPOSE(($D121:$E121))),0)","v":0},{"$f":"AA$110+IF($C121<>0,SUMPRODUCT((AA$111:AA$112)*TRANSPOSE(($D121:$E121))),0)","v":0},{"$f":"AB$110+IF($C121<>0,SUMPRODUCT((AB$111:AB$112)*TRANSPOSE(($D121:$E121))),0)","v":0},{"$f":"AC$110+IF($C121<>0,SUMPRODUCT((AC$111:AC$112)*TRANSPOSE(($D121:$E121))),0)","v":0},{"$f":"AD$110+IF($C121<>0,SUMPRODUCT((AD$111:AD$112)*TRANSPOSE(($D121:$E121))),0)","v":0},{"$f":"AE$110+IF($C121<>0,SUMPRODUCT((AE$111:AE$112)*TRANSPOSE(($D121:$E121))),0)","v":0},{"$f":"AF$110+IF($C121<>0,SUMPRODUCT((AF$111:AF$112)*TRANSPOSE(($D121:$E121))),0)","v":0},{"$f":"AG$110+IF($C121<>0,SUMPRODUCT((AG$111:AG$112)*TRANSPOSE(($D121:$E121))),0)","v":0}]

{"sheet":"Option2","index":4,"n_rows":121,"n_cols":33,"rows_kept":121,"cut":false,"hidden":false,"merged":[]}
[{"$f":"bus","v":"Powercor"}]
[{"$f":"proj","v":"Mount Cottrell feeder 9"}]
["OPTION 2",null,{"$f":"INDEX(Assumptions!$E$14:$E$18, MATCH(A3,_xlfn.ANCHORARRAY( Assumptions!$C$14),0))","v":"Mount Cottrell feeder 9, construct a new feeder from MTC"}]
[{"$f":"(INDEX(Data!$D$9:$D$13, MATCH(A3, options,0)))","v":""}]
[]
[{"$f":"'Option1 (base case)'!A6","v":"Count"},null,null,null,null,null,null,null,{"$f":"'Option1 (base case)'!I6","v":1},{"$f":"'Option1 (base case)'!J6","v":2},{"$f":"'Option1 (base case)'!K6","v":3},{"$f":"'Option1 (base case)'!L6","v":4},{"$f":"'Option1 (base case)'!M6","v":5},{"$f":"'Option1 (base case)'!N6","v":6},{"$f":"'Option1 (base case)'!O6","v":7},{"$f":"'Option1 (base case)'!P6","v":8},{"$f":"'Option1 (base case)'!Q6","v":9},{"$f":"'Option1 (base case)'!R6","v":10},{"$f":"'Option1 (base case)'!S6","v":11},{"$f":"'Option1 (base case)'!T6","v":12},{"$f":"'Option1 (base case)'!U6","v":13},{"$f":"'Option1 (base case)'!V6","v":14},{"$f":"'Option1 (base case)'!W6","v":15},{"$f":"'Option1 (base case)'!X6","v":16},{"$f":"'Option1 (base case)'!Y6","v":17},{"$f":"'Option1 (base case)'!Z6","v":18},{"$f":"'Option1 (base case)'!AA6","v":19},{"$f":"'Option1 (base case)'!AB6","v":20},{"$f":"'Option1 (base case)'!AC6","v":21},{"$f":"'Option1 (base case)'!AD6","v":22},{"$f":"'Option1 (base case)'!AE6","v":23},{"$f":"'Option1 (base case)'!AF6","v":24},{"$f":"'Option1 (base case)'!AG6","v":25}]
[{"$f":"'Option1 (base case)'!A7","v":"Value of CO2 reductions"},null,null,null,null,null,"$/MWh",null,{"$f":"'Option1 (base case)'!I7","v":24.730486797759085},{"$f":"'Option1 (base case)'!J7","v":22.340740091772258},{"$f":"'Option1 (base case)'!K7","v":20.196329122153124},{"$f":"'Option1 (base case)'!L7","v":18.06294207659629},{"$f":"'Option1 (base case)'!M7","v":15.913397615084225},{"$f":"'Option1 (base case)'!N7","v":13.715069432539002},{"$f":"'Option1 (base case)'!O7","v":13.715069432539002},{"$f":"'Option1 (base case)'!P7","v":13.715069432539002},{"$f":"'Option1 (base case)'!Q7","v":13.715069432539002},{"$f":"'Option1 (base case)'!R7","v":13.715069432539002},{"$f":"'Option1 (base case)'!S7","v":13.715069432539002},{"$f":"'Option1 (base case)'!T7","v":13.715069432539002},{"$f":"'Option1 (base case)'!U7","v":13.715069432539002},{"$f":"'Option1 (base case)'!V7","v":13.715069432539002},{"$f":"'Option1 (base case)'!W7","v":13.715069432539002},{"$f":"'Option1 (base case)'!X7","v":13.715069432539002},{"$f":"'Option1 (base case)'!Y7","v":13.715069432539002},{"$f":"'Option1 (base case)'!Z7","v":13.715069432539002},{"$f":"'Option1 (base case)'!AA7","v":13.715069432539002},{"$f":"'Option1 (base case)'!AB7","v":13.715069432539002},{"$f":"'Option1 (base case)'!AC7","v":13.715069432539002},{"$f":"'Option1 (base case)'!AD7","v":13.715069432539002},{"$f":"'Option1 (base case)'!AE7","v":13.715069432539002},{"$f":"'Option1 (base case)'!AF7","v":13.715069432539002},{"$f":"'Option1 (base case)'!AG7","v":13.715069432539002}]
[null,null,null,null,null,null,null,null,{"$f":"_xlfn.NUMBERVALUE(LEFT(I$9,4))+1","v":2027},{"$f":"_xlfn.NUMBERVALUE(LEFT(J$9,4))+1","v":2028},2029,2030,2031,2032,2033,2034,2035,2036,2037,2038,2039,2040,2041,2042,2043,2044,2045,2046,2047,2048,2049,2050,2051]
[null,null,null,null,null,null,"Units",null,{"$f":"'Option1 (base case)'!I9","v":"2026-27"},{"$f":"'Option1 (base case)'!J9","v":"2027-28"},{"$f":"'Option1 (base case)'!K9","v":"2028-29"},{"$f":"'Option1 (base case)'!L9","v":"2029-30"},{"$f":"'Option1 (base case)'!M9","v":"2030-31"},{"$f":"'Option1 (base case)'!N9","v":"2031-32"},{"$f":"'Option1 (base case)'!O9","v":"2032-33"},{"$f":"'Option1 (base case)'!P9","v":"2033-34"},{"$f":"'Option1 (base case)'!Q9","v":"2034-35"},{"$f":"'Option1 (base case)'!R9","v":"2035-36"},{"$f":"'Option1 (base case)'!S9","v":"2036-37"},{"$f":"'Option1 (base case)'!T9","v":"2037-38"},{"$f":"'Option1 (base case)'!U9","v":"2038-39"},{"$f":"'Option1 (base case)'!V9","v":"2039-40"},{"$f":"'Option1 (base case)'!W9","v":"2040-41"},{"$f":"'Option1 (base case)'!X9","v":"2041-42"},{"$f":"'Option1 (base case)'!Y9","v":"2042-43"},{"$f":"'Option1 (base case)'!Z9","v":"2043-44"},{"$f":"'Option1 (base case)'!AA9","v":"2044-45"},{"$f":"'Option1 (base case)'!AB9","v":"2045-46"},{"$f":"'Option1 (base case)'!AC9","v":"2046-47"},{"$f":"'Option1 (base case)'!AD9","v":"2047-48"},{"$f":"'Option1 (base case)'!AE9","v":"2048-49"},{"$f":"'Option1 (base case)'!AF9","v":"2049-50"},{"$f":"'Option1 (base case)'!AG9","v":"2050-51"}]
[]
["INVESTMENT & OPERATING COST"]
[]
[null,null,"Capex",null,"Asset life (yrs)"]
[null,null,{"$f":"Assumptions!E15","v":"Mount Cottrell feeder 9, construct a new feeder from MTC"},null,50,null,{"$f":"input_dollars","v":"2023-12-31"},null,{"$f":"Workings_costs!G17","v":1637574.96},0,0,0,0,0,0,0,0,0,0,0,0,0,0,0,0,0,0,0,0,0,0,0,0]
[null,null,null,null,0,null,{"$f":"input_dollars","v":"2023-12-31"},null,0,0,0,0,0,0,0,0,0,0,0,0,0,0,0,0,0,0,0,0,0,0,0,0,0]
[null,null,null,null,0,null,{"$f":"input_dollars","v":"2023-12-31"},null,0,0,0,0,0,0,0,0,0,0,0,0,0,0,0,0,0,0,0,0,0,0,0,0,0]
[null,null,"Capital expenditure",null,null,null,{"$f":"input_dollars","v":"2023-12-31"},null,{"$f":"SUM(I14:I16)","v":1637574.96},0,0,0,0,0,0,0,0,{"$f":"SUM(R14:R16)","v":0},0,0,0,0,0,0,0,0,0,0,0,0,0,0,0]
[]
[null,null,"Operating expenditure",null,null,null,{"$f":"input_dollars","v":"2023-12-31"},null,0,0,0,0,0,0,0,0,0,0,0,0,0,0,0,0,0,0,0,0,0,0,0,0,0]
[]
[]
["RISK ASSUMPTIONS"]
[]
[null,null,"PoF (major)",null,null,null,null,null,0,0,0,0,0,0,0,0,0,0,0,0,0,0,0,0,0,0,0,0,0,0,0,0,0]
[null,null,"PoF (reparable)",null,null,null,null,null,0,0,0,0,0,0,0,0,0,0,0,0,0,0,0,0,0,0,0,0,0,0,0,0,0]
[]
[null,null,"Const end date",null,2027]
[null,null,"Energy at risk 10% PoE",null,0.3,null,"MWh",null,{"$f":"_xlfn.IFS(I$8<=$E$27,'Option1 (base case)'!I$28,I$8>$E$27,SUM('EaR MLN021'!I$15,'EaR MLN031'!I$15))","v":299.50028113559517},{"$f":"_xlfn.IFS(J$8<=$E$27,'Option1 (base case)'!J$28,J$8>$E$27,SUM('EaR MLN021'!J$15,'EaR MLN031'!J$15))","v":0.35903695679206526},{"$f":"_xlfn.IFS(K$8<=$E$27,'Option1 (base case)'!K$28,K$8>$E$27,SUM('EaR MLN021'!K$15,'EaR MLN031'!K$15))","v":4.1393290665245726},{"$f":"_xlfn.IFS(L$8<=$E$27,'Option1 (base case)'!L$28,L$8>$E$27,SUM('EaR MLN021'!L$15,'EaR MLN031'!L$15))","v":17.112752913146146},{"$f":"_xlfn.IFS(M$8<=$E$27,'Option1 (base case)'!M$28,M$8>$E$27,SUM('EaR MLN021'!M$15,'EaR MLN031'!M$15))","v":49.317801078343365},{"$f":"_xlfn.IFS(N$8<=$E$27,'Option1 (base case)'!N$28,N$8>$E$27,SUM('EaR MLN021'!N$15,'EaR MLN031'!N$15))","v":142.30124166747342},{"$f":"_xlfn.IFS(O$8<=$E$27,'Option1 (base case)'!O$28,O$8>$E$27,SUM('EaR MLN021'!O$15,'EaR MLN031'!O$15))","v":410.95360346204433},{"$f":"_xlfn.IFS(P$8<=$E$27,'Option1 (base case)'!P$28,P$8>$E$27,SUM('EaR MLN021'!P$15,'EaR MLN031'!P$15))","v":866.28515702775064},{"$f":"_xlfn.IFS(Q$8<=$E$27,'Option1 (base case)'!Q$28,Q$8>$E$27,SUM('EaR MLN021'!Q$15,'EaR MLN031'!Q$15))","v":1459.7890413711973},{"$f":"_xlfn.IFS(R$8<=$E$27,'Option1 (base case)'!R$28,R$8>$E$27,SUM('EaR MLN021'!R$15,'EaR MLN031'!R$15))","v":1459.7890413711973},{"$f":"_xlfn.IFS(S$8<=$E$27,'Option1 (base case)'!S$28,S$8>$E$27,SUM('EaR MLN021'!S$15,'EaR MLN031'!S$15))","v":1459.7890413711973},{"$f":"_xlfn.IFS(T$8<=$E$27,'Option1 (base case)'!T$28,T$8>$E$27,SUM('EaR MLN021'!T$15,'EaR MLN031'!T$15))","v":1459.7890413711973},{"$f":"_xlfn.IFS(U$8<=$E$27,'Option1 (base case)'!U$28,U$8>$E$27,SUM('EaR MLN021'!U$15,'EaR MLN031'!U$15))","v":1459.7890413711973},{"$f":"_xlfn.IFS(V$8<=$E$27,'Option1 (base case)'!V$28,V$8>$E$27,SUM('EaR MLN021'!V$15,'EaR MLN031'!V$15))","v":1459.7890413711973},{"$f":"_xlfn.IFS(W$8<=$E$27,'Option1 (base case)'!W$28,W$8>$E$27,SUM('EaR MLN021'!W$15,'EaR MLN031'!W$15))","v":1459.7890413711973},{"$f":"_xlfn.IFS(X$8<=$E$27,'Option1 (base case)'!X$28,X$8>$E$27,SUM('EaR MLN021'!X$15,'EaR MLN031'!X$15))","v":1459.7890413711973},{"$f":"_xlfn.IFS(Y$8<=$E$27,'Option1 (base case)'!Y$28,Y$8>$E$27,SUM('EaR MLN021'!Y$15,'EaR MLN031'!Y$15))","v":1459.7890413711973},{"$f":"_xlfn.IFS(Z$8<=$E$27,'Option1 (base case)'!Z$28,Z$8>$E$27,SUM('EaR MLN021'!Z$15,'EaR MLN031'!Z$15))","v":1459.7890413711973},{"$f":"_xlfn.IFS(AA$8<=$E$27,'Option1 (base case)'!AA$28,AA$8>$E$27,SUM('EaR MLN021'!AA$15,'EaR MLN031'!AA$15))","v":1459.7890413711973},{"$f":"_xlfn.IFS(AB$8<=$E$27,'Option1 (base case)'!AB$28,AB$8>$E$27,SUM('EaR MLN021'!AB$15,'EaR MLN031'!AB$15))","v":1459.7890413711973},{"$f":"_xlfn.IFS(AC$8<=$E$27,'Option1 (base case)'!AC$28,AC$8>$E$27,SUM('EaR MLN021'!AC$15,'EaR MLN031'!AC$15))","v":1459.7890413711973},{"$f":"_xlfn.IFS(AD$8<=$E$27,'Option1 (base case)'!AD$28,AD$8>$E$27,SUM('EaR MLN021'!AD$15,'EaR MLN031'!AD$15))","v":1459.7890413711973},{"$f":"_xlfn.IFS(AE$8<=$E$27,'Option1 (base case)'!AE$28,AE$8>$E$27,SUM('EaR MLN021'!AE$15,'EaR MLN031'!AE$15))","v":1459.7890413711973},{"$f":"_xlfn.IFS(AF$8<=$E$27,'Option1 (base case)'!AF$28,AF$8>$E$27,SUM('EaR MLN021'!AF$15,'EaR MLN031'!AF$15))","v":1459.7890413711973},{"$f":"AF28","v":1459.7890413711973}]
[null,null,"Energy at risk 50% PoE",null,0.7,null,"MWh",null,{"$f":"_xlfn.IFS(I$8<=$E$27,'Option1 (base case)'!I$29,I$8>$E$27,SUM('EaR MLN021'!I$14,'EaR MLN031'!I$14))","v":73.521778847898162},{"$f":"_xlfn.IFS(J$8<=$E$27,'Option1 (base case)'!J$29,J$8>$E$27,SUM('EaR MLN021'!J$14,'EaR MLN031'!J$14))","v":0},{"$f":"_xlfn.IFS(K$8<=$E$27,'Option1 (base case)'!K$29,K$8>$E$27,SUM('EaR MLN021'!K$14,'EaR MLN031'!K$14))","v":2.0341199903487966E-2},{"$f":"_xlfn.IFS(L$8<=$E$27,'Option1 (base case)'!L$29,L$8>$E$27,SUM('EaR MLN021'!L$14,'EaR MLN031'!L$14))","v":0.96642525268311508},{"$f":"_xlfn.IFS(M$8<=$E$27,'Option1 (base case)'!M$29,M$8>$E$27,SUM('EaR MLN021'!M$14,'EaR MLN031'!M$14))","v":6.2662629322623298},{"$f":"_xlfn.IFS(N$8<=$E$27,'Option1 (base case)'!N$29,N$8>$E$27,SUM('EaR MLN021'!N$14,'EaR MLN031'!N$14))","v":24.823766128340452},{"$f":"_xlfn.IFS(O$8<=$E$27,'Option1 (base case)'!O$29,O$8>$E$27,SUM('EaR MLN021'!O$14,'EaR MLN031'!O$14))","v":68.829745221089169},{"$f":"_xlfn.IFS(P$8<=$E$27,'Option1 (base case)'!P$29,P$8>$E$27,SUM('EaR MLN021'!P$14,'EaR MLN031'!P$14))","v":144.04635881331859},{"$f":"_xlfn.IFS(Q$8<=$E$27,'Option1 (base case)'!Q$29,Q$8>$E$27,SUM('EaR MLN021'!Q$14,'EaR MLN031'!Q$14))","v":271.25214154616776},{"$f":"_xlfn.IFS(R$8<=$E$27,'Option1 (base case)'!R$29,R$8>$E$27,SUM('EaR MLN021'!R$14,'EaR MLN031'!R$14))","v":271.25214154616776},{"$f":"_xlfn.IFS(S$8<=$E$27,'Option1 (base case)'!S$29,S$8>$E$27,SUM('EaR MLN021'!S$14,'EaR MLN031'!S$14))","v":271.25214154616776},{"$f":"_xlfn.IFS(T$8<=$E$27,'Option1 (base case)'!T$29,T$8>$E$27,SUM('EaR MLN021'!T$14,'EaR MLN031'!T$14))","v":271.25214154616776},{"$f":"_xlfn.IFS(U$8<=$E$27,'Option1 (base case)'!U$29,U$8>$E$27,SUM('EaR MLN021'!U$14,'EaR MLN031'!U$14))","v":271.25214154616776},{"$f":"_xlfn.IFS(V$8<=$E$27,'Option1 (base case)'!V$29,V$8>$E$27,SUM('EaR MLN021'!V$14,'EaR MLN031'!V$14))","v":271.25214154616776},{"$f":"_xlfn.IFS(W$8<=$E$27,'Option1 (base case)'!W$29,W$8>$E$27,SUM('EaR MLN021'!W$14,'EaR MLN031'!W$14))","v":271.25214154616776},{"$f":"_xlfn.IFS(X$8<=$E$27,'Option1 (base case)'!X$29,X$8>$E$27,SUM('EaR MLN021'!X$14,'EaR MLN031'!X$14))","v":271.25214154616776},{"$f":"_xlfn.IFS(Y$8<=$E$27,'Option1 (base case)'!Y$29,Y$8>$E$27,SUM('EaR MLN021'!Y$14,'EaR MLN031'!Y$14))","v":271.25214154616776},{"$f":"_xlfn.IFS(Z$8<=$E$27,'Option1 (base case)'!Z$29,Z$8>$E$27,SUM('EaR MLN021'!Z$14,'EaR MLN031'!Z$14))","v":271.25214154616776},{"$f":"_xlfn.IFS(AA$8<=$E$27,'Option1 (base case)'!AA$29,AA$8>$E$27,SUM('EaR MLN021'!AA$14,'EaR MLN031'!AA$14))","v":271.25214154616776},{"$f":"_xlfn.IFS(AB$8<=$E$27,'Option1 (base case)'!AB$29,AB$8>$E$27,SUM('EaR MLN021'!AB$14,'EaR MLN031'!AB$14))","v":271.25214154616776},{"$f":"_xlfn.IFS(AC$8<=$E$27,'Option1 (base case)'!AC$29,AC$8>$E$27,SUM('EaR MLN021'!AC$14,'EaR MLN031'!AC$14))","v":271.25214154616776},{"$f":"_xlfn.IFS(AD$8<=$E$27,'Option1 (base case)'!AD$29,AD$8>$E$27,SUM('EaR MLN021'!AD$14,'EaR MLN031'!AD$14))","v":271.25214154616776},{"$f":"_xlfn.IFS(AE$8<=$E$27,'Option1 (base case)'!AE$29,AE$8>$E$27,SUM('EaR MLN021'!AE$14,'EaR MLN031'!AE$14))","v":271.25214154616776},{"$f":"_xlfn.IFS(AF$8<=$E$27,'Option1 (base case)'!AF$29,AF$8>$E$27,SUM('EaR MLN021'!AF$14,'EaR MLN031'!AF$14))","v":271.25214154616776},{"$f":"AF29","v":271.25214154616776}]
[]
[null,null,"Energy at risk (weighted)",null,null,null,"MWh",null,{"$f":"SUMPRODUCT(I$28:I$29, $E$28:$E$29)","v":141.31532953420725},{"$f":"SUMPRODUCT(J$28:J$29, $E$28:$E$29)","v":0.10771108703761957},1.2560375598898132,5.8103235508220239,19.181724376086638,60.067008790080344,171.46690269337572,360.71799827764818,627.81321149367659,627.81321149367659,627.81321149367659,627.81321149367659,627.81321149367659,627.81321149367659,627.81321149367659,627.81321149367659,627.81321149367659,627.81321149367659,627.81321149367659,627.81321149367659,627.81321149367659,627.81321149367659,627.81321149367659,627.81321149367659,627.81321149367659]
[null,null,"Energy at risk value","$/MWh",{"$f":"Assumptions!H41*vcr_esc","v":43995.260482598227},{"$f":"IF(AND(SUM(I31:AG31)<>0, E32=0), \"!\", \"\")","v":""},{"$f":"input_dollars","v":"2023-12-31"},null,{"$f":"I31*$E$32","v":6217204.7330416543},{"$f":"J31*$E$32","v":4738.777331083882},55259.699623279404,255626.69810658999,843904.96043133561,2642663.6981301019,7543731.0481393877,15869882.29498655,27620805.774080832,27620805.774080832,27620805.774080832,27620805.774080832,27620805.774080832,27620805.774080832,27620805.774080832,27620805.774080832,27620805.774080832,27620805.774080832,27620805.774080832,27620805.774080832,27620805.774080832,27620805.774080832,27620805.774080832,27620805.774080832,27620805.774080832]
[]
[null,null,"Safety consequence","(after DF)",null,null,{"$f":"input_dollars","v":"2023-12-31"},null,0,0,0,0,0,0,0,0,0,0,0,0,0,0,0,0,0,0,0,0,0,0,0,0,0]
[null,null,"Unplanned replacements",null,null,null,{"$f":"input_dollars","v":"2023-12-31"},null,0,0,0,0,0,0,0,0,0,0,0,0,0,0,0,0,0,0,0,0,0,0,0,0,0]
[null,null,"Environmental consequence","(after DF)",null,null,{"$f":"input_dollars","v":"2023-12-31"},null,0,0,0,0,0,0,0,0,0,0,0,0,0,0,0,0,0,0,0,0,0,0,0,0,0]
[null,null,"< Other risk - enter description >",null,null,null,{"$f":"input_dollars","v":"2023-12-31"},null,0,0,0,0,0,0,0,0,0,0,0,0,0,0,0,0,0,0,0,0,0,0,0,0,0]
[null,null,"< Other risk - enter description >",null,null,null,{"$f":"input_dollars","v":"2023-12-31"},null,0,0,0,0,0,0,0,0,0,0,0,0,0,0,0,0,0,0,0,0,0,0,0,0,0]
[]
[null,null,"Total risk cost",null,null,null,null,null,{"$f":"SUM(I32:I38)","v":6217204.7330416543},{"$f":"SUM(J32:J38)","v":4738.777331083882},55259.699623279404,255626.69810658999,843904.96043133561,2642663.6981301019,7543731.0481393877,15869882.29498655,27620805.774080832,27620805.774080832,27620805.774080832,27620805.774080832,27620805.774080832,27620805.774080832,27620805.774080832,27620805.774080832,27620805.774080832,27620805.774080832,27620805.774080832,27620805.774080832,27620805.774080832,27620805.774080832,27620805.774080832,27620805.774080832,27620805.774080832]
[]
["OTHER BENEFITS"]
[]
[]
[null,null,"Reduction in CO2 emissions",null,null,null,"MWh",null,0,0,0,0,0,0,0,0,0,0,0,0,0,0,0,0,0,0,0,0,0,0,0,0,0]
[null,null,"Value of reduction in CO2 emissions",null,null,null,"$",null,{"$f":"I45*I7","v":0},0,0,0,0,0,0,0,0,0,0,0,0,0,0,0,0,0,0,0,0,0,0,0,0]
[]
[]
[null,null,"Reliability in worst-served areas","$/MWh",{"$f":"Assumptions!G94","v":151432.81740793545},null,"MWh",null,0,0,0,0,0,0,0,0,0,0,0,0,0,0,0,0,0,0,0,0,0,0,0,0,0]
[null,null,"Network resilience","$/MWh",{"$f":"Assumptions!G95","v":24590},null,"MWh",null,0,0,0,0,0,0,0,0,0,0,0,0,0,0,0,0,0,0,0,0,0,0,0,0,0]
[null,null,"Enabling solar exports","$/MWh",{"$f":"Assumptions!G96","v":88.357719508603083},null,"MWh",null,0,0,0,0,0,0,0,0,0,0,0,0,0,0,0,0,0,0,0,0,0,0,0,0,0]
[null,null,"Aesthetics","$/customer",{"$f":"Assumptions!G97","v":0},null,"customers",null,0,0,0,0,0,0,0,0,0,0,0,0,0,0,0,0,0,0,0,0,0,0,0,0,0]
[null,null,"Customer value of time - residential","$/customer min",{"$f":"Assumptions!G98","v":0.35181336539087127},null,"mins",null,0,0,0,0,0,0,0,0,0,0,0,0,0,0,0,0,0,0,0,0,0,0,0,0,0]
[null,null,"Customer value of time - business","$/customer min",{"$f":"Assumptions!G99","v":0.35181336539087127},null,"mins",null,0,0,0,0,0,0,0,0,0,0,0,0,0,0,0,0,0,0,0,0,0,0,0,0,0]
[null,null,"Communication","$/customer",{"$f":"Assumptions!G100","v":0},null,"customers",null,0,0,0,0,0,0,0,0,0,0,0,0,0,0,0,0,0,0,0,0,0,0,0,0,0]
[null,null,"Information accessibility","$/customer",{"$f":"Assumptions!G101","v":0},null,"customers",null,0,0,0,0,0,0,0,0,0,0,0,0,0,0,0,0,0,0,0,0,0,0,0,0,0]
[]
[null,null,"Other benefits 1",null,null,null,{"$f":"input_dollars","v":"2023-12-31"},null,0,0,0,0,0,0,0,0,0,0,0,0,0,0,0,0,0,0,0,0,0,0,0,0,0]
[null,null,"Other benefits 2",null,null,null,{"$f":"input_dollars","v":"2023-12-31"},null,0,0,0,0,0,0,0,0,0,0,0,0,0,0,0,0,0,0,0,0,0,0,0,0,0]
[]
[null,null,"Total other benefits",null,null,null,{"$f":"input_dollars","v":"2023-12-31"},null,{"$f":"SUMPRODUCT((I$49:I$56)*($E$49:$E$56))+SUM(I58:I59)+I46","v":0},{"$f":"SUMPRODUCT((J$49:J$56)*($E$49:$E$56))+SUM(J58:J59)+J46","v":0},{"$f":"SUMPRODUCT((K$49:K$56)*($E$49:$E$56))+SUM(K58:K59)+K46","v":0},{"$f":"SUMPRODUCT((L$49:L$56)*($E$49:$E$56))+SUM(L58:L59)+L46","v":0},{"$f":"SUMPRODUCT((M$49:M$56)*($E$49:$E$56))+SUM(M58:M59)+M46","v":0},{"$f":"SUMPRODUCT((N$49:N$56)*($E$49:$E$56))+SUM(N58:N59)+N46","v":0},{"$f":"SUMPRODUCT((O$49:O$56)*($E$49:$E$56))+SUM(O58:O59)+O46","v":0},{"$f":"SUMPRODUCT((P$49:P$56)*($E$49:$E$56))+SUM(P58:P59)+P46","v":0},{"$f":"SUMPRODUCT((Q$49:Q$56)*($E$49:$E$56))+SUM(Q58:Q59)+Q46","v":0},{"$f":"SUMPRODUCT((R$49:R$56)*($E$49:$E$56))+SUM(R58:R59)+R46","v":0},{"$f":"SUMPRODUCT((S$49:S$56)*($E$49:$E$56))+SUM(S58:S59)+S46","v":0},{"$f":"SUMPRODUCT((T$49:T$56)*($E$49:$E$56))+SUM(T58:T59)+T46","v":0},{"$f":"SUMPRODUCT((U$49:U$56)*($E$49:$E$56))+SUM(U58:U59)+U46","v":0},{"$f":"SUMPRODUCT((V$49:V$56)*($E$49:$E$56))+SUM(V58:V59)+V46","v":0},{"$f":"SUMPRODUCT((W$49:W$56)*($E$49:$E$56))+SUM(W58:W59)+W46","v":0},{"$f":"SUMPRODUCT((X$49:X$56)*($E$49:$E$56))+SUM(X58:X59)+X46","v":0},{"$f":"SUMPRODUCT((Y$49:Y$56)*($E$49:$E$56))+SUM(Y58:Y59)+Y46","v":0},{"$f":"SUMPRODUCT((Z$49:Z$56)*($E$49:$E$56))+SUM(Z58:Z59)+Z46","v":0},{"$f":"SUMPRODUCT((AA$49:AA$56)*($E$49:$E$56))+SUM(AA58:AA59)+AA46","v":0},{"$f":"SUMPRODUCT((AB$49:AB$56)*($E$49:$E$56))+SUM(AB58:AB59)+AB46","v":0},{"$f":"SUMPRODUCT((AC$49:AC$56)*($E$49:$E$56))+SUM(AC58:AC59)+AC46","v":0},{"$f":"SUMPRODUCT((AD$49:AD$56)*($E$49:$E$56))+SUM(AD58:AD59)+AD46","v":0},{"$f":"SUMPRODUCT((AE$49:AE$56)*($E$49:$E$56))+SUM(AE58:AE59)+AE46","v":0},{"$f":"SUMPRODUCT((AF$49:AF$56)*($E$49:$E$56))+SUM(AF58:AF59)+AF46","v":0},{"$f":"SUMPRODUCT((AG$49:AG$56)*($E$49:$E$56))+SUM(AG58:AG59)+AG46","v":0}]
[]
[]
["SUMMARY"]
[]
[]
[]
[null,null,{"$f":"'Option1 (base case)'!C68","v":"Risks mitigated vs base case"},null,null,null,{"$f":"input_dollars","v":"2023-12-31"},null,{"$f":"(1-INDEX(Data!$C$9:$C$13, MATCH($A$3, options,0)))*('Option1 (base case)'!I40-I40)","v":0},{"$f":"(1-INDEX(Data!$C$9:$C$13, MATCH($A$3, options,0)))*('Option1 (base case)'!J40-J40)","v":12509188.639845176},{"$f":"(1-INDEX(Data!$C$9:$C$13, MATCH($A$3, options,0)))*('Option1 (base case)'!K40-K40)","v":24513381.529348981},{"$f":"(1-INDEX(Data!$C$9:$C$13, MATCH($A$3, options,0)))*('Option1 (base case)'!L40-L40)","v":41684721.897271425},{"$f":"(1-INDEX(Data!$C$9:$C$13, MATCH($A$3, options,0)))*('Option1 (base case)'!M40-M40)","v":67694815.085601151},{"$f":"(1-INDEX(Data!$C$9:$C$13, MATCH($A$3, options,0)))*('Option1 (base case)'!N40-N40)","v":107779193.73073973},{"$f":"(1-INDEX(Data!$C$9:$C$13, MATCH($A$3, options,0)))*('Option1 (base case)'!O40-O40)","v":159886622.77281773},{"$f":"(1-INDEX(Data!$C$9:$C$13, MATCH($A$3, options,0)))*('Option1 (base case)'!P40-P40)","v":212113763.45801592},{"$f":"(1-INDEX(Data!$C$9:$C$13, MATCH($A$3, options,0)))*('Option1 (base case)'!Q40-Q40)","v":260242402.06784555},{"$f":"(1-INDEX(Data!$C$9:$C$13, MATCH($A$3, options,0)))*('Option1 (base case)'!R40-R40)","v":260242402.06784555},{"$f":"(1-INDEX(Data!$C$9:$C$13, MATCH($A$3, options,0)))*('Option1 (base case)'!S40-S40)","v":260242402.06784555},{"$f":"(1-INDEX(Data!$C$9:$C$13, MATCH($A$3, options,0)))*('Option1 (base case)'!T40-T40)","v":260242402.06784555},{"$f":"(1-INDEX(Data!$C$9:$C$13, MATCH($A$3, options,0)))*('Option1 (base case)'!U40-U40)","v":260242402.06784555},{"$f":"(1-INDEX(Data!$C$9:$C$13, MATCH($A$3, options,0)))*('Option1 (base case)'!V40-V40)","v":260242402.06784555},{"$f":"(1-INDEX(Data!$C$9:$C$13, MATCH($A$3, options,0)))*('Option1 (base case)'!W40-W40)","v":260242402.06784555},{"$f":"(1-INDEX(Data!$C$9:$C$13, MATCH($A$3, options,0)))*('Option1 (base case)'!X40-X40)","v":260242402.06784555},{"$f":"(1-INDEX(Data!$C$9:$C$13, MATCH($A$3, options,0)))*('Option1 (base case)'!Y40-Y40)","v":260242402.06784555},{"$f":"(1-INDEX(Data!$C$9:$C$13, MATCH($A$3, options,0)))*('Option1 (base case)'!Z40-Z40)","v":260242402.06784555},{"$f":"(1-INDEX(Data!$C$9:$C$13, MATCH($A$3, options,0)))*('Option1 (base case)'!AA40-AA40)","v":260242402.06784555},{"$f":"(1-INDEX(Data!$C$9:$C$13, MATCH($A$3, options,0)))*('Option1 (base case)'!AB40-AB40)","v":260242402.06784555},{"$f":"(1-INDEX(Data!$C$9:$C$13, MATCH($A$3, options,0)))*('Option1 (base case)'!AC40-AC40)","v":260242402.06784555},{"$f":"(1-INDEX(Data!$C$9:$C$13, MATCH($A$3, options,0)))*('Option1 (base case)'!AD40-AD40)","v":260242402.06784555},{"$f":"(1-INDEX(Data!$C$9:$C$13, MATCH($A$3, options,0)))*('Option1 (base case)'!AE40-AE40)","v":260242402.06784555},{"$f":"(1-INDEX(Data!$C$9:$C$13, MATCH($A$3, options,0)))*('Option1 (base case)'!AF40-AF40)","v":260242402.06784555},{"$f":"(1-INDEX(Data!$C$9:$C$13, MATCH($A$3, options,0)))*('Option1 (base case)'!AG40-AG40)","v":260242402.06784555}]
[]
[null,null,"Capital expenditure"]
[null,null,{"$f":"C14","v":"Mount Cottrell feeder 9, construct a new feeder from MTC"},null,null,null,{"$f":"input_dollars","v":"2023-12-31"},null,{"$f":"-I14","v":-1637574.96},0,0,0,0,0,0,0,0,0,0,0,0,0,0,0,0,0,0,0,0,0,0,0,0]
[null,null,{"$f":"C15","v":0},null,null,null,{"$f":"input_dollars","v":"2023-12-31"},null,{"$f":"-I15","v":0},0,0,0,0,0,0,0,0,0,0,0,0,0,0,0,0,0,0,0,0,0,0,0,0]
[null,null,{"$f":"C16","v":0},null,null,null,{"$f":"input_dollars","v":"2023-12-31"},null,{"$f":"-I16","v":0},0,0,0,0,0,0,0,0,0,0,0,0,0,0,0,0,0,0,0,0,0,0,0,0]
[]
[null,null,"Cumulative capex"]
[null,null,{"$f":"C14","v":"Mount Cottrell feeder 9, construct a new feeder from MTC"},null,null,null,{"$f":"input_dollars","v":"2023-12-31"},null,{"$f":"SUMPRODUCT(($I71:I71))-SUMPRODUCT(($I71:I71)*($I$6:I$6<=(I$6-$E14)))","v":-1637574.96},{"$f":"SUMPRODUCT(($I71:J71))-SUMPRODUCT(($I71:J71)*($I$6:J$6<=(J$6-$E14)))","v":-1637574.96},{"$f":"SUMPRODUCT(($I71:K71))-SUMPRODUCT(($I71:K71)*($I$6:K$6<=(K$6-$E14)))","v":-1637574.96},{"$f":"SUMPRODUCT(($I71:L71))-SUMPRODUCT(($I71:L71)*($I$6:L$6<=(L$6-$E14)))","v":-1637574.96},{"$f":"SUMPRODUCT(($I71:M71))-SUMPRODUCT(($I71:M71)*($I$6:M$6<=(M$6-$E14)))","v":-1637574.96},{"$f":"SUMPRODUCT(($I71:N71))-SUMPRODUCT(($I71:N71)*($I$6:N$6<=(N$6-$E14)))","v":-1637574.96},{"$f":"SUMPRODUCT(($I71:O71))-SUMPRODUCT(($I71:O71)*($I$6:O$6<=(O$6-$E14)))","v":-1637574.96},{"$f":"SUMPRODUCT(($I71:P71))-SUMPRODUCT(($I71:P71)*($I$6:P$6<=(P$6-$E14)))","v":-1637574.96},{"$f":"SUMPRODUCT(($I71:Q71))-SUMPRODUCT(($I71:Q71)*($I$6:Q$6<=(Q$6-$E14)))","v":-1637574.96},{"$f":"SUMPRODUCT(($I71:R71))-SUMPRODUCT(($I71:R71)*($I$6:R$6<=(R$6-$E14)))","v":-1637574.96},{"$f":"SUMPRODUCT(($I71:S71))-SUMPRODUCT(($I71:S71)*($I$6:S$6<=(S$6-$E14)))","v":-1637574.96},{"$f":"SUMPRODUCT(($I71:T71))-SUMPRODUCT(($I71:T71)*($I$6:T$6<=(T$6-$E14)))","v":-1637574.96},{"$f":"SUMPRODUCT(($I71:U71))-SUMPRODUCT(($I71:U71)*($I$6:U$6<=(U$6-$E14)))","v":-1637574.96},{"$f":"SUMPRODUCT(($I71:V71))-SUMPRODUCT(($I71:V71)*($I$6:V$6<=(V$6-$E14)))","v":-1637574.96},{"$f":"SUMPRODUCT(($I71:W71))-SUMPRODUCT(($I71:W71)*($I$6:W$6<=(W$6-$E14)))","v":-1637574.96},{"$f":"SUMPRODUCT(($I71:X71))-SUMPRODUCT(($I71:X71)*($I$6:X$6<=(X$6-$E14)))","v":-1637574.96},{"$f":"SUMPRODUCT(($I71:Y71))-SUMPRODUCT(($I71:Y71)*($I$6:Y$6<=(Y$6-$E14)))","v":-1637574.96},{"$f":"SUMPRODUCT(($I71:Z71))-SUMPRODUCT(($I71:Z71)*($I$6:Z$6<=(Z$6-$E14)))","v":-1637574.96},{"$f":"SUMPRODUCT(($I71:AA71))-SUMPRODUCT(($I71:AA71)*($I$6:AA$6<=(AA$6-$E14)))","v":-1637574.96},{"$f":"SUMPRODUCT(($I71:AB71))-SUMPRODUCT(($I71:AB71)*($I$6:AB$6<=(AB$6-$E14)))","v":-1637574.96},{"$f":"SUMPRODUCT(($I71:AC71))-SUMPRODUCT(($I71:AC71)*($I$6:AC$6<=(AC$6-$E14)))","v":-1637574.96},{"$f":"SUMPRODUCT(($I71:AD71))-SUMPRODUCT(($I71:AD71)*($I$6:AD$6<=(AD$6-$E14)))","v":-1637574.96},{"$f":"SUMPRODUCT(($I71:AE71))-SUMPRODUCT(($I71:AE71)*($I$6:AE$6<=(AE$6-$E14)))","v":-1637574.96},{"$f":"SUMPRODUCT(($I71:AF71))-SUMPRODUCT(($I71:AF71)*($I$6:AF$6<=(AF$6-$E14)))","v":-1637574.96},{"$f":"SUMPRODUCT(($I71:AG71))-SUMPRODUCT(($I71:AG71)*($I$6:AG$6<=(AG$6-$E14)))","v":-1637574.96}]
[null,null,{"$f":"C15","v":0},null,null,null,{"$f":"input_dollars","v":"2023-12-31"},null,{"$f":"SUMPRODUCT(($I72:I72))-SUMPRODUCT(($I72:I72)*($I$6:I$6<=(I$6-$E15)))","v":0},{"$f":"SUMPRODUCT(($I72:J72))-SUMPRODUCT(($I72:J72)*($I$6:J$6<=(J$6-$E15)))","v":0},{"$f":"SUMPRODUCT(($I72:K72))-SUMPRODUCT(($I72:K72)*($I$6:K$6<=(K$6-$E15)))","v":0},{"$f":"SUMPRODUCT(($I72:L72))-SUMPRODUCT(($I72:L72)*($I$6:L$6<=(L$6-$E15)))","v":0},{"$f":"SUMPRODUCT(($I72:M72))-SUMPRODUCT(($I72:M72)*($I$6:M$6<=(M$6-$E15)))","v":0},{"$f":"SUMPRODUCT(($I72:N72))-SUMPRODUCT(($I72:N72)*($I$6:N$6<=(N$6-$E15)))","v":0},{"$f":"SUMPRODUCT(($I72:O72))-SUMPRODUCT(($I72:O72)*($I$6:O$6<=(O$6-$E15)))","v":0},{"$f":"SUMPRODUCT(($I72:P72))-SUMPRODUCT(($I72:P72)*($I$6:P$6<=(P$6-$E15)))","v":0},{"$f":"SUMPRODUCT(($I72:Q72))-SUMPRODUCT(($I72:Q72)*($I$6:Q$6<=(Q$6-$E15)))","v":0},{"$f":"SUMPRODUCT(($I72:R72))-SUMPRODUCT(($I72:R72)*($I$6:R$6<=(R$6-$E15)))","v":0},{"$f":"SUMPRODUCT(($I72:S72))-SUMPRODUCT(($I72:S72)*($I$6:S$6<=(S$6-$E15)))","v":0},{"$f":"SUMPRODUCT(($I72:T72))-SUMPRODUCT(($I72:T72)*($I$6:T$6<=(T$6-$E15)))","v":0},{"$f":"SUMPRODUCT(($I72:U72))-SUMPRODUCT(($I72:U72)*($I$6:U$6<=(U$6-$E15)))","v":0},{"$f":"SUMPRODUCT(($I72:V72))-SUMPRODUCT(($I72:V72)*($I$6:V$6<=(V$6-$E15)))","v":0},{"$f":"SUMPRODUCT(($I72:W72))-SUMPRODUCT(($I72:W72)*($I$6:W$6<=(W$6-$E15)))","v":0},{"$f":"SUMPRODUCT(($I72:X72))-SUMPRODUCT(($I72:X72)*($I$6:X$6<=(X$6-$E15)))","v":0},{"$f":"SUMPRODUCT(($I72:Y72))-SUMPRODUCT(($I72:Y72)*($I$6:Y$6<=(Y$6-$E15)))","v":0},{"$f":"SUMPRODUCT(($I72:Z72))-SUMPRODUCT(($I72:Z72)*($I$6:Z$6<=(Z$6-$E15)))","v":0},{"$f":"SUMPRODUCT(($I72:AA72))-SUMPRODUCT(($I72:AA72)*($I$6:AA$6<=(AA$6-$E15)))","v":0},{"$f":"SUMPRODUCT(($I72:AB72))-SUMPRODUCT(($I72:AB72)*($I$6:AB$6<=(AB$6-$E15)))","v":0},{"$f":"SUMPRODUCT(($I72:AC72))-SUMPRODUCT(($I72:AC72)*($I$6:AC$6<=(AC$6-$E15)))","v":0},{"$f":"SUMPRODUCT(($I72:AD72))-SUMPRODUCT(($I72:AD72)*($I$6:AD$6<=(AD$6-$E15)))","v":0},{"$f":"SUMPRODUCT(($I72:AE72))-SUMPRODUCT(($I72:AE72)*($I$6:AE$6<=(AE$6-$E15)))","v":0},{"$f":"SUMPRODUCT(($I72:AF72))-SUMPRODUCT(($I72:AF72)*($I$6:AF$6<=(AF$6-$E15)))","v":0},{"$f":"SUMPRODUCT(($I72:AG72))-SUMPRODUCT(($I72:AG72)*($I$6:AG$6<=(AG$6-$E15)))","v":0}]
[null,null,{"$f":"C16","v":0},null,null,null,{"$f":"input_dollars","v":"2023-12-31"},null,{"$f":"SUMPRODUCT(($I73:I73))-SUMPRODUCT(($I73:I73)*($I$6:I$6<=(I$6-$E16)))","v":0},{"$f":"SUMPRODUCT(($I73:J73))-SUMPRODUCT(($I73:J73)*($I$6:J$6<=(J$6-$E16)))","v":0},{"$f":"SUMPRODUCT(($I73:K73))-SUMPRODUCT(($I73:K73)*($I$6:K$6<=(K$6-$E16)))","v":0},{"$f":"SUMPRODUCT(($I73:L73))-SUMPRODUCT(($I73:L73)*($I$6:L$6<=(L$6-$E16)))","v":0},{"$f":"SUMPRODUCT(($I73:M73))-SUMPRODUCT(($I73:M73)*($I$6:M$6<=(M$6-$E16)))","v":0},{"$f":"SUMPRODUCT(($I73:N73))-SUMPRODUCT(($I73:N73)*($I$6:N$6<=(N$6-$E16)))","v":0},{"$f":"SUMPRODUCT(($I73:O73))-SUMPRODUCT(($I73:O73)*($I$6:O$6<=(O$6-$E16)))","v":0},{"$f":"SUMPRODUCT(($I73:P73))-SUMPRODUCT(($I73:P73)*($I$6:P$6<=(P$6-$E16)))","v":0},{"$f":"SUMPRODUCT(($I73:Q73))-SUMPRODUCT(($I73:Q73)*($I$6:Q$6<=(Q$6-$E16)))","v":0},{"$f":"SUMPRODUCT(($I73:R73))-SUMPRODUCT(($I73:R73)*($I$6:R$6<=(R$6-$E16)))","v":0},{"$f":"SUMPRODUCT(($I73:S73))-SUMPRODUCT(($I73:S73)*($I$6:S$6<=(S$6-$E16)))","v":0},{"$f":"SUMPRODUCT(($I73:T73))-SUMPRODUCT(($I73:T73)*($I$6:T$6<=(T$6-$E16)))","v":0},{"$f":"SUMPRODUCT(($I73:U73))-SUMPRODUCT(($I73:U73)*($I$6:U$6<=(U$6-$E16)))","v":0},{"$f":"SUMPRODUCT(($I73:V73))-SUMPRODUCT(($I73:V73)*($I$6:V$6<=(V$6-$E16)))","v":0},{"$f":"SUMPRODUCT(($I73:W73))-SUMPRODUCT(($I73:W73)*($I$6:W$6<=(W$6-$E16)))","v":0},{"$f":"SUMPRODUCT(($I73:X73))-SUMPRODUCT(($I73:X73)*($I$6:X$6<=(X$6-$E16)))","v":0},{"$f":"SUMPRODUCT(($I73:Y73))-SUMPRODUCT(($I73:Y73)*($I$6:Y$6<=(Y$6-$E16)))","v":0},{"$f":"SUMPRODUCT(($I73:Z73))-SUMPRODUCT(($I73:Z73)*($I$6:Z$6<=(Z$6-$E16)))","v":0},{"$f":"SUMPRODUCT(($I73:AA73))-SUMPRODUCT(($I73:AA73)*($I$6:AA$6<=(AA$6-$E16)))","v":0},{"$f":"SUMPRODUCT(($I73:AB73))-SUMPRODUCT(($I73:AB73)*($I$6:AB$6<=(AB$6-$E16)))","v":0},{"$f":"SUMPRODUCT(($I73:AC73))-SUMPRODUCT(($I73:AC73)*($I$6:AC$6<=(AC$6-$E16)))","v":0},{"$f":"SUMPRODUCT(($I73:AD73))-SUMPRODUCT(($I73:AD73)*($I$6:AD$6<=(AD$6-$E16)))","v":0},{"$f":"SUMPRODUCT(($I73:AE73))-SUMPRODUCT(($I73:AE73)*($I$6:AE$6<=(AE$6-$E16)))","v":0},{"$f":"SUMPRODUCT(($I73:AF73))-SUMPRODUCT(($I73:AF73)*($I$6:AF$6<=(AF$6-$E16)))","v":0},{"$f":"SUMPRODUCT(($I73:AG73))-SUMPRODUCT(($I73:AG73)*($I$6:AG$6<=(AG$6-$E16)))","v":0}]
[]
[null,null,"Annualised capex"]
[null,null,{"$f":"$C$80&\" - \"&C14","v":"Annualised capex - Mount Cottrell feeder 9, construct a new feeder from MTC"},null,null,null,{"$f":"input_dollars","v":"2023-12-31"},null,{"$f":"IF($E14=0,0,-PMT(real_disc, $E14,H76,))","v":0},-69815.895238091427,-69815.895238091427,-69815.895238091427,-69815.895238091427,-69815.895238091427,-69815.895238091427,-69815.895238091427,-69815.895238091427,-69815.895238091427,-69815.895238091427,-69815.895238091427,-69815.895238091427,-69815.895238091427,-69815.895238091427,-69815.895238091427,-69815.895238091427,-69815.895238091427,-69815.895238091427,-69815.895238091427,-69815.895238091427,-69815.895238091427,-69815.895238091427,-69815.895238091427,-69815.895238091427]
[null,null,{"$f":"$C$80&\" - \"&C15","v":"Annualised capex - "},null,null,null,{"$f":"input_dollars","v":"2023-12-31"},null,{"$f":"IF($E15=0,0,-PMT(real_disc, $E15,H77,))","v":0},0,0,0,0,0,0,0,0,0,0,0,0,0,0,0,0,0,0,0,0,0,0,0,0]
[null,null,{"$f":"$C$80&\" - \"&C16","v":"Annualised capex - "},null,null,null,{"$f":"input_dollars","v":"2023-12-31"},null,{"$f":"IF($E16=0,0,-PMT(real_disc, $E16,H78,))","v":0},0,0,0,0,0,0,0,0,0,0,0,0,0,0,0,0,0,0,0,0,0,0,0,0]
[null,null,"Total annualised capex",null,null,null,{"$f":"input_dollars","v":"2023-12-31"},null,{"$f":"SUM(I81:I83)","v":0},{"$f":"SUM(J81:J83)","v":-69815.895238091427},-69815.895238091427,-69815.895238091427,-69815.895238091427,-69815.895238091427,-69815.895238091427,-69815.895238091427,-69815.895238091427,-69815.895238091427,-69815.895238091427,-69815.895238091427,-69815.895238091427,-69815.895238091427,-69815.895238091427,-69815.895238091427,-69815.895238091427,-69815.895238091427,-69815.895238091427,-69815.895238091427,{"$f":"SUM(AC81:AC83)","v":-69815.895238091427},{"$f":"SUM(AD81:AD83)","v":-69815.895238091427},{"$f":"SUM(AE81:AE83)","v":-69815.895238091427},{"$f":"SUM(AF81:AF83)","v":-69815.895238091427},{"$f":"SUM(AG81:AG83)","v":-69815.895238091427}]
[]
[null,null,"Annualised capex",null,null,null,{"$f":"input_dollars","v":"2023-12-31"},null,{"$f":"I84","v":0},{"$f":"J84","v":-69815.895238091427},-69815.895238091427,-69815.895238091427,-69815.895238091427,-69815.895238091427,-69815.895238091427,-69815.895238091427,-69815.895238091427,-69815.895238091427,-69815.895238091427,-69815.895238091427,-69815.895238091427,-69815.895238091427,-69815.895238091427,-69815.895238091427,-69815.895238091427,-69815.895238091427,-69815.895238091427,-69815.895238091427,{"$f":"AC84","v":-69815.895238091427},{"$f":"AD84","v":-69815.895238091427},{"$f":"AE84","v":-69815.895238091427},{"$f":"AF84","v":-69815.895238091427},{"$f":"AG84","v":-69815.895238091427}]
[null,null,"Operating expenditure",null,null,null,"2023-12-31",null,{"$f":"-I19","v":0},0,0,0,0,0,0,0,0,0,0,0,0,0,0,0,0,0,0,0,0,0,0,0,0]
[null,null,"Risk mitigated",null,null,null,"2023-12-31",null,{"$f":"I68","v":0},{"$f":"J68","v":12509188.639845176},24513381.529348981,41684721.897271425,67694815.085601151,107779193.73073973,159886622.77281773,212113763.45801592,260242402.06784555,260242402.06784555,260242402.06784555,260242402.06784555,260242402.06784555,260242402.06784555,260242402.06784555,260242402.06784555,260242402.06784555,260242402.06784555,260242402.06784555,260242402.06784555,{"$f":"AC68","v":260242402.06784555},{"$f":"AD68","v":260242402.06784555},{"$f":"AE68","v":260242402.06784555},{"$f":"AF68","v":260242402.06784555},{"$f":"AG68","v":260242402.06784555}]
[null,null,"Other benefits value",null,null,null,"2023-12-31",null,{"$f":"I61","v":0},0,0,0,0,0,0,0,0,0,0,0,0,0,0,0,0,0,0,0,0,0,0,0,0]
[]
[null,null,"Net benefits",null,null,null,"2023-12-31",null,{"$f":"SUM(I86:I90)","v":0},12439372.744607083,24443565.63411089,41614906.002033331,67624999.190363064,107709377.83550164,159816806.87757963,212043947.56277782,260172586.17260745,260172586.17260745,260172586.17260745,260172586.17260745,260172586.17260745,260172586.17260745,260172586.17260745,260172586.17260745,260172586.17260745,260172586.17260745,260172586.17260745,260172586.17260745,{"$f":"SUM(AC86:AC90)","v":260172586.17260745},{"$f":"SUM(AD86:AD90)","v":260172586.17260745},{"$f":"SUM(AE86:AE90)","v":260172586.17260745},{"$f":"SUM(AF86:AF90)","v":260172586.17260745},{"$f":"SUM(AG86:AG90)","v":260172586.17260745}]
[]
[]
[null,null,"First capex year",null,null,null,{"$f":"IF(SUM($I17:$AG17)=0,0,(INDEX(I$6:AG$6,MATCH(TRUE,INDEX($I17:$AG17<>0,),0))))","v":1}]
[]
[null,null,"First year",null,null,null,{"$f":"IF(_xlfn.MINIFS($G$94:$G$95, $G$94:$G$95, \">\"&0)=0, $A$4, _xlfn.MINIFS($G$94:$G$95, $G$94:$G$95, \">\"&0))","v":1}]
[]
[]
[]
[]
[]
[]
[]
[]
[]
["SENSITIVITIES"]
[]
[]
[]
["NPV",null,"Net benefits",null,null,null,{"$f":"PROPER($A$3)&A110","v":"Option 2NPV"},null,{"$f":"I91","v":0},{"$f":"J91","v":12439372.744607083},24443565.63411089,41614906.002033331,67624999.190363064,107709377.83550164,159816806.87757963,212043947.56277782,260172586.17260745,260172586.17260745,260172586.17260745,260172586.17260745,260172586.17260745,260172586.17260745,260172586.17260745,260172586.17260745,260172586.17260745,260172586.17260745,260172586.17260745,260172586.17260745,260172586.17260745,260172586.17260745,260172586.17260745,260172586.17260745,260172586.17260745]
[null,null,"Total annualised capex",null,null,null,null,null,{"$f":"I86","v":0},{"$f":"J86","v":-69815.895238091427},-69815.895238091427,-69815.895238091427,-69815.895238091427,-69815.895238091427,-69815.895238091427,-69815.895238091427,-69815.895238091427,-69815.895238091427,-69815.895238091427,-69815.895238091427,-69815.895238091427,-69815.895238091427,-69815.895238091427,-69815.895238091427,-69815.895238091427,-69815.895238091427,-69815.895238091427,-69815.895238091427,-69815.895238091427,-69815.895238091427,-69815.895238091427,-69815.895238091427,-69815.895238091427]
[null,null,"Total benefits",null,null,null,null,null,{"$f":"SUM(I88:I89)","v":0},{"$f":"SUM(J88:J89)","v":12509188.639845176},24513381.529348981,41684721.897271425,67694815.085601151,107779193.73073973,159886622.77281773,212113763.45801592,260242402.06784555,260242402.06784555,260242402.06784555,260242402.06784555,260242402.06784555,260242402.06784555,260242402.06784555,260242402.06784555,260242402.06784555,260242402.06784555,260242402.06784555,260242402.06784555,260242402.06784555,260242402.06784555,260242402.06784555,260242402.06784555,260242402.06784555]
[null,null,null,{"$f":"Assumptions!G110","v":"Capex"},{"$f":"Assumptions!H110","v":"Total benefits"}]
[{"$f":"\"sens\"&Assumptions!B111","v":"sens1"},null,{"$f":"Assumptions!C111","v":"Capex 10% higher"},{"$f":"Assumptions!G111","v":0.1},{"$f":"Assumptions!H111","v":0},null,{"$f":"PROPER($A$3)&A114","v":"Option 2sens1"},null,{"$f":"I$110+IF($C114<>0,SUMPRODUCT((I$111:I$112)*TRANSPOSE(($D114:$E114))),0)","v":0},{"$f":"J$110+IF($C114<>0,SUMPRODUCT((J$111:J$112)*TRANSPOSE(($D114:$E114))),0)","v":12432391.155083274},{"$f":"K$110+IF($C114<>0,SUMPRODUCT((K$111:K$112)*TRANSPOSE(($D114:$E114))),0)","v":24436584.044587079},{"$f":"L$110+IF($C114<>0,SUMPRODUCT((L$111:L$112)*TRANSPOSE(($D114:$E114))),0)","v":41607924.412509523},{"$f":"M$110+IF($C114<>0,SUMPRODUCT((M$111:M$112)*TRANSPOSE(($D114:$E114))),0)","v":67618017.600839257},{"$f":"N$110+IF($C114<>0,SUMPRODUCT((N$111:N$112)*TRANSPOSE(($D114:$E114))),0)","v":107702396.24597783},{"$f":"O$110+IF($C114<>0,SUMPRODUCT((O$111:O$112)*TRANSPOSE(($D114:$E114))),0)","v":159809825.28805581},{"$f":"P$110+IF($C114<>0,SUMPRODUCT((P$111:P$112)*TRANSPOSE(($D114:$E114))),0)","v":212036965.973254},{"$f":"Q$110+IF($C114<>0,SUMPRODUCT((Q$111:Q$112)*TRANSPOSE(($D114:$E114))),0)","v":260165604.58308363},{"$f":"R$110+IF($C114<>0,SUMPRODUCT((R$111:R$112)*TRANSPOSE(($D114:$E114))),0)","v":260165604.58308363},{"$f":"S$110+IF($C114<>0,SUMPRODUCT((S$111:S$112)*TRANSPOSE(($D114:$E114))),0)","v":260165604.58308363},{"$f":"T$110+IF($C114<>0,SUMPRODUCT((T$111:T$112)*TRANSPOSE(($D114:$E114))),0)","v":260165604.58308363},{"$f":"U$110+IF($C114<>0,SUMPRODUCT((U$111:U$112)*TRANSPOSE(($D114:$E114))),0)","v":260165604.58308363},{"$f":"V$110+IF($C114<>0,SUMPRODUCT((V$111:V$112)*TRANSPOSE(($D114:$E114))),0)","v":260165604.58308363},{"$f":"W$110+IF($C114<>0,SUMPRODUCT((W$111:W$112)*TRANSPOSE(($D114:$E114))),0)","v":260165604.58308363},{"$f":"X$110+IF($C114<>0,SUMPRODUCT((X$111:X$112)*TRANSPOSE(($D114:$E114))),0)","v":260165604.58308363},{"$f":"Y$110+IF($C114<>0,SUMPRODUCT((Y$111:Y$112)*TRANSPOSE(($D114:$E114))),0)","v":260165604.58308363},{"$f":"Z$110+IF($C114<>0,SUMPRODUCT((Z$111:Z$112)*TRANSPOSE(($D114:$E114))),0)","v":260165604.58308363},{"$f":"AA$110+IF($C114<>0,SUMPRODUCT((AA$111:AA$112)*TRANSPOSE(($D114:$E114))),0)","v":260165604.58308363},{"$f":"AB$110+IF($C114<>0,SUMPRODUCT((AB$111:AB$112)*TRANSPOSE(($D114:$E114))),0)","v":260165604.58308363},{"$f":"AC$110+IF($C114<>0,SUMPRODUCT((AC$111:AC$112)*TRANSPOSE(($D114:$E114))),0)","v":260165604.58308363},{"$f":"AD$110+IF($C114<>0,SUMPRODUCT((AD$111:AD$112)*TRANSPOSE(($D114:$E114))),0)","v":260165604.58308363},{"$f":"AE$110+IF($C114<>0,SUMPRODUCT((AE$111:AE$112)*TRANSPOSE(($D114:$E114))),0)","v":260165604.58308363},{"$f":"AF$110+IF($C114<>0,SUMPRODUCT((AF$111:AF$112)*TRANSPOSE(($D114:$E114))),0)","v":260165604.58308363},{"$f":"AG$110+IF($C114<>0,SUMPRODUCT((AG$111:AG$112)*TRANSPOSE(($D114:$E114))),0)","v":260165604.58308363}]
[{"$f":"\"sens\"&Assumptions!B112","v":"sens2"},null,{"$f":"Assumptions!C112","v":"Capex 10% lower"},{"$f":"Assumptions!G112","v":-0.1},{"$f":"Assumptions!H112","v":0},null,{"$f":"PROPER($A$3)&A115","v":"Option 2sens2"},null,{"$f":"I$110+IF($C115<>0,SUMPRODUCT((I$111:I$112)*TRANSPOSE(($D115:$E115))),0)","v":0},{"$f":"J$110+IF($C115<>0,SUMPRODUCT((J$111:J$112)*TRANSPOSE(($D115:$E115))),0)","v":12446354.334130893},{"$f":"K$110+IF($C115<>0,SUMPRODUCT((K$111:K$112)*TRANSPOSE(($D115:$E115))),0)","v":24450547.223634701},{"$f":"L$110+IF($C115<>0,SUMPRODUCT((L$111:L$112)*TRANSPOSE(($D115:$E115))),0)","v":41621887.591557138},{"$f":"M$110+IF($C115<>0,SUMPRODUCT((M$111:M$112)*TRANSPOSE(($D115:$E115))),0)","v":67631980.779886872},{"$f":"N$110+IF($C115<>0,SUMPRODUCT((N$111:N$112)*TRANSPOSE(($D115:$E115))),0)","v":107716359.42502545},{"$f":"O$110+IF($C115<>0,SUMPRODUCT((O$111:O$112)*TRANSPOSE(($D115:$E115))),0)","v":159823788.46710345},{"$f":"P$110+IF($C115<>0,SUMPRODUCT((P$111:P$112)*TRANSPOSE(($D115:$E115))),0)","v":212050929.15230164},{"$f":"Q$110+IF($C115<>0,SUMPRODUCT((Q$111:Q$112)*TRANSPOSE(($D115:$E115))),0)","v":260179567.76213127},{"$f":"R$110+IF($C115<>0,SUMPRODUCT((R$111:R$112)*TRANSPOSE(($D115:$E115))),0)","v":260179567.76213127},{"$f":"S$110+IF($C115<>0,SUMPRODUCT((S$111:S$112)*TRANSPOSE(($D115:$E115))),0)","v":260179567.76213127},{"$f":"T$110+IF($C115<>0,SUMPRODUCT((T$111:T$112)*TRANSPOSE(($D115:$E115))),0)","v":260179567.76213127},{"$f":"U$110+IF($C115<>0,SUMPRODUCT((U$111:U$112)*TRANSPOSE(($D115:$E115))),0)","v":260179567.76213127},{"$f":"V$110+IF($C115<>0,SUMPRODUCT((V$111:V$112)*TRANSPOSE(($D115:$E115))),0)","v":260179567.76213127},{"$f":"W$110+IF($C115<>0,SUMPRODUCT((W$111:W$112)*TRANSPOSE(($D115:$E115))),0)","v":260179567.76213127},{"$f":"X$110+IF($C115<>0,SUMPRODUCT((X$111:X$112)*TRANSPOSE(($D115:$E115))),0)","v":260179567.76213127},{"$f":"Y$110+IF($C115<>0,SUMPRODUCT((Y$111:Y$112)*TRANSPOSE(($D115:$E115))),0)","v":260179567.76213127},{"$f":"Z$110+IF($C115<>0,SUMPRODUCT((Z$111:Z$112)*TRANSPOSE(($D115:$E115))),0)","v":260179567.76213127},{"$f":"AA$110+IF($C115<>0,SUMPRODUCT((AA$111:AA$112)*TRANSPOSE(($D115:$E115))),0)","v":260179567.76213127},{"$f":"AB$110+IF($C115<>0,SUMPRODUCT((AB$111:AB$112)*TRANSPOSE(($D115:$E115))),0)","v":260179567.76213127},{"$f":"AC$110+IF($C115<>0,SUMPRODUCT((AC$111:AC$112)*TRANSPOSE(($D115:$E115))),0)","v":260179567.76213127},{"$f":"AD$110+IF($C115<>0,SUMPRODUCT((AD$111:AD$112)*TRANSPOSE(($D115:$E115))),0)","v":260179567.76213127},{"$f":"AE$110+IF($C115<>0,SUMPRODUCT((AE$111:AE$112)*TRANSPOSE(($D115:$E115))),0)","v":260179567.76213127},{"$f":"AF$110+IF($C115<>0,SUMPRODUCT((AF$111:AF$112)*TRANSPOSE(($D115:$E115))),0)","v":260179567.76213127},{"$f":"AG$110+IF($C115<>0,SUMPRODUCT((AG$111:AG$112)*TRANSPOSE(($D115:$E115))),0)","v":260179567.76213127}]
[{"$f":"\"sens\"&Assumptions!B113","v":"sens3"},null,{"$f":"Assumptions!C113","v":"Total benefits 10% higher"},{"$f":"Assumptions!G113","v":0},{"$f":"Assumptions!H113","v":0.1},null,"Option 2sens3",null,{"$f":"I$110+IF($C116<>0,SUMPRODUCT((I$111:I$112)*TRANSPOSE(($D116:$E116))),0)","v":0},{"$f":"J$110+IF($C116<>0,SUMPRODUCT((J$111:J$112)*TRANSPOSE(($D116:$E116))),0)","v":13690291.608591601},{"$f":"K$110+IF($C116<>0,SUMPRODUCT((K$111:K$112)*TRANSPOSE(($D116:$E116))),0)","v":26894903.787045788},{"$f":"L$110+IF($C116<>0,SUMPRODUCT((L$111:L$112)*TRANSPOSE(($D116:$E116))),0)","v":45783378.191760473},{"$f":"M$110+IF($C116<>0,SUMPRODUCT((M$111:M$112)*TRANSPOSE(($D116:$E116))),0)","v":74394480.698923185},{"$f":"N$110+IF($C116<>0,SUMPRODUCT((N$111:N$112)*TRANSPOSE(($D116:$E116))),0)","v":118487297.20857561},{"$f":"O$110+IF($C116<>0,SUMPRODUCT((O$111:O$112)*TRANSPOSE(($D116:$E116))),0)","v":175805469.15486139},{"$f":"P$110+IF($C116<>0,SUMPRODUCT((P$111:P$112)*TRANSPOSE(($D116:$E116))),0)","v":233255323.90857941},{"$f":"Q$110+IF($C116<>0,SUMPRODUCT((Q$111:Q$112)*TRANSPOSE(($D116:$E116))),0)","v":286196826.37939203},{"$f":"R$110+IF($C116<>0,SUMPRODUCT((R$111:R$112)*TRANSPOSE(($D116:$E116))),0)","v":286196826.37939203},{"$f":"S$110+IF($C116<>0,SUMPRODUCT((S$111:S$112)*TRANSPOSE(($D116:$E116))),0)","v":286196826.37939203},{"$f":"T$110+IF($C116<>0,SUMPRODUCT((T$111:T$112)*TRANSPOSE(($D116:$E116))),0)","v":286196826.37939203},{"$f":"U$110+IF($C116<>0,SUMPRODUCT((U$111:U$112)*TRANSPOSE(($D116:$E116))),0)","v":286196826.37939203},{"$f":"V$110+IF($C116<>0,SUMPRODUCT((V$111:V$112)*TRANSPOSE(($D116:$E116))),0)","v":286196826.37939203},{"$f":"W$110+IF($C116<>0,SUMPRODUCT((W$111:W$112)*TRANSPOSE(($D116:$E116))),0)","v":286196826.37939203},{"$f":"X$110+IF($C116<>0,SUMPRODUCT((X$111:X$112)*TRANSPOSE(($D116:$E116))),0)","v":286196826.37939203},{"$f":"Y$110+IF($C116<>0,SUMPRODUCT((Y$111:Y$112)*TRANSPOSE(($D116:$E116))),0)","v":286196826.37939203},{"$f":"Z$110+IF($C116<>0,SUMPRODUCT((Z$111:Z$112)*TRANSPOSE(($D116:$E116))),0)","v":286196826.37939203},{"$f":"AA$110+IF($C116<>0,SUMPRODUCT((AA$111:AA$112)*TRANSPOSE(($D116:$E116))),0)","v":286196826.37939203},{"$f":"AB$110+IF($C116<>0,SUMPRODUCT((AB$111:AB$112)*TRANSPOSE(($D116:$E116))),0)","v":286196826.37939203},{"$f":"AC$110+IF($C116<>0,SUMPRODUCT((AC$111:AC$112)*TRANSPOSE(($D116:$E116))),0)","v":286196826.37939203},{"$f":"AD$110+IF($C116<>0,SUMPRODUCT((AD$111:AD$112)*TRANSPOSE(($D116:$E116))),0)","v":286196826.37939203},{"$f":"AE$110+IF($C116<>0,SUMPRODUCT((AE$111:AE$112)*TRANSPOSE(($D116:$E116))),0)","v":286196826.37939203},{"$f":"AF$110+IF($C116<>0,SUMPRODUCT((AF$111:AF$112)*TRANSPOSE(($D116:$E116))),0)","v":286196826.37939203},{"$f":"AG$110+IF($C116<>0,SUMPRODUCT((AG$111:AG$112)*TRANSPOSE(($D116:$E116))),0)","v":286196826.37939203}]
[{"$f":"\"sens\"&Assumptions!B114","v":"sens4"},null,{"$f":"Assumptions!C114","v":"Total benefits 10% lower"},{"$f":"Assumptions!G114","v":0},{"$f":"Assumptions!H114","v":-0.1},null,"Option 2sens4",null,{"$f":"I$110+IF($C117<>0,SUMPRODUCT((I$111:I$112)*TRANSPOSE(($D117:$E117))),0)","v":0},{"$f":"J$110+IF($C117<>0,SUMPRODUCT((J$111:J$112)*TRANSPOSE(($D117:$E117))),0)","v":11188453.880622566},{"$f":"K$110+IF($C117<>0,SUMPRODUCT((K$111:K$112)*TRANSPOSE(($D117:$E117))),0)","v":21992227.481175993},{"$f":"L$110+IF($C117<>0,SUMPRODUCT((L$111:L$112)*TRANSPOSE(($D117:$E117))),0)","v":37446433.812306188},{"$f":"M$110+IF($C117<>0,SUMPRODUCT((M$111:M$112)*TRANSPOSE(($D117:$E117))),0)","v":60855517.681802951},{"$f":"N$110+IF($C117<>0,SUMPRODUCT((N$111:N$112)*TRANSPOSE(($D117:$E117))),0)","v":96931458.462427676},{"$f":"O$110+IF($C117<>0,SUMPRODUCT((O$111:O$112)*TRANSPOSE(($D117:$E117))),0)","v":143828144.60029787},{"$f":"P$110+IF($C117<>0,SUMPRODUCT((P$111:P$112)*TRANSPOSE(($D117:$E117))),0)","v":190832571.21697623},{"$f":"Q$110+IF($C117<>0,SUMPRODUCT((Q$111:Q$112)*TRANSPOSE(($D117:$E117))),0)","v":234148345.96582291},{"$f":"R$110+IF($C117<>0,SUMPRODUCT((R$111:R$112)*TRANSPOSE(($D117:$E117))),0)","v":234148345.96582291},{"$f":"S$110+IF($C117<>0,SUMPRODUCT((S$111:S$112)*TRANSPOSE(($D117:$E117))),0)","v":234148345.96582291},{"$f":"T$110+IF($C117<>0,SUMPRODUCT((T$111:T$112)*TRANSPOSE(($D117:$E117))),0)","v":234148345.96582291},{"$f":"U$110+IF($C117<>0,SUMPRODUCT((U$111:U$112)*TRANSPOSE(($D117:$E117))),0)","v":234148345.96582291},{"$f":"V$110+IF($C117<>0,SUMPRODUCT((V$111:V$112)*TRANSPOSE(($D117:$E117))),0)","v":234148345.96582291},{"$f":"W$110+IF($C117<>0,SUMPRODUCT((W$111:W$112)*TRANSPOSE(($D117:$E117))),0)","v":234148345.96582291},{"$f":"X$110+IF($C117<>0,SUMPRODUCT((X$111:X$112)*TRANSPOSE(($D117:$E117))),0)","v":234148345.96582291},{"$f":"Y$110+IF($C117<>0,SUMPRODUCT((Y$111:Y$112)*TRANSPOSE(($D117:$E117))),0)","v":234148345.96582291},{"$f":"Z$110+IF($C117<>0,SUMPRODUCT((Z$111:Z$112)*TRANSPOSE(($D117:$E117))),0)","v":234148345.96582291},{"$f":"AA$110+IF($C117<>0,SUMPRODUCT((AA$111:AA$112)*TRANSPOSE(($D117:$E117))),0)","v":234148345.96582291},{"$f":"AB$110+IF($C117<>0,SUMPRODUCT((AB$111:AB$112)*TRANSPOSE(($D117:$E117))),0)","v":234148345.96582291},{"$f":"AC$110+IF($C117<>0,SUMPRODUCT((AC$111:AC$112)*TRANSPOSE(($D117:$E117))),0)","v":234148345.96582291},{"$f":"AD$110+IF($C117<>0,SUMPRODUCT((AD$111:AD$112)*TRANSPOSE(($D117:$E117))),0)","v":234148345.96582291},{"$f":"AE$110+IF($C117<>0,SUMPRODUCT((AE$111:AE$112)*TRANSPOSE(($D117:$E117))),0)","v":234148345.96582291},{"$f":"AF$110+IF($C117<>0,SUMPRODUCT((AF$111:AF$112)*TRANSPOSE(($D117:$E117))),0)","v":234148345.96582291},{"$f":"AG$110+IF($C117<>0,SUMPRODUCT((AG$111:AG$112)*TRANSPOSE(($D117:$E117))),0)","v":234148345.96582291}]
[{"$f":"\"sens\"&Assumptions!B115","v":"sens5"},null,{"$f":"Assumptions!C115","v":"Capex 10% higher & Total benefits 10% lower"},{"$f":"Assumptions!G115","v":0.1},{"$f":"Assumptions!H115","v":-0.1},null,"Option 2sens5",null,{"$f":"I$110+IF($C118<>0,SUMPRODUCT((I$111:I$112)*TRANSPOSE(($D118:$E118))),0)","v":0},{"$f":"J$110+IF($C118<>0,SUMPRODUCT((J$111:J$112)*TRANSPOSE(($D118:$E118))),0)","v":11181472.291098757},{"$f":"K$110+IF($C118<>0,SUMPRODUCT((K$111:K$112)*TRANSPOSE(($D118:$E118))),0)","v":21985245.891652182},{"$f":"L$110+IF($C118<>0,SUMPRODUCT((L$111:L$112)*TRANSPOSE(($D118:$E118))),0)","v":37439452.222782381},{"$f":"M$110+IF($C118<>0,SUMPRODUCT((M$111:M$112)*TRANSPOSE(($D118:$E118))),0)","v":60848536.092279136},{"$f":"N$110+IF($C118<>0,SUMPRODUCT((N$111:N$112)*TRANSPOSE(($D118:$E118))),0)","v":96924476.872903854},{"$f":"O$110+IF($C118<>0,SUMPRODUCT((O$111:O$112)*TRANSPOSE(($D118:$E118))),0)","v":143821163.01077405},{"$f":"P$110+IF($C118<>0,SUMPRODUCT((P$111:P$112)*TRANSPOSE(($D118:$E118))),0)","v":190825589.6274524},{"$f":"Q$110+IF($C118<>0,SUMPRODUCT((Q$111:Q$112)*TRANSPOSE(($D118:$E118))),0)","v":234141364.37629908},{"$f":"R$110+IF($C118<>0,SUMPRODUCT((R$111:R$112)*TRANSPOSE(($D118:$E118))),0)","v":234141364.37629908},{"$f":"S$110+IF($C118<>0,SUMPRODUCT((S$111:S$112)*TRANSPOSE(($D118:$E118))),0)","v":234141364.37629908},{"$f":"T$110+IF($C118<>0,SUMPRODUCT((T$111:T$112)*TRANSPOSE(($D118:$E118))),0)","v":234141364.37629908},{"$f":"U$110+IF($C118<>0,SUMPRODUCT((U$111:U$112)*TRANSPOSE(($D118:$E118))),0)","v":234141364.37629908},{"$f":"V$110+IF($C118<>0,SUMPRODUCT((V$111:V$112)*TRANSPOSE(($D118:$E118))),0)","v":234141364.37629908},{"$f":"W$110+IF($C118<>0,SUMPRODUCT((W$111:W$112)*TRANSPOSE(($D118:$E118))),0)","v":234141364.37629908},{"$f":"X$110+IF($C118<>0,SUMPRODUCT((X$111:X$112)*TRANSPOSE(($D118:$E118))),0)","v":234141364.37629908},{"$f":"Y$110+IF($C118<>0,SUMPRODUCT((Y$111:Y$112)*TRANSPOSE(($D118:$E118))),0)","v":234141364.37629908},{"$f":"Z$110+IF($C118<>0,SUMPRODUCT((Z$111:Z$112)*TRANSPOSE(($D118:$E118))),0)","v":234141364.37629908},{"$f":"AA$110+IF($C118<>0,SUMPRODUCT((AA$111:AA$112)*TRANSPOSE(($D118:$E118))),0)","v":234141364.37629908},{"$f":"AB$110+IF($C118<>0,SUMPRODUCT((AB$111:AB$112)*TRANSPOSE(($D118:$E118))),0)","v":234141364.37629908},{"$f":"AC$110+IF($C118<>0,SUMPRODUCT((AC$111:AC$112)*TRANSPOSE(($D118:$E118))),0)","v":234141364.37629908},{"$f":"AD$110+IF($C118<>0,SUMPRODUCT((AD$111:AD$112)*TRANSPOSE(($D118:$E118))),0)","v":234141364.37629908},{"$f":"AE$110+IF($C118<>0,SUMPRODUCT((AE$111:AE$112)*TRANSPOSE(($D118:$E118))),0)","v":234141364.37629908},{"$f":"AF$110+IF($C118<>0,SUMPRODUCT((AF$111:AF$112)*TRANSPOSE(($D118:$E118))),0)","v":234141364.37629908},{"$f":"AG$110+IF($C118<>0,SUMPRODUCT((AG$111:AG$112)*TRANSPOSE(($D118:$E118))),0)","v":234141364.37629908}]
[{"$f":"\"sens\"&Assumptions!B116","v":"sens"},null,{"$f":"Assumptions!C116","v":0},{"$f":"Assumptions!G116","v":0},{"$f":"Assumptions!H116","v":0},null,"Option 2sens",null,{"$f":"I$110+IF($C119<>0,SUMPRODUCT((I$111:I$112)*TRANSPOSE(($D119:$E119))),0)","v":0},{"$f":"J$110+IF($C119<>0,SUMPRODUCT((J$111:J$112)*TRANSPOSE(($D119:$E119))),0)","v":12439372.744607083},{"$f":"K$110+IF($C119<>0,SUMPRODUCT((K$111:K$112)*TRANSPOSE(($D119:$E119))),0)","v":24443565.63411089},{"$f":"L$110+IF($C119<>0,SUMPRODUCT((L$111:L$112)*TRANSPOSE(($D119:$E119))),0)","v":41614906.002033331},{"$f":"M$110+IF($C119<>0,SUMPRODUCT((M$111:M$112)*TRANSPOSE(($D119:$E119))),0)","v":67624999.190363064},{"$f":"N$110+IF($C119<>0,SUMPRODUCT((N$111:N$112)*TRANSPOSE(($D119:$E119))),0)","v":107709377.83550164},{"$f":"O$110+IF($C119<>0,SUMPRODUCT((O$111:O$112)*TRANSPOSE(($D119:$E119))),0)","v":159816806.87757963},{"$f":"P$110+IF($C119<>0,SUMPRODUCT((P$111:P$112)*TRANSPOSE(($D119:$E119))),0)","v":212043947.56277782},{"$f":"Q$110+IF($C119<>0,SUMPRODUCT((Q$111:Q$112)*TRANSPOSE(($D119:$E119))),0)","v":260172586.17260745},{"$f":"R$110+IF($C119<>0,SUMPRODUCT((R$111:R$112)*TRANSPOSE(($D119:$E119))),0)","v":260172586.17260745},{"$f":"S$110+IF($C119<>0,SUMPRODUCT((S$111:S$112)*TRANSPOSE(($D119:$E119))),0)","v":260172586.17260745},{"$f":"T$110+IF($C119<>0,SUMPRODUCT((T$111:T$112)*TRANSPOSE(($D119:$E119))),0)","v":260172586.17260745},{"$f":"U$110+IF($C119<>0,SUMPRODUCT((U$111:U$112)*TRANSPOSE(($D119:$E119))),0)","v":260172586.17260745},{"$f":"V$110+IF($C119<>0,SUMPRODUCT((V$111:V$112)*TRANSPOSE(($D119:$E119))),0)","v":260172586.17260745},{"$f":"W$110+IF($C119<>0,SUMPRODUCT((W$111:W$112)*TRANSPOSE(($D119:$E119))),0)","v":260172586.17260745},{"$f":"X$110+IF($C119<>0,SUMPRODUCT((X$111:X$112)*TRANSPOSE(($D119:$E119))),0)","v":260172586.17260745},{"$f":"Y$110+IF($C119<>0,SUMPRODUCT((Y$111:Y$112)*TRANSPOSE(($D119:$E119))),0)","v":260172586.17260745},{"$f":"Z$110+IF($C119<>0,SUMPRODUCT((Z$111:Z$112)*TRANSPOSE(($D119:$E119))),0)","v":260172586.17260745},{"$f":"AA$110+IF($C119<>0,SUMPRODUCT((AA$111:AA$112)*TRANSPOSE(($D119:$E119))),0)","v":260172586.17260745},{"$f":"AB$110+IF($C119<>0,SUMPRODUCT((AB$111:AB$112)*TRANSPOSE(($D119:$E119))),0)","v":260172586.17260745},{"$f":"AC$110+IF($C119<>0,SUMPRODUCT((AC$111:AC$112)*TRANSPOSE(($D119:$E119))),0)","v":260172586.17260745},{"$f":"AD$110+IF($C119<>0,SUMPRODUCT((AD$111:AD$112)*TRANSPOSE(($D119:$E119))),0)","v":260172586.17260745},{"$f":"AE$110+IF($C119<>0,SUMPRODUCT((AE$111:AE$112)*TRANSPOSE(($D119:$E119))),0)","v":260172586.17260745},{"$f":"AF$110+IF($C119<>0,SUMPRODUCT((AF$111:AF$112)*TRANSPOSE(($D119:$E119))),0)","v":260172586.17260745},{"$f":"AG$110+IF($C119<>0,SUMPRODUCT((AG$111:AG$112)*TRANSPOSE(($D119:$E119))),0)","v":260172586.17260745}]
[{"$f":"\"sens\"&Assumptions!B117","v":"sens"},null,{"$f":"Assumptions!C117","v":0},{"$f":"Assumptions!G117","v":0},{"$f":"Assumptions!H117","v":0},null,"Option 2sens",null,{"$f":"I$110+IF($C120<>0,SUMPRODUCT((I$111:I$112)*TRANSPOSE(($D120:$E120))),0)","v":0},{"$f":"J$110+IF($C120<>0,SUMPRODUCT((J$111:J$112)*TRANSPOSE(($D120:$E120))),0)","v":12439372.744607083},{"$f":"K$110+IF($C120<>0,SUMPRODUCT((K$111:K$112)*TRANSPOSE(($D120:$E120))),0)","v":24443565.63411089},{"$f":"L$110+IF($C120<>0,SUMPRODUCT((L$111:L$112)*TRANSPOSE(($D120:$E120))),0)","v":41614906.002033331},{"$f":"M$110+IF($C120<>0,SUMPRODUCT((M$111:M$112)*TRANSPOSE(($D120:$E120))),0)","v":67624999.190363064},{"$f":"N$110+IF($C120<>0,SUMPRODUCT((N$111:N$112)*TRANSPOSE(($D120:$E120))),0)","v":107709377.83550164},{"$f":"O$110+IF($C120<>0,SUMPRODUCT((O$111:O$112)*TRANSPOSE(($D120:$E120))),0)","v":159816806.87757963},{"$f":"P$110+IF($C120<>0,SUMPRODUCT((P$111:P$112)*TRANSPOSE(($D120:$E120))),0)","v":212043947.56277782},{"$f":"Q$110+IF($C120<>0,SUMPRODUCT((Q$111:Q$112)*TRANSPOSE(($D120:$E120))),0)","v":260172586.17260745},{"$f":"R$110+IF($C120<>0,SUMPRODUCT((R$111:R$112)*TRANSPOSE(($D120:$E120))),0)","v":260172586.17260745},{"$f":"S$110+IF($C120<>0,SUMPRODUCT((S$111:S$112)*TRANSPOSE(($D120:$E120))),0)","v":260172586.17260745},{"$f":"T$110+IF($C120<>0,SUMPRODUCT((T$111:T$112)*TRANSPOSE(($D120:$E120))),0)","v":260172586.17260745},{"$f":"U$110+IF($C120<>0,SUMPRODUCT((U$111:U$112)*TRANSPOSE(($D120:$E120))),0)","v":260172586.17260745},{"$f":"V$110+IF($C120<>0,SUMPRODUCT((V$111:V$112)*TRANSPOSE(($D120:$E120))),0)","v":260172586.17260745},{"$f":"W$110+IF($C120<>0,SUMPRODUCT((W$111:W$112)*TRANSPOSE(($D120:$E120))),0)","v":260172586.17260745},{"$f":"X$110+IF($C120<>0,SUMPRODUCT((X$111:X$112)*TRANSPOSE(($D120:$E120))),0)","v":260172586.17260745},{"$f":"Y$110+IF($C120<>0,SUMPRODUCT((Y$111:Y$112)*TRANSPOSE(($D120:$E120))),0)","v":260172586.17260745},{"$f":"Z$110+IF($C120<>0,SUMPRODUCT((Z$111:Z$112)*TRANSPOSE(($D120:$E120))),0)","v":260172586.17260745},{"$f":"AA$110+IF($C120<>0,SUMPRODUCT((AA$111:AA$112)*TRANSPOSE(($D120:$E120))),0)","v":260172586.17260745},{"$f":"AB$110+IF($C120<>0,SUMPRODUCT((AB$111:AB$112)*TRANSPOSE(($D120:$E120))),0)","v":260172586.17260745},{"$f":"AC$110+IF($C120<>0,SUMPRODUCT((AC$111:AC$112)*TRANSPOSE(($D120:$E120))),0)","v":260172586.17260745},{"$f":"AD$110+IF($C120<>0,SUMPRODUCT((AD$111:AD$112)*TRANSPOSE(($D120:$E120))),0)","v":260172586.17260745},{"$f":"AE$110+IF($C120<>0,SUMPRODUCT((AE$111:AE$112)*TRANSPOSE(($D120:$E120))),0)","v":260172586.17260745},{"$f":"AF$110+IF($C120<>0,SUMPRODUCT((AF$111:AF$112)*TRANSPOSE(($D120:$E120))),0)","v":260172586.17260745},{"$f":"AG$110+IF($C120<>0,SUMPRODUCT((AG$111:AG$112)*TRANSPOSE(($D120:$E120))),0)","v":260172586.17260745}]
[{"$f":"\"sens\"&Assumptions!B118","v":"sens"},null,{"$f":"Assumptions!C118","v":0},{"$f":"Assumptions!G118","v":0},{"$f":"Assumptions!H118","v":0},null,"Option 2sens",null,{"$f":"I$110+IF($C121<>0,SUMPRODUCT((I$111:I$112)*TRANSPOSE(($D121:$E121))),0)","v":0},{"$f":"J$110+IF($C121<>0,SUMPRODUCT((J$111:J$112)*TRANSPOSE(($D121:$E121))),0)","v":12439372.744607083},{"$f":"K$110+IF($C121<>0,SUMPRODUCT((K$111:K$112)*TRANSPOSE(($D121:$E121))),0)","v":24443565.63411089},{"$f":"L$110+IF($C121<>0,SUMPRODUCT((L$111:L$112)*TRANSPOSE(($D121:$E121))),0)","v":41614906.002033331},{"$f":"M$110+IF($C121<>0,SUMPRODUCT((M$111:M$112)*TRANSPOSE(($D121:$E121))),0)","v":67624999.190363064},{"$f":"N$110+IF($C121<>0,SUMPRODUCT((N$111:N$112)*TRANSPOSE(($D121:$E121))),0)","v":107709377.83550164},{"$f":"O$110+IF($C121<>0,SUMPRODUCT((O$111:O$112)*TRANSPOSE(($D121:$E121))),0)","v":159816806.87757963},{"$f":"P$110+IF($C121<>0,SUMPRODUCT((P$111:P$112)*TRANSPOSE(($D121:$E121))),0)","v":212043947.56277782},{"$f":"Q$110+IF($C121<>0,SUMPRODUCT((Q$111:Q$112)*TRANSPOSE(($D121:$E121))),0)","v":260172586.17260745},{"$f":"R$110+IF($C121<>0,SUMPRODUCT((R$111:R$112)*TRANSPOSE(($D121:$E121))),0)","v":260172586.17260745},{"$f":"S$110+IF($C121<>0,SUMPRODUCT((S$111:S$112)*TRANSPOSE(($D121:$E121))),0)","v":260172586.17260745},{"$f":"T$110+IF($C121<>0,SUMPRODUCT((T$111:T$112)*TRANSPOSE(($D121:$E121))),0)","v":260172586.17260745},{"$f":"U$110+IF($C121<>0,SUMPRODUCT((U$111:U$112)*TRANSPOSE(($D121:$E121))),0)","v":260172586.17260745},{"$f":"V$110+IF($C121<>0,SUMPRODUCT((V$111:V$112)*TRANSPOSE(($D121:$E121))),0)","v":260172586.17260745},{"$f":"W$110+IF($C121<>0,SUMPRODUCT((W$111:W$112)*TRANSPOSE(($D121:$E121))),0)","v":260172586.17260745},{"$f":"X$110+IF($C121<>0,SUMPRODUCT((X$111:X$112)*TRANSPOSE(($D121:$E121))),0)","v":260172586.17260745},{"$f":"Y$110+IF($C121<>0,SUMPRODUCT((Y$111:Y$112)*TRANSPOSE(($D121:$E121))),0)","v":260172586.17260745},{"$f":"Z$110+IF($C121<>0,SUMPRODUCT((Z$111:Z$112)*TRANSPOSE(($D121:$E121))),0)","v":260172586.17260745},{"$f":"AA$110+IF($C121<>0,SUMPRODUCT((AA$111:AA$112)*TRANSPOSE(($D121:$E121))),0)","v":260172586.17260745},{"$f":"AB$110+IF($C121<>0,SUMPRODUCT((AB$111:AB$112)*TRANSPOSE(($D121:$E121))),0)","v":260172586.17260745},{"$f":"AC$110+IF($C121<>0,SUMPRODUCT((AC$111:AC$112)*TRANSPOSE(($D121:$E121))),0)","v":260172586.17260745},{"$f":"AD$110+IF($C121<>0,SUMPRODUCT((AD$111:AD$112)*TRANSPOSE(($D121:$E121))),0)","v":260172586.17260745},{"$f":"AE$110+IF($C121<>0,SUMPRODUCT((AE$111:AE$112)*TRANSPOSE(($D121:$E121))),0)","v":260172586.17260745},{"$f":"AF$110+IF($C121<>0,SUMPRODUCT((AF$111:AF$112)*TRANSPOSE(($D121:$E121))),0)","v":260172586.17260745},{"$f":"AG$110+IF($C121<>0,SUMPRODUCT((AG$111:AG$112)*TRANSPOSE(($D121:$E121))),0)","v":260172586.17260745}]

{"sheet":"Option3","index":5,"n_rows":121,"n_cols":33,"rows_kept":121,"cut":false,"hidden":false,"merged":[]}
[{"$f":"bus","v":"Powercor"}]
[{"$f":"proj","v":"Mount Cottrell feeder 9"}]
["OPTION 3",null,{"$f":"INDEX(Assumptions!$E$14:$E$18, MATCH(A3,_xlfn.ANCHORARRAY( Assumptions!$C$14),0))","v":0}]
[{"$f":"(INDEX(Data!$D$9:$D$13, MATCH(A3, options,0)))","v":"Not used"}]
[]
[{"$f":"'Option1 (base case)'!A6","v":"Count"},null,null,null,null,null,null,null,{"$f":"'Option1 (base case)'!I6","v":1},{"$f":"'Option1 (base case)'!J6","v":2},{"$f":"'Option1 (base case)'!K6","v":3},{"$f":"'Option1 (base case)'!L6","v":4},{"$f":"'Option1 (base case)'!M6","v":5},{"$f":"'Option1 (base case)'!N6","v":6},{"$f":"'Option1 (base case)'!O6","v":7},{"$f":"'Option1 (base case)'!P6","v":8},{"$f":"'Option1 (base case)'!Q6","v":9},{"$f":"'Option1 (base case)'!R6","v":10},{"$f":"'Option1 (base case)'!S6","v":11},{"$f":"'Option1 (base case)'!T6","v":12},{"$f":"'Option1 (base case)'!U6","v":13},{"$f":"'Option1 (base case)'!V6","v":14},{"$f":"'Option1 (base case)'!W6","v":15},{"$f":"'Option1 (base case)'!X6","v":16},{"$f":"'Option1 (base case)'!Y6","v":17},{"$f":"'Option1 (base case)'!Z6","v":18},{"$f":"'Option1 (base case)'!AA6","v":19},{"$f":"'Option1 (base case)'!AB6","v":20},{"$f":"'Option1 (base case)'!AC6","v":21},{"$f":"'Option1 (base case)'!AD6","v":22},{"$f":"'Option1 (base case)'!AE6","v":23},{"$f":"'Option1 (base case)'!AF6","v":24},{"$f":"'Option1 (base case)'!AG6","v":25}]
[{"$f":"'Option1 (base case)'!A7","v":"Value of CO2 reductions"},null,null,null,null,null,"$/MWh",null,{"$f":"'Option1 (base case)'!I7","v":24.730486797759085},{"$f":"'Option1 (base case)'!J7","v":22.340740091772258},{"$f":"'Option1 (base case)'!K7","v":20.196329122153124},{"$f":"'Option1 (base case)'!L7","v":18.06294207659629},{"$f":"'Option1 (base case)'!M7","v":15.913397615084225},{"$f":"'Option1 (base case)'!N7","v":13.715069432539002},{"$f":"'Option1 (base case)'!O7","v":13.715069432539002},{"$f":"'Option1 (base case)'!P7","v":13.715069432539002},{"$f":"'Option1 (base case)'!Q7","v":13.715069432539002},{"$f":"'Option1 (base case)'!R7","v":13.715069432539002},{"$f":"'Option1 (base case)'!S7","v":13.715069432539002},{"$f":"'Option1 (base case)'!T7","v":13.715069432539002},{"$f":"'Option1 (base case)'!U7","v":13.715069432539002},{"$f":"'Option1 (base case)'!V7","v":13.715069432539002},{"$f":"'Option1 (base case)'!W7","v":13.715069432539002},{"$f":"'Option1 (base case)'!X7","v":13.715069432539002},{"$f":"'Option1 (base case)'!Y7","v":13.715069432539002},{"$f":"'Option1 (base case)'!Z7","v":13.715069432539002},{"$f":"'Option1 (base case)'!AA7","v":13.715069432539002},{"$f":"'Option1 (base case)'!AB7","v":13.715069432539002},{"$f":"'Option1 (base case)'!AC7","v":13.715069432539002},{"$f":"'Option1 (base case)'!AD7","v":13.715069432539002},{"$f":"'Option1 (base case)'!AE7","v":13.715069432539002},{"$f":"'Option1 (base case)'!AF7","v":13.715069432539002},{"$f":"'Option1 (base case)'!AG7","v":13.715069432539002}]
[null,null,null,null,null,null,null,null,{"$f":"_xlfn.NUMBERVALUE(LEFT(I$9,4))+1","v":2027},{"$f":"_xlfn.NUMBERVALUE(LEFT(J$9,4))+1","v":2028},2029,2030,2031,2032,2033,2034,2035,2036,2037,2038,2039,2040,2041,2042,2043,2044,2045,2046,2047,2048,2049,2050,2051]
[null,null,null,null,null,null,"Units",null,{"$f":"'Option1 (base case)'!I9","v":"2026-27"},{"$f":"'Option1 (base case)'!J9","v":"2027-28"},{"$f":"'Option1 (base case)'!K9","v":"2028-29"},{"$f":"'Option1 (base case)'!L9","v":"2029-30"},{"$f":"'Option1 (base case)'!M9","v":"2030-31"},{"$f":"'Option1 (base case)'!N9","v":"2031-32"},{"$f":"'Option1 (base case)'!O9","v":"2032-33"},{"$f":"'Option1 (base case)'!P9","v":"2033-34"},{"$f":"'Option1 (base case)'!Q9","v":"2034-35"},{"$f":"'Option1 (base case)'!R9","v":"2035-36"},{"$f":"'Option1 (base case)'!S9","v":"2036-37"},{"$f":"'Option1 (base case)'!T9","v":"2037-38"},{"$f":"'Option1 (base case)'!U9","v":"2038-39"},{"$f":"'Option1 (base case)'!V9","v":"2039-40"},{"$f":"'Option1 (base case)'!W9","v":"2040-41"},{"$f":"'Option1 (base case)'!X9","v":"2041-42"},{"$f":"'Option1 (base case)'!Y9","v":"2042-43"},{"$f":"'Option1 (base case)'!Z9","v":"2043-44"},{"$f":"'Option1 (base case)'!AA9","v":"2044-45"},{"$f":"'Option1 (base case)'!AB9","v":"2045-46"},{"$f":"'Option1 (base case)'!AC9","v":"2046-47"},{"$f":"'Option1 (base case)'!AD9","v":"2047-48"},{"$f":"'Option1 (base case)'!AE9","v":"2048-49"},{"$f":"'Option1 (base case)'!AF9","v":"2049-50"},{"$f":"'Option1 (base case)'!AG9","v":"2050-51"}]
[]
["INVESTMENT & OPERATING COST"]
[]
[null,null,"Capex",null,"Asset life (yrs)"]
[null,null,"< Enter description >",null,50,null,{"$f":"input_dollars","v":"2023-12-31"},null,0,0,0,0,0,0,0,0,0,0,0,0,0,0,0,0,0,0,0,0,0,0,0,0,0]
[null,null,"< Enter description >",null,0,null,{"$f":"input_dollars","v":"2023-12-31"},null,0,0,0,0,0,0,0,0,0,0,0,0,0,0,0,0,0,0,0,0,0,0,0,0,0]
[null,null,"< Enter description >",null,0,null,{"$f":"input_dollars","v":"2023-12-31"},null,0,0,0,0,0,0,0,0,0,0,0,0,0,0,0,0,0,0,0,0,0,0,0,0,0]
[null,null,"Capital expenditure",null,null,null,{"$f":"input_dollars","v":"2023-12-31"},null,{"$f":"SUM(I14:I16)","v":0},0,0,0,0,0,0,0,0,{"$f":"SUM(R14:R16)","v":0},0,0,0,0,0,0,0,0,0,0,{"$f":"SUM(AC14:AC16)","v":0},{"$f":"SUM(AD14:AD16)","v":0},{"$f":"SUM(AE14:AE16)","v":0},{"$f":"SUM(AF14:AF16)","v":0},{"$f":"SUM(AG14:AG16)","v":0}]
[]
[null,null,"Operating expenditure",null,null,null,{"$f":"input_dollars","v":"2023-12-31"},null,0,0,0,0,0,0,0,0,0,0,0,0,0,0,0,0,0,0,0,0,0,0,0,0,0]
[]
[]
["RISK ASSUMPTIONS"]
[]
[null,null,"PoF (major)",null,null,null,null,null,0,0,0,0,0,0,0,0,0,0,0,0,0,0,0,0,0,0,0,0,0,0,0,0,0]
[null,null,"PoF (reparable)",null,null,null,null,null,0,0,0,0,0,0,0,0,0,0,0,0,0,0,0,0,0,0,0,0,0,0,0,0,0]
[]
[null,null,"Const end date"]
[null,null,"Energy at risk 10% PoE",null,0.3,null,"MWh",null,0,0,0,0,0,0,0,0,0,0,0,0,0,0,0,0,0,0,0,0,0,0,0,0,0]
[null,null,"Energy at risk 50% PoE",null,0.7,null,"MWh",null,0,0,0,0,0,0,0,0,0,0,0,0,0,0,0,0,0,0,0,0,0,0,0,0,0]
[]
[null,null,"Energy at risk (weighted)",null,null,null,"MWh",null,{"$f":"SUMPRODUCT(I$28:I$29, $E$28:$E$29)","v":0},{"$f":"SUMPRODUCT(J$28:J$29, $E$28:$E$29)","v":0},0,0,0,0,0,0,0,0,0,0,0,0,0,0,0,0,0,0,0,0,0,0,0]
[null,null,"Energy at risk value","$/MWh",{"$f":"Assumptions!H41*vcr_esc","v":43995.260482598227},{"$f":"IF(AND(SUM(I31:AG31)<>0, E32=0), \"!\", \"\")","v":""},{"$f":"input_dollars","v":"2023-12-31"},null,{"$f":"I31*$E$32","v":0},{"$f":"J31*$E$32","v":0},0,0,0,0,0,0,0,0,0,0,0,0,0,0,0,0,0,0,0,0,0,0,0]
[]
[null,null,"Safety consequence","(after DF)",null,null,{"$f":"input_dollars","v":"2023-12-31"},null,0,0,0,0,0,0,0,0,0,0,0,0,0,0,0,0,0,0,0,0,0,0,0,0,0]
[null,null,"Unplanned replacements",null,null,null,{"$f":"input_dollars","v":"2023-12-31"},null,0,0,0,0,0,0,0,0,0,0,0,0,0,0,0,0,0,0,0,0,0,0,0,0,0]
[null,null,"Environmental consequence","(after DF)",null,null,{"$f":"input_dollars","v":"2023-12-31"},null,0,0,0,0,0,0,0,0,0,0,0,0,0,0,0,0,0,0,0,0,0,0,0,0,0]
[null,null,"< Other risk - enter description >",null,null,null,{"$f":"input_dollars","v":"2023-12-31"},null,0,0,0,0,0,0,0,0,0,0,0,0,0,0,0,0,0,0,0,0,0,0,0,0,0]
[null,null,"< Other risk - enter description >",null,null,null,{"$f":"input_dollars","v":"2023-12-31"},null,0,0,0,0,0,0,0,0,0,0,0,0,0,0,0,0,0,0,0,0,0,0,0,0,0]
[]
[null,null,"Total risk cost",null,null,null,null,null,{"$f":"SUM(I32:I38)","v":0},{"$f":"SUM(J32:J38)","v":0},0,0,0,0,0,0,0,0,0,0,0,0,0,0,0,0,0,0,{"$f":"SUM(AC32:AC38)","v":0},{"$f":"SUM(AD32:AD38)","v":0},{"$f":"SUM(AE32:AE38)","v":0},{"$f":"SUM(AF32:AF38)","v":0},{"$f":"SUM(AG32:AG38)","v":0}]
[]
["OTHER BENEFITS"]
[]
[]
[null,null,"Reduction in CO2 emissions",null,null,null,"MWh",null,0,0,0,0,0,0,0,0,0,0,0,0,0,0,0,0,0,0,0,0,0,0,0,0,0]
[null,null,"Value of reduction in CO2 emissions",null,null,null,"$",null,{"$f":"I45*I7","v":0},0,0,0,0,0,0,0,0,0,0,0,0,0,0,0,0,0,0,0,0,0,0,0,0]
[]
[]
[null,null,"Reliability in worst-served areas","$/MWh",{"$f":"Assumptions!G94","v":151432.81740793545},null,"MWh",null,0,0,0,0,0,0,0,0,0,0,0,0,0,0,0,0,0,0,0,0,0,0,0,0,0]
[null,null,"Network resilience","$/MWh",{"$f":"Assumptions!G95","v":24590},null,"MWh",null,0,0,0,0,0,0,0,0,0,0,0,0,0,0,0,0,0,0,0,0,0,0,0,0,0]
[null,null,"Enabling solar exports","$/MWh",{"$f":"Assumptions!G96","v":88.357719508603083},null,"MWh",null,0,0,0,0,0,0,0,0,0,0,0,0,0,0,0,0,0,0,0,0,0,0,0,0,0]
[null,null,"Aesthetics","$/customer",{"$f":"Assumptions!G97","v":0},null,"customers",null,0,0,0,0,0,0,0,0,0,0,0,0,0,0,0,0,0,0,0,0,0,0,0,0,0]
[null,null,"Customer value of time (res)","$/customer min",{"$f":"Assumptions!G98","v":0.35181336539087127},null,"mins",null,0,0,0,0,0,0,0,0,0,0,0,0,0,0,0,0,0,0,0,0,0,0,0,0,0]
[null,null,"Customer value of time (bus)","$/customer min",{"$f":"Assumptions!G99","v":0.35181336539087127},null,"mins",null,0,0,0,0,0,0,0,0,0,0,0,0,0,0,0,0,0,0,0,0,0,0,0,0,0]
[null,null,"Communication","$/customer",{"$f":"Assumptions!G100","v":0},null,"customers",null,0,0,0,0,0,0,0,0,0,0,0,0,0,0,0,0,0,0,0,0,0,0,0,0,0]
[null,null,"Information accessibility","$/customer",{"$f":"Assumptions!G101","v":0},null,"customers",null,0,0,0,0,0,0,0,0,0,0,0,0,0,0,0,0,0,0,0,0,0,0,0,0,0]
[]
[null,null,"Other benefits 1",null,null,null,{"$f":"input_dollars","v":"2023-12-31"},null,0,0,0,0,0,0,0,0,0,0,0,0,0,0,0,0,0,0,0,0,0,0,0,0,0]
[null,null,"Other benefits 2",null,null,null,{"$f":"input_dollars","v":"2023-12-31"},null,0,0,0,0,0,0,0,0,0,0,0,0,0,0,0,0,0,0,0,0,0,0,0,0,0]
[]
[null,null,"Total other benefits",null,null,null,{"$f":"input_dollars","v":"2023-12-31"},null,{"$f":"SUMPRODUCT((I$49:I$56)*($E$49:$E$56))+SUM(I58:I59)+I46","v":0},{"$f":"SUMPRODUCT((J$49:J$56)*($E$49:$E$56))+SUM(J58:J59)+J46","v":0},{"$f":"SUMPRODUCT((K$49:K$56)*($E$49:$E$56))+SUM(K58:K59)+K46","v":0},{"$f":"SUMPRODUCT((L$49:L$56)*($E$49:$E$56))+SUM(L58:L59)+L46","v":0},{"$f":"SUMPRODUCT((M$49:M$56)*($E$49:$E$56))+SUM(M58:M59)+M46","v":0},{"$f":"SUMPRODUCT((N$49:N$56)*($E$49:$E$56))+SUM(N58:N59)+N46","v":0},{"$f":"SUMPRODUCT((O$49:O$56)*($E$49:$E$56))+SUM(O58:O59)+O46","v":0},{"$f":"SUMPRODUCT((P$49:P$56)*($E$49:$E$56))+SUM(P58:P59)+P46","v":0},{"$f":"SUMPRODUCT((Q$49:Q$56)*($E$49:$E$56))+SUM(Q58:Q59)+Q46","v":0},{"$f":"SUMPRODUCT((R$49:R$56)*($E$49:$E$56))+SUM(R58:R59)+R46","v":0},{"$f":"SUMPRODUCT((S$49:S$56)*($E$49:$E$56))+SUM(S58:S59)+S46","v":0},{"$f":"SUMPRODUCT((T$49:T$56)*($E$49:$E$56))+SUM(T58:T59)+T46","v":0},{"$f":"SUMPRODUCT((U$49:U$56)*($E$49:$E$56))+SUM(U58:U59)+U46","v":0},{"$f":"SUMPRODUCT((V$49:V$56)*($E$49:$E$56))+SUM(V58:V59)+V46","v":0},{"$f":"SUMPRODUCT((W$49:W$56)*($E$49:$E$56))+SUM(W58:W59)+W46","v":0},{"$f":"SUMPRODUCT((X$49:X$56)*($E$49:$E$56))+SUM(X58:X59)+X46","v":0},{"$f":"SUMPRODUCT((Y$49:Y$56)*($E$49:$E$56))+SUM(Y58:Y59)+Y46","v":0},{"$f":"SUMPRODUCT((Z$49:Z$56)*($E$49:$E$56))+SUM(Z58:Z59)+Z46","v":0},{"$f":"SUMPRODUCT((AA$49:AA$56)*($E$49:$E$56))+SUM(AA58:AA59)+AA46","v":0},{"$f":"SUMPRODUCT((AB$49:AB$56)*($E$49:$E$56))+SUM(AB58:AB59)+AB46","v":0},{"$f":"SUMPRODUCT((AC$49:AC$56)*($E$49:$E$56))+SUM(AC58:AC59)+AC46","v":0},{"$f":"SUMPRODUCT((AD$49:AD$56)*($E$49:$E$56))+SUM(AD58:AD59)+AD46","v":0},{"$f":"SUMPRODUCT((AE$49:AE$56)*($E$49:$E$56))+SUM(AE58:AE59)+AE46","v":0},{"$f":"SUMPRODUCT((AF$49:AF$56)*($E$49:$E$56))+SUM(AF58:AF59)+AF46","v":0},{"$f":"SUMPRODUCT((AG$49:AG$56)*($E$49:$E$56))+SUM(AG58:AG59)+AG46","v":0}]
[]
[]
["SUMMARY"]
[]
[]
[]
[null,null,{"$f":"'Option1 (base case)'!C68","v":"Risks mitigated vs base case"},null,null,null,{"$f":"input_dollars","v":"2023-12-31"},null,{"$f":"(1-INDEX(Data!$C$9:$C$13, MATCH($A$3, options,0)))*('Option1 (base case)'!I40-I40)","v":0},{"$f":"(1-INDEX(Data!$C$9:$C$13, MATCH($A$3, options,0)))*('Option1 (base case)'!J40-J40)","v":0},{"$f":"(1-INDEX(Data!$C$9:$C$13, MATCH($A$3, options,0)))*('Option1 (base case)'!K40-K40)","v":0},{"$f":"(1-INDEX(Data!$C$9:$C$13, MATCH($A$3, options,0)))*('Option1 (base case)'!L40-L40)","v":0},{"$f":"(1-INDEX(Data!$C$9:$C$13, MATCH($A$3, options,0)))*('Option1 (base case)'!M40-M40)","v":0},{"$f":"(1-INDEX(Data!$C$9:$C$13, MATCH($A$3, options,0)))*('Option1 (base case)'!N40-N40)","v":0},{"$f":"(1-INDEX(Data!$C$9:$C$13, MATCH($A$3, options,0)))*('Option1 (base case)'!O40-O40)","v":0},{"$f":"(1-INDEX(Data!$C$9:$C$13, MATCH($A$3, options,0)))*('Option1 (base case)'!P40-P40)","v":0},{"$f":"(1-INDEX(Data!$C$9:$C$13, MATCH($A$3, options,0)))*('Option1 (base case)'!Q40-Q40)","v":0},{"$f":"(1-INDEX(Data!$C$9:$C$13, MATCH($A$3, options,0)))*('Option1 (base case)'!R40-R40)","v":0},{"$f":"(1-INDEX(Data!$C$9:$C$13, MATCH($A$3, options,0)))*('Option1 (base case)'!S40-S40)","v":0},{"$f":"(1-INDEX(Data!$C$9:$C$13, MATCH($A$3, options,0)))*('Option1 (base case)'!T40-T40)","v":0},{"$f":"(1-INDEX(Data!$C$9:$C$13, MATCH($A$3, options,0)))*('Option1 (base case)'!U40-U40)","v":0},{"$f":"(1-INDEX(Data!$C$9:$C$13, MATCH($A$3, options,0)))*('Option1 (base case)'!V40-V40)","v":0},{"$f":"(1-INDEX(Data!$C$9:$C$13, MATCH($A$3, options,0)))*('Option1 (base case)'!W40-W40)","v":0},{"$f":"(1-INDEX(Data!$C$9:$C$13, MATCH($A$3, options,0)))*('Option1 (base case)'!X40-X40)","v":0},{"$f":"(1-INDEX(Data!$C$9:$C$13, MATCH($A$3, options,0)))*('Option1 (base case)'!Y40-Y40)","v":0},{"$f":"(1-INDEX(Data!$C$9:$C$13, MATCH($A$3, options,0)))*('Option1 (base case)'!Z40-Z40)","v":0},{"$f":"(1-INDEX(Data!$C$9:$C$13, MATCH($A$3, options,0)))*('Option1 (base case)'!AA40-AA40)","v":0},{"$f":"(1-INDEX(Data!$C$9:$C$13, MATCH($A$3, options,0)))*('Option1 (base case)'!AB40-AB40)","v":0},{"$f":"(1-INDEX(Data!$C$9:$C$13, MATCH($A$3, options,0)))*('Option1 (base case)'!AC40-AC40)","v":0},{"$f":"(1-INDEX(Data!$C$9:$C$13, MATCH($A$3, options,0)))*('Option1 (base case)'!AD40-AD40)","v":0},{"$f":"(1-INDEX(Data!$C$9:$C$13, MATCH($A$3, options,0)))*('Option1 (base case)'!AE40-AE40)","v":0},{"$f":"(1-INDEX(Data!$C$9:$C$13, MATCH($A$3, options,0)))*('Option1 (base case)'!AF40-AF40)","v":0},{"$f":"(1-INDEX(Data!$C$9:$C$13, MATCH($A$3, options,0)))*('Option1 (base case)'!AG40-AG40)","v":0}]
[]
[null,null,"Capital expenditure"]
[null,null,{"$f":"C14","v":"< Enter description >"},null,null,null,{"$f":"input_dollars","v":"2023-12-31"},null,{"$f":"-I14","v":0},0,0,0,0,0,0,0,0,0,0,0,0,0,0,0,0,0,0,0,0,0,0,0,0]
[null,null,{"$f":"C15","v":"< Enter description >"},null,null,null,{"$f":"input_dollars","v":"2023-12-31"},null,{"$f":"-I15","v":0},0,0,0,0,0,0,0,0,0,0,0,0,0,0,0,0,0,0,0,0,0,0,0,0]
[null,null,{"$f":"C16","v":"< Enter description >"},null,null,null,{"$f":"input_dollars","v":"2023-12-31"},null,{"$f":"-I16","v":0},0,0,0,0,0,0,0,0,0,0,0,0,0,0,0,0,0,0,0,0,0,0,0,0]
[]
[null,null,"Cumulative capex"]
[null,null,{"$f":"C14","v":"< Enter description >"},null,null,null,{"$f":"input_dollars","v":"2023-12-31"},null,{"$f":"SUMPRODUCT(($I71:I71))-SUMPRODUCT(($I71:I71)*($I$6:I$6<=(I$6-$E14)))","v":0},{"$f":"SUMPRODUCT(($I71:J71))-SUMPRODUCT(($I71:J71)*($I$6:J$6<=(J$6-$E14)))","v":0},{"$f":"SUMPRODUCT(($I71:K71))-SUMPRODUCT(($I71:K71)*($I$6:K$6<=(K$6-$E14)))","v":0},{"$f":"SUMPRODUCT(($I71:L71))-SUMPRODUCT(($I71:L71)*($I$6:L$6<=(L$6-$E14)))","v":0},{"$f":"SUMPRODUCT(($I71:M71))-SUMPRODUCT(($I71:M71)*($I$6:M$6<=(M$6-$E14)))","v":0},{"$f":"SUMPRODUCT(($I71:N71))-SUMPRODUCT(($I71:N71)*($I$6:N$6<=(N$6-$E14)))","v":0},{"$f":"SUMPRODUCT(($I71:O71))-SUMPRODUCT(($I71:O71)*($I$6:O$6<=(O$6-$E14)))","v":0},{"$f":"SUMPRODUCT(($I71:P71))-SUMPRODUCT(($I71:P71)*($I$6:P$6<=(P$6-$E14)))","v":0},{"$f":"SUMPRODUCT(($I71:Q71))-SUMPRODUCT(($I71:Q71)*($I$6:Q$6<=(Q$6-$E14)))","v":0},{"$f":"SUMPRODUCT(($I71:R71))-SUMPRODUCT(($I71:R71)*($I$6:R$6<=(R$6-$E14)))","v":0},{"$f":"SUMPRODUCT(($I71:S71))-SUMPRODUCT(($I71:S71)*($I$6:S$6<=(S$6-$E14)))","v":0},{"$f":"SUMPRODUCT(($I71:T71))-SUMPRODUCT(($I71:T71)*($I$6:T$6<=(T$6-$E14)))","v":0},{"$f":"SUMPRODUCT(($I71:U71))-SUMPRODUCT(($I71:U71)*($I$6:U$6<=(U$6-$E14)))","v":0},{"$f":"SUMPRODUCT(($I71:V71))-SUMPRODUCT(($I71:V71)*($I$6:V$6<=(V$6-$E14)))","v":0},{"$f":"SUMPRODUCT(($I71:W71))-SUMPRODUCT(($I71:W71)*($I$6:W$6<=(W$6-$E14)))","v":0},{"$f":"SUMPRODUCT(($I71:X71))-SUMPRODUCT(($I71:X71)*($I$6:X$6<=(X$6-$E14)))","v":0},{"$f":"SUMPRODUCT(($I71:Y71))-SUMPRODUCT(($I71:Y71)*($I$6:Y$6<=(Y$6-$E14)))","v":0},{"$f":"SUMPRODUCT(($I71:Z71))-SUMPRODUCT(($I71:Z71)*($I$6:Z$6<=(Z$6-$E14)))","v":0},{"$f":"SUMPRODUCT(($I71:AA71))-SUMPRODUCT(($I71:AA71)*($I$6:AA$6<=(AA$6-$E14)))","v":0},{"$f":"SUMPRODUCT(($I71:AB71))-SUMPRODUCT(($I71:AB71)*($I$6:AB$6<=(AB$6-$E14)))","v":0},{"$f":"SUMPRODUCT(($I71:AC71))-SUMPRODUCT(($I71:AC71)*($I$6:AC$6<=(AC$6-$E14)))","v":0},{"$f":"SUMPRODUCT(($I71:AD71))-SUMPRODUCT(($I71:AD71)*($I$6:AD$6<=(AD$6-$E14)))","v":0},{"$f":"SUMPRODUCT(($I71:AE71))-SUMPRODUCT(($I71:AE71)*($I$6:AE$6<=(AE$6-$E14)))","v":0},{"$f":"SUMPRODUCT(($I71:AF71))-SUMPRODUCT(($I71:AF71)*($I$6:AF$6<=(AF$6-$E14)))","v":0},{"$f":"SUMPRODUCT(($I71:AG71))-SUMPRODUCT(($I71:AG71)*($I$6:AG$6<=(AG$6-$E14)))","v":0}]
[null,null,{"$f":"C15","v":"< Enter description >"},null,null,null,{"$f":"input_dollars","v":"2023-12-31"},null,{"$f":"SUMPRODUCT(($I72:I72))-SUMPRODUCT(($I72:I72)*($I$6:I$6<=(I$6-$E15)))","v":0},{"$f":"SUMPRODUCT(($I72:J72))-SUMPRODUCT(($I72:J72)*($I$6:J$6<=(J$6-$E15)))","v":0},{"$f":"SUMPRODUCT(($I72:K72))-SUMPRODUCT(($I72:K72)*($I$6:K$6<=(K$6-$E15)))","v":0},{"$f":"SUMPRODUCT(($I72:L72))-SUMPRODUCT(($I72:L72)*($I$6:L$6<=(L$6-$E15)))","v":0},{"$f":"SUMPRODUCT(($I72:M72))-SUMPRODUCT(($I72:M72)*($I$6:M$6<=(M$6-$E15)))","v":0},{"$f":"SUMPRODUCT(($I72:N72))-SUMPRODUCT(($I72:N72)*($I$6:N$6<=(N$6-$E15)))","v":0},{"$f":"SUMPRODUCT(($I72:O72))-SUMPRODUCT(($I72:O72)*($I$6:O$6<=(O$6-$E15)))","v":0},{"$f":"SUMPRODUCT(($I72:P72))-SUMPRODUCT(($I72:P72)*($I$6:P$6<=(P$6-$E15)))","v":0},{"$f":"SUMPRODUCT(($I72:Q72))-SUMPRODUCT(($I72:Q72)*($I$6:Q$6<=(Q$6-$E15)))","v":0},{"$f":"SUMPRODUCT(($I72:R72))-SUMPRODUCT(($I72:R72)*($I$6:R$6<=(R$6-$E15)))","v":0},{"$f":"SUMPRODUCT(($I72:S72))-SUMPRODUCT(($I72:S72)*($I$6:S$6<=(S$6-$E15)))","v":0},{"$f":"SUMPRODUCT(($I72:T72))-SUMPRODUCT(($I72:T72)*($I$6:T$6<=(T$6-$E15)))","v":0},{"$f":"SUMPRODUCT(($I72:U72))-SUMPRODUCT(($I72:U72)*($I$6:U$6<=(U$6-$E15)))","v":0},{"$f":"SUMPRODUCT(($I72:V72))-SUMPRODUCT(($I72:V72)*($I$6:V$6<=(V$6-$E15)))","v":0},{"$f":"SUMPRODUCT(($I72:W72))-SUMPRODUCT(($I72:W72)*($I$6:W$6<=(W$6-$E15)))","v":0},{"$f":"SUMPRODUCT(($I72:X72))-SUMPRODUCT(($I72:X72)*($I$6:X$6<=(X$6-$E15)))","v":0},{"$f":"SUMPRODUCT(($I72:Y72))-SUMPRODUCT(($I72:Y72)*($I$6:Y$6<=(Y$6-$E15)))","v":0},{"$f":"SUMPRODUCT(($I72:Z72))-SUMPRODUCT(($I72:Z72)*($I$6:Z$6<=(Z$6-$E15)))","v":0},{"$f":"SUMPRODUCT(($I72:AA72))-SUMPRODUCT(($I72:AA72)*($I$6:AA$6<=(AA$6-$E15)))","v":0},{"$f":"SUMPRODUCT(($I72:AB72))-SUMPRODUCT(($I72:AB72)*($I$6:AB$6<=(AB$6-$E15)))","v":0},{"$f":"SUMPRODUCT(($I72:AC72))-SUMPRODUCT(($I72:AC72)*($I$6:AC$6<=(AC$6-$E15)))","v":0},{"$f":"SUMPRODUCT(($I72:AD72))-SUMPRODUCT(($I72:AD72)*($I$6:AD$6<=(AD$6-$E15)))","v":0},{"$f":"SUMPRODUCT(($I72:AE72))-SUMPRODUCT(($I72:AE72)*($I$6:AE$6<=(AE$6-$E15)))","v":0},{"$f":"SUMPRODUCT(($I72:AF72))-SUMPRODUCT(($I72:AF72)*($I$6:AF$6<=(AF$6-$E15)))","v":0},{"$f":"SUMPRODUCT(($I72:AG72))-SUMPRODUCT(($I72:AG72)*($I$6:AG$6<=(AG$6-$E15)))","v":0}]
[null,null,{"$f":"C16","v":"< Enter description >"},null,null,null,{"$f":"input_dollars","v":"2023-12-31"},null,{"$f":"SUMPRODUCT(($I73:I73))-SUMPRODUCT(($I73:I73)*($I$6:I$6<=(I$6-$E16)))","v":0},{"$f":"SUMPRODUCT(($I73:J73))-SUMPRODUCT(($I73:J73)*($I$6:J$6<=(J$6-$E16)))","v":0},{"$f":"SUMPRODUCT(($I73:K73))-SUMPRODUCT(($I73:K73)*($I$6:K$6<=(K$6-$E16)))","v":0},{"$f":"SUMPRODUCT(($I73:L73))-SUMPRODUCT(($I73:L73)*($I$6:L$6<=(L$6-$E16)))","v":0},{"$f":"SUMPRODUCT(($I73:M73))-SUMPRODUCT(($I73:M73)*($I$6:M$6<=(M$6-$E16)))","v":0},{"$f":"SUMPRODUCT(($I73:N73))-SUMPRODUCT(($I73:N73)*($I$6:N$6<=(N$6-$E16)))","v":0},{"$f":"SUMPRODUCT(($I73:O73))-SUMPRODUCT(($I73:O73)*($I$6:O$6<=(O$6-$E16)))","v":0},{"$f":"SUMPRODUCT(($I73:P73))-SUMPRODUCT(($I73:P73)*($I$6:P$6<=(P$6-$E16)))","v":0},{"$f":"SUMPRODUCT(($I73:Q73))-SUMPRODUCT(($I73:Q73)*($I$6:Q$6<=(Q$6-$E16)))","v":0},{"$f":"SUMPRODUCT(($I73:R73))-SUMPRODUCT(($I73:R73)*($I$6:R$6<=(R$6-$E16)))","v":0},{"$f":"SUMPRODUCT(($I73:S73))-SUMPRODUCT(($I73:S73)*($I$6:S$6<=(S$6-$E16)))","v":0},{"$f":"SUMPRODUCT(($I73:T73))-SUMPRODUCT(($I73:T73)*($I$6:T$6<=(T$6-$E16)))","v":0},{"$f":"SUMPRODUCT(($I73:U73))-SUMPRODUCT(($I73:U73)*($I$6:U$6<=(U$6-$E16)))","v":0},{"$f":"SUMPRODUCT(($I73:V73))-SUMPRODUCT(($I73:V73)*($I$6:V$6<=(V$6-$E16)))","v":0},{"$f":"SUMPRODUCT(($I73:W73))-SUMPRODUCT(($I73:W73)*($I$6:W$6<=(W$6-$E16)))","v":0},{"$f":"SUMPRODUCT(($I73:X73))-SUMPRODUCT(($I73:X73)*($I$6:X$6<=(X$6-$E16)))","v":0},{"$f":"SUMPRODUCT(($I73:Y73))-SUMPRODUCT(($I73:Y73)*($I$6:Y$6<=(Y$6-$E16)))","v":0},{"$f":"SUMPRODUCT(($I73:Z73))-SUMPRODUCT(($I73:Z73)*($I$6:Z$6<=(Z$6-$E16)))","v":0},{"$f":"SUMPRODUCT(($I73:AA73))-SUMPRODUCT(($I73:AA73)*($I$6:AA$6<=(AA$6-$E16)))","v":0},{"$f":"SUMPRODUCT(($I73:AB73))-SUMPRODUCT(($I73:AB73)*($I$6:AB$6<=(AB$6-$E16)))","v":0},{"$f":"SUMPRODUCT(($I73:AC73))-SUMPRODUCT(($I73:AC73)*($I$6:AC$6<=(AC$6-$E16)))","v":0},{"$f":"SUMPRODUCT(($I73:AD73))-SUMPRODUCT(($I73:AD73)*($I$6:AD$6<=(AD$6-$E16)))","v":0},{"$f":"SUMPRODUCT(($I73:AE73))-SUMPRODUCT(($I73:AE73)*($I$6:AE$6<=(AE$6-$E16)))","v":0},{"$f":"SUMPRODUCT(($I73:AF73))-SUMPRODUCT(($I73:AF73)*($I$6:AF$6<=(AF$6-$E16)))","v":0},{"$f":"SUMPRODUCT(($I73:AG73))-SUMPRODUCT(($I73:AG73)*($I$6:AG$6<=(AG$6-$E16)))","v":0}]
[]
[null,null,"Annualised capex"]
[null,null,{"$f":"$C$80&\" - \"&C14","v":"Annualised capex - < Enter description >"},null,null,null,{"$f":"input_dollars","v":"2023-12-31"},null,{"$f":"IF($E14=0,0,-PMT(real_disc, $E14,H76,))","v":0},0,0,0,0,0,0,0,0,0,0,0,0,0,0,0,0,0,0,0,0,0,0,0,0]
[null,null,{"$f":"$C$80&\" - \"&C15","v":"Annualised capex - < Enter description >"},null,null,null,{"$f":"input_dollars","v":"2023-12-31"},null,{"$f":"IF($E15=0,0,-PMT(real_disc, $E15,H77,))","v":0},0,0,0,0,0,0,0,0,0,0,0,0,0,0,0,0,0,0,0,0,0,0,0,0]
[null,null,{"$f":"$C$80&\" - \"&C16","v":"Annualised capex - < Enter description >"},null,null,null,{"$f":"input_dollars","v":"2023-12-31"},null,{"$f":"IF($E16=0,0,-PMT(real_disc, $E16,H78,))","v":0},0,0,0,0,0,0,0,0,0,0,0,0,0,0,0,0,0,0,0,0,0,0,0,0]
[null,null,"Total annualised capex",null,null,null,{"$f":"input_dollars","v":"2023-12-31"},null,{"$f":"SUM(I81:I83)","v":0},{"$f":"SUM(J81:J83)","v":0},0,0,0,0,0,0,0,0,0,0,0,0,0,0,0,0,0,0,{"$f":"SUM(AC81:AC83)","v":0},{"$f":"SUM(AD81:AD83)","v":0},{"$f":"SUM(AE81:AE83)","v":0},{"$f":"SUM(AF81:AF83)","v":0},{"$f":"SUM(AG81:AG83)","v":0}]
[]
[null,null,"Annualised capex",null,null,null,{"$f":"input_dollars","v":"2023-12-31"},null,{"$f":"I84","v":0},{"$f":"J84","v":0},0,0,0,0,0,0,0,0,0,0,0,0,0,0,0,0,0,0,{"$f":"AC84","v":0},{"$f":"AD84","v":0},{"$f":"AE84","v":0},{"$f":"AF84","v":0},{"$f":"AG84","v":0}]
[null,null,"Operating expenditure",null,null,null,"2023-12-31",null,{"$f":"-I19","v":0},0,0,0,0,0,0,0,0,0,0,0,0,0,0,0,0,0,0,0,0,0,0,0,0]
[null,null,"Risk mitigated",null,null,null,"2023-12-31",null,{"$f":"I68","v":0},0,0,0,0,0,0,0,0,0,0,0,0,0,0,0,0,0,0,0,0,0,0,0,0]
[null,null,"Other benefits value",null,null,null,"2023-12-31",null,{"$f":"I61","v":0},0,0,0,0,0,0,0,0,0,0,0,0,0,0,0,0,0,0,0,0,0,0,0,0]
[]
[null,null,"Net benefits",null,null,null,"2023-12-31",null,{"$f":"SUM(I86:I90)","v":0},0,0,0,0,0,0,0,0,0,0,0,0,0,0,0,0,0,0,0,{"$f":"SUM(AC86:AC90)","v":0},{"$f":"SUM(AD86:AD90)","v":0},{"$f":"SUM(AE86:AE90)","v":0},{"$f":"SUM(AF86:AF90)","v":0},{"$f":"SUM(AG86:AG90)","v":0}]
[]
[]
[null,null,"First capex year",null,null,null,{"$f":"IF(SUM($I17:$AG17)=0,0,(INDEX(I$6:AG$6,MATCH(TRUE,INDEX($I17:$AG17<>0,),0))))","v":0}]
[]
[null,null,"First year",null,null,null,{"$f":"IF(_xlfn.MINIFS($G$94:$G$95, $G$94:$G$95, \">\"&0)=0, $A$4, _xlfn.MINIFS($G$94:$G$95, $G$94:$G$95, \">\"&0))","v":"Not used"}]
[]
[]
[]
[]
[]
[]
[]
[]
[]
["SENSITIVITIES"]
[]
[]
[]
["NPV",null,"Net benefits",null,null,null,{"$f":"PROPER($A$3)&A110","v":"Option 3NPV"},null,{"$f":"I91","v":0},{"$f":"J91","v":0},0,0,0,0,0,0,0,0,0,0,0,0,0,0,0,0,0,0,0,0,0,0,0]
[null,null,"Total annualised capex",null,null,null,null,null,{"$f":"I86","v":0},{"$f":"J86","v":0},0,0,0,0,0,0,0,0,0,0,0,0,0,0,0,0,0,0,0,0,0,0,0]
[null,null,"Total benefits",null,null,null,null,null,{"$f":"SUM(I88:I89)","v":0},{"$f":"SUM(J88:J89)","v":0},0,0,0,0,0,0,0,0,0,0,0,0,0,0,0,0,0,0,0,0,0,0,0]
[null,null,null,{"$f":"Assumptions!G110","v":"Capex"},{"$f":"Assumptions!H110","v":"Total benefits"}]
[{"$f":"\"sens\"&Assumptions!B111","v":"sens1"},null,{"$f":"Assumptions!C111","v":"Capex 10% higher"},{"$f":"Assumptions!G111","v":0.1},{"$f":"Assumptions!H111","v":0},null,{"$f":"PROPER($A$3)&A114","v":"Option 3sens1"},null,{"$f":"I$110+IF($C114<>0,SUMPRODUCT((I$111:I$112)*TRANSPOSE(($D114:$E114))),0)","v":0},{"$f":"J$110+IF($C114<>0,SUMPRODUCT((J$111:J$112)*TRANSPOSE(($D114:$E114))),0)","v":0},{"$f":"K$110+IF($C114<>0,SUMPRODUCT((K$111:K$112)*TRANSPOSE(($D114:$E114))),0)","v":0},{"$f":"L$110+IF($C114<>0,SUMPRODUCT((L$111:L$112)*TRANSPOSE(($D114:$E114))),0)","v":0},{"$f":"M$110+IF($C114<>0,SUMPRODUCT((M$111:M$112)*TRANSPOSE(($D114:$E114))),0)","v":0},{"$f":"N$110+IF($C114<>0,SUMPRODUCT((N$111:N$112)*TRANSPOSE(($D114:$E114))),0)","v":0},{"$f":"O$110+IF($C114<>0,SUMPRODUCT((O$111:O$112)*TRANSPOSE(($D114:$E114))),0)","v":0},{"$f":"P$110+IF($C114<>0,SUMPRODUCT((P$111:P$112)*TRANSPOSE(($D114:$E114))),0)","v":0},{"$f":"Q$110+IF($C114<>0,SUMPRODUCT((Q$111:Q$112)*TRANSPOSE(($D114:$E114))),0)","v":0},{"$f":"R$110+IF($C114<>0,SUMPRODUCT((R$111:R$112)*TRANSPOSE(($D114:$E114))),0)","v":0},{"$f":"S$110+IF($C114<>0,SUMPRODUCT((S$111:S$112)*TRANSPOSE(($D114:$E114))),0)","v":0},{"$f":"T$110+IF($C114<>0,SUMPRODUCT((T$111:T$112)*TRANSPOSE(($D114:$E114))),0)","v":0},{"$f":"U$110+IF($C114<>0,SUMPRODUCT((U$111:U$112)*TRANSPOSE(($D114:$E114))),0)","v":0},{"$f":"V$110+IF($C114<>0,SUMPRODUCT((V$111:V$112)*TRANSPOSE(($D114:$E114))),0)","v":0},{"$f":"W$110+IF($C114<>0,SUMPRODUCT((W$111:W$112)*TRANSPOSE(($D114:$E114))),0)","v":0},{"$f":"X$110+IF($C114<>0,SUMPRODUCT((X$111:X$112)*TRANSPOSE(($D114:$E114))),0)","v":0},{"$f":"Y$110+IF($C114<>0,SUMPRODUCT((Y$111:Y$112)*TRANSPOSE(($D114:$E114))),0)","v":0},{"$f":"Z$110+IF($C114<>0,SUMPRODUCT((Z$111:Z$112)*TRANSPOSE(($D114:$E114))),0)","v":0},{"$f":"AA$110+IF($C114<>0,SUMPRODUCT((AA$111:AA$112)*TRANSPOSE(($D114:$E114))),0)","v":0},{"$f":"AB$110+IF($C114<>0,SUMPRODUCT((AB$111:AB$112)*TRANSPOSE(($D114:$E114))),0)","v":0},{"$f":"AC$110+IF($C114<>0,SUMPRODUCT((AC$111:AC$112)*TRANSPOSE(($D114:$E114))),0)","v":0},{"$f":"AD$110+IF($C114<>0,SUMPRODUCT((AD$111:AD$112)*TRANSPOSE(($D114:$E114))),0)","v":0},{"$f":"AE$110+IF($C114<>0,SUMPRODUCT((AE$111:AE$112)*TRANSPOSE(($D114:$E114))),0)","v":0},{"$f":"AF$110+IF($C114<>0,SUMPRODUCT((AF$111:AF$112)*TRANSPOSE(($D114:$E114))),0)","v":0},{"$f":"AG$110+IF($C114<>0,SUMPRODUCT((AG$111:AG$112)*TRANSPOSE(($D114:$E114))),0)","v":0}]
[{"$f":"\"sens\"&Assumptions!B112","v":"sens2"},null,{"$f":"Assumptions!C112","v":"Capex 10% lower"},{"$f":"Assumptions!G112","v":-0.1},{"$f":"Assumptions!H112","v":0},null,{"$f":"PROPER($A$3)&A115","v":"Option 3sens2"},null,{"$f":"I$110+IF($C115<>0,SUMPRODUCT((I$111:I$112)*TRANSPOSE(($D115:$E115))),0)","v":0},{"$f":"J$110+IF($C115<>0,SUMPRODUCT((J$111:J$112)*TRANSPOSE(($D115:$E115))),0)","v":0},{"$f":"K$110+IF($C115<>0,SUMPRODUCT((K$111:K$112)*TRANSPOSE(($D115:$E115))),0)","v":0},{"$f":"L$110+IF($C115<>0,SUMPRODUCT((L$111:L$112)*TRANSPOSE(($D115:$E115))),0)","v":0},{"$f":"M$110+IF($C115<>0,SUMPRODUCT((M$111:M$112)*TRANSPOSE(($D115:$E115))),0)","v":0},{"$f":"N$110+IF($C115<>0,SUMPRODUCT((N$111:N$112)*TRANSPOSE(($D115:$E115))),0)","v":0},{"$f":"O$110+IF($C115<>0,SUMPRODUCT((O$111:O$112)*TRANSPOSE(($D115:$E115))),0)","v":0},{"$f":"P$110+IF($C115<>0,SUMPRODUCT((P$111:P$112)*TRANSPOSE(($D115:$E115))),0)","v":0},{"$f":"Q$110+IF($C115<>0,SUMPRODUCT((Q$111:Q$112)*TRANSPOSE(($D115:$E115))),0)","v":0},{"$f":"R$110+IF($C115<>0,SUMPRODUCT((R$111:R$112)*TRANSPOSE(($D115:$E115))),0)","v":0},{"$f":"S$110+IF($C115<>0,SUMPRODUCT((S$111:S$112)*TRANSPOSE(($D115:$E115))),0)","v":0},{"$f":"T$110+IF($C115<>0,SUMPRODUCT((T$111:T$112)*TRANSPOSE(($D115:$E115))),0)","v":0},{"$f":"U$110+IF($C115<>0,SUMPRODUCT((U$111:U$112)*TRANSPOSE(($D115:$E115))),0)","v":0},{"$f":"V$110+IF($C115<>0,SUMPRODUCT((V$111:V$112)*TRANSPOSE(($D115:$E115))),0)","v":0},{"$f":"W$110+IF($C115<>0,SUMPRODUCT((W$111:W$112)*TRANSPOSE(($D115:$E115))),0)","v":0},{"$f":"X$110+IF($C115<>0,SUMPRODUCT((X$111:X$112)*TRANSPOSE(($D115:$E115))),0)","v":0},{"$f":"Y$110+IF($C115<>0,SUMPRODUCT((Y$111:Y$112)*TRANSPOSE(($D115:$E115))),0)","v":0},{"$f":"Z$110+IF($C115<>0,SUMPRODUCT((Z$111:Z$112)*TRANSPOSE(($D115:$E115))),0)","v":0},{"$f":"AA$110+IF($C115<>0,SUMPRODUCT((AA$111:AA$112)*TRANSPOSE(($D115:$E115))),0)","v":0},{"$f":"AB$110+IF($C115<>0,SUMPRODUCT((AB$111:AB$112)*TRANSPOSE(($D115:$E115))),0)","v":0},{"$f":"AC$110+IF($C115<>0,SUMPRODUCT((AC$111:AC$112)*TRANSPOSE(($D115:$E115))),0)","v":0},{"$f":"AD$110+IF($C115<>0,SUMPRODUCT((AD$111:AD$112)*TRANSPOSE(($D115:$E115))),0)","v":0},{"$f":"AE$110+IF($C115<>0,SUMPRODUCT((AE$111:AE$112)*TRANSPOSE(($D115:$E115))),0)","v":0},{"$f":"AF$110+IF($C115<>0,SUMPRODUCT((AF$111:AF$112)*TRANSPOSE(($D115:$E115))),0)","v":0},{"$f":"AG$110+IF($C115<>0,SUMPRODUCT((AG$111:AG$112)*TRANSPOSE(($D115:$E115))),0)","v":0}]
[{"$f":"\"sens\"&Assumptions!B113","v":"sens3"},null,{"$f":"Assumptions!C113","v":"Total benefits 10% higher"},{"$f":"Assumptions!G113","v":0},{"$f":"Assumptions!H113","v":0.1},null,"Option 3sens3",null,{"$f":"I$110+IF($C116<>0,SUMPRODUCT((I$111:I$112)*TRANSPOSE(($D116:$E116))),0)","v":0},{"$f":"J$110+IF($C116<>0,SUMPRODUCT((J$111:J$112)*TRANSPOSE(($D116:$E116))),0)","v":0},{"$f":"K$110+IF($C116<>0,SUMPRODUCT((K$111:K$112)*TRANSPOSE(($D116:$E116))),0)","v":0},{"$f":"L$110+IF($C116<>0,SUMPRODUCT((L$111:L$112)*TRANSPOSE(($D116:$E116))),0)","v":0},{"$f":"M$110+IF($C116<>0,SUMPRODUCT((M$111:M$112)*TRANSPOSE(($D116:$E116))),0)","v":0},{"$f":"N$110+IF($C116<>0,SUMPRODUCT((N$111:N$112)*TRANSPOSE(($D116:$E116))),0)","v":0},{"$f":"O$110+IF($C116<>0,SUMPRODUCT((O$111:O$112)*TRANSPOSE(($D116:$E116))),0)","v":0},{"$f":"P$110+IF($C116<>0,SUMPRODUCT((P$111:P$112)*TRANSPOSE(($D116:$E116))),0)","v":0},{"$f":"Q$110+IF($C116<>0,SUMPRODUCT((Q$111:Q$112)*TRANSPOSE(($D116:$E116))),0)","v":0},{"$f":"R$110+IF($C116<>0,SUMPRODUCT((R$111:R$112)*TRANSPOSE(($D116:$E116))),0)","v":0},{"$f":"S$110+IF($C116<>0,SUMPRODUCT((S$111:S$112)*TRANSPOSE(($D116:$E116))),0)","v":0},{"$f":"T$110+IF($C116<>0,SUMPRODUCT((T$111:T$112)*TRANSPOSE(($D116:$E116))),0)","v":0},{"$f":"U$110+IF($C116<>0,SUMPRODUCT((U$111:U$112)*TRANSPOSE(($D116:$E116))),0)","v":0},{"$f":"V$110+IF($C116<>0,SUMPRODUCT((V$111:V$112)*TRANSPOSE(($D116:$E116))),0)","v":0},{"$f":"W$110+IF($C116<>0,SUMPRODUCT((W$111:W$112)*TRANSPOSE(($D116:$E116))),0)","v":0},{"$f":"X$110+IF($C116<>0,SUMPRODUCT((X$111:X$112)*TRANSPOSE(($D116:$E116))),0)","v":0},{"$f":"Y$110+IF($C116<>0,SUMPRODUCT((Y$111:Y$112)*TRANSPOSE(($D116:$E116))),0)","v":0},{"$f":"Z$110+IF($C116<>0,SUMPRODUCT((Z$111:Z$112)*TRANSPOSE(($D116:$E116))),0)","v":0},{"$f":"AA$110+IF($C116<>0,SUMPRODUCT((AA$111:AA$112)*TRANSPOSE(($D116:$E116))),0)","v":0},{"$f":"AB$110+IF($C116<>0,SUMPRODUCT((AB$111:AB$112)*TRANSPOSE(($D116:$E116))),0)","v":0},{"$f":"AC$110+IF($C116<>0,SUMPRODUCT((AC$111:AC$112)*TRANSPOSE(($D116:$E116))),0)","v":0},{"$f":"AD$110+IF($C116<>0,SUMPRODUCT((AD$111:AD$112)*TRANSPOSE(($D116:$E116))),0)","v":0},{"$f":"AE$110+IF($C116<>0,SUMPRODUCT((AE$111:AE$112)*TRANSPOSE(($D116:$E116))),0)","v":0},{"$f":"AF$110+IF($C116<>0,SUMPRODUCT((AF$111:AF$112)*TRANSPOSE(($D116:$E116))),0)","v":0},{"$f":"AG$110+IF($C116<>0,SUMPRODUCT((AG$111:AG$112)*TRANSPOSE(($D116:$E116))),0)","v":0}]
[{"$f":"\"sens\"&Assumptions!B114","v":"sens4"},null,{"$f":"Assumptions!C114","v":"Total benefits 10% lower"},{"$f":"Assumptions!G114","v":0},{"$f":"Assumptions!H114","v":-0.1},null,"Option 3sens4",null,{"$f":"I$110+IF($C117<>0,SUMPRODUCT((I$111:I$112)*TRANSPOSE(($D117:$E117))),0)","v":0},{"$f":"J$110+IF($C117<>0,SUMPRODUCT((J$111:J$112)*TRANSPOSE(($D117:$E117))),0)","v":0},{"$f":"K$110+IF($C117<>0,SUMPRODUCT((K$111:K$112)*TRANSPOSE(($D117:$E117))),0)","v":0},{"$f":"L$110+IF($C117<>0,SUMPRODUCT((L$111:L$112)*TRANSPOSE(($D117:$E117))),0)","v":0},{"$f":"M$110+IF($C117<>0,SUMPRODUCT((M$111:M$112)*TRANSPOSE(($D117:$E117))),0)","v":0},{"$f":"N$110+IF($C117<>0,SUMPRODUCT((N$111:N$112)*TRANSPOSE(($D117:$E117))),0)","v":0},{"$f":"O$110+IF($C117<>0,SUMPRODUCT((O$111:O$112)*TRANSPOSE(($D117:$E117))),0)","v":0},{"$f":"P$110+IF($C117<>0,SUMPRODUCT((P$111:P$112)*TRANSPOSE(($D117:$E117))),0)","v":0},{"$f":"Q$110+IF($C117<>0,SUMPRODUCT((Q$111:Q$112)*TRANSPOSE(($D117:$E117))),0)","v":0},{"$f":"R$110+IF($C117<>0,SUMPRODUCT((R$111:R$112)*TRANSPOSE(($D117:$E117))),0)","v":0},{"$f":"S$110+IF($C117<>0,SUMPRODUCT((S$111:S$112)*TRANSPOSE(($D117:$E117))),0)","v":0},{"$f":"T$110+IF($C117<>0,SUMPRODUCT((T$111:T$112)*TRANSPOSE(($D117:$E117))),0)","v":0},{"$f":"U$110+IF($C117<>0,SUMPRODUCT((U$111:U$112)*TRANSPOSE(($D117:$E117))),0)","v":0},{"$f":"V$110+IF($C117<>0,SUMPRODUCT((V$111:V$112)*TRANSPOSE(($D117:$E117))),0)","v":0},{"$f":"W$110+IF($C117<>0,SUMPRODUCT((W$111:W$112)*TRANSPOSE(($D117:$E117))),0)","v":0},{"$f":"X$110+IF($C117<>0,SUMPRODUCT((X$111:X$112)*TRANSPOSE(($D117:$E117))),0)","v":0},{"$f":"Y$110+IF($C117<>0,SUMPRODUCT((Y$111:Y$112)*TRANSPOSE(($D117:$E117))),0)","v":0},{"$f":"Z$110+IF($C117<>0,SUMPRODUCT((Z$111:Z$112)*TRANSPOSE(($D117:$E117))),0)","v":0},{"$f":"AA$110+IF($C117<>0,SUMPRODUCT((AA$111:AA$112)*TRANSPOSE(($D117:$E117))),0)","v":0},{"$f":"AB$110+IF($C117<>0,SUMPRODUCT((AB$111:AB$112)*TRANSPOSE(($D117:$E117))),0)","v":0},{"$f":"AC$110+IF($C117<>0,SUMPRODUCT((AC$111:AC$112)*TRANSPOSE(($D117:$E117))),0)","v":0},{"$f":"AD$110+IF($C117<>0,SUMPRODUCT((AD$111:AD$112)*TRANSPOSE(($D117:$E117))),0)","v":0},{"$f":"AE$110+IF($C117<>0,SUMPRODUCT((AE$111:AE$112)*TRANSPOSE(($D117:$E117))),0)","v":0},{"$f":"AF$110+IF($C117<>0,SUMPRODUCT((AF$111:AF$112)*TRANSPOSE(($D117:$E117))),0)","v":0},{"$f":"AG$110+IF($C117<>0,SUMPRODUCT((AG$111:AG$112)*TRANSPOSE(($D117:$E117))),0)","v":0}]
[{"$f":"\"sens\"&Assumptions!B115","v":"sens5"},null,{"$f":"Assumptions!C115","v":"Capex 10% higher & Total benefits 10% lower"},{"$f":"Assumptions!G115","v":0.1},{"$f":"Assumptions!H115","v":-0.1},null,"Option 3sens5",null,{"$f":"I$110+IF($C118<>0,SUMPRODUCT((I$111:I$112)*TRANSPOSE(($D118:$E118))),0)","v":0},{"$f":"J$110+IF($C118<>0,SUMPRODUCT((J$111:J$112)*TRANSPOSE(($D118:$E118))),0)","v":0},{"$f":"K$110+IF($C118<>0,SUMPRODUCT((K$111:K$112)*TRANSPOSE(($D118:$E118))),0)","v":0},{"$f":"L$110+IF($C118<>0,SUMPRODUCT((L$111:L$112)*TRANSPOSE(($D118:$E118))),0)","v":0},{"$f":"M$110+IF($C118<>0,SUMPRODUCT((M$111:M$112)*TRANSPOSE(($D118:$E118))),0)","v":0},{"$f":"N$110+IF($C118<>0,SUMPRODUCT((N$111:N$112)*TRANSPOSE(($D118:$E118))),0)","v":0},{"$f":"O$110+IF($C118<>0,SUMPRODUCT((O$111:O$112)*TRANSPOSE(($D118:$E118))),0)","v":0},{"$f":"P$110+IF($C118<>0,SUMPRODUCT((P$111:P$112)*TRANSPOSE(($D118:$E118))),0)","v":0},{"$f":"Q$110+IF($C118<>0,SUMPRODUCT((Q$111:Q$112)*TRANSPOSE(($D118:$E118))),0)","v":0},{"$f":"R$110+IF($C118<>0,SUMPRODUCT((R$111:R$112)*TRANSPOSE(($D118:$E118))),0)","v":0},{"$f":"S$110+IF($C118<>0,SUMPRODUCT((S$111:S$112)*TRANSPOSE(($D118:$E118))),0)","v":0},{"$f":"T$110+IF($C118<>0,SUMPRODUCT((T$111:T$112)*TRANSPOSE(($D118:$E118))),0)","v":0},{"$f":"U$110+IF($C118<>0,SUMPRODUCT((U$111:U$112)*TRANSPOSE(($D118:$E118))),0)","v":0},{"$f":"V$110+IF($C118<>0,SUMPRODUCT((V$111:V$112)*TRANSPOSE(($D118:$E118))),0)","v":0},{"$f":"W$110+IF($C118<>0,SUMPRODUCT((W$111:W$112)*TRANSPOSE(($D118:$E118))),0)","v":0},{"$f":"X$110+IF($C118<>0,SUMPRODUCT((X$111:X$112)*TRANSPOSE(($D118:$E118))),0)","v":0},{"$f":"Y$110+IF($C118<>0,SUMPRODUCT((Y$111:Y$112)*TRANSPOSE(($D118:$E118))),0)","v":0},{"$f":"Z$110+IF($C118<>0,SUMPRODUCT((Z$111:Z$112)*TRANSPOSE(($D118:$E118))),0)","v":0},{"$f":"AA$110+IF($C118<>0,SUMPRODUCT((AA$111:AA$112)*TRANSPOSE(($D118:$E118))),0)","v":0},{"$f":"AB$110+IF($C118<>0,SUMPRODUCT((AB$111:AB$112)*TRANSPOSE(($D118:$E118))),0)","v":0},{"$f":"AC$110+IF($C118<>0,SUMPRODUCT((AC$111:AC$112)*TRANSPOSE(($D118:$E118))),0)","v":0},{"$f":"AD$110+IF($C118<>0,SUMPRODUCT((AD$111:AD$112)*TRANSPOSE(($D118:$E118))),0)","v":0},{"$f":"AE$110+IF($C118<>0,SUMPRODUCT((AE$111:AE$112)*TRANSPOSE(($D118:$E118))),0)","v":0},{"$f":"AF$110+IF($C118<>0,SUMPRODUCT((AF$111:AF$112)*TRANSPOSE(($D118:$E118))),0)","v":0},{"$f":"AG$110+IF($C118<>0,SUMPRODUCT((AG$111:AG$112)*TRANSPOSE(($D118:$E118))),0)","v":0}]
[{"$f":"\"sens\"&Assumptions!B116","v":"sens"},null,{"$f":"Assumptions!C116","v":0},{"$f":"Assumptions!G116","v":0},{"$f":"Assumptions!H116","v":0},null,"Option 3sens",null,{"$f":"I$110+IF($C119<>0,SUMPRODUCT((I$111:I$112)*TRANSPOSE(($D119:$E119))),0)","v":0},{"$f":"J$110+IF($C119<>0,SUMPRODUCT((J$111:J$112)*TRANSPOSE(($D119:$E119))),0)","v":0},{"$f":"K$110+IF($C119<>0,SUMPRODUCT((K$111:K$112)*TRANSPOSE(($D119:$E119))),0)","v":0},{"$f":"L$110+IF($C119<>0,SUMPRODUCT((L$111:L$112)*TRANSPOSE(($D119:$E119))),0)","v":0},{"$f":"M$110+IF($C119<>0,SUMPRODUCT((M$111:M$112)*TRANSPOSE(($D119:$E119))),0)","v":0},{"$f":"N$110+IF($C119<>0,SUMPRODUCT((N$111:N$112)*TRANSPOSE(($D119:$E119))),0)","v":0},{"$f":"O$110+IF($C119<>0,SUMPRODUCT((O$111:O$112)*TRANSPOSE(($D119:$E119))),0)","v":0},{"$f":"P$110+IF($C119<>0,SUMPRODUCT((P$111:P$112)*TRANSPOSE(($D119:$E119))),0)","v":0},{"$f":"Q$110+IF($C119<>0,SUMPRODUCT((Q$111:Q$112)*TRANSPOSE(($D119:$E119))),0)","v":0},{"$f":"R$110+IF($C119<>0,SUMPRODUCT((R$111:R$112)*TRANSPOSE(($D119:$E119))),0)","v":0},{"$f":"S$110+IF($C119<>0,SUMPRODUCT((S$111:S$112)*TRANSPOSE(($D119:$E119))),0)","v":0},{"$f":"T$110+IF($C119<>0,SUMPRODUCT((T$111:T$112)*TRANSPOSE(($D119:$E119))),0)","v":0},{"$f":"U$110+IF($C119<>0,SUMPRODUCT((U$111:U$112)*TRANSPOSE(($D119:$E119))),0)","v":0},{"$f":"V$110+IF($C119<>0,SUMPRODUCT((V$111:V$112)*TRANSPOSE(($D119:$E119))),0)","v":0},{"$f":"W$110+IF($C119<>0,SUMPRODUCT((W$111:W$112)*TRANSPOSE(($D119:$E119))),0)","v":0},{"$f":"X$110+IF($C119<>0,SUMPRODUCT((X$111:X$112)*TRANSPOSE(($D119:$E119))),0)","v":0},{"$f":"Y$110+IF($C119<>0,SUMPRODUCT((Y$111:Y$112)*TRANSPOSE(($D119:$E119))),0)","v":0},{"$f":"Z$110+IF($C119<>0,SUMPRODUCT((Z$111:Z$112)*TRANSPOSE(($D119:$E119))),0)","v":0},{"$f":"AA$110+IF($C119<>0,SUMPRODUCT((AA$111:AA$112)*TRANSPOSE(($D119:$E119))),0)","v":0},{"$f":"AB$110+IF($C119<>0,SUMPRODUCT((AB$111:AB$112)*TRANSPOSE(($D119:$E119))),0)","v":0},{"$f":"AC$110+IF($C119<>0,SUMPRODUCT((AC$111:AC$112)*TRANSPOSE(($D119:$E119))),0)","v":0},{"$f":"AD$110+IF($C119<>0,SUMPRODUCT((AD$111:AD$112)*TRANSPOSE(($D119:$E119))),0)","v":0},{"$f":"AE$110+IF($C119<>0,SUMPRODUCT((AE$111:AE$112)*TRANSPOSE(($D119:$E119))),0)","v":0},{"$f":"AF$110+IF($C119<>0,SUMPRODUCT((AF$111:AF$112)*TRANSPOSE(($D119:$E119))),0)","v":0},{"$f":"AG$110+IF($C119<>0,SUMPRODUCT((AG$111:AG$112)*TRANSPOSE(($D119:$E119))),0)","v":0}]
[{"$f":"\"sens\"&Assumptions!B117","v":"sens"},null,{"$f":"Assumptions!C117","v":0},{"$f":"Assumptions!G117","v":0},{"$f":"Assumptions!H117","v":0},null,"Option 3sens",null,{"$f":"I$110+IF($C120<>0,SUMPRODUCT((I$111:I$112)*TRANSPOSE(($D120:$E120))),0)","v":0},{"$f":"J$110+IF($C120<>0,SUMPRODUCT((J$111:J$112)*TRANSPOSE(($D120:$E120))),0)","v":0},{"$f":"K$110+IF($C120<>0,SUMPRODUCT((K$111:K$112)*TRANSPOSE(($D120:$E120))),0)","v":0},{"$f":"L$110+IF($C120<>0,SUMPRODUCT((L$111:L$112)*TRANSPOSE(($D120:$E120))),0)","v":0},{"$f":"M$110+IF($C120<>0,SUMPRODUCT((M$111:M$112)*TRANSPOSE(($D120:$E120))),0)","v":0},{"$f":"N$110+IF($C120<>0,SUMPRODUCT((N$111:N$112)*TRANSPOSE(($D120:$E120))),0)","v":0},{"$f":"O$110+IF($C120<>0,SUMPRODUCT((O$111:O$112)*TRANSPOSE(($D120:$E120))),0)","v":0},{"$f":"P$110+IF($C120<>0,SUMPRODUCT((P$111:P$112)*TRANSPOSE(($D120:$E120))),0)","v":0},{"$f":"Q$110+IF($C120<>0,SUMPRODUCT((Q$111:Q$112)*TRANSPOSE(($D120:$E120))),0)","v":0},{"$f":"R$110+IF($C120<>0,SUMPRODUCT((R$111:R$112)*TRANSPOSE(($D120:$E120))),0)","v":0},{"$f":"S$110+IF($C120<>0,SUMPRODUCT((S$111:S$112)*TRANSPOSE(($D120:$E120))),0)","v":0},{"$f":"T$110+IF($C120<>0,SUMPRODUCT((T$111:T$112)*TRANSPOSE(($D120:$E120))),0)","v":0},{"$f":"U$110+IF($C120<>0,SUMPRODUCT((U$111:U$112)*TRANSPOSE(($D120:$E120))),0)","v":0},{"$f":"V$110+IF($C120<>0,SUMPRODUCT((V$111:V$112)*TRANSPOSE(($D120:$E120))),0)","v":0},{"$f":"W$110+IF($C120<>0,SUMPRODUCT((W$111:W$112)*TRANSPOSE(($D120:$E120))),0)","v":0},{"$f":"X$110+IF($C120<>0,SUMPRODUCT((X$111:X$112)*TRANSPOSE(($D120:$E120))),0)","v":0},{"$f":"Y$110+IF($C120<>0,SUMPRODUCT((Y$111:Y$112)*TRANSPOSE(($D120:$E120))),0)","v":0},{"$f":"Z$110+IF($C120<>0,SUMPRODUCT((Z$111:Z$112)*TRANSPOSE(($D120:$E120))),0)","v":0},{"$f":"AA$110+IF($C120<>0,SUMPRODUCT((AA$111:AA$112)*TRANSPOSE(($D120:$E120))),0)","v":0},{"$f":"AB$110+IF($C120<>0,SUMPRODUCT((AB$111:AB$112)*TRANSPOSE(($D120:$E120))),0)","v":0},{"$f":"AC$110+IF($C120<>0,SUMPRODUCT((AC$111:AC$112)*TRANSPOSE(($D120:$E120))),0)","v":0},{"$f":"AD$110+IF($C120<>0,SUMPRODUCT((AD$111:AD$112)*TRANSPOSE(($D120:$E120))),0)","v":0},{"$f":"AE$110+IF($C120<>0,SUMPRODUCT((AE$111:AE$112)*TRANSPOSE(($D120:$E120))),0)","v":0},{"$f":"AF$110+IF($C120<>0,SUMPRODUCT((AF$111:AF$112)*TRANSPOSE(($D120:$E120))),0)","v":0},{"$f":"AG$110+IF($C120<>0,SUMPRODUCT((AG$111:AG$112)*TRANSPOSE(($D120:$E120))),0)","v":0}]
[{"$f":"\"sens\"&Assumptions!B118","v":"sens"},null,{"$f":"Assumptions!C118","v":0},{"$f":"Assumptions!G118","v":0},{"$f":"Assumptions!H118","v":0},null,"Option 3sens",null,{"$f":"I$110+IF($C121<>0,SUMPRODUCT((I$111:I$112)*TRANSPOSE(($D121:$E121))),0)","v":0},{"$f":"J$110+IF($C121<>0,SUMPRODUCT((J$111:J$112)*TRANSPOSE(($D121:$E121))),0)","v":0},{"$f":"K$110+IF($C121<>0,SUMPRODUCT((K$111:K$112)*TRANSPOSE(($D121:$E121))),0)","v":0},{"$f":"L$110+IF($C121<>0,SUMPRODUCT((L$111:L$112)*TRANSPOSE(($D121:$E121))),0)","v":0},{"$f":"M$110+IF($C121<>0,SUMPRODUCT((M$111:M$112)*TRANSPOSE(($D121:$E121))),0)","v":0},{"$f":"N$110+IF($C121<>0,SUMPRODUCT((N$111:N$112)*TRANSPOSE(($D121:$E121))),0)","v":0},{"$f":"O$110+IF($C121<>0,SUMPRODUCT((O$111:O$112)*TRANSPOSE(($D121:$E121))),0)","v":0},{"$f":"P$110+IF($C121<>0,SUMPRODUCT((P$111:P$112)*TRANSPOSE(($D121:$E121))),0)","v":0},{"$f":"Q$110+IF($C121<>0,SUMPRODUCT((Q$111:Q$112)*TRANSPOSE(($D121:$E121))),0)","v":0},{"$f":"R$110+IF($C121<>0,SUMPRODUCT((R$111:R$112)*TRANSPOSE(($D121:$E121))),0)","v":0},{"$f":"S$110+IF($C121<>0,SUMPRODUCT((S$111:S$112)*TRANSPOSE(($D121:$E121))),0)","v":0},{"$f":"T$110+IF($C121<>0,SUMPRODUCT((T$111:T$112)*TRANSPOSE(($D121:$E121))),0)","v":0},{"$f":"U$110+IF($C121<>0,SUMPRODUCT((U$111:U$112)*TRANSPOSE(($D121:$E121))),0)","v":0},{"$f":"V$110+IF($C121<>0,SUMPRODUCT((V$111:V$112)*TRANSPOSE(($D121:$E121))),0)","v":0},{"$f":"W$110+IF($C121<>0,SUMPRODUCT((W$111:W$112)*TRANSPOSE(($D121:$E121))),0)","v":0},{"$f":"X$110+IF($C121<>0,SUMPRODUCT((X$111:X$112)*TRANSPOSE(($D121:$E121))),0)","v":0},{"$f":"Y$110+IF($C121<>0,SUMPRODUCT((Y$111:Y$112)*TRANSPOSE(($D121:$E121))),0)","v":0},{"$f":"Z$110+IF($C121<>0,SUMPRODUCT((Z$111:Z$112)*TRANSPOSE(($D121:$E121))),0)","v":0},{"$f":"AA$110+IF($C121<>0,SUMPRODUCT((AA$111:AA$112)*TRANSPOSE(($D121:$E121))),0)","v":0},{"$f":"AB$110+IF($C121<>0,SUMPRODUCT((AB$111:AB$112)*TRANSPOSE(($D121:$E121))),0)","v":0},{"$f":"AC$110+IF($C121<>0,SUMPRODUCT((AC$111:AC$112)*TRANSPOSE(($D121:$E121))),0)","v":0},{"$f":"AD$110+IF($C121<>0,SUMPRODUCT((AD$111:AD$112)*TRANSPOSE(($D121:$E121))),0)","v":0},{"$f":"AE$110+IF($C121<>0,SUMPRODUCT((AE$111:AE$112)*TRANSPOSE(($D121:$E121))),0)","v":0},{"$f":"AF$110+IF($C121<>0,SUMPRODUCT((AF$111:AF$112)*TRANSPOSE(($D121:$E121))),0)","v":0},{"$f":"AG$110+IF($C121<>0,SUMPRODUCT((AG$111:AG$112)*TRANSPOSE(($D121:$E121))),0)","v":0}]

{"sheet":"Option4","index":6,"n_rows":121,"n_cols":33,"rows_kept":121,"cut":false,"hidden":false,"merged":[]}
[{"$f":"bus","v":"Powercor"}]
[{"$f":"proj","v":"Mount Cottrell feeder 9"}]
["OPTION 4",null,{"$f":"INDEX(Assumptions!$E$14:$E$18, MATCH(A3,_xlfn.ANCHORARRAY( Assumptions!$C$14),0))","v":0}]
[{"$f":"(INDEX(Data!$D$9:$D$13, MATCH(A3, options,0)))","v":"Not used"}]
[]
[{"$f":"'Option1 (base case)'!A6","v":"Count"},null,null,null,null,null,null,null,{"$f":"'Option1 (base case)'!I6","v":1},{"$f":"'Option1 (base case)'!J6","v":2},{"$f":"'Option1 (base case)'!K6","v":3},{"$f":"'Option1 (base case)'!L6","v":4},{"$f":"'Option1 (base case)'!M6","v":5},{"$f":"'Option1 (base case)'!N6","v":6},{"$f":"'Option1 (base case)'!O6","v":7},{"$f":"'Option1 (base case)'!P6","v":8},{"$f":"'Option1 (base case)'!Q6","v":9},{"$f":"'Option1 (base case)'!R6","v":10},{"$f":"'Option1 (base case)'!S6","v":11},{"$f":"'Option1 (base case)'!T6","v":12},{"$f":"'Option1 (base case)'!U6","v":13},{"$f":"'Option1 (base case)'!V6","v":14},{"$f":"'Option1 (base case)'!W6","v":15},{"$f":"'Option1 (base case)'!X6","v":16},{"$f":"'Option1 (base case)'!Y6","v":17},{"$f":"'Option1 (base case)'!Z6","v":18},{"$f":"'Option1 (base case)'!AA6","v":19},{"$f":"'Option1 (base case)'!AB6","v":20},{"$f":"'Option1 (base case)'!AC6","v":21},{"$f":"'Option1 (base case)'!AD6","v":22},{"$f":"'Option1 (base case)'!AE6","v":23},{"$f":"'Option1 (base case)'!AF6","v":24},{"$f":"'Option1 (base case)'!AG6","v":25}]
[{"$f":"'Option1 (base case)'!A7","v":"Value of CO2 reductions"},null,null,null,null,null,"$/MWh",null,{"$f":"'Option1 (base case)'!I7","v":24.730486797759085},{"$f":"'Option1 (base case)'!J7","v":22.340740091772258},{"$f":"'Option1 (base case)'!K7","v":20.196329122153124},{"$f":"'Option1 (base case)'!L7","v":18.06294207659629},{"$f":"'Option1 (base case)'!M7","v":15.913397615084225},{"$f":"'Option1 (base case)'!N7","v":13.715069432539002},{"$f":"'Option1 (base case)'!O7","v":13.715069432539002},{"$f":"'Option1 (base case)'!P7","v":13.715069432539002},{"$f":"'Option1 (base case)'!Q7","v":13.715069432539002},{"$f":"'Option1 (base case)'!R7","v":13.715069432539002},{"$f":"'Option1 (base case)'!S7","v":13.715069432539002},{"$f":"'Option1 (base case)'!T7","v":13.715069432539002},{"$f":"'Option1 (base case)'!U7","v":13.715069432539002},{"$f":"'Option1 (base case)'!V7","v":13.715069432539002},{"$f":"'Option1 (base case)'!W7","v":13.715069432539002},{"$f":"'Option1 (base case)'!X7","v":13.715069432539002},{"$f":"'Option1 (base case)'!Y7","v":13.715069432539002},{"$f":"'Option1 (base case)'!Z7","v":13.715069432539002},{"$f":"'Option1 (base case)'!AA7","v":13.715069432539002},{"$f":"'Option1 (base case)'!AB7","v":13.715069432539002},{"$f":"'Option1 (base case)'!AC7","v":13.715069432539002},{"$f":"'Option1 (base case)'!AD7","v":13.715069432539002},{"$f":"'Option1 (base case)'!AE7","v":13.715069432539002},{"$f":"'Option1 (base case)'!AF7","v":13.715069432539002},{"$f":"'Option1 (base case)'!AG7","v":13.715069432539002}]
[null,null,null,null,null,null,null,null,{"$f":"_xlfn.NUMBERVALUE(LEFT(I$9,4))+1","v":2027},{"$f":"_xlfn.NUMBERVALUE(LEFT(J$9,4))+1","v":2028},2029,2030,2031,2032,2033,2034,2035,2036,2037,2038,2039,2040,2041,2042,2043,2044,2045,2046,2047,2048,2049,2050,2051]
[null,null,null,null,null,null,"Units",null,{"$f":"'Option1 (base case)'!I9","v":"2026-27"},{"$f":"'Option1 (base case)'!J9","v":"2027-28"},{"$f":"'Option1 (base case)'!K9","v":"2028-29"},{"$f":"'Option1 (base case)'!L9","v":"2029-30"},{"$f":"'Option1 (base case)'!M9","v":"2030-31"},{"$f":"'Option1 (base case)'!N9","v":"2031-32"},{"$f":"'Option1 (base case)'!O9","v":"2032-33"},{"$f":"'Option1 (base case)'!P9","v":"2033-34"},{"$f":"'Option1 (base case)'!Q9","v":"2034-35"},{"$f":"'Option1 (base case)'!R9","v":"2035-36"},{"$f":"'Option1 (base case)'!S9","v":"2036-37"},{"$f":"'Option1 (base case)'!T9","v":"2037-38"},{"$f":"'Option1 (base case)'!U9","v":"2038-39"},{"$f":"'Option1 (base case)'!V9","v":"2039-40"},{"$f":"'Option1 (base case)'!W9","v":"2040-41"},{"$f":"'Option1 (base case)'!X9","v":"2041-42"},{"$f":"'Option1 (base case)'!Y9","v":"2042-43"},{"$f":"'Option1 (base case)'!Z9","v":"2043-44"},{"$f":"'Option1 (base case)'!AA9","v":"2044-45"},{"$f":"'Option1 (base case)'!AB9","v":"2045-46"},{"$f":"'Option1 (base case)'!AC9","v":"2046-47"},{"$f":"'Option1 (base case)'!AD9","v":"2047-48"},{"$f":"'Option1 (base case)'!AE9","v":"2048-49"},{"$f":"'Option1 (base case)'!AF9","v":"2049-50"},{"$f":"'Option1 (base case)'!AG9","v":"2050-51"}]
[]
["INVESTMENT & OPERATING COST"]
[]
[null,null,"Capex",null,"Asset life (yrs)"]
[null,null,"< Enter description >",null,0,null,{"$f":"input_dollars","v":"2023-12-31"},null,0,0,0,0,0,0,0,0,0,0,0,0,0,0,0,0,0,0,0,0,0,0,0,0,0]
[null,null,"< Enter description >",null,0,null,{"$f":"input_dollars","v":"2023-12-31"},null,0,0,0,0,0,0,0,0,0,0,0,0,0,0,0,0,0,0,0,0,0,0,0,0,0]
[null,null,"< Enter description >",null,0,null,{"$f":"input_dollars","v":"2023-12-31"},null,0,0,0,0,0,0,0,0,0,0,0,0,0,0,0,0,0,0,0,0,0,0,0,0,0]
[null,null,"Capital expenditure",null,null,null,{"$f":"input_dollars","v":"2023-12-31"},null,{"$f":"SUM(I14:I16)","v":0},0,0,0,0,0,0,0,0,{"$f":"SUM(R14:R16)","v":0},0,0,0,0,0,0,0,0,0,0,0,0,0,0,0]
[]
[null,null,"Operating expenditure",null,null,null,{"$f":"input_dollars","v":"2023-12-31"},null,0,0,0,0,0,0,0,0,0,0,0,0,0,0,0,0,0,0,0,0,0,0,0,0,0]
[]
[]
["RISK ASSUMPTIONS"]
[]
[null,null,"PoF (major)",null,null,null,null,null,0,0,0,0,0,0,0,0,0,0,0,0,0,0,0,0,0,0,0,0,0,0,0,0,0]
[null,null,"PoF (reparable)",null,null,null,null,null,0,0,0,0,0,0,0,0,0,0,0,0,0,0,0,0,0,0,0,0,0,0,0,0,0]
[]
[null,null,"Const end date"]
[null,null,"Energy at risk 10% PoE",null,0.3,null,"MWh",null,0,0,0,0,0,0,0,0,0,0,0,0,0,0,0,0,0,0,0,0,0,0,0,0,0]
[null,null,"Energy at risk 50% PoE",null,0.7,null,"MWh",null,0,0,0,0,0,0,0,0,0,0,0,0,0,0,0,0,0,0,0,0,0,0,0,0,0]
[]
[null,null,"Energy at risk (weighted)",null,null,null,"MWh",null,{"$f":"SUMPRODUCT(I$28:I$29, $E$28:$E$29)","v":0},{"$f":"SUMPRODUCT(J$28:J$29, $E$28:$E$29)","v":0},0,0,0,0,0,0,0,0,0,0,0,0,0,0,0,0,0,0,0,0,0,0,0]
[null,null,"Energy at risk value","$/MWh",{"$f":"Assumptions!H41*vcr_esc","v":43995.260482598227},{"$f":"IF(AND(SUM(I31:AG31)<>0, E32=0), \"!\", \"\")","v":""},{"$f":"input_dollars","v":"2023-12-31"},null,{"$f":"I31*$E$32","v":0},{"$f":"J31*$E$32","v":0},0,0,0,0,0,0,0,0,0,0,0,0,0,0,0,0,0,0,0,0,0,0,0]
[]
[null,null,"Safety consequence","(after DF)",null,null,{"$f":"input_dollars","v":"2023-12-31"},null,{"$f":"SUMPRODUCT((Assumptions!$H$70:$H$71)*(Assumptions!$G$70:$G$71)*(Assumptions!$I$70:$I$71)*(I$24:I$25))","v":0},{"$f":"SUMPRODUCT((Assumptions!$H$70:$H$71)*(Assumptions!$G$70:$G$71)*(Assumptions!$I$70:$I$71)*(J$24:J$25))","v":0},{"$f":"SUMPRODUCT((Assumptions!$H$70:$H$71)*(Assumptions!$G$70:$G$71)*(Assumptions!$I$70:$I$71)*(K$24:K$25))","v":0},{"$f":"SUMPRODUCT((Assumptions!$H$70:$H$71)*(Assumptions!$G$70:$G$71)*(Assumptions!$I$70:$I$71)*(L$24:L$25))","v":0},{"$f":"SUMPRODUCT((Assumptions!$H$70:$H$71)*(Assumptions!$G$70:$G$71)*(Assumptions!$I$70:$I$71)*(M$24:M$25))","v":0},{"$f":"SUMPRODUCT((Assumptions!$H$70:$H$71)*(Assumptions!$G$70:$G$71)*(Assumptions!$I$70:$I$71)*(N$24:N$25))","v":0},{"$f":"SUMPRODUCT((Assumptions!$H$70:$H$71)*(Assumptions!$G$70:$G$71)*(Assumptions!$I$70:$I$71)*(O$24:O$25))","v":0},{"$f":"SUMPRODUCT((Assumptions!$H$70:$H$71)*(Assumptions!$G$70:$G$71)*(Assumptions!$I$70:$I$71)*(P$24:P$25))","v":0},{"$f":"SUMPRODUCT((Assumptions!$H$70:$H$71)*(Assumptions!$G$70:$G$71)*(Assumptions!$I$70:$I$71)*(Q$24:Q$25))","v":0},{"$f":"SUMPRODUCT((Assumptions!$H$70:$H$71)*(Assumptions!$G$70:$G$71)*(Assumptions!$I$70:$I$71)*(R$24:R$25))","v":0},{"$f":"SUMPRODUCT((Assumptions!$H$70:$H$71)*(Assumptions!$G$70:$G$71)*(Assumptions!$I$70:$I$71)*(S$24:S$25))","v":0},{"$f":"SUMPRODUCT((Assumptions!$H$70:$H$71)*(Assumptions!$G$70:$G$71)*(Assumptions!$I$70:$I$71)*(T$24:T$25))","v":0},{"$f":"SUMPRODUCT((Assumptions!$H$70:$H$71)*(Assumptions!$G$70:$G$71)*(Assumptions!$I$70:$I$71)*(U$24:U$25))","v":0},{"$f":"SUMPRODUCT((Assumptions!$H$70:$H$71)*(Assumptions!$G$70:$G$71)*(Assumptions!$I$70:$I$71)*(V$24:V$25))","v":0},{"$f":"SUMPRODUCT((Assumptions!$H$70:$H$71)*(Assumptions!$G$70:$G$71)*(Assumptions!$I$70:$I$71)*(W$24:W$25))","v":0},{"$f":"SUMPRODUCT((Assumptions!$H$70:$H$71)*(Assumptions!$G$70:$G$71)*(Assumptions!$I$70:$I$71)*(X$24:X$25))","v":0},{"$f":"SUMPRODUCT((Assumptions!$H$70:$H$71)*(Assumptions!$G$70:$G$71)*(Assumptions!$I$70:$I$71)*(Y$24:Y$25))","v":0},{"$f":"SUMPRODUCT((Assumptions!$H$70:$H$71)*(Assumptions!$G$70:$G$71)*(Assumptions!$I$70:$I$71)*(Z$24:Z$25))","v":0},{"$f":"SUMPRODUCT((Assumptions!$H$70:$H$71)*(Assumptions!$G$70:$G$71)*(Assumptions!$I$70:$I$71)*(AA$24:AA$25))","v":0},{"$f":"SUMPRODUCT((Assumptions!$H$70:$H$71)*(Assumptions!$G$70:$G$71)*(Assumptions!$I$70:$I$71)*(AB$24:AB$25))","v":0},{"$f":"SUMPRODUCT((Assumptions!$H$70:$H$71)*(Assumptions!$G$70:$G$71)*(Assumptions!$I$70:$I$71)*(AC$24:AC$25))","v":0},{"$f":"SUMPRODUCT((Assumptions!$H$70:$H$71)*(Assumptions!$G$70:$G$71)*(Assumptions!$I$70:$I$71)*(AD$24:AD$25))","v":0},{"$f":"SUMPRODUCT((Assumptions!$H$70:$H$71)*(Assumptions!$G$70:$G$71)*(Assumptions!$I$70:$I$71)*(AE$24:AE$25))","v":0},{"$f":"SUMPRODUCT((Assumptions!$H$70:$H$71)*(Assumptions!$G$70:$G$71)*(Assumptions!$I$70:$I$71)*(AF$24:AF$25))","v":0},{"$f":"SUMPRODUCT((Assumptions!$H$70:$H$71)*(Assumptions!$G$70:$G$71)*(Assumptions!$I$70:$I$71)*(AG$24:AG$25))","v":0}]
[null,null,"Unplanned replacements",null,null,null,{"$f":"input_dollars","v":"2023-12-31"},null,{"$f":"(1+Assumptions!$G$81)*SUMPRODUCT((Assumptions!$G$78:$G$79)*(I$24:I$25))","v":0},{"$f":"(1+Assumptions!$G$81)*SUMPRODUCT((Assumptions!$G$78:$G$79)*(J$24:J$25))","v":0},{"$f":"(1+Assumptions!$G$81)*SUMPRODUCT((Assumptions!$G$78:$G$79)*(K$24:K$25))","v":0},{"$f":"(1+Assumptions!$G$81)*SUMPRODUCT((Assumptions!$G$78:$G$79)*(L$24:L$25))","v":0},{"$f":"(1+Assumptions!$G$81)*SUMPRODUCT((Assumptions!$G$78:$G$79)*(M$24:M$25))","v":0},{"$f":"(1+Assumptions!$G$81)*SUMPRODUCT((Assumptions!$G$78:$G$79)*(N$24:N$25))","v":0},{"$f":"(1+Assumptions!$G$81)*SUMPRODUCT((Assumptions!$G$78:$G$79)*(O$24:O$25))","v":0},{"$f":"(1+Assumptions!$G$81)*SUMPRODUCT((Assumptions!$G$78:$G$79)*(P$24:P$25))","v":0},{"$f":"(1+Assumptions!$G$81)*SUMPRODUCT((Assumptions!$G$78:$G$79)*(Q$24:Q$25))","v":0},{"$f":"(1+Assumptions!$G$81)*SUMPRODUCT((Assumptions!$G$78:$G$79)*(R$24:R$25))","v":0},{"$f":"(1+Assumptions!$G$81)*SUMPRODUCT((Assumptions!$G$78:$G$79)*(S$24:S$25))","v":0},{"$f":"(1+Assumptions!$G$81)*SUMPRODUCT((Assumptions!$G$78:$G$79)*(T$24:T$25))","v":0},{"$f":"(1+Assumptions!$G$81)*SUMPRODUCT((Assumptions!$G$78:$G$79)*(U$24:U$25))","v":0},{"$f":"(1+Assumptions!$G$81)*SUMPRODUCT((Assumptions!$G$78:$G$79)*(V$24:V$25))","v":0},{"$f":"(1+Assumptions!$G$81)*SUMPRODUCT((Assumptions!$G$78:$G$79)*(W$24:W$25))","v":0},{"$f":"(1+Assumptions!$G$81)*SUMPRODUCT((Assumptions!$G$78:$G$79)*(X$24:X$25))","v":0},{"$f":"(1+Assumptions!$G$81)*SUMPRODUCT((Assumptions!$G$78:$G$79)*(Y$24:Y$25))","v":0},{"$f":"(1+Assumptions!$G$81)*SUMPRODUCT((Assumptions!$G$78:$G$79)*(Z$24:Z$25))","v":0},{"$f":"(1+Assumptions!$G$81)*SUMPRODUCT((Assumptions!$G$78:$G$79)*(AA$24:AA$25))","v":0},{"$f":"(1+Assumptions!$G$81)*SUMPRODUCT((Assumptions!$G$78:$G$79)*(AB$24:AB$25))","v":0},{"$f":"(1+Assumptions!$G$81)*SUMPRODUCT((Assumptions!$G$78:$G$79)*(AC$24:AC$25))","v":0},{"$f":"(1+Assumptions!$G$81)*SUMPRODUCT((Assumptions!$G$78:$G$79)*(AD$24:AD$25))","v":0},{"$f":"(1+Assumptions!$G$81)*SUMPRODUCT((Assumptions!$G$78:$G$79)*(AE$24:AE$25))","v":0},{"$f":"(1+Assumptions!$G$81)*SUMPRODUCT((Assumptions!$G$78:$G$79)*(AF$24:AF$25))","v":0},{"$f":"(1+Assumptions!$G$81)*SUMPRODUCT((Assumptions!$G$78:$G$79)*(AG$24:AG$25))","v":0}]
[null,null,"Environmental consequence","(after DF)",null,null,{"$f":"input_dollars","v":"2023-12-31"},null,0,0,0,0,0,0,0,0,0,0,0,0,0,0,0,0,0,0,0,0,0,0,0,0,0]
[null,null,"< Other risk - enter description >",null,null,null,{"$f":"input_dollars","v":"2023-12-31"},null,0,0,0,0,0,0,0,0,0,0,0,0,0,0,0,0,0,0,0,0,0,0,0,0,0]
[null,null,"< Other risk - enter description >",null,null,null,{"$f":"input_dollars","v":"2023-12-31"},null,0,0,0,0,0,0,0,0,0,0,0,0,0,0,0,0,0,0,0,0,0,0,0,0,0]
[]
[null,null,"Total risk cost",null,null,null,null,null,{"$f":"SUM(I32:I38)","v":0},{"$f":"SUM(J32:J38)","v":0},0,0,0,0,0,0,0,0,0,0,0,0,0,0,0,0,0,0,0,0,0,0,0]
[]
["OTHER BENEFITS"]
[]
[]
[null,null,"Reduction in CO2 emissions",null,null,null,"MWh",null,0,0,0,0,0,0,0,0,0,0,0,0,0,0,0,0,0,0,0,0,0,0,0,0,0]
[null,null,"Value of reduction in CO2 emissions",null,null,null,"$",null,{"$f":"I45*I7","v":0},0,0,0,0,0,0,0,0,0,0,0,0,0,0,0,0,0,0,0,0,0,0,0,0]
[]
[]
[null,null,"Reliability in worst-served areas","$/MWh",{"$f":"Assumptions!G94","v":151432.81740793545},null,"MWh",null,0,0,0,0,0,0,0,0,0,0,0,0,0,0,0,0,0,0,0,0,0,0,0,0,0]
[null,null,"Network resilience","$/MWh",{"$f":"Assumptions!G95","v":24590},null,"MWh",null,0,0,0,0,0,0,0,0,0,0,0,0,0,0,0,0,0,0,0,0,0,0,0,0,0]
[null,null,"Enabling solar exports","$/MWh",{"$f":"Assumptions!G96","v":88.357719508603083},null,"MWh",null,0,0,0,0,0,0,0,0,0,0,0,0,0,0,0,0,0,0,0,0,0,0,0,0,0]
[null,null,"Aesthetics","$/customer",{"$f":"Assumptions!G97","v":0},null,"customers",null,0,0,0,0,0,0,0,0,0,0,0,0,0,0,0,0,0,0,0,0,0,0,0,0,0]
[null,null,"Customer value of time (res)","$/customer min",{"$f":"Assumptions!G98","v":0.35181336539087127},null,"mins",null,0,0,0,0,0,0,0,0,0,0,0,0,0,0,0,0,0,0,0,0,0,0,0,0,0]
[null,null,"Customer value of time (bus)","$/customer min",{"$f":"Assumptions!G99","v":0.35181336539087127},null,"mins",null,0,0,0,0,0,0,0,0,0,0,0,0,0,0,0,0,0,0,0,0,0,0,0,0,0]
[null,null,"Communication","$/customer",{"$f":"Assumptions!G100","v":0},null,"customers",null,0,0,0,0,0,0,0,0,0,0,0,0,0,0,0,0,0,0,0,0,0,0,0,0,0]
[null,null,"Information accessibility","$/customer",{"$f":"Assumptions!G101","v":0},null,"customers",null,0,0,0,0,0,0,0,0,0,0,0,0,0,0,0,0,0,0,0,0,0,0,0,0,0]
[]
[null,null,"Other benefits 1",null,null,null,{"$f":"input_dollars","v":"2023-12-31"},null,0,0,0,0,0,0,0,0,0,0,0,0,0,0,0,0,0,0,0,0,0,0,0,0,0]
[null,null,"Other benefits 2",null,null,null,{"$f":"input_dollars","v":"2023-12-31"},null,0,0,0,0,0,0,0,0,0,0,0,0,0,0,0,0,0,0,0,0,0,0,0,0,0]
[]
[null,null,"Total other benefits",null,null,null,{"$f":"input_dollars","v":"2023-12-31"},null,{"$f":"SUMPRODUCT((I$49:I$56)*($E$49:$E$56))+SUM(I58:I59)+I46","v":0},{"$f":"SUMPRODUCT((J$49:J$56)*($E$49:$E$56))+SUM(J58:J59)+J46","v":0},{"$f":"SUMPRODUCT((K$49:K$56)*($E$49:$E$56))+SUM(K58:K59)+K46","v":0},{"$f":"SUMPRODUCT((L$49:L$56)*($E$49:$E$56))+SUM(L58:L59)+L46","v":0},{"$f":"SUMPRODUCT((M$49:M$56)*($E$49:$E$56))+SUM(M58:M59)+M46","v":0},{"$f":"SUMPRODUCT((N$49:N$56)*($E$49:$E$56))+SUM(N58:N59)+N46","v":0},{"$f":"SUMPRODUCT((O$49:O$56)*($E$49:$E$56))+SUM(O58:O59)+O46","v":0},{"$f":"SUMPRODUCT((P$49:P$56)*($E$49:$E$56))+SUM(P58:P59)+P46","v":0},{"$f":"SUMPRODUCT((Q$49:Q$56)*($E$49:$E$56))+SUM(Q58:Q59)+Q46","v":0},{"$f":"SUMPRODUCT((R$49:R$56)*($E$49:$E$56))+SUM(R58:R59)+R46","v":0},{"$f":"SUMPRODUCT((S$49:S$56)*($E$49:$E$56))+SUM(S58:S59)+S46","v":0},{"$f":"SUMPRODUCT((T$49:T$56)*($E$49:$E$56))+SUM(T58:T59)+T46","v":0},{"$f":"SUMPRODUCT((U$49:U$56)*($E$49:$E$56))+SUM(U58:U59)+U46","v":0},{"$f":"SUMPRODUCT((V$49:V$56)*($E$49:$E$56))+SUM(V58:V59)+V46","v":0},{"$f":"SUMPRODUCT((W$49:W$56)*($E$49:$E$56))+SUM(W58:W59)+W46","v":0},{"$f":"SUMPRODUCT((X$49:X$56)*($E$49:$E$56))+SUM(X58:X59)+X46","v":0},{"$f":"SUMPRODUCT((Y$49:Y$56)*($E$49:$E$56))+SUM(Y58:Y59)+Y46","v":0},{"$f":"SUMPRODUCT((Z$49:Z$56)*($E$49:$E$56))+SUM(Z58:Z59)+Z46","v":0},{"$f":"SUMPRODUCT((AA$49:AA$56)*($E$49:$E$56))+SUM(AA58:AA59)+AA46","v":0},{"$f":"SUMPRODUCT((AB$49:AB$56)*($E$49:$E$56))+SUM(AB58:AB59)+AB46","v":0},{"$f":"SUMPRODUCT((AC$49:AC$56)*($E$49:$E$56))+SUM(AC58:AC59)+AC46","v":0},{"$f":"SUMPRODUCT((AD$49:AD$56)*($E$49:$E$56))+SUM(AD58:AD59)+AD46","v":0},{"$f":"SUMPRODUCT((AE$49:AE$56)*($E$49:$E$56))+SUM(AE58:AE59)+AE46","v":0},{"$f":"SUMPRODUCT((AF$49:AF$56)*($E$49:$E$56))+SUM(AF58:AF59)+AF46","v":0},{"$f":"SUMPRODUCT((AG$49:AG$56)*($E$49:$E$56))+SUM(AG58:AG59)+AG46","v":0}]
[]
[]
["SUMMARY"]
[]
[]
[]
[null,null,{"$f":"'Option1 (base case)'!C68","v":"Risks mitigated vs base case"},null,null,null,{"$f":"input_dollars","v":"2023-12-31"},null,{"$f":"(1-INDEX(Data!$C$9:$C$13, MATCH($A$3, options,0)))*('Option1 (base case)'!I40-I40)","v":0},{"$f":"(1-INDEX(Data!$C$9:$C$13, MATCH($A$3, options,0)))*('Option1 (base case)'!J40-J40)","v":0},{"$f":"(1-INDEX(Data!$C$9:$C$13, MATCH($A$3, options,0)))*('Option1 (base case)'!K40-K40)","v":0},{"$f":"(1-INDEX(Data!$C$9:$C$13, MATCH($A$3, options,0)))*('Option1 (base case)'!L40-L40)","v":0},{"$f":"(1-INDEX(Data!$C$9:$C$13, MATCH($A$3, options,0)))*('Option1 (base case)'!M40-M40)","v":0},{"$f":"(1-INDEX(Data!$C$9:$C$13, MATCH($A$3, options,0)))*('Option1 (base case)'!N40-N40)","v":0},{"$f":"(1-INDEX(Data!$C$9:$C$13, MATCH($A$3, options,0)))*('Option1 (base case)'!O40-O40)","v":0},{"$f":"(1-INDEX(Data!$C$9:$C$13, MATCH($A$3, options,0)))*('Option1 (base case)'!P40-P40)","v":0},{"$f":"(1-INDEX(Data!$C$9:$C$13, MATCH($A$3, options,0)))*('Option1 (base case)'!Q40-Q40)","v":0},{"$f":"(1-INDEX(Data!$C$9:$C$13, MATCH($A$3, options,0)))*('Option1 (base case)'!R40-R40)","v":0},{"$f":"(1-INDEX(Data!$C$9:$C$13, MATCH($A$3, options,0)))*('Option1 (base case)'!S40-S40)","v":0},{"$f":"(1-INDEX(Data!$C$9:$C$13, MATCH($A$3, options,0)))*('Option1 (base case)'!T40-T40)","v":0},{"$f":"(1-INDEX(Data!$C$9:$C$13, MATCH($A$3, options,0)))*('Option1 (base case)'!U40-U40)","v":0},{"$f":"(1-INDEX(Data!$C$9:$C$13, MATCH($A$3, options,0)))*('Option1 (base case)'!V40-V40)","v":0},{"$f":"(1-INDEX(Data!$C$9:$C$13, MATCH($A$3, options,0)))*('Option1 (base case)'!W40-W40)","v":0},{"$f":"(1-INDEX(Data!$C$9:$C$13, MATCH($A$3, options,0)))*('Option1 (base case)'!X40-X40)","v":0},{"$f":"(1-INDEX(Data!$C$9:$C$13, MATCH($A$3, options,0)))*('Option1 (base case)'!Y40-Y40)","v":0},{"$f":"(1-INDEX(Data!$C$9:$C$13, MATCH($A$3, options,0)))*('Option1 (base case)'!Z40-Z40)","v":0},{"$f":"(1-INDEX(Data!$C$9:$C$13, MATCH($A$3, options,0)))*('Option1 (base case)'!AA40-AA40)","v":0},{"$f":"(1-INDEX(Data!$C$9:$C$13, MATCH($A$3, options,0)))*('Option1 (base case)'!AB40-AB40)","v":0},{"$f":"(1-INDEX(Data!$C$9:$C$13, MATCH($A$3, options,0)))*('Option1 (base case)'!AC40-AC40)","v":0},{"$f":"(1-INDEX(Data!$C$9:$C$13, MATCH($A$3, options,0)))*('Option1 (base case)'!AD40-AD40)","v":0},{"$f":"(1-INDEX(Data!$C$9:$C$13, MATCH($A$3, options,0)))*('Option1 (base case)'!AE40-AE40)","v":0},{"$f":"(1-INDEX(Data!$C$9:$C$13, MATCH($A$3, options,0)))*('Option1 (base case)'!AF40-AF40)","v":0},{"$f":"(1-INDEX(Data!$C$9:$C$13, MATCH($A$3, options,0)))*('Option1 (base case)'!AG40-AG40)","v":0}]
[]
[null,null,"Capital expenditure"]
[null,null,{"$f":"C14","v":"< Enter description >"},null,null,null,{"$f":"input_dollars","v":"2023-12-31"},null,{"$f":"-I14","v":0},0,0,0,0,0,0,0,0,0,0,0,0,0,0,0,0,0,0,0,0,0,0,0,0]
[null,null,{"$f":"C15","v":"< Enter description >"},null,null,null,{"$f":"input_dollars","v":"2023-12-31"},null,{"$f":"-I15","v":0},0,0,0,0,0,0,0,0,0,0,0,0,0,0,0,0,0,0,0,0,0,0,0,0]
[null,null,{"$f":"C16","v":"< Enter description >"},null,null,null,{"$f":"input_dollars","v":"2023-12-31"},null,{"$f":"-I16","v":0},0,0,0,0,0,0,0,0,0,0,0,0,0,0,0,0,0,0,0,0,0,0,0,0]
[]
[null,null,"Cumulative capex"]
[null,null,{"$f":"C14","v":"< Enter description >"},null,null,null,{"$f":"input_dollars","v":"2023-12-31"},null,{"$f":"SUMPRODUCT(($I71:I71))-SUMPRODUCT(($I71:I71)*($I$6:I$6<=(I$6-$E14)))","v":0},{"$f":"SUMPRODUCT(($I71:J71))-SUMPRODUCT(($I71:J71)*($I$6:J$6<=(J$6-$E14)))","v":0},{"$f":"SUMPRODUCT(($I71:K71))-SUMPRODUCT(($I71:K71)*($I$6:K$6<=(K$6-$E14)))","v":0},{"$f":"SUMPRODUCT(($I71:L71))-SUMPRODUCT(($I71:L71)*($I$6:L$6<=(L$6-$E14)))","v":0},{"$f":"SUMPRODUCT(($I71:M71))-SUMPRODUCT(($I71:M71)*($I$6:M$6<=(M$6-$E14)))","v":0},{"$f":"SUMPRODUCT(($I71:N71))-SUMPRODUCT(($I71:N71)*($I$6:N$6<=(N$6-$E14)))","v":0},{"$f":"SUMPRODUCT(($I71:O71))-SUMPRODUCT(($I71:O71)*($I$6:O$6<=(O$6-$E14)))","v":0},{"$f":"SUMPRODUCT(($I71:P71))-SUMPRODUCT(($I71:P71)*($I$6:P$6<=(P$6-$E14)))","v":0},{"$f":"SUMPRODUCT(($I71:Q71))-SUMPRODUCT(($I71:Q71)*($I$6:Q$6<=(Q$6-$E14)))","v":0},{"$f":"SUMPRODUCT(($I71:R71))-SUMPRODUCT(($I71:R71)*($I$6:R$6<=(R$6-$E14)))","v":0},{"$f":"SUMPRODUCT(($I71:S71))-SUMPRODUCT(($I71:S71)*($I$6:S$6<=(S$6-$E14)))","v":0},{"$f":"SUMPRODUCT(($I71:T71))-SUMPRODUCT(($I71:T71)*($I$6:T$6<=(T$6-$E14)))","v":0},{"$f":"SUMPRODUCT(($I71:U71))-SUMPRODUCT(($I71:U71)*($I$6:U$6<=(U$6-$E14)))","v":0},{"$f":"SUMPRODUCT(($I71:V71))-SUMPRODUCT(($I71:V71)*($I$6:V$6<=(V$6-$E14)))","v":0},{"$f":"SUMPRODUCT(($I71:W71))-SUMPRODUCT(($I71:W71)*($I$6:W$6<=(W$6-$E14)))","v":0},{"$f":"SUMPRODUCT(($I71:X71))-SUMPRODUCT(($I71:X71)*($I$6:X$6<=(X$6-$E14)))","v":0},{"$f":"SUMPRODUCT(($I71:Y71))-SUMPRODUCT(($I71:Y71)*($I$6:Y$6<=(Y$6-$E14)))","v":0},{"$f":"SUMPRODUCT(($I71:Z71))-SUMPRODUCT(($I71:Z71)*($I$6:Z$6<=(Z$6-$E14)))","v":0},{"$f":"SUMPRODUCT(($I71:AA71))-SUMPRODUCT(($I71:AA71)*($I$6:AA$6<=(AA$6-$E14)))","v":0},{"$f":"SUMPRODUCT(($I71:AB71))-SUMPRODUCT(($I71:AB71)*($I$6:AB$6<=(AB$6-$E14)))","v":0},{"$f":"SUMPRODUCT(($I71:AC71))-SUMPRODUCT(($I71:AC71)*($I$6:AC$6<=(AC$6-$E14)))","v":0},{"$f":"SUMPRODUCT(($I71:AD71))-SUMPRODUCT(($I71:AD71)*($I$6:AD$6<=(AD$6-$E14)))","v":0},{"$f":"SUMPRODUCT(($I71:AE71))-SUMPRODUCT(($I71:AE71)*($I$6:AE$6<=(AE$6-$E14)))","v":0},{"$f":"SUMPRODUCT(($I71:AF71))-SUMPRODUCT(($I71:AF71)*($I$6:AF$6<=(AF$6-$E14)))","v":0},{"$f":"SUMPRODUCT(($I71:AG71))-SUMPRODUCT(($I71:AG71)*($I$6:AG$6<=(AG$6-$E14)))","v":0}]
[null,null,{"$f":"C15","v":"< Enter description >"},null,null,null,{"$f":"input_dollars","v":"2023-12-31"},null,{"$f":"SUMPRODUCT(($I72:I72))-SUMPRODUCT(($I72:I72)*($I$6:I$6<=(I$6-$E15)))","v":0},{"$f":"SUMPRODUCT(($I72:J72))-SUMPRODUCT(($I72:J72)*($I$6:J$6<=(J$6-$E15)))","v":0},{"$f":"SUMPRODUCT(($I72:K72))-SUMPRODUCT(($I72:K72)*($I$6:K$6<=(K$6-$E15)))","v":0},{"$f":"SUMPRODUCT(($I72:L72))-SUMPRODUCT(($I72:L72)*($I$6:L$6<=(L$6-$E15)))","v":0},{"$f":"SUMPRODUCT(($I72:M72))-SUMPRODUCT(($I72:M72)*($I$6:M$6<=(M$6-$E15)))","v":0},{"$f":"SUMPRODUCT(($I72:N72))-SUMPRODUCT(($I72:N72)*($I$6:N$6<=(N$6-$E15)))","v":0},{"$f":"SUMPRODUCT(($I72:O72))-SUMPRODUCT(($I72:O72)*($I$6:O$6<=(O$6-$E15)))","v":0},{"$f":"SUMPRODUCT(($I72:P72))-SUMPRODUCT(($I72:P72)*($I$6:P$6<=(P$6-$E15)))","v":0},{"$f":"SUMPRODUCT(($I72:Q72))-SUMPRODUCT(($I72:Q72)*($I$6:Q$6<=(Q$6-$E15)))","v":0},{"$f":"SUMPRODUCT(($I72:R72))-SUMPRODUCT(($I72:R72)*($I$6:R$6<=(R$6-$E15)))","v":0},{"$f":"SUMPRODUCT(($I72:S72))-SUMPRODUCT(($I72:S72)*($I$6:S$6<=(S$6-$E15)))","v":0},{"$f":"SUMPRODUCT(($I72:T72))-SUMPRODUCT(($I72:T72)*($I$6:T$6<=(T$6-$E15)))","v":0},{"$f":"SUMPRODUCT(($I72:U72))-SUMPRODUCT(($I72:U72)*($I$6:U$6<=(U$6-$E15)))","v":0},{"$f":"SUMPRODUCT(($I72:V72))-SUMPRODUCT(($I72:V72)*($I$6:V$6<=(V$6-$E15)))","v":0},{"$f":"SUMPRODUCT(($I72:W72))-SUMPRODUCT(($I72:W72)*($I$6:W$6<=(W$6-$E15)))","v":0},{"$f":"SUMPRODUCT(($I72:X72))-SUMPRODUCT(($I72:X72)*($I$6:X$6<=(X$6-$E15)))","v":0},{"$f":"SUMPRODUCT(($I72:Y72))-SUMPRODUCT(($I72:Y72)*($I$6:Y$6<=(Y$6-$E15)))","v":0},{"$f":"SUMPRODUCT(($I72:Z72))-SUMPRODUCT(($I72:Z72)*($I$6:Z$6<=(Z$6-$E15)))","v":0},{"$f":"SUMPRODUCT(($I72:AA72))-SUMPRODUCT(($I72:AA72)*($I$6:AA$6<=(AA$6-$E15)))","v":0},{"$f":"SUMPRODUCT(($I72:AB72))-SUMPRODUCT(($I72:AB72)*($I$6:AB$6<=(AB$6-$E15)))","v":0},{"$f":"SUMPRODUCT(($I72:AC72))-SUMPRODUCT(($I72:AC72)*($I$6:AC$6<=(AC$6-$E15)))","v":0},{"$f":"SUMPRODUCT(($I72:AD72))-SUMPRODUCT(($I72:AD72)*($I$6:AD$6<=(AD$6-$E15)))","v":0},{"$f":"SUMPRODUCT(($I72:AE72))-SUMPRODUCT(($I72:AE72)*($I$6:AE$6<=(AE$6-$E15)))","v":0},{"$f":"SUMPRODUCT(($I72:AF72))-SUMPRODUCT(($I72:AF72)*($I$6:AF$6<=(AF$6-$E15)))","v":0},{"$f":"SUMPRODUCT(($I72:AG72))-SUMPRODUCT(($I72:AG72)*($I$6:AG$6<=(AG$6-$E15)))","v":0}]
[null,null,{"$f":"C16","v":"< Enter description >"},null,null,null,{"$f":"input_dollars","v":"2023-12-31"},null,{"$f":"SUMPRODUCT(($I73:I73))-SUMPRODUCT(($I73:I73)*($I$6:I$6<=(I$6-$E16)))","v":0},{"$f":"SUMPRODUCT(($I73:J73))-SUMPRODUCT(($I73:J73)*($I$6:J$6<=(J$6-$E16)))","v":0},{"$f":"SUMPRODUCT(($I73:K73))-SUMPRODUCT(($I73:K73)*($I$6:K$6<=(K$6-$E16)))","v":0},{"$f":"SUMPRODUCT(($I73:L73))-SUMPRODUCT(($I73:L73)*($I$6:L$6<=(L$6-$E16)))","v":0},{"$f":"SUMPRODUCT(($I73:M73))-SUMPRODUCT(($I73:M73)*($I$6:M$6<=(M$6-$E16)))","v":0},{"$f":"SUMPRODUCT(($I73:N73))-SUMPRODUCT(($I73:N73)*($I$6:N$6<=(N$6-$E16)))","v":0},{"$f":"SUMPRODUCT(($I73:O73))-SUMPRODUCT(($I73:O73)*($I$6:O$6<=(O$6-$E16)))","v":0},{"$f":"SUMPRODUCT(($I73:P73))-SUMPRODUCT(($I73:P73)*($I$6:P$6<=(P$6-$E16)))","v":0},{"$f":"SUMPRODUCT(($I73:Q73))-SUMPRODUCT(($I73:Q73)*($I$6:Q$6<=(Q$6-$E16)))","v":0},{"$f":"SUMPRODUCT(($I73:R73))-SUMPRODUCT(($I73:R73)*($I$6:R$6<=(R$6-$E16)))","v":0},{"$f":"SUMPRODUCT(($I73:S73))-SUMPRODUCT(($I73:S73)*($I$6:S$6<=(S$6-$E16)))","v":0},{"$f":"SUMPRODUCT(($I73:T73))-SUMPRODUCT(($I73:T73)*($I$6:T$6<=(T$6-$E16)))","v":0},{"$f":"SUMPRODUCT(($I73:U73))-SUMPRODUCT(($I73:U73)*($I$6:U$6<=(U$6-$E16)))","v":0},{"$f":"SUMPRODUCT(($I73:V73))-SUMPRODUCT(($I73:V73)*($I$6:V$6<=(V$6-$E16)))","v":0},{"$f":"SUMPRODUCT(($I73:W73))-SUMPRODUCT(($I73:W73)*($I$6:W$6<=(W$6-$E16)))","v":0},{"$f":"SUMPRODUCT(($I73:X73))-SUMPRODUCT(($I73:X73)*($I$6:X$6<=(X$6-$E16)))","v":0},{"$f":"SUMPRODUCT(($I73:Y73))-SUMPRODUCT(($I73:Y73)*($I$6:Y$6<=(Y$6-$E16)))","v":0},{"$f":"SUMPRODUCT(($I73:Z73))-SUMPRODUCT(($I73:Z73)*($I$6:Z$6<=(Z$6-$E16)))","v":0},{"$f":"SUMPRODUCT(($I73:AA73))-SUMPRODUCT(($I73:AA73)*($I$6:AA$6<=(AA$6-$E16)))","v":0},{"$f":"SUMPRODUCT(($I73:AB73))-SUMPRODUCT(($I73:AB73)*($I$6:AB$6<=(AB$6-$E16)))","v":0},{"$f":"SUMPRODUCT(($I73:AC73))-SUMPRODUCT(($I73:AC73)*($I$6:AC$6<=(AC$6-$E16)))","v":0},{"$f":"SUMPRODUCT(($I73:AD73))-SUMPRODUCT(($I73:AD73)*($I$6:AD$6<=(AD$6-$E16)))","v":0},{"$f":"SUMPRODUCT(($I73:AE73))-SUMPRODUCT(($I73:AE73)*($I$6:AE$6<=(AE$6-$E16)))","v":0},{"$f":"SUMPRODUCT(($I73:AF73))-SUMPRODUCT(($I73:AF73)*($I$6:AF$6<=(AF$6-$E16)))","v":0},{"$f":"SUMPRODUCT(($I73:AG73))-SUMPRODUCT(($I73:AG73)*($I$6:AG$6<=(AG$6-$E16)))","v":0}]
[]
[null,null,"Annualised capex"]
[null,null,{"$f":"$C$80&\" - \"&C14","v":"Annualised capex - < Enter description >"},null,null,null,{"$f":"input_dollars","v":"2023-12-31"},null,{"$f":"IF($E14=0,0,-PMT(real_disc, $E14,H76,))","v":0},0,0,0,0,0,0,0,0,0,0,0,0,0,0,0,0,0,0,0,0,0,0,0,0]
[null,null,{"$f":"$C$80&\" - \"&C15","v":"Annualised capex - < Enter description >"},null,null,null,{"$f":"input_dollars","v":"2023-12-31"},null,{"$f":"IF($E15=0,0,-PMT(real_disc, $E15,H77,))","v":0},0,0,0,0,0,0,0,0,0,0,0,0,0,0,0,0,0,0,0,0,0,0,0,0]
[null,null,{"$f":"$C$80&\" - \"&C16","v":"Annualised capex - < Enter description >"},null,null,null,{"$f":"input_dollars","v":"2023-12-31"},null,{"$f":"IF($E16=0,0,-PMT(real_disc, $E16,H78,))","v":0},0,0,0,0,0,0,0,0,0,0,0,0,0,0,0,0,0,0,0,0,0,0,0,0]
[null,null,"Total annualised capex",null,null,null,{"$f":"input_dollars","v":"2023-12-31"},null,{"$f":"SUM(I81:I83)","v":0},{"$f":"SUM(J81:J83)","v":0},0,0,0,0,0,0,0,0,0,0,0,0,0,0,0,0,0,0,{"$f":"SUM(AC81:AC83)","v":0},{"$f":"SUM(AD81:AD83)","v":0},{"$f":"SUM(AE81:AE83)","v":0},{"$f":"SUM(AF81:AF83)","v":0},{"$f":"SUM(AG81:AG83)","v":0}]
[]
[null,null,"Annualised capex",null,null,null,{"$f":"input_dollars","v":"2023-12-31"},null,{"$f":"I84","v":0},{"$f":"J84","v":0},0,0,0,0,0,0,0,0,0,0,0,0,0,0,0,0,0,0,{"$f":"AC84","v":0},{"$f":"AD84","v":0},{"$f":"AE84","v":0},{"$f":"AF84","v":0},{"$f":"AG84","v":0}]
[null,null,"Operating expenditure",null,null,null,"2023-12-31",null,{"$f":"-I19","v":0},0,0,0,0,0,0,0,0,0,0,0,0,0,0,0,0,0,0,0,0,0,0,0,0]
[null,null,"Risk mitigated",null,null,null,"2023-12-31",null,{"$f":"I68","v":0},{"$f":"J68","v":0},0,0,0,0,0,0,0,0,0,0,0,0,0,0,0,0,0,0,{"$f":"AC68","v":0},{"$f":"AD68","v":0},{"$f":"AE68","v":0},{"$f":"AF68","v":0},{"$f":"AG68","v":0}]
[null,null,"Other benefits value",null,null,null,"2023-12-31",null,{"$f":"I61","v":0},0,0,0,0,0,0,0,0,0,0,0,0,0,0,0,0,0,0,0,0,0,0,0,0]
[]
[null,null,"Net benefits",null,null,null,"2023-12-31",null,{"$f":"SUM(I86:I90)","v":0},0,0,0,0,0,0,0,0,0,0,0,0,0,0,0,0,0,0,0,{"$f":"SUM(AC86:AC90)","v":0},{"$f":"SUM(AD86:AD90)","v":0},{"$f":"SUM(AE86:AE90)","v":0},{"$f":"SUM(AF86:AF90)","v":0},{"$f":"SUM(AG86:AG90)","v":0}]
[]
[]
[null,null,"First capex year",null,null,null,{"$f":"IF(SUM($I17:$AG17)=0,0,(INDEX(I$6:AG$6,MATCH(TRUE,INDEX($I17:$AG17<>0,),0))))","v":0}]
[]
[null,null,"First year",null,null,null,{"$f":"IF(_xlfn.MINIFS($G$94:$G$95, $G$94:$G$95, \">\"&0)=0, $A$4, _xlfn.MINIFS($G$94:$G$95, $G$94:$G$95, \">\"&0))","v":"Not used"}]
[]
[]
[]
[]
[]
[]
[]
[]
[]
["SENSITIVITIES"]
[]
[]
[]
["NPV",null,"Net benefits",null,null,null,{"$f":"PROPER($A$3)&A110","v":"Option 4NPV"},null,{"$f":"I91","v":0},{"$f":"J91","v":0},0,0,0,0,0,0,0,0,0,0,0,0,0,0,0,0,0,0,0,0,0,0,0]
[null,null,"Total annualised capex",null,null,null,null,null,{"$f":"I86","v":0},{"$f":"J86","v":0},0,0,0,0,0,0,0,0,0,0,0,0,0,0,0,0,0,0,0,0,0,0,0]
[null,null,"Total benefits",null,null,null,null,null,{"$f":"SUM(I88:I89)","v":0},{"$f":"SUM(J88:J89)","v":0},0,0,0,0,0,0,0,0,0,0,0,0,0,0,0,0,0,0,0,0,0,0,0]
[null,null,null,{"$f":"Assumptions!G110","v":"Capex"},{"$f":"Assumptions!H110","v":"Total benefits"}]
[{"$f":"\"sens\"&Assumptions!B111","v":"sens1"},null,{"$f":"Assumptions!C111","v":"Capex 10% higher"},{"$f":"Assumptions!G111","v":0.1},{"$f":"Assumptions!H111","v":0},null,{"$f":"PROPER($A$3)&A114","v":"Option 4sens1"},null,{"$f":"I$110+IF($C114<>0,SUMPRODUCT((I$111:I$112)*TRANSPOSE(($D114:$E114))),0)","v":0},{"$f":"J$110+IF($C114<>0,SUMPRODUCT((J$111:J$112)*TRANSPOSE(($D114:$E114))),0)","v":0},{"$f":"K$110+IF($C114<>0,SUMPRODUCT((K$111:K$112)*TRANSPOSE(($D114:$E114))),0)","v":0},{"$f":"L$110+IF($C114<>0,SUMPRODUCT((L$111:L$112)*TRANSPOSE(($D114:$E114))),0)","v":0},{"$f":"M$110+IF($C114<>0,SUMPRODUCT((M$111:M$112)*TRANSPOSE(($D114:$E114))),0)","v":0},{"$f":"N$110+IF($C114<>0,SUMPRODUCT((N$111:N$112)*TRANSPOSE(($D114:$E114))),0)","v":0},{"$f":"O$110+IF($C114<>0,SUMPRODUCT((O$111:O$112)*TRANSPOSE(($D114:$E114))),0)","v":0},{"$f":"P$110+IF($C114<>0,SUMPRODUCT((P$111:P$112)*TRANSPOSE(($D114:$E114))),0)","v":0},{"$f":"Q$110+IF($C114<>0,SUMPRODUCT((Q$111:Q$112)*TRANSPOSE(($D114:$E114))),0)","v":0},{"$f":"R$110+IF($C114<>0,SUMPRODUCT((R$111:R$112)*TRANSPOSE(($D114:$E114))),0)","v":0},{"$f":"S$110+IF($C114<>0,SUMPRODUCT((S$111:S$112)*TRANSPOSE(($D114:$E114))),0)","v":0},{"$f":"T$110+IF($C114<>0,SUMPRODUCT((T$111:T$112)*TRANSPOSE(($D114:$E114))),0)","v":0},{"$f":"U$110+IF($C114<>0,SUMPRODUCT((U$111:U$112)*TRANSPOSE(($D114:$E114))),0)","v":0},{"$f":"V$110+IF($C114<>0,SUMPRODUCT((V$111:V$112)*TRANSPOSE(($D114:$E114))),0)","v":0},{"$f":"W$110+IF($C114<>0,SUMPRODUCT((W$111:W$112)*TRANSPOSE(($D114:$E114))),0)","v":0},{"$f":"X$110+IF($C114<>0,SUMPRODUCT((X$111:X$112)*TRANSPOSE(($D114:$E114))),0)","v":0},{"$f":"Y$110+IF($C114<>0,SUMPRODUCT((Y$111:Y$112)*TRANSPOSE(($D114:$E114))),0)","v":0},{"$f":"Z$110+IF($C114<>0,SUMPRODUCT((Z$111:Z$112)*TRANSPOSE(($D114:$E114))),0)","v":0},{"$f":"AA$110+IF($C114<>0,SUMPRODUCT((AA$111:AA$112)*TRANSPOSE(($D114:$E114))),0)","v":0},{"$f":"AB$110+IF($C114<>0,SUMPRODUCT((AB$111:AB$112)*TRANSPOSE(($D114:$E114))),0)","v":0},{"$f":"AC$110+IF($C114<>0,SUMPRODUCT((AC$111:AC$112)*TRANSPOSE(($D114:$E114))),0)","v":0},{"$f":"AD$110+IF($C114<>0,SUMPRODUCT((AD$111:AD$112)*TRANSPOSE(($D114:$E114))),0)","v":0},{"$f":"AE$110+IF($C114<>0,SUMPRODUCT((AE$111:AE$112)*TRANSPOSE(($D114:$E114))),0)","v":0},{"$f":"AF$110+IF($C114<>0,SUMPRODUCT((AF$111:AF$112)*TRANSPOSE(($D114:$E114))),0)","v":0},{"$f":"AG$110+IF($C114<>0,SUMPRODUCT((AG$111:AG$112)*TRANSPOSE(($D114:$E114))),0)","v":0}]
[{"$f":"\"sens\"&Assumptions!B112","v":"sens2"},null,{"$f":"Assumptions!C112","v":"Capex 10% lower"},{"$f":"Assumptions!G112","v":-0.1},{"$f":"Assumptions!H112","v":0},null,{"$f":"PROPER($A$3)&A115","v":"Option 4sens2"},null,{"$f":"I$110+IF($C115<>0,SUMPRODUCT((I$111:I$112)*TRANSPOSE(($D115:$E115))),0)","v":0},{"$f":"J$110+IF($C115<>0,SUMPRODUCT((J$111:J$112)*TRANSPOSE(($D115:$E115))),0)","v":0},{"$f":"K$110+IF($C115<>0,SUMPRODUCT((K$111:K$112)*TRANSPOSE(($D115:$E115))),0)","v":0},{"$f":"L$110+IF($C115<>0,SUMPRODUCT((L$111:L$112)*TRANSPOSE(($D115:$E115))),0)","v":0},{"$f":"M$110+IF($C115<>0,SUMPRODUCT((M$111:M$112)*TRANSPOSE(($D115:$E115))),0)","v":0},{"$f":"N$110+IF($C115<>0,SUMPRODUCT((N$111:N$112)*TRANSPOSE(($D115:$E115))),0)","v":0},{"$f":"O$110+IF($C115<>0,SUMPRODUCT((O$111:O$112)*TRANSPOSE(($D115:$E115))),0)","v":0},{"$f":"P$110+IF($C115<>0,SUMPRODUCT((P$111:P$112)*TRANSPOSE(($D115:$E115))),0)","v":0},{"$f":"Q$110+IF($C115<>0,SUMPRODUCT((Q$111:Q$112)*TRANSPOSE(($D115:$E115))),0)","v":0},{"$f":"R$110+IF($C115<>0,SUMPRODUCT((R$111:R$112)*TRANSPOSE(($D115:$E115))),0)","v":0},{"$f":"S$110+IF($C115<>0,SUMPRODUCT((S$111:S$112)*TRANSPOSE(($D115:$E115))),0)","v":0},{"$f":"T$110+IF($C115<>0,SUMPRODUCT((T$111:T$112)*TRANSPOSE(($D115:$E115))),0)","v":0},{"$f":"U$110+IF($C115<>0,SUMPRODUCT((U$111:U$112)*TRANSPOSE(($D115:$E115))),0)","v":0},{"$f":"V$110+IF($C115<>0,SUMPRODUCT((V$111:V$112)*TRANSPOSE(($D115:$E115))),0)","v":0},{"$f":"W$110+IF($C115<>0,SUMPRODUCT((W$111:W$112)*TRANSPOSE(($D115:$E115))),0)","v":0},{"$f":"X$110+IF($C115<>0,SUMPRODUCT((X$111:X$112)*TRANSPOSE(($D115:$E115))),0)","v":0},{"$f":"Y$110+IF($C115<>0,SUMPRODUCT((Y$111:Y$112)*TRANSPOSE(($D115:$E115))),0)","v":0},{"$f":"Z$110+IF($C115<>0,SUMPRODUCT((Z$111:Z$112)*TRANSPOSE(($D115:$E115))),0)","v":0},{"$f":"AA$110+IF($C115<>0,SUMPRODUCT((AA$111:AA$112)*TRANSPOSE(($D115:$E115))),0)","v":0},{"$f":"AB$110+IF($C115<>0,SUMPRODUCT((AB$111:AB$112)*TRANSPOSE(($D115:$E115))),0)","v":0},{"$f":"AC$110+IF($C115<>0,SUMPRODUCT((AC$111:AC$112)*TRANSPOSE(($D115:$E115))),0)","v":0},{"$f":"AD$110+IF($C115<>0,SUMPRODUCT((AD$111:AD$112)*TRANSPOSE(($D115:$E115))),0)","v":0},{"$f":"AE$110+IF($C115<>0,SUMPRODUCT((AE$111:AE$112)*TRANSPOSE(($D115:$E115))),0)","v":0},{"$f":"AF$110+IF($C115<>0,SUMPRODUCT((AF$111:AF$112)*TRANSPOSE(($D115:$E115))),0)","v":0},{"$f":"AG$110+IF($C115<>0,SUMPRODUCT((AG$111:AG$112)*TRANSPOSE(($D115:$E115))),0)","v":0}]
[{"$f":"\"sens\"&Assumptions!B113","v":"sens3"},null,{"$f":"Assumptions!C113","v":"Total benefits 10% higher"},{"$f":"Assumptions!G113","v":0},{"$f":"Assumptions!H113","v":0.1},null,"Option 4sens3",null,{"$f":"I$110+IF($C116<>0,SUMPRODUCT((I$111:I$112)*TRANSPOSE(($D116:$E116))),0)","v":0},{"$f":"J$110+IF($C116<>0,SUMPRODUCT((J$111:J$112)*TRANSPOSE(($D116:$E116))),0)","v":0},{"$f":"K$110+IF($C116<>0,SUMPRODUCT((K$111:K$112)*TRANSPOSE(($D116:$E116))),0)","v":0},{"$f":"L$110+IF($C116<>0,SUMPRODUCT((L$111:L$112)*TRANSPOSE(($D116:$E116))),0)","v":0},{"$f":"M$110+IF($C116<>0,SUMPRODUCT((M$111:M$112)*TRANSPOSE(($D116:$E116))),0)","v":0},{"$f":"N$110+IF($C116<>0,SUMPRODUCT((N$111:N$112)*TRANSPOSE(($D116:$E116))),0)","v":0},{"$f":"O$110+IF($C116<>0,SUMPRODUCT((O$111:O$112)*TRANSPOSE(($D116:$E116))),0)","v":0},{"$f":"P$110+IF($C116<>0,SUMPRODUCT((P$111:P$112)*TRANSPOSE(($D116:$E116))),0)","v":0},{"$f":"Q$110+IF($C116<>0,SUMPRODUCT((Q$111:Q$112)*TRANSPOSE(($D116:$E116))),0)","v":0},{"$f":"R$110+IF($C116<>0,SUMPRODUCT((R$111:R$112)*TRANSPOSE(($D116:$E116))),0)","v":0},{"$f":"S$110+IF($C116<>0,SUMPRODUCT((S$111:S$112)*TRANSPOSE(($D116:$E116))),0)","v":0},{"$f":"T$110+IF($C116<>0,SUMPRODUCT((T$111:T$112)*TRANSPOSE(($D116:$E116))),0)","v":0},{"$f":"U$110+IF($C116<>0,SUMPRODUCT((U$111:U$112)*TRANSPOSE(($D116:$E116))),0)","v":0},{"$f":"V$110+IF($C116<>0,SUMPRODUCT((V$111:V$112)*TRANSPOSE(($D116:$E116))),0)","v":0},{"$f":"W$110+IF($C116<>0,SUMPRODUCT((W$111:W$112)*TRANSPOSE(($D116:$E116))),0)","v":0},{"$f":"X$110+IF($C116<>0,SUMPRODUCT((X$111:X$112)*TRANSPOSE(($D116:$E116))),0)","v":0},{"$f":"Y$110+IF($C116<>0,SUMPRODUCT((Y$111:Y$112)*TRANSPOSE(($D116:$E116))),0)","v":0},{"$f":"Z$110+IF($C116<>0,SUMPRODUCT((Z$111:Z$112)*TRANSPOSE(($D116:$E116))),0)","v":0},{"$f":"AA$110+IF($C116<>0,SUMPRODUCT((AA$111:AA$112)*TRANSPOSE(($D116:$E116))),0)","v":0},{"$f":"AB$110+IF($C116<>0,SUMPRODUCT((AB$111:AB$112)*TRANSPOSE(($D116:$E116))),0)","v":0},{"$f":"AC$110+IF($C116<>0,SUMPRODUCT((AC$111:AC$112)*TRANSPOSE(($D116:$E116))),0)","v":0},{"$f":"AD$110+IF($C116<>0,SUMPRODUCT((AD$111:AD$112)*TRANSPOSE(($D116:$E116))),0)","v":0},{"$f":"AE$110+IF($C116<>0,SUMPRODUCT((AE$111:AE$112)*TRANSPOSE(($D116:$E116))),0)","v":0},{"$f":"AF$110+IF($C116<>0,SUMPRODUCT((AF$111:AF$112)*TRANSPOSE(($D116:$E116))),0)","v":0},{"$f":"AG$110+IF($C116<>0,SUMPRODUCT((AG$111:AG$112)*TRANSPOSE(($D116:$E116))),0)","v":0}]
[{"$f":"\"sens\"&Assumptions!B114","v":"sens4"},null,{"$f":"Assumptions!C114","v":"Total benefits 10% lower"},{"$f":"Assumptions!G114","v":0},{"$f":"Assumptions!H114","v":-0.1},null,"Option 4sens4",null,{"$f":"I$110+IF($C117<>0,SUMPRODUCT((I$111:I$112)*TRANSPOSE(($D117:$E117))),0)","v":0},{"$f":"J$110+IF($C117<>0,SUMPRODUCT((J$111:J$112)*TRANSPOSE(($D117:$E117))),0)","v":0},{"$f":"K$110+IF($C117<>0,SUMPRODUCT((K$111:K$112)*TRANSPOSE(($D117:$E117))),0)","v":0},{"$f":"L$110+IF($C117<>0,SUMPRODUCT((L$111:L$112)*TRANSPOSE(($D117:$E117))),0)","v":0},{"$f":"M$110+IF($C117<>0,SUMPRODUCT((M$111:M$112)*TRANSPOSE(($D117:$E117))),0)","v":0},{"$f":"N$110+IF($C117<>0,SUMPRODUCT((N$111:N$112)*TRANSPOSE(($D117:$E117))),0)","v":0},{"$f":"O$110+IF($C117<>0,SUMPRODUCT((O$111:O$112)*TRANSPOSE(($D117:$E117))),0)","v":0},{"$f":"P$110+IF($C117<>0,SUMPRODUCT((P$111:P$112)*TRANSPOSE(($D117:$E117))),0)","v":0},{"$f":"Q$110+IF($C117<>0,SUMPRODUCT((Q$111:Q$112)*TRANSPOSE(($D117:$E117))),0)","v":0},{"$f":"R$110+IF($C117<>0,SUMPRODUCT((R$111:R$112)*TRANSPOSE(($D117:$E117))),0)","v":0},{"$f":"S$110+IF($C117<>0,SUMPRODUCT((S$111:S$112)*TRANSPOSE(($D117:$E117))),0)","v":0},{"$f":"T$110+IF($C117<>0,SUMPRODUCT((T$111:T$112)*TRANSPOSE(($D117:$E117))),0)","v":0},{"$f":"U$110+IF($C117<>0,SUMPRODUCT((U$111:U$112)*TRANSPOSE(($D117:$E117))),0)","v":0},{"$f":"V$110+IF($C117<>0,SUMPRODUCT((V$111:V$112)*TRANSPOSE(($D117:$E117))),0)","v":0},{"$f":"W$110+IF($C117<>0,SUMPRODUCT((W$111:W$112)*TRANSPOSE(($D117:$E117))),0)","v":0},{"$f":"X$110+IF($C117<>0,SUMPRODUCT((X$111:X$112)*TRANSPOSE(($D117:$E117))),0)","v":0},{"$f":"Y$110+IF($C117<>0,SUMPRODUCT((Y$111:Y$112)*TRANSPOSE(($D117:$E117))),0)","v":0},{"$f":"Z$110+IF($C117<>0,SUMPRODUCT((Z$111:Z$112)*TRANSPOSE(($D117:$E117))),0)","v":0},{"$f":"AA$110+IF($C117<>0,SUMPRODUCT((AA$111:AA$112)*TRANSPOSE(($D117:$E117))),0)","v":0},{"$f":"AB$110+IF($C117<>0,SUMPRODUCT((AB$111:AB$112)*TRANSPOSE(($D117:$E117))),0)","v":0},{"$f":"AC$110+IF($C117<>0,SUMPRODUCT((AC$111:AC$112)*TRANSPOSE(($D117:$E117))),0)","v":0},{"$f":"AD$110+IF($C117<>0,SUMPRODUCT((AD$111:AD$112)*TRANSPOSE(($D117:$E117))),0)","v":0},{"$f":"AE$110+IF($C117<>0,SUMPRODUCT((AE$111:AE$112)*TRANSPOSE(($D117:$E117))),0)","v":0},{"$f":"AF$110+IF($C117<>0,SUMPRODUCT((AF$111:AF$112)*TRANSPOSE(($D117:$E117))),0)","v":0},{"$f":"AG$110+IF($C117<>0,SUMPRODUCT((AG$111:AG$112)*TRANSPOSE(($D117:$E117))),0)","v":0}]
[{"$f":"\"sens\"&Assumptions!B115","v":"sens5"},null,{"$f":"Assumptions!C115","v":"Capex 10% higher & Total benefits 10% lower"},{"$f":"Assumptions!G115","v":0.1},{"$f":"Assumptions!H115","v":-0.1},null,"Option 4sens5",null,{"$f":"I$110+IF($C118<>0,SUMPRODUCT((I$111:I$112)*TRANSPOSE(($D118:$E118))),0)","v":0},{"$f":"J$110+IF($C118<>0,SUMPRODUCT((J$111:J$112)*TRANSPOSE(($D118:$E118))),0)","v":0},{"$f":"K$110+IF($C118<>0,SUMPRODUCT((K$111:K$112)*TRANSPOSE(($D118:$E118))),0)","v":0},{"$f":"L$110+IF($C118<>0,SUMPRODUCT((L$111:L$112)*TRANSPOSE(($D118:$E118))),0)","v":0},{"$f":"M$110+IF($C118<>0,SUMPRODUCT((M$111:M$112)*TRANSPOSE(($D118:$E118))),0)","v":0},{"$f":"N$110+IF($C118<>0,SUMPRODUCT((N$111:N$112)*TRANSPOSE(($D118:$E118))),0)","v":0},{"$f":"O$110+IF($C118<>0,SUMPRODUCT((O$111:O$112)*TRANSPOSE(($D118:$E118))),0)","v":0},{"$f":"P$110+IF($C118<>0,SUMPRODUCT((P$111:P$112)*TRANSPOSE(($D118:$E118))),0)","v":0},{"$f":"Q$110+IF($C118<>0,SUMPRODUCT((Q$111:Q$112)*TRANSPOSE(($D118:$E118))),0)","v":0},{"$f":"R$110+IF($C118<>0,SUMPRODUCT((R$111:R$112)*TRANSPOSE(($D118:$E118))),0)","v":0},{"$f":"S$110+IF($C118<>0,SUMPRODUCT((S$111:S$112)*TRANSPOSE(($D118:$E118))),0)","v":0},{"$f":"T$110+IF($C118<>0,SUMPRODUCT((T$111:T$112)*TRANSPOSE(($D118:$E118))),0)","v":0},{"$f":"U$110+IF($C118<>0,SUMPRODUCT((U$111:U$112)*TRANSPOSE(($D118:$E118))),0)","v":0},{"$f":"V$110+IF($C118<>0,SUMPRODUCT((V$111:V$112)*TRANSPOSE(($D118:$E118))),0)","v":0},{"$f":"W$110+IF($C118<>0,SUMPRODUCT((W$111:W$112)*TRANSPOSE(($D118:$E118))),0)","v":0},{"$f":"X$110+IF($C118<>0,SUMPRODUCT((X$111:X$112)*TRANSPOSE(($D118:$E118))),0)","v":0},{"$f":"Y$110+IF($C118<>0,SUMPRODUCT((Y$111:Y$112)*TRANSPOSE(($D118:$E118))),0)","v":0},{"$f":"Z$110+IF($C118<>0,SUMPRODUCT((Z$111:Z$112)*TRANSPOSE(($D118:$E118))),0)","v":0},{"$f":"AA$110+IF($C118<>0,SUMPRODUCT((AA$111:AA$112)*TRANSPOSE(($D118:$E118))),0)","v":0},{"$f":"AB$110+IF($C118<>0,SUMPRODUCT((AB$111:AB$112)*TRANSPOSE(($D118:$E118))),0)","v":0},{"$f":"AC$110+IF($C118<>0,SUMPRODUCT((AC$111:AC$112)*TRANSPOSE(($D118:$E118))),0)","v":0},{"$f":"AD$110+IF($C118<>0,SUMPRODUCT((AD$111:AD$112)*TRANSPOSE(($D118:$E118))),0)","v":0},{"$f":"AE$110+IF($C118<>0,SUMPRODUCT((AE$111:AE$112)*TRANSPOSE(($D118:$E118))),0)","v":0},{"$f":"AF$110+IF($C118<>0,SUMPRODUCT((AF$111:AF$112)*TRANSPOSE(($D118:$E118))),0)","v":0},{"$f":"AG$110+IF($C118<>0,SUMPRODUCT((AG$111:AG$112)*TRANSPOSE(($D118:$E118))),0)","v":0}]
[{"$f":"\"sens\"&Assumptions!B116","v":"sens"},null,{"$f":"Assumptions!C116","v":0},{"$f":"Assumptions!G116","v":0},{"$f":"Assumptions!H116","v":0},null,"Option 4sens",null,{"$f":"I$110+IF($C119<>0,SUMPRODUCT((I$111:I$112)*TRANSPOSE(($D119:$E119))),0)","v":0},{"$f":"J$110+IF($C119<>0,SUMPRODUCT((J$111:J$112)*TRANSPOSE(($D119:$E119))),0)","v":0},{"$f":"K$110+IF($C119<>0,SUMPRODUCT((K$111:K$112)*TRANSPOSE(($D119:$E119))),0)","v":0},{"$f":"L$110+IF($C119<>0,SUMPRODUCT((L$111:L$112)*TRANSPOSE(($D119:$E119))),0)","v":0},{"$f":"M$110+IF($C119<>0,SUMPRODUCT((M$111:M$112)*TRANSPOSE(($D119:$E119))),0)","v":0},{"$f":"N$110+IF($C119<>0,SUMPRODUCT((N$111:N$112)*TRANSPOSE(($D119:$E119))),0)","v":0},{"$f":"O$110+IF($C119<>0,SUMPRODUCT((O$111:O$112)*TRANSPOSE(($D119:$E119))),0)","v":0},{"$f":"P$110+IF($C119<>0,SUMPRODUCT((P$111:P$112)*TRANSPOSE(($D119:$E119))),0)","v":0},{"$f":"Q$110+IF($C119<>0,SUMPRODUCT((Q$111:Q$112)*TRANSPOSE(($D119:$E119))),0)","v":0},{"$f":"R$110+IF($C119<>0,SUMPRODUCT((R$111:R$112)*TRANSPOSE(($D119:$E119))),0)","v":0},{"$f":"S$110+IF($C119<>0,SUMPRODUCT((S$111:S$112)*TRANSPOSE(($D119:$E119))),0)","v":0},{"$f":"T$110+IF($C119<>0,SUMPRODUCT((T$111:T$112)*TRANSPOSE(($D119:$E119))),0)","v":0},{"$f":"U$110+IF($C119<>0,SUMPRODUCT((U$111:U$112)*TRANSPOSE(($D119:$E119))),0)","v":0},{"$f":"V$110+IF($C119<>0,SUMPRODUCT((V$111:V$112)*TRANSPOSE(($D119:$E119))),0)","v":0},{"$f":"W$110+IF($C119<>0,SUMPRODUCT((W$111:W$112)*TRANSPOSE(($D119:$E119))),0)","v":0},{"$f":"X$110+IF($C119<>0,SUMPRODUCT((X$111:X$112)*TRANSPOSE(($D119:$E119))),0)","v":0},{"$f":"Y$110+IF($C119<>0,SUMPRODUCT((Y$111:Y$112)*TRANSPOSE(($D119:$E119))),0)","v":0},{"$f":"Z$110+IF($C119<>0,SUMPRODUCT((Z$111:Z$112)*TRANSPOSE(($D119:$E119))),0)","v":0},{"$f":"AA$110+IF($C119<>0,SUMPRODUCT((AA$111:AA$112)*TRANSPOSE(($D119:$E119))),0)","v":0},{"$f":"AB$110+IF($C119<>0,SUMPRODUCT((AB$111:AB$112)*TRANSPOSE(($D119:$E119))),0)","v":0},{"$f":"AC$110+IF($C119<>0,SUMPRODUCT((AC$111:AC$112)*TRANSPOSE(($D119:$E119))),0)","v":0},{"$f":"AD$110+IF($C119<>0,SUMPRODUCT((AD$111:AD$112)*TRANSPOSE(($D119:$E119))),0)","v":0},{"$f":"AE$110+IF($C119<>0,SUMPRODUCT((AE$111:AE$112)*TRANSPOSE(($D119:$E119))),0)","v":0},{"$f":"AF$110+IF($C119<>0,SUMPRODUCT((AF$111:AF$112)*TRANSPOSE(($D119:$E119))),0)","v":0},{"$f":"AG$110+IF($C119<>0,SUMPRODUCT((AG$111:AG$112)*TRANSPOSE(($D119:$E119))),0)","v":0}]
[{"$f":"\"sens\"&Assumptions!B117","v":"sens"},null,{"$f":"Assumptions!C117","v":0},{"$f":"Assumptions!G117","v":0},{"$f":"Assumptions!H117","v":0},null,"Option 4sens",null,{"$f":"I$110+IF($C120<>0,SUMPRODUCT((I$111:I$112)*TRANSPOSE(($D120:$E120))),0)","v":0},{"$f":"J$110+IF($C120<>0,SUMPRODUCT((J$111:J$112)*TRANSPOSE(($D120:$E120))),0)","v":0},{"$f":"K$110+IF($C120<>0,SUMPRODUCT((K$111:K$112)*TRANSPOSE(($D120:$E120))),0)","v":0},{"$f":"L$110+IF($C120<>0,SUMPRODUCT((L$111:L$112)*TRANSPOSE(($D120:$E120))),0)","v":0},{"$f":"M$110+IF($C120<>0,SUMPRODUCT((M$111:M$112)*TRANSPOSE(($D120:$E120))),0)","v":0},{"$f":"N$110+IF($C120<>0,SUMPRODUCT((N$111:N$112)*TRANSPOSE(($D120:$E120))),0)","v":0},{"$f":"O$110+IF($C120<>0,SUMPRODUCT((O$111:O$112)*TRANSPOSE(($D120:$E120))),0)","v":0},{"$f":"P$110+IF($C120<>0,SUMPRODUCT((P$111:P$112)*TRANSPOSE(($D120:$E120))),0)","v":0},{"$f":"Q$110+IF($C120<>0,SUMPRODUCT((Q$111:Q$112)*TRANSPOSE(($D120:$E120))),0)","v":0},{"$f":"R$110+IF($C120<>0,SUMPRODUCT((R$111:R$112)*TRANSPOSE(($D120:$E120))),0)","v":0},{"$f":"S$110+IF($C120<>0,SUMPRODUCT((S$111:S$112)*TRANSPOSE(($D120:$E120))),0)","v":0},{"$f":"T$110+IF($C120<>0,SUMPRODUCT((T$111:T$112)*TRANSPOSE(($D120:$E120))),0)","v":0},{"$f":"U$110+IF($C120<>0,SUMPRODUCT((U$111:U$112)*TRANSPOSE(($D120:$E120))),0)","v":0},{"$f":"V$110+IF($C120<>0,SUMPRODUCT((V$111:V$112)*TRANSPOSE(($D120:$E120))),0)","v":0},{"$f":"W$110+IF($C120<>0,SUMPRODUCT((W$111:W$112)*TRANSPOSE(($D120:$E120))),0)","v":0},{"$f":"X$110+IF($C120<>0,SUMPRODUCT((X$111:X$112)*TRANSPOSE(($D120:$E120))),0)","v":0},{"$f":"Y$110+IF($C120<>0,SUMPRODUCT((Y$111:Y$112)*TRANSPOSE(($D120:$E120))),0)","v":0},{"$f":"Z$110+IF($C120<>0,SUMPRODUCT((Z$111:Z$112)*TRANSPOSE(($D120:$E120))),0)","v":0},{"$f":"AA$110+IF($C120<>0,SUMPRODUCT((AA$111:AA$112)*TRANSPOSE(($D120:$E120))),0)","v":0},{"$f":"AB$110+IF($C120<>0,SUMPRODUCT((AB$111:AB$112)*TRANSPOSE(($D120:$E120))),0)","v":0},{"$f":"AC$110+IF($C120<>0,SUMPRODUCT((AC$111:AC$112)*TRANSPOSE(($D120:$E120))),0)","v":0},{"$f":"AD$110+IF($C120<>0,SUMPRODUCT((AD$111:AD$112)*TRANSPOSE(($D120:$E120))),0)","v":0},{"$f":"AE$110+IF($C120<>0,SUMPRODUCT((AE$111:AE$112)*TRANSPOSE(($D120:$E120))),0)","v":0},{"$f":"AF$110+IF($C120<>0,SUMPRODUCT((AF$111:AF$112)*TRANSPOSE(($D120:$E120))),0)","v":0},{"$f":"AG$110+IF($C120<>0,SUMPRODUCT((AG$111:AG$112)*TRANSPOSE(($D120:$E120))),0)","v":0}]
[{"$f":"\"sens\"&Assumptions!B118","v":"sens"},null,{"$f":"Assumptions!C118","v":0},{"$f":"Assumptions!G118","v":0},{"$f":"Assumptions!H118","v":0},null,"Option 4sens",null,{"$f":"I$110+IF($C121<>0,SUMPRODUCT((I$111:I$112)*TRANSPOSE(($D121:$E121))),0)","v":0},{"$f":"J$110+IF($C121<>0,SUMPRODUCT((J$111:J$112)*TRANSPOSE(($D121:$E121))),0)","v":0},{"$f":"K$110+IF($C121<>0,SUMPRODUCT((K$111:K$112)*TRANSPOSE(($D121:$E121))),0)","v":0},{"$f":"L$110+IF($C121<>0,SUMPRODUCT((L$111:L$112)*TRANSPOSE(($D121:$E121))),0)","v":0},{"$f":"M$110+IF($C121<>0,SUMPRODUCT((M$111:M$112)*TRANSPOSE(($D121:$E121))),0)","v":0},{"$f":"N$110+IF($C121<>0,SUMPRODUCT((N$111:N$112)*TRANSPOSE(($D121:$E121))),0)","v":0},{"$f":"O$110+IF($C121<>0,SUMPRODUCT((O$111:O$112)*TRANSPOSE(($D121:$E121))),0)","v":0},{"$f":"P$110+IF($C121<>0,SUMPRODUCT((P$111:P$112)*TRANSPOSE(($D121:$E121))),0)","v":0},{"$f":"Q$110+IF($C121<>0,SUMPRODUCT((Q$111:Q$112)*TRANSPOSE(($D121:$E121))),0)","v":0},{"$f":"R$110+IF($C121<>0,SUMPRODUCT((R$111:R$112)*TRANSPOSE(($D121:$E121))),0)","v":0},{"$f":"S$110+IF($C121<>0,SUMPRODUCT((S$111:S$112)*TRANSPOSE(($D121:$E121))),0)","v":0},{"$f":"T$110+IF($C121<>0,SUMPRODUCT((T$111:T$112)*TRANSPOSE(($D121:$E121))),0)","v":0},{"$f":"U$110+IF($C121<>0,SUMPRODUCT((U$111:U$112)*TRANSPOSE(($D121:$E121))),0)","v":0},{"$f":"V$110+IF($C121<>0,SUMPRODUCT((V$111:V$112)*TRANSPOSE(($D121:$E121))),0)","v":0},{"$f":"W$110+IF($C121<>0,SUMPRODUCT((W$111:W$112)*TRANSPOSE(($D121:$E121))),0)","v":0},{"$f":"X$110+IF($C121<>0,SUMPRODUCT((X$111:X$112)*TRANSPOSE(($D121:$E121))),0)","v":0},{"$f":"Y$110+IF($C121<>0,SUMPRODUCT((Y$111:Y$112)*TRANSPOSE(($D121:$E121))),0)","v":0},{"$f":"Z$110+IF($C121<>0,SUMPRODUCT((Z$111:Z$112)*TRANSPOSE(($D121:$E121))),0)","v":0},{"$f":"AA$110+IF($C121<>0,SUMPRODUCT((AA$111:AA$112)*TRANSPOSE(($D121:$E121))),0)","v":0},{"$f":"AB$110+IF($C121<>0,SUMPRODUCT((AB$111:AB$112)*TRANSPOSE(($D121:$E121))),0)","v":0},{"$f":"AC$110+IF($C121<>0,SUMPRODUCT((AC$111:AC$112)*TRANSPOSE(($D121:$E121))),0)","v":0},{"$f":"AD$110+IF($C121<>0,SUMPRODUCT((AD$111:AD$112)*TRANSPOSE(($D121:$E121))),0)","v":0},{"$f":"AE$110+IF($C121<>0,SUMPRODUCT((AE$111:AE$112)*TRANSPOSE(($D121:$E121))),0)","v":0},{"$f":"AF$110+IF($C121<>0,SUMPRODUCT((AF$111:AF$112)*TRANSPOSE(($D121:$E121))),0)","v":0},{"$f":"AG$110+IF($C121<>0,SUMPRODUCT((AG$111:AG$112)*TRANSPOSE(($D121:$E121))),0)","v":0}]

{"sheet":"Option5","index":7,"n_rows":121,"n_cols":33,"rows_kept":121,"cut":false,"hidden":false,"merged":[]}
[{"$f":"bus","v":"Powercor"}]
[{"$f":"proj","v":"Mount Cottrell feeder 9"}]
["OPTION 5",null,{"$f":"INDEX(Assumptions!$E$14:$E$18, MATCH(A3,_xlfn.ANCHORARRAY( Assumptions!$C$14),0))","v":0}]
[{"$f":"(INDEX(Data!$D$9:$D$13, MATCH(A3, options,0)))","v":"Not used"}]
[]
[{"$f":"'Option1 (base case)'!A6","v":"Count"},null,null,null,null,null,null,null,{"$f":"'Option1 (base case)'!I6","v":1},{"$f":"'Option1 (base case)'!J6","v":2},{"$f":"'Option1 (base case)'!K6","v":3},{"$f":"'Option1 (base case)'!L6","v":4},{"$f":"'Option1 (base case)'!M6","v":5},{"$f":"'Option1 (base case)'!N6","v":6},{"$f":"'Option1 (base case)'!O6","v":7},{"$f":"'Option1 (base case)'!P6","v":8},{"$f":"'Option1 (base case)'!Q6","v":9},{"$f":"'Option1 (base case)'!R6","v":10},{"$f":"'Option1 (base case)'!S6","v":11},{"$f":"'Option1 (base case)'!T6","v":12},{"$f":"'Option1 (base case)'!U6","v":13},{"$f":"'Option1 (base case)'!V6","v":14},{"$f":"'Option1 (base case)'!W6","v":15},{"$f":"'Option1 (base case)'!X6","v":16},{"$f":"'Option1 (base case)'!Y6","v":17},{"$f":"'Option1 (base case)'!Z6","v":18},{"$f":"'Option1 (base case)'!AA6","v":19},{"$f":"'Option1 (base case)'!AB6","v":20},{"$f":"'Option1 (base case)'!AC6","v":21},{"$f":"'Option1 (base case)'!AD6","v":22},{"$f":"'Option1 (base case)'!AE6","v":23},{"$f":"'Option1 (base case)'!AF6","v":24},{"$f":"'Option1 (base case)'!AG6","v":25}]
[{"$f":"'Option1 (base case)'!A7","v":"Value of CO2 reductions"},null,null,null,null,null,"$/MWh",null,{"$f":"'Option1 (base case)'!I7","v":24.730486797759085},{"$f":"'Option1 (base case)'!J7","v":22.340740091772258},{"$f":"'Option1 (base case)'!K7","v":20.196329122153124},{"$f":"'Option1 (base case)'!L7","v":18.06294207659629},{"$f":"'Option1 (base case)'!M7","v":15.913397615084225},{"$f":"'Option1 (base case)'!N7","v":13.715069432539002},{"$f":"'Option1 (base case)'!O7","v":13.715069432539002},{"$f":"'Option1 (base case)'!P7","v":13.715069432539002},{"$f":"'Option1 (base case)'!Q7","v":13.715069432539002},{"$f":"'Option1 (base case)'!R7","v":13.715069432539002},{"$f":"'Option1 (base case)'!S7","v":13.715069432539002},{"$f":"'Option1 (base case)'!T7","v":13.715069432539002},{"$f":"'Option1 (base case)'!U7","v":13.715069432539002},{"$f":"'Option1 (base case)'!V7","v":13.715069432539002},{"$f":"'Option1 (base case)'!W7","v":13.715069432539002},{"$f":"'Option1 (base case)'!X7","v":13.715069432539002},{"$f":"'Option1 (base case)'!Y7","v":13.715069432539002},{"$f":"'Option1 (base case)'!Z7","v":13.715069432539002},{"$f":"'Option1 (base case)'!AA7","v":13.715069432539002},{"$f":"'Option1 (base case)'!AB7","v":13.715069432539002},{"$f":"'Option1 (base case)'!AC7","v":13.715069432539002},{"$f":"'Option1 (base case)'!AD7","v":13.715069432539002},{"$f":"'Option1 (base case)'!AE7","v":13.715069432539002},{"$f":"'Option1 (base case)'!AF7","v":13.715069432539002},{"$f":"'Option1 (base case)'!AG7","v":13.715069432539002}]
[null,null,null,null,null,null,null,null,{"$f":"_xlfn.NUMBERVALUE(LEFT(I$9,4))+1","v":2027},{"$f":"_xlfn.NUMBERVALUE(LEFT(J$9,4))+1","v":2028},2029,2030,2031,2032,2033,2034,2035,2036,2037,2038,2039,2040,2041,2042,2043,2044,2045,2046,2047,2048,2049,2050,2051]
[null,null,null,null,null,null,"Units",null,{"$f":"'Option1 (base case)'!I9","v":"2026-27"},{"$f":"'Option1 (base case)'!J9","v":"2027-28"},{"$f":"'Option1 (base case)'!K9","v":"2028-29"},{"$f":"'Option1 (base case)'!L9","v":"2029-30"},{"$f":"'Option1 (base case)'!M9","v":"2030-31"},{"$f":"'Option1 (base case)'!N9","v":"2031-32"},{"$f":"'Option1 (base case)'!O9","v":"2032-33"},{"$f":"'Option1 (base case)'!P9","v":"2033-34"},{"$f":"'Option1 (base case)'!Q9","v":"2034-35"},{"$f":"'Option1 (base case)'!R9","v":"2035-36"},{"$f":"'Option1 (base case)'!S9","v":"2036-37"},{"$f":"'Option1 (base case)'!T9","v":"2037-38"},{"$f":"'Option1 (base case)'!U9","v":"2038-39"},{"$f":"'Option1 (base case)'!V9","v":"2039-40"},{"$f":"'Option1 (base case)'!W9","v":"2040-41"},{"$f":"'Option1 (base case)'!X9","v":"2041-42"},{"$f":"'Option1 (base case)'!Y9","v":"2042-43"},{"$f":"'Option1 (base case)'!Z9","v":"2043-44"},{"$f":"'Option1 (base case)'!AA9","v":"2044-45"},{"$f":"'Option1 (base case)'!AB9","v":"2045-46"},{"$f":"'Option1 (base case)'!AC9","v":"2046-47"},{"$f":"'Option1 (base case)'!AD9","v":"2047-48"},{"$f":"'Option1 (base case)'!AE9","v":"2048-49"},{"$f":"'Option1 (base case)'!AF9","v":"2049-50"},{"$f":"'Option1 (base case)'!AG9","v":"2050-51"}]
[]
["INVESTMENT & OPERATING COST"]
[]
[null,null,"Capex",null,"Asset life (yrs)"]
[null,null,"< Enter description >",null,0,null,{"$f":"input_dollars","v":"2023-12-31"},null,0,0,0,0,0,0,0,0,0,0,0,0,0,0,0,0,0,0,0,0,0,0,0,0,0]
[null,null,"< Enter description >",null,0,null,{"$f":"input_dollars","v":"2023-12-31"},null,0,0,0,0,0,0,0,0,0,0,0,0,0,0,0,0,0,0,0,0,0,0,0,0,0]
[null,null,"< Enter description >",null,0,null,{"$f":"input_dollars","v":"2023-12-31"},null,0,0,0,0,0,0,0,0,0,0,0,0,0,0,0,0,0,0,0,0,0,0,0,0,0]
[null,null,"Capital expenditure",null,null,null,{"$f":"input_dollars","v":"2023-12-31"},null,{"$f":"SUM(I14:I16)","v":0},0,{"$f":"SUM(K14:K16)","v":0},0,0,0,0,0,0,{"$f":"SUM(R14:R16)","v":0},0,0,0,0,0,0,0,0,0,0,0,0,0,0,0]
[]
[null,null,"Operating expenditure",null,null,null,{"$f":"input_dollars","v":"2023-12-31"},null,0,0,0,0,0,0,0,0,0,0,0,0,0,0,0,0,0,0,0,0,0,0,0,0,0]
[]
[]
["RISK ASSUMPTIONS"]
[]
[null,null,"PoF (major)",null,null,null,null,null,0,0,0,0,0,0,0,0,0,0,0,0,0,0,0,0,0,0,0,0,0,0,0,0,0]
[null,null,"PoF (reparable)",null,null,null,null,null,0,0,0,0,0,0,0,0,0,0,0,0,0,0,0,0,0,0,0,0,0,0,0,0,0]
[]
[null,null,"Const end date"]
[null,null,"Energy at risk 10% PoE",null,0.3,null,"MWh",null,0,0,0,0,0,0,0,0,0,0,0,0,0,0,0,0,0,0,0,0,0,0,0,0,0]
[null,null,"Energy at risk 50% PoE",null,0.7,null,"MWh",null,0,0,0,0,0,0,0,0,0,0,0,0,0,0,0,0,0,0,0,0,0,0,0,0,0]
[]
[null,null,"Energy at risk (weighted)",null,null,null,"MWh",null,{"$f":"SUMPRODUCT(I$28:I$29, $E$28:$E$29)","v":0},{"$f":"SUMPRODUCT(J$28:J$29, $E$28:$E$29)","v":0},0,0,0,0,0,0,0,0,0,0,0,0,0,0,0,0,0,0,0,0,0,0,0]
[null,null,"Energy at risk value","$/MWh",{"$f":"Assumptions!H41*vcr_esc","v":43995.260482598227},{"$f":"IF(AND(SUM(I31:AG31)<>0, E32=0), \"!\", \"\")","v":""},{"$f":"input_dollars","v":"2023-12-31"},null,{"$f":"I31*$E$32","v":0},{"$f":"J31*$E$32","v":0},0,0,0,0,0,0,0,0,0,0,0,0,0,0,0,0,0,0,0,0,0,0,0]
[]
[null,null,"Safety consequence","(after DF)",null,null,{"$f":"input_dollars","v":"2023-12-31"},null,{"$f":"SUMPRODUCT((Assumptions!$H$70:$H$71)*(Assumptions!$G$70:$G$71)*(Assumptions!$I$70:$I$71)*(I$24:I$25))","v":0},{"$f":"SUMPRODUCT((Assumptions!$H$70:$H$71)*(Assumptions!$G$70:$G$71)*(Assumptions!$I$70:$I$71)*(J$24:J$25))","v":0},{"$f":"SUMPRODUCT((Assumptions!$H$70:$H$71)*(Assumptions!$G$70:$G$71)*(Assumptions!$I$70:$I$71)*(K$24:K$25))","v":0},{"$f":"SUMPRODUCT((Assumptions!$H$70:$H$71)*(Assumptions!$G$70:$G$71)*(Assumptions!$I$70:$I$71)*(L$24:L$25))","v":0},{"$f":"SUMPRODUCT((Assumptions!$H$70:$H$71)*(Assumptions!$G$70:$G$71)*(Assumptions!$I$70:$I$71)*(M$24:M$25))","v":0},{"$f":"SUMPRODUCT((Assumptions!$H$70:$H$71)*(Assumptions!$G$70:$G$71)*(Assumptions!$I$70:$I$71)*(N$24:N$25))","v":0},{"$f":"SUMPRODUCT((Assumptions!$H$70:$H$71)*(Assumptions!$G$70:$G$71)*(Assumptions!$I$70:$I$71)*(O$24:O$25))","v":0},{"$f":"SUMPRODUCT((Assumptions!$H$70:$H$71)*(Assumptions!$G$70:$G$71)*(Assumptions!$I$70:$I$71)*(P$24:P$25))","v":0},{"$f":"SUMPRODUCT((Assumptions!$H$70:$H$71)*(Assumptions!$G$70:$G$71)*(Assumptions!$I$70:$I$71)*(Q$24:Q$25))","v":0},{"$f":"SUMPRODUCT((Assumptions!$H$70:$H$71)*(Assumptions!$G$70:$G$71)*(Assumptions!$I$70:$I$71)*(R$24:R$25))","v":0},{"$f":"SUMPRODUCT((Assumptions!$H$70:$H$71)*(Assumptions!$G$70:$G$71)*(Assumptions!$I$70:$I$71)*(S$24:S$25))","v":0},{"$f":"SUMPRODUCT((Assumptions!$H$70:$H$71)*(Assumptions!$G$70:$G$71)*(Assumptions!$I$70:$I$71)*(T$24:T$25))","v":0},{"$f":"SUMPRODUCT((Assumptions!$H$70:$H$71)*(Assumptions!$G$70:$G$71)*(Assumptions!$I$70:$I$71)*(U$24:U$25))","v":0},{"$f":"SUMPRODUCT((Assumptions!$H$70:$H$71)*(Assumptions!$G$70:$G$71)*(Assumptions!$I$70:$I$71)*(V$24:V$25))","v":0},{"$f":"SUMPRODUCT((Assumptions!$H$70:$H$71)*(Assumptions!$G$70:$G$71)*(Assumptions!$I$70:$I$71)*(W$24:W$25))","v":0},{"$f":"SUMPRODUCT((Assumptions!$H$70:$H$71)*(Assumptions!$G$70:$G$71)*(Assumptions!$I$70:$I$71)*(X$24:X$25))","v":0},{"$f":"SUMPRODUCT((Assumptions!$H$70:$H$71)*(Assumptions!$G$70:$G$71)*(Assumptions!$I$70:$I$71)*(Y$24:Y$25))","v":0},{"$f":"SUMPRODUCT((Assumptions!$H$70:$H$71)*(Assumptions!$G$70:$G$71)*(Assumptions!$I$70:$I$71)*(Z$24:Z$25))","v":0},{"$f":"SUMPRODUCT((Assumptions!$H$70:$H$71)*(Assumptions!$G$70:$G$71)*(Assumptions!$I$70:$I$71)*(AA$24:AA$25))","v":0},{"$f":"SUMPRODUCT((Assumptions!$H$70:$H$71)*(Assumptions!$G$70:$G$71)*(Assumptions!$I$70:$I$71)*(AB$24:AB$25))","v":0},{"$f":"SUMPRODUCT((Assumptions!$H$70:$H$71)*(Assumptions!$G$70:$G$71)*(Assumptions!$I$70:$I$71)*(AC$24:AC$25))","v":0},{"$f":"SUMPRODUCT((Assumptions!$H$70:$H$71)*(Assumptions!$G$70:$G$71)*(Assumptions!$I$70:$I$71)*(AD$24:AD$25))","v":0},{"$f":"SUMPRODUCT((Assumptions!$H$70:$H$71)*(Assumptions!$G$70:$G$71)*(Assumptions!$I$70:$I$71)*(AE$24:AE$25))","v":0},{"$f":"SUMPRODUCT((Assumptions!$H$70:$H$71)*(Assumptions!$G$70:$G$71)*(Assumptions!$I$70:$I$71)*(AF$24:AF$25))","v":0},{"$f":"SUMPRODUCT((Assumptions!$H$70:$H$71)*(Assumptions!$G$70:$G$71)*(Assumptions!$I$70:$I$71)*(AG$24:AG$25))","v":0}]
[null,null,"Unplanned replacements",null,null,null,{"$f":"input_dollars","v":"2023-12-31"},null,{"$f":"(1+Assumptions!$G$81)*SUMPRODUCT((Assumptions!$G$78:$G$79)*(I$24:I$25))","v":0},{"$f":"(1+Assumptions!$G$81)*SUMPRODUCT((Assumptions!$G$78:$G$79)*(J$24:J$25))","v":0},{"$f":"(1+Assumptions!$G$81)*SUMPRODUCT((Assumptions!$G$78:$G$79)*(K$24:K$25))","v":0},{"$f":"(1+Assumptions!$G$81)*SUMPRODUCT((Assumptions!$G$78:$G$79)*(L$24:L$25))","v":0},{"$f":"(1+Assumptions!$G$81)*SUMPRODUCT((Assumptions!$G$78:$G$79)*(M$24:M$25))","v":0},{"$f":"(1+Assumptions!$G$81)*SUMPRODUCT((Assumptions!$G$78:$G$79)*(N$24:N$25))","v":0},{"$f":"(1+Assumptions!$G$81)*SUMPRODUCT((Assumptions!$G$78:$G$79)*(O$24:O$25))","v":0},{"$f":"(1+Assumptions!$G$81)*SUMPRODUCT((Assumptions!$G$78:$G$79)*(P$24:P$25))","v":0},{"$f":"(1+Assumptions!$G$81)*SUMPRODUCT((Assumptions!$G$78:$G$79)*(Q$24:Q$25))","v":0},{"$f":"(1+Assumptions!$G$81)*SUMPRODUCT((Assumptions!$G$78:$G$79)*(R$24:R$25))","v":0},{"$f":"(1+Assumptions!$G$81)*SUMPRODUCT((Assumptions!$G$78:$G$79)*(S$24:S$25))","v":0},{"$f":"(1+Assumptions!$G$81)*SUMPRODUCT((Assumptions!$G$78:$G$79)*(T$24:T$25))","v":0},{"$f":"(1+Assumptions!$G$81)*SUMPRODUCT((Assumptions!$G$78:$G$79)*(U$24:U$25))","v":0},{"$f":"(1+Assumptions!$G$81)*SUMPRODUCT((Assumptions!$G$78:$G$79)*(V$24:V$25))","v":0},{"$f":"(1+Assumptions!$G$81)*SUMPRODUCT((Assumptions!$G$78:$G$79)*(W$24:W$25))","v":0},{"$f":"(1+Assumptions!$G$81)*SUMPRODUCT((Assumptions!$G$78:$G$79)*(X$24:X$25))","v":0},{"$f":"(1+Assumptions!$G$81)*SUMPRODUCT((Assumptions!$G$78:$G$79)*(Y$24:Y$25))","v":0},{"$f":"(1+Assumptions!$G$81)*SUMPRODUCT((Assumptions!$G$78:$G$79)*(Z$24:Z$25))","v":0},{"$f":"(1+Assumptions!$G$81)*SUMPRODUCT((Assumptions!$G$78:$G$79)*(AA$24:AA$25))","v":0},{"$f":"(1+Assumptions!$G$81)*SUMPRODUCT((Assumptions!$G$78:$G$79)*(AB$24:AB$25))","v":0},{"$f":"(1+Assumptions!$G$81)*SUMPRODUCT((Assumptions!$G$78:$G$79)*(AC$24:AC$25))","v":0},{"$f":"(1+Assumptions!$G$81)*SUMPRODUCT((Assumptions!$G$78:$G$79)*(AD$24:AD$25))","v":0},{"$f":"(1+Assumptions!$G$81)*SUMPRODUCT((Assumptions!$G$78:$G$79)*(AE$24:AE$25))","v":0},{"$f":"(1+Assumptions!$G$81)*SUMPRODUCT((Assumptions!$G$78:$G$79)*(AF$24:AF$25))","v":0},{"$f":"(1+Assumptions!$G$81)*SUMPRODUCT((Assumptions!$G$78:$G$79)*(AG$24:AG$25))","v":0}]
[null,null,"Environmental consequence","(after DF)",null,null,{"$f":"input_dollars","v":"2023-12-31"},null,0,0,0,0,0,0,0,0,0,0,0,0,0,0,0,0,0,0,0,0,0,0,0,0,0]
[null,null,"< Other risk - enter description >",null,null,null,{"$f":"input_dollars","v":"2023-12-31"},null,0,0,0,0,0,0,0,0,0,0,0,0,0,0,0,0,0,0,0,0,0,0,0,0,0]
[null,null,"< Other risk - enter description >",null,null,null,{"$f":"input_dollars","v":"2023-12-31"},null,0,0,0,0,0,0,0,0,0,0,0,0,0,0,0,0,0,0,0,0,0,0,0,0,0]
[]
[null,null,"Total risk cost",null,null,null,null,null,{"$f":"SUM(I32:I38)","v":0},{"$f":"SUM(J32:J38)","v":0},0,0,0,0,0,0,0,0,0,0,0,0,0,0,0,0,0,0,0,0,0,0,0]
[]
["OTHER BENEFITS"]
[]
[]
[null,null,"Reduction in CO2 emissions",null,null,null,"MWh",null,0,0,0,0,0,0,0,0,0,0,0,0,0,0,0,0,0,0,0,0,0,0,0,0,0]
[null,null,"Value of reduction in CO2 emissions",null,null,null,"$",null,{"$f":"I45*I7","v":0},0,0,0,0,0,0,0,0,0,0,0,0,0,0,0,0,0,0,0,0,0,0,0,0]
[]
[]
[null,null,"Reliability in worst-served areas","$/MWh",{"$f":"Assumptions!G94","v":151432.81740793545},null,"MWh",null,0,0,0,0,0,0,0,0,0,0,0,0,0,0,0,0,0,0,0,0,0,0,0,0,0]
[null,null,"Network resilience","$/MWh",{"$f":"Assumptions!G95","v":24590},null,"MWh",null,0,0,0,0,0,0,0,0,0,0,0,0,0,0,0,0,0,0,0,0,0,0,0,0,0]
[null,null,"Enabling solar exports","$/MWh",{"$f":"Assumptions!G96","v":88.357719508603083},null,"MWh",null,0,0,0,0,0,0,0,0,0,0,0,0,0,0,0,0,0,0,0,0,0,0,0,0,0]
[null,null,"Aesthetics","$/customer",{"$f":"Assumptions!G97","v":0},null,"customers",null,0,0,0,0,0,0,0,0,0,0,0,0,0,0,0,0,0,0,0,0,0,0,0,0,0]
[null,null,"Customer value of time (res)","$/customer min",{"$f":"Assumptions!G98","v":0.35181336539087127},null,"mins",null,0,0,0,0,0,0,0,0,0,0,0,0,0,0,0,0,0,0,0,0,0,0,0,0,0]
[null,null,"Customer value of time (bus)","$/customer min",{"$f":"Assumptions!G99","v":0.35181336539087127},null,"mins",null,0,0,0,0,0,0,0,0,0,0,0,0,0,0,0,0,0,0,0,0,0,0,0,0,0]
[null,null,"Communication","$/customer",{"$f":"Assumptions!G100","v":0},null,"customers",null,0,0,0,0,0,0,0,0,0,0,0,0,0,0,0,0,0,0,0,0,0,0,0,0,0]
[null,null,"Information accessibility","$/customer",{"$f":"Assumptions!G101","v":0},null,"customers",null,0,0,0,0,0,0,0,0,0,0,0,0,0,0,0,0,0,0,0,0,0,0,0,0,0]
[]
[null,null,"Other benefits 1",null,null,null,{"$f":"input_dollars","v":"2023-12-31"},null,0,0,0,0,0,0,0,0,0,0,0,0,0,0,0,0,0,0,0,0,0,0,0,0,0]
[null,null,"Other benefits 2",null,null,null,{"$f":"input_dollars","v":"2023-12-31"},null,0,0,0,0,0,0,0,0,0,0,0,0,0,0,0,0,0,0,0,0,0,0,0,0,0]
[]
[null,null,"Total other benefits",null,null,null,{"$f":"input_dollars","v":"2023-12-31"},null,{"$f":"SUMPRODUCT((I$49:I$56)*($E$49:$E$56))+SUM(I58:I59)+I46","v":0},{"$f":"SUMPRODUCT((J$49:J$56)*($E$49:$E$56))+SUM(J58:J59)+J46","v":0},{"$f":"SUMPRODUCT((K$49:K$56)*($E$49:$E$56))+SUM(K58:K59)+K46","v":0},{"$f":"SUMPRODUCT((L$49:L$56)*($E$49:$E$56))+SUM(L58:L59)+L46","v":0},{"$f":"SUMPRODUCT((M$49:M$56)*($E$49:$E$56))+SUM(M58:M59)+M46","v":0},{"$f":"SUMPRODUCT((N$49:N$56)*($E$49:$E$56))+SUM(N58:N59)+N46","v":0},{"$f":"SUMPRODUCT((O$49:O$56)*($E$49:$E$56))+SUM(O58:O59)+O46","v":0},{"$f":"SUMPRODUCT((P$49:P$56)*($E$49:$E$56))+SUM(P58:P59)+P46","v":0},{"$f":"SUMPRODUCT((Q$49:Q$56)*($E$49:$E$56))+SUM(Q58:Q59)+Q46","v":0},{"$f":"SUMPRODUCT((R$49:R$56)*($E$49:$E$56))+SUM(R58:R59)+R46","v":0},{"$f":"SUMPRODUCT((S$49:S$56)*($E$49:$E$56))+SUM(S58:S59)+S46","v":0},{"$f":"SUMPRODUCT((T$49:T$56)*($E$49:$E$56))+SUM(T58:T59)+T46","v":0},{"$f":"SUMPRODUCT((U$49:U$56)*($E$49:$E$56))+SUM(U58:U59)+U46","v":0},{"$f":"SUMPRODUCT((V$49:V$56)*($E$49:$E$56))+SUM(V58:V59)+V46","v":0},{"$f":"SUMPRODUCT((W$49:W$56)*($E$49:$E$56))+SUM(W58:W59)+W46","v":0},{"$f":"SUMPRODUCT((X$49:X$56)*($E$49:$E$56))+SUM(X58:X59)+X46","v":0},{"$f":"SUMPRODUCT((Y$49:Y$56)*($E$49:$E$56))+SUM(Y58:Y59)+Y46","v":0},{"$f":"SUMPRODUCT((Z$49:Z$56)*($E$49:$E$56))+SUM(Z58:Z59)+Z46","v":0},{"$f":"SUMPRODUCT((AA$49:AA$56)*($E$49:$E$56))+SUM(AA58:AA59)+AA46","v":0},{"$f":"SUMPRODUCT((AB$49:AB$56)*($E$49:$E$56))+SUM(AB58:AB59)+AB46","v":0},{"$f":"SUMPRODUCT((AC$49:AC$56)*($E$49:$E$56))+SUM(AC58:AC59)+AC46","v":0},{"$f":"SUMPRODUCT((AD$49:AD$56)*($E$49:$E$56))+SUM(AD58:AD59)+AD46","v":0},{"$f":"SUMPRODUCT((AE$49:AE$56)*($E$49:$E$56))+SUM(AE58:AE59)+AE46","v":0},{"$f":"SUMPRODUCT((AF$49:AF$56)*($E$49:$E$56))+SUM(AF58:AF59)+AF46","v":0},{"$f":"SUMPRODUCT((AG$49:AG$56)*($E$49:$E$56))+SUM(AG58:AG59)+AG46","v":0}]
[]
[]
["SUMMARY"]
[]
[]
[]
[null,null,{"$f":"'Option1 (base case)'!C68","v":"Risks mitigated vs base case"},null,null,null,{"$f":"input_dollars","v":"2023-12-31"},null,{"$f":"(1-INDEX(Data!$C$9:$C$13, MATCH($A$3, options,0)))*('Option1 (base case)'!I40-I40)","v":0},{"$f":"(1-INDEX(Data!$C$9:$C$13, MATCH($A$3, options,0)))*('Option1 (base case)'!J40-J40)","v":0},{"$f":"(1-INDEX(Data!$C$9:$C$13, MATCH($A$3, options,0)))*('Option1 (base case)'!K40-K40)","v":0},{"$f":"(1-INDEX(Data!$C$9:$C$13, MATCH($A$3, options,0)))*('Option1 (base case)'!L40-L40)","v":0},{"$f":"(1-INDEX(Data!$C$9:$C$13, MATCH($A$3, options,0)))*('Option1 (base case)'!M40-M40)","v":0},{"$f":"(1-INDEX(Data!$C$9:$C$13, MATCH($A$3, options,0)))*('Option1 (base case)'!N40-N40)","v":0},{"$f":"(1-INDEX(Data!$C$9:$C$13, MATCH($A$3, options,0)))*('Option1 (base case)'!O40-O40)","v":0},{"$f":"(1-INDEX(Data!$C$9:$C$13, MATCH($A$3, options,0)))*('Option1 (base case)'!P40-P40)","v":0},{"$f":"(1-INDEX(Data!$C$9:$C$13, MATCH($A$3, options,0)))*('Option1 (base case)'!Q40-Q40)","v":0},{"$f":"(1-INDEX(Data!$C$9:$C$13, MATCH($A$3, options,0)))*('Option1 (base case)'!R40-R40)","v":0},{"$f":"(1-INDEX(Data!$C$9:$C$13, MATCH($A$3, options,0)))*('Option1 (base case)'!S40-S40)","v":0},{"$f":"(1-INDEX(Data!$C$9:$C$13, MATCH($A$3, options,0)))*('Option1 (base case)'!T40-T40)","v":0},{"$f":"(1-INDEX(Data!$C$9:$C$13, MATCH($A$3, options,0)))*('Option1 (base case)'!U40-U40)","v":0},{"$f":"(1-INDEX(Data!$C$9:$C$13, MATCH($A$3, options,0)))*('Option1 (base case)'!V40-V40)","v":0},{"$f":"(1-INDEX(Data!$C$9:$C$13, MATCH($A$3, options,0)))*('Option1 (base case)'!W40-W40)","v":0},{"$f":"(1-INDEX(Data!$C$9:$C$13, MATCH($A$3, options,0)))*('Option1 (base case)'!X40-X40)","v":0},{"$f":"(1-INDEX(Data!$C$9:$C$13, MATCH($A$3, options,0)))*('Option1 (base case)'!Y40-Y40)","v":0},{"$f":"(1-INDEX(Data!$C$9:$C$13, MATCH($A$3, options,0)))*('Option1 (base case)'!Z40-Z40)","v":0},{"$f":"(1-INDEX(Data!$C$9:$C$13, MATCH($A$3, options,0)))*('Option1 (base case)'!AA40-AA40)","v":0},{"$f":"(1-INDEX(Data!$C$9:$C$13, MATCH($A$3, options,0)))*('Option1 (base case)'!AB40-AB40)","v":0},{"$f":"(1-INDEX(Data!$C$9:$C$13, MATCH($A$3, options,0)))*('Option1 (base case)'!AC40-AC40)","v":0},{"$f":"(1-INDEX(Data!$C$9:$C$13, MATCH($A$3, options,0)))*('Option1 (base case)'!AD40-AD40)","v":0},{"$f":"(1-INDEX(Data!$C$9:$C$13, MATCH($A$3, options,0)))*('Option1 (base case)'!AE40-AE40)","v":0},{"$f":"(1-INDEX(Data!$C$9:$C$13, MATCH($A$3, options,0)))*('Option1 (base case)'!AF40-AF40)","v":0},{"$f":"(1-INDEX(Data!$C$9:$C$13, MATCH($A$3, options,0)))*('Option1 (base case)'!AG40-AG40)","v":0}]
[]
[null,null,"Capital expenditure"]
[null,null,{"$f":"C14","v":"< Enter description >"},null,null,null,{"$f":"input_dollars","v":"2023-12-31"},null,{"$f":"-I14","v":0},0,0,0,0,0,0,0,0,0,0,0,0,0,0,0,0,0,0,0,0,0,0,0,0]
[null,null,{"$f":"C15","v":"< Enter description >"},null,null,null,{"$f":"input_dollars","v":"2023-12-31"},null,{"$f":"-I15","v":0},0,0,0,0,0,0,0,0,0,0,0,0,0,0,0,0,0,0,0,0,0,0,0,0]
[null,null,{"$f":"C16","v":"< Enter description >"},null,null,null,{"$f":"input_dollars","v":"2023-12-31"},null,{"$f":"-I16","v":0},0,0,0,0,0,0,0,0,0,0,0,0,0,0,0,0,0,0,0,0,0,0,0,0]
[]
[null,null,"Cumulative capex"]
[null,null,{"$f":"C14","v":"< Enter description >"},null,null,null,{"$f":"input_dollars","v":"2023-12-31"},null,{"$f":"SUMPRODUCT(($I71:I71))-SUMPRODUCT(($I71:I71)*($I$6:I$6<=(I$6-$E14)))","v":0},{"$f":"SUMPRODUCT(($I71:J71))-SUMPRODUCT(($I71:J71)*($I$6:J$6<=(J$6-$E14)))","v":0},{"$f":"SUMPRODUCT(($I71:K71))-SUMPRODUCT(($I71:K71)*($I$6:K$6<=(K$6-$E14)))","v":0},{"$f":"SUMPRODUCT(($I71:L71))-SUMPRODUCT(($I71:L71)*($I$6:L$6<=(L$6-$E14)))","v":0},{"$f":"SUMPRODUCT(($I71:M71))-SUMPRODUCT(($I71:M71)*($I$6:M$6<=(M$6-$E14)))","v":0},{"$f":"SUMPRODUCT(($I71:N71))-SUMPRODUCT(($I71:N71)*($I$6:N$6<=(N$6-$E14)))","v":0},{"$f":"SUMPRODUCT(($I71:O71))-SUMPRODUCT(($I71:O71)*($I$6:O$6<=(O$6-$E14)))","v":0},{"$f":"SUMPRODUCT(($I71:P71))-SUMPRODUCT(($I71:P71)*($I$6:P$6<=(P$6-$E14)))","v":0},{"$f":"SUMPRODUCT(($I71:Q71))-SUMPRODUCT(($I71:Q71)*($I$6:Q$6<=(Q$6-$E14)))","v":0},{"$f":"SUMPRODUCT(($I71:R71))-SUMPRODUCT(($I71:R71)*($I$6:R$6<=(R$6-$E14)))","v":0},{"$f":"SUMPRODUCT(($I71:S71))-SUMPRODUCT(($I71:S71)*($I$6:S$6<=(S$6-$E14)))","v":0},{"$f":"SUMPRODUCT(($I71:T71))-SUMPRODUCT(($I71:T71)*($I$6:T$6<=(T$6-$E14)))","v":0},{"$f":"SUMPRODUCT(($I71:U71))-SUMPRODUCT(($I71:U71)*($I$6:U$6<=(U$6-$E14)))","v":0},{"$f":"SUMPRODUCT(($I71:V71))-SUMPRODUCT(($I71:V71)*($I$6:V$6<=(V$6-$E14)))","v":0},{"$f":"SUMPRODUCT(($I71:W71))-SUMPRODUCT(($I71:W71)*($I$6:W$6<=(W$6-$E14)))","v":0},{"$f":"SUMPRODUCT(($I71:X71))-SUMPRODUCT(($I71:X71)*($I$6:X$6<=(X$6-$E14)))","v":0},{"$f":"SUMPRODUCT(($I71:Y71))-SUMPRODUCT(($I71:Y71)*($I$6:Y$6<=(Y$6-$E14)))","v":0},{"$f":"SUMPRODUCT(($I71:Z71))-SUMPRODUCT(($I71:Z71)*($I$6:Z$6<=(Z$6-$E14)))","v":0},{"$f":"SUMPRODUCT(($I71:AA71))-SUMPRODUCT(($I71:AA71)*($I$6:AA$6<=(AA$6-$E14)))","v":0},{"$f":"SUMPRODUCT(($I71:AB71))-SUMPRODUCT(($I71:AB71)*($I$6:AB$6<=(AB$6-$E14)))","v":0},{"$f":"SUMPRODUCT(($I71:AC71))-SUMPRODUCT(($I71:AC71)*($I$6:AC$6<=(AC$6-$E14)))","v":0},{"$f":"SUMPRODUCT(($I71:AD71))-SUMPRODUCT(($I71:AD71)*($I$6:AD$6<=(AD$6-$E14)))","v":0},{"$f":"SUMPRODUCT(($I71:AE71))-SUMPRODUCT(($I71:AE71)*($I$6:AE$6<=(AE$6-$E14)))","v":0},{"$f":"SUMPRODUCT(($I71:AF71))-SUMPRODUCT(($I71:AF71)*($I$6:AF$6<=(AF$6-$E14)))","v":0},{"$f":"SUMPRODUCT(($I71:AG71))-SUMPRODUCT(($I71:AG71)*($I$6:AG$6<=(AG$6-$E14)))","v":0}]
[null,null,{"$f":"C15","v":"< Enter description >"},null,null,null,{"$f":"input_dollars","v":"2023-12-31"},null,{"$f":"SUMPRODUCT(($I72:I72))-SUMPRODUCT(($I72:I72)*($I$6:I$6<=(I$6-$E15)))","v":0},{"$f":"SUMPRODUCT(($I72:J72))-SUMPRODUCT(($I72:J72)*($I$6:J$6<=(J$6-$E15)))","v":0},{"$f":"SUMPRODUCT(($I72:K72))-SUMPRODUCT(($I72:K72)*($I$6:K$6<=(K$6-$E15)))","v":0},{"$f":"SUMPRODUCT(($I72:L72))-SUMPRODUCT(($I72:L72)*($I$6:L$6<=(L$6-$E15)))","v":0},{"$f":"SUMPRODUCT(($I72:M72))-SUMPRODUCT(($I72:M72)*($I$6:M$6<=(M$6-$E15)))","v":0},{"$f":"SUMPRODUCT(($I72:N72))-SUMPRODUCT(($I72:N72)*($I$6:N$6<=(N$6-$E15)))","v":0},{"$f":"SUMPRODUCT(($I72:O72))-SUMPRODUCT(($I72:O72)*($I$6:O$6<=(O$6-$E15)))","v":0},{"$f":"SUMPRODUCT(($I72:P72))-SUMPRODUCT(($I72:P72)*($I$6:P$6<=(P$6-$E15)))","v":0},{"$f":"SUMPRODUCT(($I72:Q72))-SUMPRODUCT(($I72:Q72)*($I$6:Q$6<=(Q$6-$E15)))","v":0},{"$f":"SUMPRODUCT(($I72:R72))-SUMPRODUCT(($I72:R72)*($I$6:R$6<=(R$6-$E15)))","v":0},{"$f":"SUMPRODUCT(($I72:S72))-SUMPRODUCT(($I72:S72)*($I$6:S$6<=(S$6-$E15)))","v":0},{"$f":"SUMPRODUCT(($I72:T72))-SUMPRODUCT(($I72:T72)*($I$6:T$6<=(T$6-$E15)))","v":0},{"$f":"SUMPRODUCT(($I72:U72))-SUMPRODUCT(($I72:U72)*($I$6:U$6<=(U$6-$E15)))","v":0},{"$f":"SUMPRODUCT(($I72:V72))-SUMPRODUCT(($I72:V72)*($I$6:V$6<=(V$6-$E15)))","v":0},{"$f":"SUMPRODUCT(($I72:W72))-SUMPRODUCT(($I72:W72)*($I$6:W$6<=(W$6-$E15)))","v":0},{"$f":"SUMPRODUCT(($I72:X72))-SUMPRODUCT(($I72:X72)*($I$6:X$6<=(X$6-$E15)))","v":0},{"$f":"SUMPRODUCT(($I72:Y72))-SUMPRODUCT(($I72:Y72)*($I$6:Y$6<=(Y$6-$E15)))","v":0},{"$f":"SUMPRODUCT(($I72:Z72))-SUMPRODUCT(($I72:Z72)*($I$6:Z$6<=(Z$6-$E15)))","v":0},{"$f":"SUMPRODUCT(($I72:AA72))-SUMPRODUCT(($I72:AA72)*($I$6:AA$6<=(AA$6-$E15)))","v":0},{"$f":"SUMPRODUCT(($I72:AB72))-SUMPRODUCT(($I72:AB72)*($I$6:AB$6<=(AB$6-$E15)))","v":0},{"$f":"SUMPRODUCT(($I72:AC72))-SUMPRODUCT(($I72:AC72)*($I$6:AC$6<=(AC$6-$E15)))","v":0},{"$f":"SUMPRODUCT(($I72:AD72))-SUMPRODUCT(($I72:AD72)*($I$6:AD$6<=(AD$6-$E15)))","v":0},{"$f":"SUMPRODUCT(($I72:AE72))-SUMPRODUCT(($I72:AE72)*($I$6:AE$6<=(AE$6-$E15)))","v":0},{"$f":"SUMPRODUCT(($I72:AF72))-SUMPRODUCT(($I72:AF72)*($I$6:AF$6<=(AF$6-$E15)))","v":0},{"$f":"SUMPRODUCT(($I72:AG72))-SUMPRODUCT(($I72:AG72)*($I$6:AG$6<=(AG$6-$E15)))","v":0}]
[null,null,{"$f":"C16","v":"< Enter description >"},null,null,null,{"$f":"input_dollars","v":"2023-12-31"},null,{"$f":"SUMPRODUCT(($I73:I73))-SUMPRODUCT(($I73:I73)*($I$6:I$6<=(I$6-$E16)))","v":0},{"$f":"SUMPRODUCT(($I73:J73))-SUMPRODUCT(($I73:J73)*($I$6:J$6<=(J$6-$E16)))","v":0},{"$f":"SUMPRODUCT(($I73:K73))-SUMPRODUCT(($I73:K73)*($I$6:K$6<=(K$6-$E16)))","v":0},{"$f":"SUMPRODUCT(($I73:L73))-SUMPRODUCT(($I73:L73)*($I$6:L$6<=(L$6-$E16)))","v":0},{"$f":"SUMPRODUCT(($I73:M73))-SUMPRODUCT(($I73:M73)*($I$6:M$6<=(M$6-$E16)))","v":0},{"$f":"SUMPRODUCT(($I73:N73))-SUMPRODUCT(($I73:N73)*($I$6:N$6<=(N$6-$E16)))","v":0},{"$f":"SUMPRODUCT(($I73:O73))-SUMPRODUCT(($I73:O73)*($I$6:O$6<=(O$6-$E16)))","v":0},{"$f":"SUMPRODUCT(($I73:P73))-SUMPRODUCT(($I73:P73)*($I$6:P$6<=(P$6-$E16)))","v":0},{"$f":"SUMPRODUCT(($I73:Q73))-SUMPRODUCT(($I73:Q73)*($I$6:Q$6<=(Q$6-$E16)))","v":0},{"$f":"SUMPRODUCT(($I73:R73))-SUMPRODUCT(($I73:R73)*($I$6:R$6<=(R$6-$E16)))","v":0},{"$f":"SUMPRODUCT(($I73:S73))-SUMPRODUCT(($I73:S73)*($I$6:S$6<=(S$6-$E16)))","v":0},{"$f":"SUMPRODUCT(($I73:T73))-SUMPRODUCT(($I73:T73)*($I$6:T$6<=(T$6-$E16)))","v":0},{"$f":"SUMPRODUCT(($I73:U73))-SUMPRODUCT(($I73:U73)*($I$6:U$6<=(U$6-$E16)))","v":0},{"$f":"SUMPRODUCT(($I73:V73))-SUMPRODUCT(($I73:V73)*($I$6:V$6<=(V$6-$E16)))","v":0},{"$f":"SUMPRODUCT(($I73:W73))-SUMPRODUCT(($I73:W73)*($I$6:W$6<=(W$6-$E16)))","v":0},{"$f":"SUMPRODUCT(($I73:X73))-SUMPRODUCT(($I73:X73)*($I$6:X$6<=(X$6-$E16)))","v":0},{"$f":"SUMPRODUCT(($I73:Y73))-SUMPRODUCT(($I73:Y73)*($I$6:Y$6<=(Y$6-$E16)))","v":0},{"$f":"SUMPRODUCT(($I73:Z73))-SUMPRODUCT(($I73:Z73)*($I$6:Z$6<=(Z$6-$E16)))","v":0},{"$f":"SUMPRODUCT(($I73:AA73))-SUMPRODUCT(($I73:AA73)*($I$6:AA$6<=(AA$6-$E16)))","v":0},{"$f":"SUMPRODUCT(($I73:AB73))-SUMPRODUCT(($I73:AB73)*($I$6:AB$6<=(AB$6-$E16)))","v":0},{"$f":"SUMPRODUCT(($I73:AC73))-SUMPRODUCT(($I73:AC73)*($I$6:AC$6<=(AC$6-$E16)))","v":0},{"$f":"SUMPRODUCT(($I73:AD73))-SUMPRODUCT(($I73:AD73)*($I$6:AD$6<=(AD$6-$E16)))","v":0},{"$f":"SUMPRODUCT(($I73:AE73))-SUMPRODUCT(($I73:AE73)*($I$6:AE$6<=(AE$6-$E16)))","v":0},{"$f":"SUMPRODUCT(($I73:AF73))-SUMPRODUCT(($I73:AF73)*($I$6:AF$6<=(AF$6-$E16)))","v":0},{"$f":"SUMPRODUCT(($I73:AG73))-SUMPRODUCT(($I73:AG73)*($I$6:AG$6<=(AG$6-$E16)))","v":0}]
[]
[null,null,"Annualised capex"]
[null,null,{"$f":"$C$80&\" - \"&C14","v":"Annualised capex - < Enter description >"},null,null,null,{"$f":"input_dollars","v":"2023-12-31"},null,{"$f":"IF($E14=0,0,-PMT(real_disc, $E14,H76,))","v":0},0,0,0,0,0,0,0,0,0,0,0,0,0,0,0,0,0,0,0,0,0,0,0,0]
[null,null,{"$f":"$C$80&\" - \"&C15","v":"Annualised capex - < Enter description >"},null,null,null,{"$f":"input_dollars","v":"2023-12-31"},null,{"$f":"IF($E15=0,0,-PMT(real_disc, $E15,H77,))","v":0},0,0,0,0,0,0,0,0,0,0,0,0,0,0,0,0,0,0,0,0,0,0,0,0]
[null,null,{"$f":"$C$80&\" - \"&C16","v":"Annualised capex - < Enter description >"},null,null,null,{"$f":"input_dollars","v":"2023-12-31"},null,{"$f":"IF($E16=0,0,-PMT(real_disc, $E16,H78,))","v":0},0,0,0,0,0,0,0,0,0,0,0,0,0,0,0,0,0,0,0,0,0,0,0,0]
[null,null,"Total annualised capex",null,null,null,{"$f":"input_dollars","v":"2023-12-31"},null,{"$f":"SUM(I81:I83)","v":0},{"$f":"SUM(J81:J83)","v":0},0,0,0,0,0,0,0,0,0,0,0,0,0,0,0,0,0,0,{"$f":"SUM(AC81:AC83)","v":0},{"$f":"SUM(AD81:AD83)","v":0},{"$f":"SUM(AE81:AE83)","v":0},{"$f":"SUM(AF81:AF83)","v":0},{"$f":"SUM(AG81:AG83)","v":0}]
[]
[null,null,"Annualised capex",null,null,null,{"$f":"input_dollars","v":"2023-12-31"},null,{"$f":"I84","v":0},{"$f":"J84","v":0},0,0,0,0,0,0,0,0,0,0,0,0,0,0,0,0,0,0,{"$f":"AC84","v":0},{"$f":"AD84","v":0},{"$f":"AE84","v":0},{"$f":"AF84","v":0},{"$f":"AG84","v":0}]
[null,null,"Operating expenditure",null,null,null,"2023-12-31",null,{"$f":"-I19","v":0},0,0,0,0,0,0,0,0,0,0,0,0,0,0,0,0,0,0,0,0,0,0,0,0]
[null,null,"Risk mitigated",null,null,null,"2023-12-31",null,{"$f":"I68","v":0},{"$f":"J68","v":0},0,0,0,0,0,0,0,0,0,0,0,0,0,0,0,0,0,0,{"$f":"AC68","v":0},{"$f":"AD68","v":0},{"$f":"AE68","v":0},{"$f":"AF68","v":0},{"$f":"AG68","v":0}]
[null,null,"Other benefits value",null,null,null,"2023-12-31",null,{"$f":"I61","v":0},0,0,0,0,0,0,0,0,0,0,0,0,0,0,0,0,0,0,0,0,0,0,0,0]
[]
[null,null,"Net benefits",null,null,null,"2023-12-31",null,{"$f":"SUM(I86:I90)","v":0},0,0,0,0,0,0,0,0,0,0,0,0,0,0,0,0,0,0,0,{"$f":"SUM(AC86:AC90)","v":0},{"$f":"SUM(AD86:AD90)","v":0},{"$f":"SUM(AE86:AE90)","v":0},{"$f":"SUM(AF86:AF90)","v":0},{"$f":"SUM(AG86:AG90)","v":0}]
[]
[]
[null,null,"First capex year",null,null,null,{"$f":"IF(SUM($I17:$AG17)=0,0,(INDEX(I$6:AG$6,MATCH(TRUE,INDEX($I17:$AG17<>0,),0))))","v":0}]
[]
[null,null,"First year",null,null,null,{"$f":"IF(_xlfn.MINIFS($G$94:$G$95, $G$94:$G$95, \">\"&0)=0, $A$4, _xlfn.MINIFS($G$94:$G$95, $G$94:$G$95, \">\"&0))","v":"Not used"}]
[]
[]
[]
[]
[]
[]
[]
[]
[]
["SENSITIVITIES"]
[]
[]
[]
["NPV",null,"Net benefits",null,null,null,{"$f":"PROPER($A$3)&A110","v":"Option 5NPV"},null,{"$f":"I91","v":0},{"$f":"J91","v":0},0,0,0,0,0,0,0,0,0,0,0,0,0,0,0,0,0,0,0,0,0,0,0]
[null,null,"Total annualised capex",null,null,null,null,null,{"$f":"I86","v":0},{"$f":"J86","v":0},0,0,0,0,0,0,0,0,0,0,0,0,0,0,0,0,0,0,0,0,0,0,0]
[null,null,"Total benefits",null,null,null,null,null,{"$f":"SUM(I88:I89)","v":0},{"$f":"SUM(J88:J89)","v":0},0,0,0,0,0,0,0,0,0,0,0,0,0,0,0,0,0,0,0,0,0,0,0]
[null,null,null,{"$f":"Assumptions!G110","v":"Capex"},{"$f":"Assumptions!H110","v":"Total benefits"}]
[{"$f":"\"sens\"&Assumptions!B111","v":"sens1"},null,{"$f":"Assumptions!C111","v":"Capex 10% higher"},{"$f":"Assumptions!G111","v":0.1},{"$f":"Assumptions!H111","v":0},null,{"$f":"PROPER($A$3)&A114","v":"Option 5sens1"},null,{"$f":"I$110+IF($C114<>0,SUMPRODUCT((I$111:I$112)*TRANSPOSE(($D114:$E114))),0)","v":0},{"$f":"J$110+IF($C114<>0,SUMPRODUCT((J$111:J$112)*TRANSPOSE(($D114:$E114))),0)","v":0},{"$f":"K$110+IF($C114<>0,SUMPRODUCT((K$111:K$112)*TRANSPOSE(($D114:$E114))),0)","v":0},{"$f":"L$110+IF($C114<>0,SUMPRODUCT((L$111:L$112)*TRANSPOSE(($D114:$E114))),0)","v":0},{"$f":"M$110+IF($C114<>0,SUMPRODUCT((M$111:M$112)*TRANSPOSE(($D114:$E114))),0)","v":0},{"$f":"N$110+IF($C114<>0,SUMPRODUCT((N$111:N$112)*TRANSPOSE(($D114:$E114))),0)","v":0},{"$f":"O$110+IF($C114<>0,SUMPRODUCT((O$111:O$112)*TRANSPOSE(($D114:$E114))),0)","v":0},{"$f":"P$110+IF($C114<>0,SUMPRODUCT((P$111:P$112)*TRANSPOSE(($D114:$E114))),0)","v":0},{"$f":"Q$110+IF($C114<>0,SUMPRODUCT((Q$111:Q$112)*TRANSPOSE(($D114:$E114))),0)","v":0},{"$f":"R$110+IF($C114<>0,SUMPRODUCT((R$111:R$112)*TRANSPOSE(($D114:$E114))),0)","v":0},{"$f":"S$110+IF($C114<>0,SUMPRODUCT((S$111:S$112)*TRANSPOSE(($D114:$E114))),0)","v":0},{"$f":"T$110+IF($C114<>0,SUMPRODUCT((T$111:T$112)*TRANSPOSE(($D114:$E114))),0)","v":0},{"$f":"U$110+IF($C114<>0,SUMPRODUCT((U$111:U$112)*TRANSPOSE(($D114:$E114))),0)","v":0},{"$f":"V$110+IF($C114<>0,SUMPRODUCT((V$111:V$112)*TRANSPOSE(($D114:$E114))),0)","v":0},{"$f":"W$110+IF($C114<>0,SUMPRODUCT((W$111:W$112)*TRANSPOSE(($D114:$E114))),0)","v":0},{"$f":"X$110+IF($C114<>0,SUMPRODUCT((X$111:X$112)*TRANSPOSE(($D114:$E114))),0)","v":0},{"$f":"Y$110+IF($C114<>0,SUMPRODUCT((Y$111:Y$112)*TRANSPOSE(($D114:$E114))),0)","v":0},{"$f":"Z$110+IF($C114<>0,SUMPRODUCT((Z$111:Z$112)*TRANSPOSE(($D114:$E114))),0)","v":0},{"$f":"AA$110+IF($C114<>0,SUMPRODUCT((AA$111:AA$112)*TRANSPOSE(($D114:$E114))),0)","v":0},{"$f":"AB$110+IF($C114<>0,SUMPRODUCT((AB$111:AB$112)*TRANSPOSE(($D114:$E114))),0)","v":0},{"$f":"AC$110+IF($C114<>0,SUMPRODUCT((AC$111:AC$112)*TRANSPOSE(($D114:$E114))),0)","v":0},{"$f":"AD$110+IF($C114<>0,SUMPRODUCT((AD$111:AD$112)*TRANSPOSE(($D114:$E114))),0)","v":0},{"$f":"AE$110+IF($C114<>0,SUMPRODUCT((AE$111:AE$112)*TRANSPOSE(($D114:$E114))),0)","v":0},{"$f":"AF$110+IF($C114<>0,SUMPRODUCT((AF$111:AF$112)*TRANSPOSE(($D114:$E114))),0)","v":0},{"$f":"AG$110+IF($C114<>0,SUMPRODUCT((AG$111:AG$112)*TRANSPOSE(($D114:$E114))),0)","v":0}]
[{"$f":"\"sens\"&Assumptions!B112","v":"sens2"},null,{"$f":"Assumptions!C112","v":"Capex 10% lower"},{"$f":"Assumptions!G112","v":-0.1},{"$f":"Assumptions!H112","v":0},null,{"$f":"PROPER($A$3)&A115","v":"Option 5sens2"},null,{"$f":"I$110+IF($C115<>0,SUMPRODUCT((I$111:I$112)*TRANSPOSE(($D115:$E115))),0)","v":0},{"$f":"J$110+IF($C115<>0,SUMPRODUCT((J$111:J$112)*TRANSPOSE(($D115:$E115))),0)","v":0},{"$f":"K$110+IF($C115<>0,SUMPRODUCT((K$111:K$112)*TRANSPOSE(($D115:$E115))),0)","v":0},{"$f":"L$110+IF($C115<>0,SUMPRODUCT((L$111:L$112)*TRANSPOSE(($D115:$E115))),0)","v":0},{"$f":"M$110+IF($C115<>0,SUMPRODUCT((M$111:M$112)*TRANSPOSE(($D115:$E115))),0)","v":0},{"$f":"N$110+IF($C115<>0,SUMPRODUCT((N$111:N$112)*TRANSPOSE(($D115:$E115))),0)","v":0},{"$f":"O$110+IF($C115<>0,SUMPRODUCT((O$111:O$112)*TRANSPOSE(($D115:$E115))),0)","v":0},{"$f":"P$110+IF($C115<>0,SUMPRODUCT((P$111:P$112)*TRANSPOSE(($D115:$E115))),0)","v":0},{"$f":"Q$110+IF($C115<>0,SUMPRODUCT((Q$111:Q$112)*TRANSPOSE(($D115:$E115))),0)","v":0},{"$f":"R$110+IF($C115<>0,SUMPRODUCT((R$111:R$112)*TRANSPOSE(($D115:$E115))),0)","v":0},{"$f":"S$110+IF($C115<>0,SUMPRODUCT((S$111:S$112)*TRANSPOSE(($D115:$E115))),0)","v":0},{"$f":"T$110+IF($C115<>0,SUMPRODUCT((T$111:T$112)*TRANSPOSE(($D115:$E115))),0)","v":0},{"$f":"U$110+IF($C115<>0,SUMPRODUCT((U$111:U$112)*TRANSPOSE(($D115:$E115))),0)","v":0},{"$f":"V$110+IF($C115<>0,SUMPRODUCT((V$111:V$112)*TRANSPOSE(($D115:$E115))),0)","v":0},{"$f":"W$110+IF($C115<>0,SUMPRODUCT((W$111:W$112)*TRANSPOSE(($D115:$E115))),0)","v":0},{"$f":"X$110+IF($C115<>0,SUMPRODUCT((X$111:X$112)*TRANSPOSE(($D115:$E115))),0)","v":0},{"$f":"Y$110+IF($C115<>0,SUMPRODUCT((Y$111:Y$112)*TRANSPOSE(($D115:$E115))),0)","v":0},{"$f":"Z$110+IF($C115<>0,SUMPRODUCT((Z$111:Z$112)*TRANSPOSE(($D115:$E115))),0)","v":0},{"$f":"AA$110+IF($C115<>0,SUMPRODUCT((AA$111:AA$112)*TRANSPOSE(($D115:$E115))),0)","v":0},{"$f":"AB$110+IF($C115<>0,SUMPRODUCT((AB$111:AB$112)*TRANSPOSE(($D115:$E115))),0)","v":0},{"$f":"AC$110+IF($C115<>0,SUMPRODUCT((AC$111:AC$112)*TRANSPOSE(($D115:$E115))),0)","v":0},{"$f":"AD$110+IF($C115<>0,SUMPRODUCT((AD$111:AD$112)*TRANSPOSE(($D115:$E115))),0)","v":0},{"$f":"AE$110+IF($C115<>0,SUMPRODUCT((AE$111:AE$112)*TRANSPOSE(($D115:$E115))),0)","v":0},{"$f":"AF$110+IF($C115<>0,SUMPRODUCT((AF$111:AF$112)*TRANSPOSE(($D115:$E115))),0)","v":0},{"$f":"AG$110+IF($C115<>0,SUMPRODUCT((AG$111:AG$112)*TRANSPOSE(($D115:$E115))),0)","v":0}]
[{"$f":"\"sens\"&Assumptions!B113","v":"sens3"},null,{"$f":"Assumptions!C113","v":"Total benefits 10% higher"},{"$f":"Assumptions!G113","v":0},{"$f":"Assumptions!H113","v":0.1},null,"Option 5sens3",null,{"$f":"I$110+IF($C116<>0,SUMPRODUCT((I$111:I$112)*TRANSPOSE(($D116:$E116))),0)","v":0},{"$f":"J$110+IF($C116<>0,SUMPRODUCT((J$111:J$112)*TRANSPOSE(($D116:$E116))),0)","v":0},{"$f":"K$110+IF($C116<>0,SUMPRODUCT((K$111:K$112)*TRANSPOSE(($D116:$E116))),0)","v":0},{"$f":"L$110+IF($C116<>0,SUMPRODUCT((L$111:L$112)*TRANSPOSE(($D116:$E116))),0)","v":0},{"$f":"M$110+IF($C116<>0,SUMPRODUCT((M$111:M$112)*TRANSPOSE(($D116:$E116))),0)","v":0},{"$f":"N$110+IF($C116<>0,SUMPRODUCT((N$111:N$112)*TRANSPOSE(($D116:$E116))),0)","v":0},{"$f":"O$110+IF($C116<>0,SUMPRODUCT((O$111:O$112)*TRANSPOSE(($D116:$E116))),0)","v":0},{"$f":"P$110+IF($C116<>0,SUMPRODUCT((P$111:P$112)*TRANSPOSE(($D116:$E116))),0)","v":0},{"$f":"Q$110+IF($C116<>0,SUMPRODUCT((Q$111:Q$112)*TRANSPOSE(($D116:$E116))),0)","v":0},{"$f":"R$110+IF($C116<>0,SUMPRODUCT((R$111:R$112)*TRANSPOSE(($D116:$E116))),0)","v":0},{"$f":"S$110+IF($C116<>0,SUMPRODUCT((S$111:S$112)*TRANSPOSE(($D116:$E116))),0)","v":0},{"$f":"T$110+IF($C116<>0,SUMPRODUCT((T$111:T$112)*TRANSPOSE(($D116:$E116))),0)","v":0},{"$f":"U$110+IF($C116<>0,SUMPRODUCT((U$111:U$112)*TRANSPOSE(($D116:$E116))),0)","v":0},{"$f":"V$110+IF($C116<>0,SUMPRODUCT((V$111:V$112)*TRANSPOSE(($D116:$E116))),0)","v":0},{"$f":"W$110+IF($C116<>0,SUMPRODUCT((W$111:W$112)*TRANSPOSE(($D116:$E116))),0)","v":0},{"$f":"X$110+IF($C116<>0,SUMPRODUCT((X$111:X$112)*TRANSPOSE(($D116:$E116))),0)","v":0},{"$f":"Y$110+IF($C116<>0,SUMPRODUCT((Y$111:Y$112)*TRANSPOSE(($D116:$E116))),0)","v":0},{"$f":"Z$110+IF($C116<>0,SUMPRODUCT((Z$111:Z$112)*TRANSPOSE(($D116:$E116))),0)","v":0},{"$f":"AA$110+IF($C116<>0,SUMPRODUCT((AA$111:AA$112)*TRANSPOSE(($D116:$E116))),0)","v":0},{"$f":"AB$110+IF($C116<>0,SUMPRODUCT((AB$111:AB$112)*TRANSPOSE(($D116:$E116))),0)","v":0},{"$f":"AC$110+IF($C116<>0,SUMPRODUCT((AC$111:AC$112)*TRANSPOSE(($D116:$E116))),0)","v":0},{"$f":"AD$110+IF($C116<>0,SUMPRODUCT((AD$111:AD$112)*TRANSPOSE(($D116:$E116))),0)","v":0},{"$f":"AE$110+IF($C116<>0,SUMPRODUCT((AE$111:AE$112)*TRANSPOSE(($D116:$E116))),0)","v":0},{"$f":"AF$110+IF($C116<>0,SUMPRODUCT((AF$111:AF$112)*TRANSPOSE(($D116:$E116))),0)","v":0},{"$f":"AG$110+IF($C116<>0,SUMPRODUCT((AG$111:AG$112)*TRANSPOSE(($D116:$E116))),0)","v":0}]
[{"$f":"\"sens\"&Assumptions!B114","v":"sens4"},null,{"$f":"Assumptions!C114","v":"Total benefits 10% lower"},{"$f":"Assumptions!G114","v":0},{"$f":"Assumptions!H114","v":-0.1},null,"Option 5sens4",null,{"$f":"I$110+IF($C117<>0,SUMPRODUCT((I$111:I$112)*TRANSPOSE(($D117:$E117))),0)","v":0},{"$f":"J$110+IF($C117<>0,SUMPRODUCT((J$111:J$112)*TRANSPOSE(($D117:$E117))),0)","v":0},{"$f":"K$110+IF($C117<>0,SUMPRODUCT((K$111:K$112)*TRANSPOSE(($D117:$E117))),0)","v":0},{"$f":"L$110+IF($C117<>0,SUMPRODUCT((L$111:L$112)*TRANSPOSE(($D117:$E117))),0)","v":0},{"$f":"M$110+IF($C117<>0,SUMPRODUCT((M$111:M$112)*TRANSPOSE(($D117:$E117))),0)","v":0},{"$f":"N$110+IF($C117<>0,SUMPRODUCT((N$111:N$112)*TRANSPOSE(($D117:$E117))),0)","v":0},{"$f":"O$110+IF($C117<>0,SUMPRODUCT((O$111:O$112)*TRANSPOSE(($D117:$E117))),0)","v":0},{"$f":"P$110+IF($C117<>0,SUMPRODUCT((P$111:P$112)*TRANSPOSE(($D117:$E117))),0)","v":0},{"$f":"Q$110+IF($C117<>0,SUMPRODUCT((Q$111:Q$112)*TRANSPOSE(($D117:$E117))),0)","v":0},{"$f":"R$110+IF($C117<>0,SUMPRODUCT((R$111:R$112)*TRANSPOSE(($D117:$E117))),0)","v":0},{"$f":"S$110+IF($C117<>0,SUMPRODUCT((S$111:S$112)*TRANSPOSE(($D117:$E117))),0)","v":0},{"$f":"T$110+IF($C117<>0,SUMPRODUCT((T$111:T$112)*TRANSPOSE(($D117:$E117))),0)","v":0},{"$f":"U$110+IF($C117<>0,SUMPRODUCT((U$111:U$112)*TRANSPOSE(($D117:$E117))),0)","v":0},{"$f":"V$110+IF($C117<>0,SUMPRODUCT((V$111:V$112)*TRANSPOSE(($D117:$E117))),0)","v":0},{"$f":"W$110+IF($C117<>0,SUMPRODUCT((W$111:W$112)*TRANSPOSE(($D117:$E117))),0)","v":0},{"$f":"X$110+IF($C117<>0,SUMPRODUCT((X$111:X$112)*TRANSPOSE(($D117:$E117))),0)","v":0},{"$f":"Y$110+IF($C117<>0,SUMPRODUCT((Y$111:Y$112)*TRANSPOSE(($D117:$E117))),0)","v":0},{"$f":"Z$110+IF($C117<>0,SUMPRODUCT((Z$111:Z$112)*TRANSPOSE(($D117:$E117))),0)","v":0},{"$f":"AA$110+IF($C117<>0,SUMPRODUCT((AA$111:AA$112)*TRANSPOSE(($D117:$E117))),0)","v":0},{"$f":"AB$110+IF($C117<>0,SUMPRODUCT((AB$111:AB$112)*TRANSPOSE(($D117:$E117))),0)","v":0},{"$f":"AC$110+IF($C117<>0,SUMPRODUCT((AC$111:AC$112)*TRANSPOSE(($D117:$E117))),0)","v":0},{"$f":"AD$110+IF($C117<>0,SUMPRODUCT((AD$111:AD$112)*TRANSPOSE(($D117:$E117))),0)","v":0},{"$f":"AE$110+IF($C117<>0,SUMPRODUCT((AE$111:AE$112)*TRANSPOSE(($D117:$E117))),0)","v":0},{"$f":"AF$110+IF($C117<>0,SUMPRODUCT((AF$111:AF$112)*TRANSPOSE(($D117:$E117))),0)","v":0},{"$f":"AG$110+IF($C117<>0,SUMPRODUCT((AG$111:AG$112)*TRANSPOSE(($D117:$E117))),0)","v":0}]
[{"$f":"\"sens\"&Assumptions!B115","v":"sens5"},null,{"$f":"Assumptions!C115","v":"Capex 10% higher & Total benefits 10% lower"},{"$f":"Assumptions!G115","v":0.1},{"$f":"Assumptions!H115","v":-0.1},null,"Option 5sens5",null,{"$f":"I$110+IF($C118<>0,SUMPRODUCT((I$111:I$112)*TRANSPOSE(($D118:$E118))),0)","v":0},{"$f":"J$110+IF($C118<>0,SUMPRODUCT((J$111:J$112)*TRANSPOSE(($D118:$E118))),0)","v":0},{"$f":"K$110+IF($C118<>0,SUMPRODUCT((K$111:K$112)*TRANSPOSE(($D118:$E118))),0)","v":0},{"$f":"L$110+IF($C118<>0,SUMPRODUCT((L$111:L$112)*TRANSPOSE(($D118:$E118))),0)","v":0},{"$f":"M$110+IF($C118<>0,SUMPRODUCT((M$111:M$112)*TRANSPOSE(($D118:$E118))),0)","v":0},{"$f":"N$110+IF($C118<>0,SUMPRODUCT((N$111:N$112)*TRANSPOSE(($D118:$E118))),0)","v":0},{"$f":"O$110+IF($C118<>0,SUMPRODUCT((O$111:O$112)*TRANSPOSE(($D118:$E118))),0)","v":0},{"$f":"P$110+IF($C118<>0,SUMPRODUCT((P$111:P$112)*TRANSPOSE(($D118:$E118))),0)","v":0},{"$f":"Q$110+IF($C118<>0,SUMPRODUCT((Q$111:Q$112)*TRANSPOSE(($D118:$E118))),0)","v":0},{"$f":"R$110+IF($C118<>0,SUMPRODUCT((R$111:R$112)*TRANSPOSE(($D118:$E118))),0)","v":0},{"$f":"S$110+IF($C118<>0,SUMPRODUCT((S$111:S$112)*TRANSPOSE(($D118:$E118))),0)","v":0},{"$f":"T$110+IF($C118<>0,SUMPRODUCT((T$111:T$112)*TRANSPOSE(($D118:$E118))),0)","v":0},{"$f":"U$110+IF($C118<>0,SUMPRODUCT((U$111:U$112)*TRANSPOSE(($D118:$E118))),0)","v":0},{"$f":"V$110+IF($C118<>0,SUMPRODUCT((V$111:V$112)*TRANSPOSE(($D118:$E118))),0)","v":0},{"$f":"W$110+IF($C118<>0,SUMPRODUCT((W$111:W$112)*TRANSPOSE(($D118:$E118))),0)","v":0},{"$f":"X$110+IF($C118<>0,SUMPRODUCT((X$111:X$112)*TRANSPOSE(($D118:$E118))),0)","v":0},{"$f":"Y$110+IF($C118<>0,SUMPRODUCT((Y$111:Y$112)*TRANSPOSE(($D118:$E118))),0)","v":0},{"$f":"Z$110+IF($C118<>0,SUMPRODUCT((Z$111:Z$112)*TRANSPOSE(($D118:$E118))),0)","v":0},{"$f":"AA$110+IF($C118<>0,SUMPRODUCT((AA$111:AA$112)*TRANSPOSE(($D118:$E118))),0)","v":0},{"$f":"AB$110+IF($C118<>0,SUMPRODUCT((AB$111:AB$112)*TRANSPOSE(($D118:$E118))),0)","v":0},{"$f":"AC$110+IF($C118<>0,SUMPRODUCT((AC$111:AC$112)*TRANSPOSE(($D118:$E118))),0)","v":0},{"$f":"AD$110+IF($C118<>0,SUMPRODUCT((AD$111:AD$112)*TRANSPOSE(($D118:$E118))),0)","v":0},{"$f":"AE$110+IF($C118<>0,SUMPRODUCT((AE$111:AE$112)*TRANSPOSE(($D118:$E118))),0)","v":0},{"$f":"AF$110+IF($C118<>0,SUMPRODUCT((AF$111:AF$112)*TRANSPOSE(($D118:$E118))),0)","v":0},{"$f":"AG$110+IF($C118<>0,SUMPRODUCT((AG$111:AG$112)*TRANSPOSE(($D118:$E118))),0)","v":0}]
[{"$f":"\"sens\"&Assumptions!B116","v":"sens"},null,{"$f":"Assumptions!C116","v":0},{"$f":"Assumptions!G116","v":0},{"$f":"Assumptions!H116","v":0},null,"Option 5sens",null,{"$f":"I$110+IF($C119<>0,SUMPRODUCT((I$111:I$112)*TRANSPOSE(($D119:$E119))),0)","v":0},{"$f":"J$110+IF($C119<>0,SUMPRODUCT((J$111:J$112)*TRANSPOSE(($D119:$E119))),0)","v":0},{"$f":"K$110+IF($C119<>0,SUMPRODUCT((K$111:K$112)*TRANSPOSE(($D119:$E119))),0)","v":0},{"$f":"L$110+IF($C119<>0,SUMPRODUCT((L$111:L$112)*TRANSPOSE(($D119:$E119))),0)","v":0},{"$f":"M$110+IF($C119<>0,SUMPRODUCT((M$111:M$112)*TRANSPOSE(($D119:$E119))),0)","v":0},{"$f":"N$110+IF($C119<>0,SUMPRODUCT((N$111:N$112)*TRANSPOSE(($D119:$E119))),0)","v":0},{"$f":"O$110+IF($C119<>0,SUMPRODUCT((O$111:O$112)*TRANSPOSE(($D119:$E119))),0)","v":0},{"$f":"P$110+IF($C119<>0,SUMPRODUCT((P$111:P$112)*TRANSPOSE(($D119:$E119))),0)","v":0},{"$f":"Q$110+IF($C119<>0,SUMPRODUCT((Q$111:Q$112)*TRANSPOSE(($D119:$E119))),0)","v":0},{"$f":"R$110+IF($C119<>0,SUMPRODUCT((R$111:R$112)*TRANSPOSE(($D119:$E119))),0)","v":0},{"$f":"S$110+IF($C119<>0,SUMPRODUCT((S$111:S$112)*TRANSPOSE(($D119:$E119))),0)","v":0},{"$f":"T$110+IF($C119<>0,SUMPRODUCT((T$111:T$112)*TRANSPOSE(($D119:$E119))),0)","v":0},{"$f":"U$110+IF($C119<>0,SUMPRODUCT((U$111:U$112)*TRANSPOSE(($D119:$E119))),0)","v":0},{"$f":"V$110+IF($C119<>0,SUMPRODUCT((V$111:V$112)*TRANSPOSE(($D119:$E119))),0)","v":0},{"$f":"W$110+IF($C119<>0,SUMPRODUCT((W$111:W$112)*TRANSPOSE(($D119:$E119))),0)","v":0},{"$f":"X$110+IF($C119<>0,SUMPRODUCT((X$111:X$112)*TRANSPOSE(($D119:$E119))),0)","v":0},{"$f":"Y$110+IF($C119<>0,SUMPRODUCT((Y$111:Y$112)*TRANSPOSE(($D119:$E119))),0)","v":0},{"$f":"Z$110+IF($C119<>0,SUMPRODUCT((Z$111:Z$112)*TRANSPOSE(($D119:$E119))),0)","v":0},{"$f":"AA$110+IF($C119<>0,SUMPRODUCT((AA$111:AA$112)*TRANSPOSE(($D119:$E119))),0)","v":0},{"$f":"AB$110+IF($C119<>0,SUMPRODUCT((AB$111:AB$112)*TRANSPOSE(($D119:$E119))),0)","v":0},{"$f":"AC$110+IF($C119<>0,SUMPRODUCT((AC$111:AC$112)*TRANSPOSE(($D119:$E119))),0)","v":0},{"$f":"AD$110+IF($C119<>0,SUMPRODUCT((AD$111:AD$112)*TRANSPOSE(($D119:$E119))),0)","v":0},{"$f":"AE$110+IF($C119<>0,SUMPRODUCT((AE$111:AE$112)*TRANSPOSE(($D119:$E119))),0)","v":0},{"$f":"AF$110+IF($C119<>0,SUMPRODUCT((AF$111:AF$112)*TRANSPOSE(($D119:$E119))),0)","v":0},{"$f":"AG$110+IF($C119<>0,SUMPRODUCT((AG$111:AG$112)*TRANSPOSE(($D119:$E119))),0)","v":0}]
[{"$f":"\"sens\"&Assumptions!B117","v":"sens"},null,{"$f":"Assumptions!C117","v":0},{"$f":"Assumptions!G117","v":0},{"$f":"Assumptions!H117","v":0},null,"Option 5sens",null,{"$f":"I$110+IF($C120<>0,SUMPRODUCT((I$111:I$112)*TRANSPOSE(($D120:$E120))),0)","v":0},{"$f":"J$110+IF($C120<>0,SUMPRODUCT((J$111:J$112)*TRANSPOSE(($D120:$E120))),0)","v":0},{"$f":"K$110+IF($C120<>0,SUMPRODUCT((K$111:K$112)*TRANSPOSE(($D120:$E120))),0)","v":0},{"$f":"L$110+IF($C120<>0,SUMPRODUCT((L$111:L$112)*TRANSPOSE(($D120:$E120))),0)","v":0},{"$f":"M$110+IF($C120<>0,SUMPRODUCT((M$111:M$112)*TRANSPOSE(($D120:$E120))),0)","v":0},{"$f":"N$110+IF($C120<>0,SUMPRODUCT((N$111:N$112)*TRANSPOSE(($D120:$E120))),0)","v":0},{"$f":"O$110+IF($C120<>0,SUMPRODUCT((O$111:O$112)*TRANSPOSE(($D120:$E120))),0)","v":0},{"$f":"P$110+IF($C120<>0,SUMPRODUCT((P$111:P$112)*TRANSPOSE(($D120:$E120))),0)","v":0},{"$f":"Q$110+IF($C120<>0,SUMPRODUCT((Q$111:Q$112)*TRANSPOSE(($D120:$E120))),0)","v":0},{"$f":"R$110+IF($C120<>0,SUMPRODUCT((R$111:R$112)*TRANSPOSE(($D120:$E120))),0)","v":0},{"$f":"S$110+IF($C120<>0,SUMPRODUCT((S$111:S$112)*TRANSPOSE(($D120:$E120))),0)","v":0},{"$f":"T$110+IF($C120<>0,SUMPRODUCT((T$111:T$112)*TRANSPOSE(($D120:$E120))),0)","v":0},{"$f":"U$110+IF($C120<>0,SUMPRODUCT((U$111:U$112)*TRANSPOSE(($D120:$E120))),0)","v":0},{"$f":"V$110+IF($C120<>0,SUMPRODUCT((V$111:V$112)*TRANSPOSE(($D120:$E120))),0)","v":0},{"$f":"W$110+IF($C120<>0,SUMPRODUCT((W$111:W$112)*TRANSPOSE(($D120:$E120))),0)","v":0},{"$f":"X$110+IF($C120<>0,SUMPRODUCT((X$111:X$112)*TRANSPOSE(($D120:$E120))),0)","v":0},{"$f":"Y$110+IF($C120<>0,SUMPRODUCT((Y$111:Y$112)*TRANSPOSE(($D120:$E120))),0)","v":0},{"$f":"Z$110+IF($C120<>0,SUMPRODUCT((Z$111:Z$112)*TRANSPOSE(($D120:$E120))),0)","v":0},{"$f":"AA$110+IF($C120<>0,SUMPRODUCT((AA$111:AA$112)*TRANSPOSE(($D120:$E120))),0)","v":0},{"$f":"AB$110+IF($C120<>0,SUMPRODUCT((AB$111:AB$112)*TRANSPOSE(($D120:$E120))),0)","v":0},{"$f":"AC$110+IF($C120<>0,SUMPRODUCT((AC$111:AC$112)*TRANSPOSE(($D120:$E120))),0)","v":0},{"$f":"AD$110+IF($C120<>0,SUMPRODUCT((AD$111:AD$112)*TRANSPOSE(($D120:$E120))),0)","v":0},{"$f":"AE$110+IF($C120<>0,SUMPRODUCT((AE$111:AE$112)*TRANSPOSE(($D120:$E120))),0)","v":0},{"$f":"AF$110+IF($C120<>0,SUMPRODUCT((AF$111:AF$112)*TRANSPOSE(($D120:$E120))),0)","v":0},{"$f":"AG$110+IF($C120<>0,SUMPRODUCT((AG$111:AG$112)*TRANSPOSE(($D120:$E120))),0)","v":0}]
[{"$f":"\"sens\"&Assumptions!B118","v":"sens"},null,{"$f":"Assumptions!C118","v":0},{"$f":"Assumptions!G118","v":0},{"$f":"Assumptions!H118","v":0},null,"Option 5sens",null,{"$f":"I$110+IF($C121<>0,SUMPRODUCT((I$111:I$112)*TRANSPOSE(($D121:$E121))),0)","v":0},{"$f":"J$110+IF($C121<>0,SUMPRODUCT((J$111:J$112)*TRANSPOSE(($D121:$E121))),0)","v":0},{"$f":"K$110+IF($C121<>0,SUMPRODUCT((K$111:K$112)*TRANSPOSE(($D121:$E121))),0)","v":0},{"$f":"L$110+IF($C121<>0,SUMPRODUCT((L$111:L$112)*TRANSPOSE(($D121:$E121))),0)","v":0},{"$f":"M$110+IF($C121<>0,SUMPRODUCT((M$111:M$112)*TRANSPOSE(($D121:$E121))),0)","v":0},{"$f":"N$110+IF($C121<>0,SUMPRODUCT((N$111:N$112)*TRANSPOSE(($D121:$E121))),0)","v":0},{"$f":"O$110+IF($C121<>0,SUMPRODUCT((O$111:O$112)*TRANSPOSE(($D121:$E121))),0)","v":0},{"$f":"P$110+IF($C121<>0,SUMPRODUCT((P$111:P$112)*TRANSPOSE(($D121:$E121))),0)","v":0},{"$f":"Q$110+IF($C121<>0,SUMPRODUCT((Q$111:Q$112)*TRANSPOSE(($D121:$E121))),0)","v":0},{"$f":"R$110+IF($C121<>0,SUMPRODUCT((R$111:R$112)*TRANSPOSE(($D121:$E121))),0)","v":0},{"$f":"S$110+IF($C121<>0,SUMPRODUCT((S$111:S$112)*TRANSPOSE(($D121:$E121))),0)","v":0},{"$f":"T$110+IF($C121<>0,SUMPRODUCT((T$111:T$112)*TRANSPOSE(($D121:$E121))),0)","v":0},{"$f":"U$110+IF($C121<>0,SUMPRODUCT((U$111:U$112)*TRANSPOSE(($D121:$E121))),0)","v":0},{"$f":"V$110+IF($C121<>0,SUMPRODUCT((V$111:V$112)*TRANSPOSE(($D121:$E121))),0)","v":0},{"$f":"W$110+IF($C121<>0,SUMPRODUCT((W$111:W$112)*TRANSPOSE(($D121:$E121))),0)","v":0},{"$f":"X$110+IF($C121<>0,SUMPRODUCT((X$111:X$112)*TRANSPOSE(($D121:$E121))),0)","v":0},{"$f":"Y$110+IF($C121<>0,SUMPRODUCT((Y$111:Y$112)*TRANSPOSE(($D121:$E121))),0)","v":0},{"$f":"Z$110+IF($C121<>0,SUMPRODUCT((Z$111:Z$112)*TRANSPOSE(($D121:$E121))),0)","v":0},{"$f":"AA$110+IF($C121<>0,SUMPRODUCT((AA$111:AA$112)*TRANSPOSE(($D121:$E121))),0)","v":0},{"$f":"AB$110+IF($C121<>0,SUMPRODUCT((AB$111:AB$112)*TRANSPOSE(($D121:$E121))),0)","v":0},{"$f":"AC$110+IF($C121<>0,SUMPRODUCT((AC$111:AC$112)*TRANSPOSE(($D121:$E121))),0)","v":0},{"$f":"AD$110+IF($C121<>0,SUMPRODUCT((AD$111:AD$112)*TRANSPOSE(($D121:$E121))),0)","v":0},{"$f":"AE$110+IF($C121<>0,SUMPRODUCT((AE$111:AE$112)*TRANSPOSE(($D121:$E121))),0)","v":0},{"$f":"AF$110+IF($C121<>0,SUMPRODUCT((AF$111:AF$112)*TRANSPOSE(($D121:$E121))),0)","v":0},{"$f":"AG$110+IF($C121<>0,SUMPRODUCT((AG$111:AG$112)*TRANSPOSE(($D121:$E121))),0)","v":0}]

{"sheet":"Consol","index":8,"n_rows":99,"n_cols":33,"rows_kept":99,"cut":false,"hidden":false,"merged":[]}
[{"$f":"bus","v":"Powercor"}]
[{"$f":"proj","v":"Mount Cottrell feeder 9"}]
["CONSOLIDATED"]
[]
["Discount factor",null,null,null,null,null,null,{"$f":"IF(H9=start,1/((1+real_disc)^(1/2)),G5/(1+real_disc))","v":0},0.98294637436598087,0.94970664189949849,0.91759095835700344,0.88656131242222558,0.85658097818572532,0.8276144716770294,0.79962750886669509,0.77258696508859437,0.74646083583439071,0.72121819887380756,0.69682917765585273,0.67326490594768384,0.6504974936692598,0.62849999388334288,0.60724637090178057,0.58671146947031949,0.56687098499547783,0.54770143477823952,0.52918013022052135,0.5112851499715183,0.4939953139821433,0.47729015843685346,0.46114991153319179,0.4455554700803786,0.43048837688925473]
[{"$f":"'Option1 (base case)'!A6","v":"Count"},null,null,null,null,null,null,{"$f":"'Option1 (base case)'!H6","v":0},{"$f":"'Option1 (base case)'!I6","v":1},{"$f":"'Option1 (base case)'!J6","v":2},{"$f":"'Option1 (base case)'!K6","v":3},{"$f":"'Option1 (base case)'!L6","v":4},{"$f":"'Option1 (base case)'!M6","v":5},{"$f":"'Option1 (base case)'!N6","v":6},{"$f":"'Option1 (base case)'!O6","v":7},{"$f":"'Option1 (base case)'!P6","v":8},{"$f":"'Option1 (base case)'!Q6","v":9},{"$f":"'Option1 (base case)'!R6","v":10},{"$f":"'Option1 (base case)'!S6","v":11},{"$f":"'Option1 (base case)'!T6","v":12},{"$f":"'Option1 (base case)'!U6","v":13},{"$f":"'Option1 (base case)'!V6","v":14},{"$f":"'Option1 (base case)'!W6","v":15},{"$f":"'Option1 (base case)'!X6","v":16},{"$f":"'Option1 (base case)'!Y6","v":17},{"$f":"'Option1 (base case)'!Z6","v":18},{"$f":"'Option1 (base case)'!AA6","v":19},{"$f":"'Option1 (base case)'!AB6","v":20},{"$f":"'Option1 (base case)'!AC6","v":21},{"$f":"'Option1 (base case)'!AD6","v":22},{"$f":"'Option1 (base case)'!AE6","v":23},{"$f":"'Option1 (base case)'!AF6","v":24},{"$f":"'Option1 (base case)'!AG6","v":25}]
["Analysis period",null,null,null,null,null,null,{"$f":"H$6<(first_year+years)","v":true},true,true,true,true,true,true,true,true,true,true,true,true,true,true,true,true,true,true,true,true,false,false,false,false,false]
[]
[null,null,null,null,null,null,null,{"$f":"'Option1 (base case)'!H9","v":"2026-06-30"},{"$f":"'Option1 (base case)'!I9","v":"2026-27"},{"$f":"'Option1 (base case)'!J9","v":"2027-28"},{"$f":"'Option1 (base case)'!K9","v":"2028-29"},{"$f":"'Option1 (base case)'!L9","v":"2029-30"},{"$f":"'Option1 (base case)'!M9","v":"2030-31"},{"$f":"'Option1 (base case)'!N9","v":"2031-32"},{"$f":"'Option1 (base case)'!O9","v":"2032-33"},{"$f":"'Option1 (base case)'!P9","v":"2033-34"},{"$f":"'Option1 (base case)'!Q9","v":"2034-35"},{"$f":"'Option1 (base case)'!R9","v":"2035-36"},{"$f":"'Option1 (base case)'!S9","v":"2036-37"},{"$f":"'Option1 (base case)'!T9","v":"2037-38"},{"$f":"'Option1 (base case)'!U9","v":"2038-39"},{"$f":"'Option1 (base case)'!V9","v":"2039-40"},{"$f":"'Option1 (base case)'!W9","v":"2040-41"},{"$f":"'Option1 (base case)'!X9","v":"2041-42"},{"$f":"'Option1 (base case)'!Y9","v":"2042-43"},{"$f":"'Option1 (base case)'!Z9","v":"2043-44"},{"$f":"'Option1 (base case)'!AA9","v":"2044-45"},{"$f":"'Option1 (base case)'!AB9","v":"2045-46"},{"$f":"'Option1 (base case)'!AC9","v":"2046-47"},{"$f":"'Option1 (base case)'!AD9","v":"2047-48"},{"$f":"'Option1 (base case)'!AE9","v":"2048-49"},{"$f":"'Option1 (base case)'!AF9","v":"2049-50"},{"$f":"'Option1 (base case)'!AG9","v":"2050-51"}]
[]
["COSTS",null,null,null,null,"PV",null,{"$f":"IF(H6=$C$4,UPPER($A$4),IF(H6=end, \"END\", \"\"))","v":""}]
[]
[]
[{"$f":"A15","v":"Option 1 (base case)"},null,"Energy at risk value",{"$f":"A14&C14","v":"Option 1 (base case)Energy at risk value"},null,{"$f":"SUMPRODUCT($H14:$AG14, $H$5:$AG$5)","v":3709074008.4851298},{"$f":"output_dollars","v":"2026-06-30"},null,{"$f":"'Option1 (base case)'!I$32*conv_2026","v":6880558.1612833738},{"$f":"'Option1 (base case)'!J$32*conv_2026","v":13849118.553610129},{"$f":"'Option1 (base case)'!K$32*conv_2026","v":27190027.058501836},{"$f":"'Option1 (base case)'!L$32*conv_2026","v":46415233.244831361},{"$f":"'Option1 (base case)'!M$32*conv_2026","v":75851555.453913942},{"$f":"'Option1 (base case)'!N$32*conv_2026","v":122203473.25518726},{"$f":"'Option1 (base case)'!O$32*conv_2026","v":185294571.57923564},{"$f":"'Option1 (base case)'!P$32*conv_2026","v":252308682.40324506},{"$f":"'Option1 (base case)'!Q$32*conv_2026","v":318577178.82823801},{"$f":"'Option1 (base case)'!R$32*conv_2026","v":318577178.82823801},{"$f":"'Option1 (base case)'!S$32*conv_2026","v":318577178.82823801},{"$f":"'Option1 (base case)'!T$32*conv_2026","v":318577178.82823801},{"$f":"'Option1 (base case)'!U$32*conv_2026","v":318577178.82823801},{"$f":"'Option1 (base case)'!V$32*conv_2026","v":318577178.82823801},{"$f":"'Option1 (base case)'!W$32*conv_2026","v":318577178.82823801},{"$f":"'Option1 (base case)'!X$32*conv_2026","v":318577178.82823801},{"$f":"'Option1 (base case)'!Y$32*conv_2026","v":318577178.82823801},{"$f":"'Option1 (base case)'!Z$32*conv_2026","v":318577178.82823801},{"$f":"'Option1 (base case)'!AA$32*conv_2026","v":318577178.82823801},{"$f":"'Option1 (base case)'!AB$32*conv_2026","v":318577178.82823801},{"$f":"'Option1 (base case)'!AC$32*conv_2026","v":318577178.82823801},{"$f":"'Option1 (base case)'!AD$32*conv_2026","v":318577178.82823801},{"$f":"'Option1 (base case)'!AE$32*conv_2026","v":318577178.82823801},{"$f":"'Option1 (base case)'!AF$32*conv_2026","v":318577178.82823801},{"$f":"'Option1 (base case)'!AG$32*conv_2026","v":318577178.82823801}]
[{"$f":"Data!B9","v":"Option 1 (base case)"},null,{"$f":"'Option1 (base case)'!C$70","v":"Capital expenditure"},"Option 1 (base case)Capital expenditure",null,{"$f":"SUMPRODUCT($H15:$AG15, $H$5:$AG$5)","v":0},{"$f":"output_dollars","v":"2026-06-30"},null,{"$f":"SUM('Option1 (base case)'!I$71:I$73)*conv_2026","v":0},{"$f":"SUM('Option1 (base case)'!J$71:J$73)","v":0},{"$f":"SUM('Option1 (base case)'!K$71:K$73)","v":0},{"$f":"SUM('Option1 (base case)'!L$71:L$73)","v":0},{"$f":"SUM('Option1 (base case)'!M$71:M$73)","v":0},{"$f":"SUM('Option1 (base case)'!N$71:N$73)","v":0},{"$f":"SUM('Option1 (base case)'!O$71:O$73)","v":0},{"$f":"SUM('Option1 (base case)'!P$71:P$73)","v":0},{"$f":"SUM('Option1 (base case)'!Q$71:Q$73)","v":0},{"$f":"SUM('Option1 (base case)'!R$71:R$73)","v":0},{"$f":"SUM('Option1 (base case)'!S$71:S$73)","v":0},{"$f":"SUM('Option1 (base case)'!T$71:T$73)","v":0},{"$f":"SUM('Option1 (base case)'!U$71:U$73)","v":0},{"$f":"SUM('Option1 (base case)'!V$71:V$73)","v":0},{"$f":"SUM('Option1 (base case)'!W$71:W$73)","v":0},{"$f":"SUM('Option1 (base case)'!X$71:X$73)","v":0},{"$f":"SUM('Option1 (base case)'!Y$71:Y$73)","v":0},{"$f":"SUM('Option1 (base case)'!Z$71:Z$73)","v":0},{"$f":"SUM('Option1 (base case)'!AA$71:AA$73)","v":0},{"$f":"SUM('Option1 (base case)'!AB$71:AB$73)","v":0},{"$f":"SUM('Option1 (base case)'!AC$71:AC$73)","v":0},{"$f":"SUM('Option1 (base case)'!AD$71:AD$73)","v":0},{"$f":"SUM('Option1 (base case)'!AE$71:AE$73)","v":0},{"$f":"SUM('Option1 (base case)'!AF$71:AF$73)","v":0},{"$f":"SUM('Option1 (base case)'!AG$71:AG$73)","v":0}]
[{"$f":"A15","v":"Option 1 (base case)"},null,{"$f":"'Option1 (base case)'!C$40","v":"Total risk cost"},"Option 1 (base case)Total risk cost",null,{"$f":"SUMPRODUCT(($H16:$AG16)*($H$5:$AG$5)*($H$7:$AG$7))","v":2973645207.7144752},{"$f":"output_dollars","v":"2026-06-30"},null,{"$f":"'Option1 (base case)'!I$40*conv_2026","v":6880558.1612833738},{"$f":"'Option1 (base case)'!J$40*conv_2026","v":13849118.553610129},{"$f":"'Option1 (base case)'!K$40*conv_2026","v":27190027.058501836},{"$f":"'Option1 (base case)'!L$40*conv_2026","v":46415233.244831361},{"$f":"'Option1 (base case)'!M$40*conv_2026","v":75851555.453913942},{"$f":"'Option1 (base case)'!N$40*conv_2026","v":122203473.25518726},{"$f":"'Option1 (base case)'!O$40*conv_2026","v":185294571.57923564},{"$f":"'Option1 (base case)'!P$40*conv_2026","v":252308682.40324506},{"$f":"'Option1 (base case)'!Q$40*conv_2026","v":318577178.82823801},{"$f":"'Option1 (base case)'!R$40*conv_2026","v":318577178.82823801},{"$f":"'Option1 (base case)'!S$40*conv_2026","v":318577178.82823801},{"$f":"'Option1 (base case)'!T$40*conv_2026","v":318577178.82823801},{"$f":"'Option1 (base case)'!U$40*conv_2026","v":318577178.82823801},{"$f":"'Option1 (base case)'!V$40*conv_2026","v":318577178.82823801},{"$f":"'Option1 (base case)'!W$40*conv_2026","v":318577178.82823801},{"$f":"'Option1 (base case)'!X$40*conv_2026","v":318577178.82823801},{"$f":"'Option1 (base case)'!Y$40*conv_2026","v":318577178.82823801},{"$f":"'Option1 (base case)'!Z$40*conv_2026","v":318577178.82823801},{"$f":"'Option1 (base case)'!AA$40*conv_2026","v":318577178.82823801},{"$f":"'Option1 (base case)'!AB$40*conv_2026","v":318577178.82823801},{"$f":"'Option1 (base case)'!AC$40*conv_2026","v":318577178.82823801},{"$f":"'Option1 (base case)'!AD$40*conv_2026","v":318577178.82823801},{"$f":"'Option1 (base case)'!AE$40*conv_2026","v":318577178.82823801},{"$f":"'Option1 (base case)'!AF$40*conv_2026","v":318577178.82823801},{"$f":"'Option1 (base case)'!AG$40*conv_2026","v":318577178.82823801}]
["Option 1 (base case)",null,null,"Option 1 (base case)"]
["Option 1 (base case)",null,{"$f":"'Option1 (base case)'!C$86","v":"Annualised capex"},"Option 1 (base case)Annualised capex",null,{"$f":"SUMPRODUCT($H18:$AG18, $H$5:$AG$5)","v":0},{"$f":"output_dollars","v":"2026-06-30"},null,{"$f":"'Option1 (base case)'!I$86*conv_2026","v":0},{"$f":"'Option1 (base case)'!J$86*conv_2026","v":0},{"$f":"'Option1 (base case)'!K$86*conv_2026","v":0},{"$f":"'Option1 (base case)'!L$86*conv_2026","v":0},{"$f":"'Option1 (base case)'!M$86*conv_2026","v":0},{"$f":"'Option1 (base case)'!N$86*conv_2026","v":0},{"$f":"'Option1 (base case)'!O$86*conv_2026","v":0},{"$f":"'Option1 (base case)'!P$86*conv_2026","v":0},{"$f":"'Option1 (base case)'!Q$86*conv_2026","v":0},{"$f":"'Option1 (base case)'!R$86*conv_2026","v":0},{"$f":"'Option1 (base case)'!S$86*conv_2026","v":0},{"$f":"'Option1 (base case)'!T$86*conv_2026","v":0},{"$f":"'Option1 (base case)'!U$86*conv_2026","v":0},{"$f":"'Option1 (base case)'!V$86*conv_2026","v":0},{"$f":"'Option1 (base case)'!W$86*conv_2026","v":0},{"$f":"'Option1 (base case)'!X$86*conv_2026","v":0},{"$f":"'Option1 (base case)'!Y$86*conv_2026","v":0},{"$f":"'Option1 (base case)'!Z$86*conv_2026","v":0},{"$f":"'Option1 (base case)'!AA$86*conv_2026","v":0},{"$f":"'Option1 (base case)'!AB$86*conv_2026","v":0},{"$f":"'Option1 (base case)'!AC$86*conv_2026","v":0},{"$f":"'Option1 (base case)'!AD$86*conv_2026","v":0},{"$f":"'Option1 (base case)'!AE$86*conv_2026","v":0},{"$f":"'Option1 (base case)'!AF$86*conv_2026","v":0},{"$f":"'Option1 (base case)'!AG$86*conv_2026","v":0}]
["Option 1 (base case)",null,{"$f":"'Option1 (base case)'!C$87","v":"Operating expenditure"},"Option 1 (base case)Operating expenditure",null,{"$f":"SUMPRODUCT($H19:$AG19, $H$5:$AG$5)","v":0},"2026-06-30",null,{"$f":"'Option1 (base case)'!I$87*conv_2026","v":0},{"$f":"'Option1 (base case)'!J$87*conv_2026","v":0},{"$f":"'Option1 (base case)'!K$87*conv_2026","v":0},{"$f":"'Option1 (base case)'!L$87*conv_2026","v":0},{"$f":"'Option1 (base case)'!M$87*conv_2026","v":0},{"$f":"'Option1 (base case)'!N$87*conv_2026","v":0},{"$f":"'Option1 (base case)'!O$87*conv_2026","v":0},{"$f":"'Option1 (base case)'!P$87*conv_2026","v":0},{"$f":"'Option1 (base case)'!Q$87*conv_2026","v":0},{"$f":"'Option1 (base case)'!R$87*conv_2026","v":0},{"$f":"'Option1 (base case)'!S$87*conv_2026","v":0},{"$f":"'Option1 (base case)'!T$87*conv_2026","v":0},{"$f":"'Option1 (base case)'!U$87*conv_2026","v":0},{"$f":"'Option1 (base case)'!V$87*conv_2026","v":0},{"$f":"'Option1 (base case)'!W$87*conv_2026","v":0},{"$f":"'Option1 (base case)'!X$87*conv_2026","v":0},{"$f":"'Option1 (base case)'!Y$87*conv_2026","v":0},{"$f":"'Option1 (base case)'!Z$87*conv_2026","v":0},{"$f":"'Option1 (base case)'!AA$87*conv_2026","v":0},{"$f":"'Option1 (base case)'!AB$87*conv_2026","v":0},{"$f":"'Option1 (base case)'!AC$87*conv_2026","v":0},{"$f":"'Option1 (base case)'!AD$87*conv_2026","v":0},{"$f":"'Option1 (base case)'!AE$87*conv_2026","v":0},{"$f":"'Option1 (base case)'!AF$87*conv_2026","v":0},{"$f":"'Option1 (base case)'!AG$87*conv_2026","v":0}]
["Option 1 (base case)",null,{"$f":"'Option1 (base case)'!C$88","v":"Risk mitigated"},"Option 1 (base case)Risk mitigated",null,{"$f":"SUMPRODUCT($H20:$AG20, $H$5:$AG$5)","v":0},"2026-06-30",null,{"$f":"'Option1 (base case)'!I$88*conv_2026","v":0},{"$f":"'Option1 (base case)'!J$88*conv_2026","v":0},{"$f":"'Option1 (base case)'!K$88*conv_2026","v":0},{"$f":"'Option1 (base case)'!L$88*conv_2026","v":0},{"$f":"'Option1 (base case)'!M$88*conv_2026","v":0},{"$f":"'Option1 (base case)'!N$88*conv_2026","v":0},{"$f":"'Option1 (base case)'!O$88*conv_2026","v":0},{"$f":"'Option1 (base case)'!P$88*conv_2026","v":0},{"$f":"'Option1 (base case)'!Q$88*conv_2026","v":0},{"$f":"'Option1 (base case)'!R$88*conv_2026","v":0},{"$f":"'Option1 (base case)'!S$88*conv_2026","v":0},{"$f":"'Option1 (base case)'!T$88*conv_2026","v":0},{"$f":"'Option1 (base case)'!U$88*conv_2026","v":0},{"$f":"'Option1 (base case)'!V$88*conv_2026","v":0},{"$f":"'Option1 (base case)'!W$88*conv_2026","v":0},{"$f":"'Option1 (base case)'!X$88*conv_2026","v":0},{"$f":"'Option1 (base case)'!Y$88*conv_2026","v":0},{"$f":"'Option1 (base case)'!Z$88*conv_2026","v":0},{"$f":"'Option1 (base case)'!AA$88*conv_2026","v":0},{"$f":"'Option1 (base case)'!AB$88*conv_2026","v":0},{"$f":"'Option1 (base case)'!AC$88*conv_2026","v":0},{"$f":"'Option1 (base case)'!AD$88*conv_2026","v":0},{"$f":"'Option1 (base case)'!AE$88*conv_2026","v":0},{"$f":"'Option1 (base case)'!AF$88*conv_2026","v":0},{"$f":"'Option1 (base case)'!AG$88*conv_2026","v":0}]
["Option 1 (base case)",null,{"$f":"'Option1 (base case)'!C$89","v":"Other benefits value"},"Option 1 (base case)Other benefits value",null,{"$f":"SUMPRODUCT($H21:$AG21, $H$5:$AG$5)","v":0},"2026-06-30",null,{"$f":"'Option1 (base case)'!I$89*conv_2026","v":0},{"$f":"'Option1 (base case)'!J$89*conv_2026","v":0},{"$f":"'Option1 (base case)'!K$89*conv_2026","v":0},{"$f":"'Option1 (base case)'!L$89*conv_2026","v":0},{"$f":"'Option1 (base case)'!M$89*conv_2026","v":0},{"$f":"'Option1 (base case)'!N$89*conv_2026","v":0},{"$f":"'Option1 (base case)'!O$89*conv_2026","v":0},{"$f":"'Option1 (base case)'!P$89*conv_2026","v":0},{"$f":"'Option1 (base case)'!Q$89*conv_2026","v":0},{"$f":"'Option1 (base case)'!R$89*conv_2026","v":0},{"$f":"'Option1 (base case)'!S$89*conv_2026","v":0},{"$f":"'Option1 (base case)'!T$89*conv_2026","v":0},{"$f":"'Option1 (base case)'!U$89*conv_2026","v":0},{"$f":"'Option1 (base case)'!V$89*conv_2026","v":0},{"$f":"'Option1 (base case)'!W$89*conv_2026","v":0},{"$f":"'Option1 (base case)'!X$89*conv_2026","v":0},{"$f":"'Option1 (base case)'!Y$89*conv_2026","v":0},{"$f":"'Option1 (base case)'!Z$89*conv_2026","v":0},{"$f":"'Option1 (base case)'!AA$89*conv_2026","v":0},{"$f":"'Option1 (base case)'!AB$89*conv_2026","v":0},{"$f":"'Option1 (base case)'!AC$89*conv_2026","v":0},{"$f":"'Option1 (base case)'!AD$89*conv_2026","v":0},{"$f":"'Option1 (base case)'!AE$89*conv_2026","v":0},{"$f":"'Option1 (base case)'!AF$89*conv_2026","v":0},{"$f":"'Option1 (base case)'!AG$89*conv_2026","v":0}]
["Option 1 (base case)",null,{"$f":"'Option1 (base case)'!C$91","v":"Net benefits"},"Option 1 (base case)Net benefits",null,null,"2026-06-30",null,{"$f":"SUM(I18:I21)","v":0},0,0,0,0,0,0,0,0,0,0,0,0,0,0,0,0,0,0,0,0,0,0,0,0]
["Option 1 (base case)",null,"NPV","Option 1 (base case)NPV",null,{"$f":"SUMPRODUCT(($H22:$AG22)*($H$5:$AG$5)*($H$7:$AG$7))","v":0},"2026-06-30"]
["Option 1 (base case)",null,"PV of costs","Option 1 (base case)PV of costs",null,{"$f":"SUM(F18:F19)","v":0},"2026-06-30"]
["Option 1 (base case)",null,"PV of benefits","Option 1 (base case)PV of benefits",null,{"$f":"SUM(F20:F21)","v":0},"2026-06-30"]
[null,null,null,{"$f":"A26&C26","v":""}]
[null,null,null,""]
[{"$f":"A29","v":"Option 2"},null,"Energy at risk value","Option 2Energy at risk value",null,{"$f":"SUMPRODUCT($H28:$AG28, $H$5:$AG$5)","v":329318063.54528427},{"$f":"output_dollars","v":"2026-06-30"},null,{"$f":"Option2!I$32*conv_2026","v":6880558.1612833738},{"$f":"Option2!J$32*conv_2026","v":5244.3878623797928},{"$f":"Option2!K$32*conv_2026","v":61155.711217347729},{"$f":"Option2!L$32*conv_2026","v":282901.14921770181},{"$f":"Option2!M$32*conv_2026","v":933946.59049656335},{"$f":"Option2!N$32*conv_2026","v":2924626.4288293226},{"$f":"Option2!O$32*conv_2026","v":8348620.0726107713},{"$f":"Option2!P$32*conv_2026","v":17563141.770619355},{"$f":"Option2!Q$32*conv_2026","v":30567846.604771208},{"$f":"Option2!R$32*conv_2026","v":30567846.604771208},{"$f":"Option2!S$32*conv_2026","v":30567846.604771208},{"$f":"Option2!T$32*conv_2026","v":30567846.604771208},{"$f":"Option2!U$32*conv_2026","v":30567846.604771208},{"$f":"Option2!V$32*conv_2026","v":30567846.604771208},{"$f":"Option2!W$32*conv_2026","v":30567846.604771208},{"$f":"Option2!X$32*conv_2026","v":30567846.604771208},{"$f":"Option2!Y$32*conv_2026","v":30567846.604771208},{"$f":"Option2!Z$32*conv_2026","v":30567846.604771208},{"$f":"Option2!AA$32*conv_2026","v":30567846.604771208},{"$f":"Option2!AB$32*conv_2026","v":30567846.604771208},{"$f":"Option2!AC$32*conv_2026","v":30567846.604771208},{"$f":"Option2!AD$32*conv_2026","v":30567846.604771208},{"$f":"Option2!AE$32*conv_2026","v":30567846.604771208},{"$f":"Option2!AF$32*conv_2026","v":30567846.604771208},{"$f":"Option2!AG$32*conv_2026","v":30567846.604771208}]
[{"$f":"Data!B10","v":"Option 2"},null,{"$f":"Option2!C$70","v":"Capital expenditure"},"Option 2Capital expenditure",null,{"$f":"SUMPRODUCT(($H29:$AG29)*($H$5:$AG$5)*($H$7:$AG$7))","v":-1781392.0728666268},{"$f":"output_dollars","v":"2026-06-30"},null,{"$f":"SUM(Option2!I$71:I$73)*conv_2026*I$7","v":-1812298.3301257493},{"$f":"SUM(Option2!J$71:J$73)*conv_2026*J$7","v":0},{"$f":"SUM(Option2!K$71:K$73)*conv_2026*K$7","v":0},{"$f":"SUM(Option2!L$71:L$73)*conv_2026*L$7","v":0},{"$f":"SUM(Option2!M$71:M$73)*conv_2026*M$7","v":0},{"$f":"SUM(Option2!N$71:N$73)*conv_2026*N$7","v":0},{"$f":"SUM(Option2!O$71:O$73)*conv_2026*O$7","v":0},{"$f":"SUM(Option2!P$71:P$73)*conv_2026*P$7","v":0},{"$f":"SUM(Option2!Q$71:Q$73)*conv_2026*Q$7","v":0},{"$f":"SUM(Option2!R$71:R$73)*conv_2026*R$7","v":0},{"$f":"SUM(Option2!S$71:S$73)*conv_2026*S$7","v":0},{"$f":"SUM(Option2!T$71:T$73)*conv_2026*T$7","v":0},{"$f":"SUM(Option2!U$71:U$73)*conv_2026*U$7","v":0},{"$f":"SUM(Option2!V$71:V$73)*conv_2026*V$7","v":0},{"$f":"SUM(Option2!W$71:W$73)*conv_2026*W$7","v":0},{"$f":"SUM(Option2!X$71:X$73)*conv_2026*X$7","v":0},{"$f":"SUM(Option2!Y$71:Y$73)*conv_2026*Y$7","v":0},{"$f":"SUM(Option2!Z$71:Z$73)*conv_2026*Z$7","v":0},{"$f":"SUM(Option2!AA$71:AA$73)*conv_2026*AA$7","v":0},{"$f":"SUM(Option2!AB$71:AB$73)*conv_2026*AB$7","v":0},{"$f":"SUM(Option2!AC$71:AC$73)*conv_2026*AC$7","v":0},{"$f":"SUM(Option2!AD$71:AD$73)*conv_2026*AD$7","v":0},{"$f":"SUM(Option2!AE$71:AE$73)*conv_2026*AE$7","v":0},{"$f":"SUM(Option2!AF$71:AF$73)*conv_2026*AF$7","v":0},{"$f":"SUM(Option2!AG$71:AG$73)*conv_2026*AG$7","v":0}]
[{"$f":"A29","v":"Option 2"},null,{"$f":"'Option1 (base case)'!C$40","v":"Total risk cost"},"Option 2Total risk cost",null,{"$f":"SUMPRODUCT(($H30:$AG30)*($H$5:$AG$5)*($H$7:$AG$7))","v":258752824.52416581},{"$f":"output_dollars","v":"2026-06-30"},null,{"$f":"Option2!I$40*conv_2026*I$7","v":6880558.1612833738},{"$f":"Option2!J$40*conv_2026*J$7","v":5244.3878623797928},{"$f":"Option2!K$40*conv_2026*K$7","v":61155.711217347729},{"$f":"Option2!L$40*conv_2026*L$7","v":282901.14921770181},{"$f":"Option2!M$40*conv_2026*M$7","v":933946.59049656335},{"$f":"Option2!N$40*conv_2026*N$7","v":2924626.4288293226},{"$f":"Option2!O$40*conv_2026*O$7","v":8348620.0726107713},{"$f":"Option2!P$40*conv_2026*P$7","v":17563141.770619355},{"$f":"Option2!Q$40*conv_2026*Q$7","v":30567846.604771208},{"$f":"Option2!R$40*conv_2026*R$7","v":30567846.604771208},{"$f":"Option2!S$40*conv_2026*S$7","v":30567846.604771208},{"$f":"Option2!T$40*conv_2026*T$7","v":30567846.604771208},{"$f":"Option2!U$40*conv_2026*U$7","v":30567846.604771208},{"$f":"Option2!V$40*conv_2026*V$7","v":30567846.604771208},{"$f":"Option2!W$40*conv_2026*W$7","v":30567846.604771208},{"$f":"Option2!X$40*conv_2026*X$7","v":30567846.604771208},{"$f":"Option2!Y$40*conv_2026*Y$7","v":30567846.604771208},{"$f":"Option2!Z$40*conv_2026*Z$7","v":30567846.604771208},{"$f":"Option2!AA$40*conv_2026*AA$7","v":30567846.604771208},{"$f":"Option2!AB$40*conv_2026*AB$7","v":30567846.604771208},{"$f":"Option2!AC$40*conv_2026*AC$7","v":0},{"$f":"Option2!AD$40*conv_2026*AD$7","v":0},{"$f":"Option2!AE$40*conv_2026*AE$7","v":0},{"$f":"Option2!AF$40*conv_2026*AF$7","v":0},{"$f":"Option2!AG$40*conv_2026*AG$7","v":0}]
["Option 2",null,null,"Option 2"]
["Option 2",null,{"$f":"Option2!C$86","v":"Annualised capex"},"Option 2Annualised capex",null,{"$f":"SUMPRODUCT(($H32:$AG32)*($H$5:$AG$5)*($H$7:$AG$7))","v":-1041225.8517585846},{"$f":"output_dollars","v":"2026-06-30"},null,{"$f":"Option2!I$86*conv_2026*I$7","v":0},{"$f":"Option2!J$86*conv_2026*J$7","v":-77265.000654521093},{"$f":"Option2!K$86*conv_2026*K$7","v":-77265.000654521093},{"$f":"Option2!L$86*conv_2026*L$7","v":-77265.000654521093},{"$f":"Option2!M$86*conv_2026*M$7","v":-77265.000654521093},{"$f":"Option2!N$86*conv_2026*N$7","v":-77265.000654521093},{"$f":"Option2!O$86*conv_2026*O$7","v":-77265.000654521093},{"$f":"Option2!P$86*conv_2026*P$7","v":-77265.000654521093},{"$f":"Option2!Q$86*conv_2026*Q$7","v":-77265.000654521093},{"$f":"Option2!R$86*conv_2026*R$7","v":-77265.000654521093},{"$f":"Option2!S$86*conv_2026*S$7","v":-77265.000654521093},{"$f":"Option2!T$86*conv_2026*T$7","v":-77265.000654521093},{"$f":"Option2!U$86*conv_2026*U$7","v":-77265.000654521093},{"$f":"Option2!V$86*conv_2026*V$7","v":-77265.000654521093},{"$f":"Option2!W$86*conv_2026*W$7","v":-77265.000654521093},{"$f":"Option2!X$86*conv_2026*X$7","v":-77265.000654521093},{"$f":"Option2!Y$86*conv_2026*Y$7","v":-77265.000654521093},{"$f":"Option2!Z$86*conv_2026*Z$7","v":-77265.000654521093},{"$f":"Option2!AA$86*conv_2026*AA$7","v":-77265.000654521093},{"$f":"Option2!AB$86*conv_2026*AB$7","v":-77265.000654521093},{"$f":"Option2!AC$86*conv_2026*AC$7","v":0},{"$f":"Option2!AD$86*conv_2026*AD$7","v":0},{"$f":"Option2!AE$86*conv_2026*AE$7","v":0},{"$f":"Option2!AF$86*conv_2026*AF$7","v":0},{"$f":"Option2!AG$86*conv_2026*AG$7","v":0}]
["Option 2",null,{"$f":"Option2!C$87","v":"Operating expenditure"},"Option 2Operating expenditure",null,{"$f":"SUMPRODUCT(($H33:$AG33)*($H$5:$AG$5)*($H$7:$AG$7))","v":0},"2026-06-30",null,{"$f":"Option2!I$87*conv_2026*I$7","v":0},{"$f":"Option2!J$87*conv_2026*J$7","v":0},{"$f":"Option2!K$87*conv_2026*K$7","v":0},{"$f":"Option2!L$87*conv_2026*L$7","v":0},{"$f":"Option2!M$87*conv_2026*M$7","v":0},{"$f":"Option2!N$87*conv_2026*N$7","v":0},{"$f":"Option2!O$87*conv_2026*O$7","v":0},{"$f":"Option2!P$87*conv_2026*P$7","v":0},{"$f":"Option2!Q$87*conv_2026*Q$7","v":0},{"$f":"Option2!R$87*conv_2026*R$7","v":0},{"$f":"Option2!S$87*conv_2026*S$7","v":0},{"$f":"Option2!T$87*conv_2026*T$7","v":0},{"$f":"Option2!U$87*conv_2026*U$7","v":0},{"$f":"Option2!V$87*conv_2026*V$7","v":0},{"$f":"Option2!W$87*conv_2026*W$7","v":0},{"$f":"Option2!X$87*conv_2026*X$7","v":0},{"$f":"Option2!Y$87*conv_2026*Y$7","v":0},{"$f":"Option2!Z$87*conv_2026*Z$7","v":0},{"$f":"Option2!AA$87*conv_2026*AA$7","v":0},{"$f":"Option2!AB$87*conv_2026*AB$7","v":0},{"$f":"Option2!AC$87*conv_2026*AC$7","v":0},{"$f":"Option2!AD$87*conv_2026*AD$7","v":0},{"$f":"Option2!AE$87*conv_2026*AE$7","v":0},{"$f":"Option2!AF$87*conv_2026*AF$7","v":0},{"$f":"Option2!AG$87*conv_2026*AG$7","v":0}]
["Option 2",null,{"$f":"Option2!C$88","v":"Risk mitigated"},"Option 2Risk mitigated",null,{"$f":"SUMPRODUCT(($H34:$AG34)*($H$5:$AG$5)*($H$7:$AG$7))","v":2714892383.1903086},"2026-06-30",null,{"$f":"Option2!I$88*conv_2026*I$7","v":0},{"$f":"Option2!J$88*conv_2026*J$7","v":13843874.165747751},{"$f":"Option2!K$88*conv_2026*K$7","v":27128871.347284488},{"$f":"Option2!L$88*conv_2026*L$7","v":46132332.095613658},{"$f":"Option2!M$88*conv_2026*M$7","v":74917608.863417372},{"$f":"Option2!N$88*conv_2026*N$7","v":119278846.82635795},{"$f":"Option2!O$88*conv_2026*O$7","v":176945951.50662488},{"$f":"Option2!P$88*conv_2026*P$7","v":234745540.63262573},{"$f":"Option2!Q$88*conv_2026*Q$7","v":288009332.22346681},{"$f":"Option2!R$88*conv_2026*R$7","v":288009332.22346681},{"$f":"Option2!S$88*conv_2026*S$7","v":288009332.22346681},{"$f":"Option2!T$88*conv_2026*T$7","v":288009332.22346681},{"$f":"Option2!U$88*conv_2026*U$7","v":288009332.22346681},{"$f":"Option2!V$88*conv_2026*V$7","v":288009332.22346681},{"$f":"Option2!W$88*conv_2026*W$7","v":288009332.22346681},{"$f":"Option2!X$88*conv_2026*X$7","v":288009332.22346681},{"$f":"Option2!Y$88*conv_2026*Y$7","v":288009332.22346681},{"$f":"Option2!Z$88*conv_2026*Z$7","v":288009332.22346681},{"$f":"Option2!AA$88*conv_2026*AA$7","v":288009332.22346681},{"$f":"Option2!AB$88*conv_2026*AB$7","v":288009332.22346681},{"$f":"Option2!AC$88*conv_2026*AC$7","v":0},{"$f":"Option2!AD$88*conv_2026*AD$7","v":0},{"$f":"Option2!AE$88*conv_2026*AE$7","v":0},{"$f":"Option2!AF$88*conv_2026*AF$7","v":0},{"$f":"Option2!AG$88*conv_2026*AG$7","v":0}]
["Option 2",null,{"$f":"Option2!C$89","v":"Other benefits value"},"Option 2Other benefits value",null,{"$f":"SUMPRODUCT(($H35:$AG35)*($H$5:$AG$5)*($H$7:$AG$7))","v":0},"2026-06-30",null,{"$f":"Option2!I$89*conv_2026*I$7","v":0},{"$f":"Option2!J$89*conv_2026*J$7","v":0},{"$f":"Option2!K$89*conv_2026*K$7","v":0},{"$f":"Option2!L$89*conv_2026*L$7","v":0},{"$f":"Option2!M$89*conv_2026*M$7","v":0},{"$f":"Option2!N$89*conv_2026*N$7","v":0},{"$f":"Option2!O$89*conv_2026*O$7","v":0},{"$f":"Option2!P$89*conv_2026*P$7","v":0},{"$f":"Option2!Q$89*conv_2026*Q$7","v":0},{"$f":"Option2!R$89*conv_2026*R$7","v":0},{"$f":"Option2!S$89*conv_2026*S$7","v":0},{"$f":"Option2!T$89*conv_2026*T$7","v":0},{"$f":"Option2!U$89*conv_2026*U$7","v":0},{"$f":"Option2!V$89*conv_2026*V$7","v":0},{"$f":"Option2!W$89*conv_2026*W$7","v":0},{"$f":"Option2!X$89*conv_2026*X$7","v":0},{"$f":"Option2!Y$89*conv_2026*Y$7","v":0},{"$f":"Option2!Z$89*conv_2026*Z$7","v":0},{"$f":"Option2!AA$89*conv_2026*AA$7","v":0},{"$f":"Option2!AB$89*conv_2026*AB$7","v":0},{"$f":"Option2!AC$89*conv_2026*AC$7","v":0},{"$f":"Option2!AD$89*conv_2026*AD$7","v":0},{"$f":"Option2!AE$89*conv_2026*AE$7","v":0},{"$f":"Option2!AF$89*conv_2026*AF$7","v":0},{"$f":"Option2!AG$89*conv_2026*AG$7","v":0}]
["Option 2",null,{"$f":"Option2!C91","v":"Net benefits"},"Option 2Net benefits",null,null,"2026-06-30",null,{"$f":"SUM(I32:I35)","v":0},{"$f":"SUM(J32:J35)","v":13766609.16509323},27051606.346629966,46055067.09495914,74840343.862762854,119201581.82570343,176868686.50597036,234668275.63197121,287932067.22281229,287932067.22281229,287932067.22281229,287932067.22281229,287932067.22281229,287932067.22281229,287932067.22281229,287932067.22281229,287932067.22281229,287932067.22281229,287932067.22281229,287932067.22281229,0,0,0,0,0]
["Option 2",null,"NPV","Option 2NPV",null,{"$f":"SUMPRODUCT(($H36:$AG36)*($H$5:$AG$5)*($H$7:$AG$7))","v":2713851157.3385501},"2026-06-30"]
["Option 2",null,"PV of costs","Option 2PV of costs",null,{"$f":"SUM(F32:F33)","v":-1041225.8517585846},"2026-06-30"]
["Option 2",null,"PV of benefits","Option 2PV of benefits",null,{"$f":"SUM(F34:F35)","v":2714892383.1903086},"2026-06-30"]
[]
[null,null,null,{"$f":"A41&C41","v":""}]
[{"$f":"A43","v":"Option 3"},null,"Energy at risk value",{"$f":"A42&C42","v":"Option 3Energy at risk value"},null,{"$f":"SUMPRODUCT($H42:$AG42, $H$5:$AG$5)","v":0},{"$f":"output_dollars","v":"2026-06-30"},null,{"$f":"Option3!I$32*conv_2026","v":0},{"$f":"Option3!J$32*conv_2026","v":0},{"$f":"Option3!K$32*conv_2026","v":0},{"$f":"Option3!L$32*conv_2026","v":0},{"$f":"Option3!M$32*conv_2026","v":0},{"$f":"Option3!N$32*conv_2026","v":0},{"$f":"Option3!O$32*conv_2026","v":0},{"$f":"Option3!P$32*conv_2026","v":0},{"$f":"Option3!Q$32*conv_2026","v":0},{"$f":"Option3!R$32*conv_2026","v":0},{"$f":"Option3!S$32*conv_2026","v":0},{"$f":"Option3!T$32*conv_2026","v":0},{"$f":"Option3!U$32*conv_2026","v":0},{"$f":"Option3!V$32*conv_2026","v":0},{"$f":"Option3!W$32*conv_2026","v":0},{"$f":"Option3!X$32*conv_2026","v":0},{"$f":"Option3!Y$32*conv_2026","v":0},{"$f":"Option3!Z$32*conv_2026","v":0},{"$f":"Option3!AA$32*conv_2026","v":0},{"$f":"Option3!AB$32*conv_2026","v":0},{"$f":"Option3!AC$32*conv_2026","v":0},{"$f":"Option3!AD$32*conv_2026","v":0},{"$f":"Option3!AE$32*conv_2026","v":0},{"$f":"Option3!AF$32*conv_2026","v":0},{"$f":"Option3!AG$32*conv_2026","v":0}]
[{"$f":"Data!B11","v":"Option 3"},null,{"$f":"Option3!C$70","v":"Capital expenditure"},{"$f":"A43&C43","v":"Option 3Capital expenditure"},null,{"$f":"SUMPRODUCT($H43:$AG43, $H$5:$AG$5)","v":0},{"$f":"output_dollars","v":"2026-06-30"},null,{"$f":"SUM(Option3!I$71:I$73)*conv_2026*I$7","v":0},{"$f":"SUM(Option3!J$71:J$73)*conv_2026*J$7","v":0},{"$f":"SUM(Option3!K$71:K$73)*conv_2026*K$7","v":0},{"$f":"SUM(Option3!L$71:L$73)*conv_2026*L$7","v":0},{"$f":"SUM(Option3!M$71:M$73)*conv_2026*M$7","v":0},{"$f":"SUM(Option3!N$71:N$73)*conv_2026*N$7","v":0},{"$f":"SUM(Option3!O$71:O$73)*conv_2026*O$7","v":0},{"$f":"SUM(Option3!P$71:P$73)*conv_2026*P$7","v":0},{"$f":"SUM(Option3!Q$71:Q$73)*conv_2026*Q$7","v":0},{"$f":"SUM(Option3!R$71:R$73)*conv_2026*R$7","v":0},{"$f":"SUM(Option3!S$71:S$73)*conv_2026*S$7","v":0},{"$f":"SUM(Option3!T$71:T$73)*conv_2026*T$7","v":0},{"$f":"SUM(Option3!U$71:U$73)*conv_2026*U$7","v":0},{"$f":"SUM(Option3!V$71:V$73)*conv_2026*V$7","v":0},{"$f":"SUM(Option3!W$71:W$73)*conv_2026*W$7","v":0},{"$f":"SUM(Option3!X$71:X$73)*conv_2026*X$7","v":0},{"$f":"SUM(Option3!Y$71:Y$73)*conv_2026*Y$7","v":0},{"$f":"SUM(Option3!Z$71:Z$73)*conv_2026*Z$7","v":0},{"$f":"SUM(Option3!AA$71:AA$73)*conv_2026*AA$7","v":0},{"$f":"SUM(Option3!AB$71:AB$73)*conv_2026*AB$7","v":0},{"$f":"SUM(Option3!AC$71:AC$73)*conv_2026*AC$7","v":0},{"$f":"SUM(Option3!AD$71:AD$73)*conv_2026*AD$7","v":0},{"$f":"SUM(Option3!AE$71:AE$73)*conv_2026*AE$7","v":0},{"$f":"SUM(Option3!AF$71:AF$73)*conv_2026*AF$7","v":0},{"$f":"SUM(Option3!AG$71:AG$73)*conv_2026*AG$7","v":0}]
[{"$f":"A43","v":"Option 3"},null,{"$f":"'Option1 (base case)'!C$40","v":"Total risk cost"},{"$f":"A44&C44","v":"Option 3Total risk cost"},null,{"$f":"SUMPRODUCT($H44:$AG44, $H$5:$AG$5)","v":0},{"$f":"output_dollars","v":"2026-06-30"},null,{"$f":"Option3!I$40*conv_2026*I$7","v":0},{"$f":"Option3!J$40*conv_2026*J$7","v":0},{"$f":"Option3!K$40*conv_2026*K$7","v":0},{"$f":"Option3!L$40*conv_2026*L$7","v":0},{"$f":"Option3!M$40*conv_2026*M$7","v":0},{"$f":"Option3!N$40*conv_2026*N$7","v":0},{"$f":"Option3!O$40*conv_2026*O$7","v":0},{"$f":"Option3!P$40*conv_2026*P$7","v":0},{"$f":"Option3!Q$40*conv_2026*Q$7","v":0},{"$f":"Option3!R$40*conv_2026*R$7","v":0},{"$f":"Option3!S$40*conv_2026*S$7","v":0},{"$f":"Option3!T$40*conv_2026*T$7","v":0},{"$f":"Option3!U$40*conv_2026*U$7","v":0},{"$f":"Option3!V$40*conv_2026*V$7","v":0},{"$f":"Option3!W$40*conv_2026*W$7","v":0},{"$f":"Option3!X$40*conv_2026*X$7","v":0},{"$f":"Option3!Y$40*conv_2026*Y$7","v":0},{"$f":"Option3!Z$40*conv_2026*Z$7","v":0},{"$f":"Option3!AA$40*conv_2026*AA$7","v":0},{"$f":"Option3!AB$40*conv_2026*AB$7","v":0},{"$f":"Option3!AC$40*conv_2026*AC$7","v":0},{"$f":"Option3!AD$40*conv_2026*AD$7","v":0},{"$f":"Option3!AE$40*conv_2026*AE$7","v":0},{"$f":"Option3!AF$40*conv_2026*AF$7","v":0},{"$f":"Option3!AG$40*conv_2026*AG$7","v":0}]
["Option 3"]
["Option 3",null,{"$f":"Option3!C$86","v":"Annualised capex"},{"$f":"A46&C46","v":"Option 3Annualised capex"},null,{"$f":"SUMPRODUCT($H46:$AG46, $H$5:$AG$5)","v":0},{"$f":"output_dollars","v":"2026-06-30"},null,{"$f":"Option3!I$86*conv_2026*I$7","v":0},{"$f":"Option3!J$86*conv_2026*J$7","v":0},{"$f":"Option3!K$86*conv_2026*K$7","v":0},{"$f":"Option3!L$86*conv_2026*L$7","v":0},{"$f":"Option3!M$86*conv_2026*M$7","v":0},{"$f":"Option3!N$86*conv_2026*N$7","v":0},{"$f":"Option3!O$86*conv_2026*O$7","v":0},{"$f":"Option3!P$86*conv_2026*P$7","v":0},{"$f":"Option3!Q$86*conv_2026*Q$7","v":0},{"$f":"Option3!R$86*conv_2026*R$7","v":0},{"$f":"Option3!S$86*conv_2026*S$7","v":0},{"$f":"Option3!T$86*conv_2026*T$7","v":0},{"$f":"Option3!U$86*conv_2026*U$7","v":0},{"$f":"Option3!V$86*conv_2026*V$7","v":0},{"$f":"Option3!W$86*conv_2026*W$7","v":0},{"$f":"Option3!X$86*conv_2026*X$7","v":0},{"$f":"Option3!Y$86*conv_2026*Y$7","v":0},{"$f":"Option3!Z$86*conv_2026*Z$7","v":0},{"$f":"Option3!AA$86*conv_2026*AA$7","v":0},{"$f":"Option3!AB$86*conv_2026*AB$7","v":0},{"$f":"Option3!AC$86*conv_2026*AC$7","v":0},{"$f":"Option3!AD$86*conv_2026*AD$7","v":0},{"$f":"Option3!AE$86*conv_2026*AE$7","v":0},{"$f":"Option3!AF$86*conv_2026*AF$7","v":0},{"$f":"Option3!AG$86*conv_2026*AG$7","v":0}]
["Option 3",null,{"$f":"Option3!C$87","v":"Operating expenditure"},"Option 3Operating expenditure",null,{"$f":"SUMPRODUCT($H47:$AG47, $H$5:$AG$5)","v":0},"2026-06-30",null,{"$f":"Option3!I$87*conv_2026*I$7","v":0},{"$f":"Option3!J$87*conv_2026*J$7","v":0},{"$f":"Option3!K$87*conv_2026*K$7","v":0},{"$f":"Option3!L$87*conv_2026*L$7","v":0},{"$f":"Option3!M$87*conv_2026*M$7","v":0},{"$f":"Option3!N$87*conv_2026*N$7","v":0},{"$f":"Option3!O$87*conv_2026*O$7","v":0},{"$f":"Option3!P$87*conv_2026*P$7","v":0},{"$f":"Option3!Q$87*conv_2026*Q$7","v":0},{"$f":"Option3!R$87*conv_2026*R$7","v":0},{"$f":"Option3!S$87*conv_2026*S$7","v":0},{"$f":"Option3!T$87*conv_2026*T$7","v":0},{"$f":"Option3!U$87*conv_2026*U$7","v":0},{"$f":"Option3!V$87*conv_2026*V$7","v":0},{"$f":"Option3!W$87*conv_2026*W$7","v":0},{"$f":"Option3!X$87*conv_2026*X$7","v":0},{"$f":"Option3!Y$87*conv_2026*Y$7","v":0},{"$f":"Option3!Z$87*conv_2026*Z$7","v":0},{"$f":"Option3!AA$87*conv_2026*AA$7","v":0},{"$f":"Option3!AB$87*conv_2026*AB$7","v":0},{"$f":"Option3!AC$87*conv_2026*AC$7","v":0},{"$f":"Option3!AD$87*conv_2026*AD$7","v":0},{"$f":"Option3!AE$87*conv_2026*AE$7","v":0},{"$f":"Option3!AF$87*conv_2026*AF$7","v":0},{"$f":"Option3!AG$87*conv_2026*AG$7","v":0}]
["Option 3",null,{"$f":"Option3!C$88","v":"Risk mitigated"},"Option 3Risk mitigated",null,{"$f":"SUMPRODUCT($H48:$AG48, $H$5:$AG$5)","v":0},"2026-06-30",null,{"$f":"Option3!I$88*conv_2026*I$7","v":0},{"$f":"Option3!J$88*conv_2026*J$7","v":0},{"$f":"Option3!K$88*conv_2026*K$7","v":0},{"$f":"Option3!L$88*conv_2026*L$7","v":0},{"$f":"Option3!M$88*conv_2026*M$7","v":0},{"$f":"Option3!N$88*conv_2026*N$7","v":0},{"$f":"Option3!O$88*conv_2026*O$7","v":0},{"$f":"Option3!P$88*conv_2026*P$7","v":0},{"$f":"Option3!Q$88*conv_2026*Q$7","v":0},{"$f":"Option3!R$88*conv_2026*R$7","v":0},{"$f":"Option3!S$88*conv_2026*S$7","v":0},{"$f":"Option3!T$88*conv_2026*T$7","v":0},{"$f":"Option3!U$88*conv_2026*U$7","v":0},{"$f":"Option3!V$88*conv_2026*V$7","v":0},{"$f":"Option3!W$88*conv_2026*W$7","v":0},{"$f":"Option3!X$88*conv_2026*X$7","v":0},{"$f":"Option3!Y$88*conv_2026*Y$7","v":0},{"$f":"Option3!Z$88*conv_2026*Z$7","v":0},{"$f":"Option3!AA$88*conv_2026*AA$7","v":0},{"$f":"Option3!AB$88*conv_2026*AB$7","v":0},{"$f":"Option3!AC$88*conv_2026*AC$7","v":0},{"$f":"Option3!AD$88*conv_2026*AD$7","v":0},{"$f":"Option3!AE$88*conv_2026*AE$7","v":0},{"$f":"Option3!AF$88*conv_2026*AF$7","v":0},{"$f":"Option3!AG$88*conv_2026*AG$7","v":0}]
["Option 3",null,{"$f":"Option3!C$89","v":"Other benefits value"},"Option 3Other benefits value",null,{"$f":"SUMPRODUCT($H49:$AG49, $H$5:$AG$5)","v":0},"2026-06-30",null,{"$f":"Option3!I$89*conv_2026*I$7","v":0},{"$f":"Option3!J$89*conv_2026*J$7","v":0},{"$f":"Option3!K$89*conv_2026*K$7","v":0},{"$f":"Option3!L$89*conv_2026*L$7","v":0},{"$f":"Option3!M$89*conv_2026*M$7","v":0},{"$f":"Option3!N$89*conv_2026*N$7","v":0},{"$f":"Option3!O$89*conv_2026*O$7","v":0},{"$f":"Option3!P$89*conv_2026*P$7","v":0},{"$f":"Option3!Q$89*conv_2026*Q$7","v":0},{"$f":"Option3!R$89*conv_2026*R$7","v":0},{"$f":"Option3!S$89*conv_2026*S$7","v":0},{"$f":"Option3!T$89*conv_2026*T$7","v":0},{"$f":"Option3!U$89*conv_2026*U$7","v":0},{"$f":"Option3!V$89*conv_2026*V$7","v":0},{"$f":"Option3!W$89*conv_2026*W$7","v":0},{"$f":"Option3!X$89*conv_2026*X$7","v":0},{"$f":"Option3!Y$89*conv_2026*Y$7","v":0},{"$f":"Option3!Z$89*conv_2026*Z$7","v":0},{"$f":"Option3!AA$89*conv_2026*AA$7","v":0},{"$f":"Option3!AB$89*conv_2026*AB$7","v":0},{"$f":"Option3!AC$89*conv_2026*AC$7","v":0},{"$f":"Option3!AD$89*conv_2026*AD$7","v":0},{"$f":"Option3!AE$89*conv_2026*AE$7","v":0},{"$f":"Option3!AF$89*conv_2026*AF$7","v":0},{"$f":"Option3!AG$89*conv_2026*AG$7","v":0}]
["Option 3",null,{"$f":"Option3!C91","v":"Net benefits"},"Option 3Net benefits",null,null,"2026-06-30",null,{"$f":"SUM(I46:I49)","v":0},0,0,0,0,0,0,0,0,0,0,0,0,0,0,0,0,0,0,0,{"$f":"SUM(AC46:AC49)","v":0},{"$f":"SUM(AD46:AD49)","v":0},{"$f":"SUM(AE46:AE49)","v":0},{"$f":"SUM(AF46:AF49)","v":0},{"$f":"SUM(AG46:AG49)","v":0}]
["Option 3",null,"NPV","Option 3NPV",null,{"$f":"SUMPRODUCT(($H50:$AG50)*($H$5:$AG$5)*($H$7:$AG$7))","v":0},"2026-06-30"]
["Option 3",null,"PV of costs","Option 3PV of costs",null,{"$f":"SUM(F46:F47)","v":0},"2026-06-30"]
["Option 3",null,"PV of benefits","Option 3PV of benefits",null,{"$f":"SUM(F48:F49)","v":0},"2026-06-30"]
[]
[]
[{"$f":"A57","v":"Option 4"},null,"Energy at risk value",{"$f":"A56&C56","v":"Option 4Energy at risk value"},null,{"$f":"SUMPRODUCT($H56:$AG56, $H$5:$AG$5)","v":0},{"$f":"output_dollars","v":"2026-06-30"},null,{"$f":"Option4!I$32*conv_2026","v":0},{"$f":"Option4!J$32*conv_2026","v":0},{"$f":"Option4!K$32*conv_2026","v":0},{"$f":"Option4!L$32*conv_2026","v":0},{"$f":"Option4!M$32*conv_2026","v":0},{"$f":"Option4!N$32*conv_2026","v":0},{"$f":"Option4!O$32*conv_2026","v":0},{"$f":"Option4!P$32*conv_2026","v":0},{"$f":"Option4!Q$32*conv_2026","v":0},{"$f":"Option4!R$32*conv_2026","v":0},{"$f":"Option4!S$32*conv_2026","v":0},{"$f":"Option4!T$32*conv_2026","v":0},{"$f":"Option4!U$32*conv_2026","v":0},{"$f":"Option4!V$32*conv_2026","v":0},{"$f":"Option4!W$32*conv_2026","v":0},{"$f":"Option4!X$32*conv_2026","v":0},{"$f":"Option4!Y$32*conv_2026","v":0},{"$f":"Option4!Z$32*conv_2026","v":0},{"$f":"Option4!AA$32*conv_2026","v":0},{"$f":"Option4!AB$32*conv_2026","v":0},{"$f":"Option4!AC$32*conv_2026","v":0},{"$f":"Option4!AD$32*conv_2026","v":0},{"$f":"Option4!AE$32*conv_2026","v":0},{"$f":"Option4!AF$32*conv_2026","v":0},{"$f":"Option4!AG$32*conv_2026","v":0}]
[{"$f":"Data!B12","v":"Option 4"},null,{"$f":"Option4!C$70","v":"Capital expenditure"},{"$f":"A57&C57","v":"Option 4Capital expenditure"},null,{"$f":"SUMPRODUCT($H57:$AG57, $H$5:$AG$5)","v":0},{"$f":"output_dollars","v":"2026-06-30"},null,{"$f":"SUM(Option4!I$71:I$73)*conv_2026*I$7","v":0},{"$f":"SUM(Option4!J$71:J$73)*conv_2026*J$7","v":0},{"$f":"SUM(Option4!K$71:K$73)*conv_2026*K$7","v":0},{"$f":"SUM(Option4!L$71:L$73)*conv_2026*L$7","v":0},{"$f":"SUM(Option4!M$71:M$73)*conv_2026*M$7","v":0},{"$f":"SUM(Option4!N$71:N$73)*conv_2026*N$7","v":0},{"$f":"SUM(Option4!O$71:O$73)*conv_2026*O$7","v":0},{"$f":"SUM(Option4!P$71:P$73)*conv_2026*P$7","v":0},{"$f":"SUM(Option4!Q$71:Q$73)*conv_2026*Q$7","v":0},{"$f":"SUM(Option4!R$71:R$73)*conv_2026*R$7","v":0},{"$f":"SUM(Option4!S$71:S$73)*conv_2026*S$7","v":0},{"$f":"SUM(Option4!T$71:T$73)*conv_2026*T$7","v":0},{"$f":"SUM(Option4!U$71:U$73)*conv_2026*U$7","v":0},{"$f":"SUM(Option4!V$71:V$73)*conv_2026*V$7","v":0},{"$f":"SUM(Option4!W$71:W$73)*conv_2026*W$7","v":0},{"$f":"SUM(Option4!X$71:X$73)*conv_2026*X$7","v":0},{"$f":"SUM(Option4!Y$71:Y$73)*conv_2026*Y$7","v":0},{"$f":"SUM(Option4!Z$71:Z$73)*conv_2026*Z$7","v":0},{"$f":"SUM(Option4!AA$71:AA$73)*conv_2026*AA$7","v":0},{"$f":"SUM(Option4!AB$71:AB$73)*conv_2026*AB$7","v":0},{"$f":"SUM(Option4!AC$71:AC$73)*conv_2026*AC$7","v":0},{"$f":"SUM(Option4!AD$71:AD$73)*conv_2026*AD$7","v":0},{"$f":"SUM(Option4!AE$71:AE$73)*conv_2026*AE$7","v":0},{"$f":"SUM(Option4!AF$71:AF$73)*conv_2026*AF$7","v":0},{"$f":"SUM(Option4!AG$71:AG$73)*conv_2026*AG$7","v":0}]
[{"$f":"A57","v":"Option 4"},null,{"$f":"'Option1 (base case)'!C$40","v":"Total risk cost"},"Option 4Total risk cost",null,{"$f":"SUMPRODUCT($H58:$AG58, $H$5:$AG$5)","v":0},{"$f":"output_dollars","v":"2026-06-30"},null,{"$f":"Option4!I$40*conv_2026*I$7","v":0},{"$f":"Option4!J$40*conv_2026*J$7","v":0},{"$f":"Option4!K$40*conv_2026*K$7","v":0},{"$f":"Option4!L$40*conv_2026*L$7","v":0},{"$f":"Option4!M$40*conv_2026*M$7","v":0},{"$f":"Option4!N$40*conv_2026*N$7","v":0},{"$f":"Option4!O$40*conv_2026*O$7","v":0},{"$f":"Option4!P$40*conv_2026*P$7","v":0},{"$f":"Option4!Q$40*conv_2026*Q$7","v":0},{"$f":"Option4!R$40*conv_2026*R$7","v":0},{"$f":"Option4!S$40*conv_2026*S$7","v":0},{"$f":"Option4!T$40*conv_2026*T$7","v":0},{"$f":"Option4!U$40*conv_2026*U$7","v":0},{"$f":"Option4!V$40*conv_2026*V$7","v":0},{"$f":"Option4!W$40*conv_2026*W$7","v":0},{"$f":"Option4!X$40*conv_2026*X$7","v":0},{"$f":"Option4!Y$40*conv_2026*Y$7","v":0},{"$f":"Option4!Z$40*conv_2026*Z$7","v":0},{"$f":"Option4!AA$40*conv_2026*AA$7","v":0},{"$f":"Option4!AB$40*conv_2026*AB$7","v":0},{"$f":"Option4!AC$40*conv_2026*AC$7","v":0},{"$f":"Option4!AD$40*conv_2026*AD$7","v":0},{"$f":"Option4!AE$40*conv_2026*AE$7","v":0},{"$f":"Option4!AF$40*conv_2026*AF$7","v":0},{"$f":"Option4!AG$40*conv_2026*AG$7","v":0}]
["Option 4",null,null,"Option 4"]
["Option 4",null,{"$f":"Option4!C$86","v":"Annualised capex"},"Option 4Annualised capex",null,{"$f":"SUMPRODUCT($H60:$AG60, $H$5:$AG$5)","v":0},{"$f":"output_dollars","v":"2026-06-30"},null,{"$f":"Option4!I$86*conv_2026*I$7","v":0},{"$f":"Option4!J$86*conv_2026*J$7","v":0},{"$f":"Option4!K$86*conv_2026*K$7","v":0},{"$f":"Option4!L$86*conv_2026*L$7","v":0},{"$f":"Option4!M$86*conv_2026*M$7","v":0},{"$f":"Option4!N$86*conv_2026*N$7","v":0},{"$f":"Option4!O$86*conv_2026*O$7","v":0},{"$f":"Option4!P$86*conv_2026*P$7","v":0},{"$f":"Option4!Q$86*conv_2026*Q$7","v":0},{"$f":"Option4!R$86*conv_2026*R$7","v":0},{"$f":"Option4!S$86*conv_2026*S$7","v":0},{"$f":"Option4!T$86*conv_2026*T$7","v":0},{"$f":"Option4!U$86*conv_2026*U$7","v":0},{"$f":"Option4!V$86*conv_2026*V$7","v":0},{"$f":"Option4!W$86*conv_2026*W$7","v":0},{"$f":"Option4!X$86*conv_2026*X$7","v":0},{"$f":"Option4!Y$86*conv_2026*Y$7","v":0},{"$f":"Option4!Z$86*conv_2026*Z$7","v":0},{"$f":"Option4!AA$86*conv_2026*AA$7","v":0},{"$f":"Option4!AB$86*conv_2026*AB$7","v":0},{"$f":"Option4!AC$86*conv_2026*AC$7","v":0},{"$f":"Option4!AD$86*conv_2026*AD$7","v":0},{"$f":"Option4!AE$86*conv_2026*AE$7","v":0},{"$f":"Option4!AF$86*conv_2026*AF$7","v":0},{"$f":"Option4!AG$86*conv_2026*AG$7","v":0}]
["Option 4",null,{"$f":"Option4!C$87","v":"Operating expenditure"},"Option 4Operating expenditure",null,{"$f":"SUMPRODUCT($H61:$AG61, $H$5:$AG$5)","v":0},"2026-06-30",null,{"$f":"Option4!I$87*conv_2026*I$7","v":0},{"$f":"Option4!J$87*conv_2026*J$7","v":0},{"$f":"Option4!K$87*conv_2026*K$7","v":0},{"$f":"Option4!L$87*conv_2026*L$7","v":0},{"$f":"Option4!M$87*conv_2026*M$7","v":0},{"$f":"Option4!N$87*conv_2026*N$7","v":0},{"$f":"Option4!O$87*conv_2026*O$7","v":0},{"$f":"Option4!P$87*conv_2026*P$7","v":0},{"$f":"Option4!Q$87*conv_2026*Q$7","v":0},{"$f":"Option4!R$87*conv_2026*R$7","v":0},{"$f":"Option4!S$87*conv_2026*S$7","v":0},{"$f":"Option4!T$87*conv_2026*T$7","v":0},{"$f":"Option4!U$87*conv_2026*U$7","v":0},{"$f":"Option4!V$87*conv_2026*V$7","v":0},{"$f":"Option4!W$87*conv_2026*W$7","v":0},{"$f":"Option4!X$87*conv_2026*X$7","v":0},{"$f":"Option4!Y$87*conv_2026*Y$7","v":0},{"$f":"Option4!Z$87*conv_2026*Z$7","v":0},{"$f":"Option4!AA$87*conv_2026*AA$7","v":0},{"$f":"Option4!AB$87*conv_2026*AB$7","v":0},{"$f":"Option4!AC$87*conv_2026*AC$7","v":0},{"$f":"Option4!AD$87*conv_2026*AD$7","v":0},{"$f":"Option4!AE$87*conv_2026*AE$7","v":0},{"$f":"Option4!AF$87*conv_2026*AF$7","v":0},{"$f":"Option4!AG$87*conv_2026*AG$7","v":0}]
["Option 4",null,{"$f":"Option4!C$88","v":"Risk mitigated"},"Option 4Risk mitigated",null,{"$f":"SUMPRODUCT($H62:$AG62, $H$5:$AG$5)","v":0},"2026-06-30",null,{"$f":"Option4!I$88*conv_2026*I$7","v":0},{"$f":"Option4!J$88*conv_2026*J$7","v":0},{"$f":"Option4!K$88*conv_2026*K$7","v":0},{"$f":"Option4!L$88*conv_2026*L$7","v":0},{"$f":"Option4!M$88*conv_2026*M$7","v":0},{"$f":"Option4!N$88*conv_2026*N$7","v":0},{"$f":"Option4!O$88*conv_2026*O$7","v":0},{"$f":"Option4!P$88*conv_2026*P$7","v":0},{"$f":"Option4!Q$88*conv_2026*Q$7","v":0},{"$f":"Option4!R$88*conv_2026*R$7","v":0},{"$f":"Option4!S$88*conv_2026*S$7","v":0},{"$f":"Option4!T$88*conv_2026*T$7","v":0},{"$f":"Option4!U$88*conv_2026*U$7","v":0},{"$f":"Option4!V$88*conv_2026*V$7","v":0},{"$f":"Option4!W$88*conv_2026*W$7","v":0},{"$f":"Option4!X$88*conv_2026*X$7","v":0},{"$f":"Option4!Y$88*conv_2026*Y$7","v":0},{"$f":"Option4!Z$88*conv_2026*Z$7","v":0},{"$f":"Option4!AA$88*conv_2026*AA$7","v":0},{"$f":"Option4!AB$88*conv_2026*AB$7","v":0},{"$f":"Option4!AC$88*conv_2026*AC$7","v":0},{"$f":"Option4!AD$88*conv_2026*AD$7","v":0},{"$f":"Option4!AE$88*conv_2026*AE$7","v":0},{"$f":"Option4!AF$88*conv_2026*AF$7","v":0},{"$f":"Option4!AG$88*conv_2026*AG$7","v":0}]
["Option 4",null,{"$f":"Option4!C$89","v":"Other benefits value"},"Option 4Other benefits value",null,{"$f":"SUMPRODUCT($H63:$AG63, $H$5:$AG$5)","v":0},"2026-06-30",null,{"$f":"Option4!I$89*conv_2026*I$7","v":0},{"$f":"Option4!J$89*conv_2026*J$7","v":0},{"$f":"Option4!K$89*conv_2026*K$7","v":0},{"$f":"Option4!L$89*conv_2026*L$7","v":0},{"$f":"Option4!M$89*conv_2026*M$7","v":0},{"$f":"Option4!N$89*conv_2026*N$7","v":0},{"$f":"Option4!O$89*conv_2026*O$7","v":0},{"$f":"Option4!P$89*conv_2026*P$7","v":0},{"$f":"Option4!Q$89*conv_2026*Q$7","v":0},{"$f":"Option4!R$89*conv_2026*R$7","v":0},{"$f":"Option4!S$89*conv_2026*S$7","v":0},{"$f":"Option4!T$89*conv_2026*T$7","v":0},{"$f":"Option4!U$89*conv_2026*U$7","v":0},{"$f":"Option4!V$89*conv_2026*V$7","v":0},{"$f":"Option4!W$89*conv_2026*W$7","v":0},{"$f":"Option4!X$89*conv_2026*X$7","v":0},{"$f":"Option4!Y$89*conv_2026*Y$7","v":0},{"$f":"Option4!Z$89*conv_2026*Z$7","v":0},{"$f":"Option4!AA$89*conv_2026*AA$7","v":0},{"$f":"Option4!AB$89*conv_2026*AB$7","v":0},{"$f":"Option4!AC$89*conv_2026*AC$7","v":0},{"$f":"Option4!AD$89*conv_2026*AD$7","v":0},{"$f":"Option4!AE$89*conv_2026*AE$7","v":0},{"$f":"Option4!AF$89*conv_2026*AF$7","v":0},{"$f":"Option4!AG$89*conv_2026*AG$7","v":0}]
["Option 4",null,{"$f":"Option4!C91","v":"Net benefits"},"Option 4Net benefits",null,null,"2026-06-30",null,{"$f":"SUM(I60:I63)","v":0},0,0,0,0,0,0,0,0,0,0,0,0,0,0,0,0,0,0,0,{"$f":"SUM(AC60:AC63)","v":0},{"$f":"SUM(AD60:AD63)","v":0},{"$f":"SUM(AE60:AE63)","v":0},{"$f":"SUM(AF60:AF63)","v":0},{"$f":"SUM(AG60:AG63)","v":0}]
["Option 4",null,"NPV","Option 4NPV",null,{"$f":"SUMPRODUCT(($H64:$AG64)*($H$5:$AG$5)*($H$7:$AG$7))","v":0},"2026-06-30"]
["Option 4",null,"PV of costs","Option 4PV of costs",null,{"$f":"SUM(F60:F61)","v":0},"2026-06-30"]
["Option 4",null,"PV of benefits","Option 4PV of benefits",null,{"$f":"SUM(F62:F63)","v":0},"2026-06-30"]
[]
[null,null,null,{"$f":"A69&C69","v":""}]
[{"$f":"A71","v":"Option 5"},null,"Energy at risk value","Option 5Energy at risk value",null,{"$f":"SUMPRODUCT($H70:$AG70, $H$5:$AG$5)","v":0},{"$f":"output_dollars","v":"2026-06-30"},null,{"$f":"Option5!I$32*conv_2026","v":0},{"$f":"Option5!J$32*conv_2026","v":0},{"$f":"Option5!K$32*conv_2026","v":0},{"$f":"Option5!L$32*conv_2026","v":0},{"$f":"Option5!M$32*conv_2026","v":0},{"$f":"Option5!N$32*conv_2026","v":0},{"$f":"Option5!O$32*conv_2026","v":0},{"$f":"Option5!P$32*conv_2026","v":0},{"$f":"Option5!Q$32*conv_2026","v":0},{"$f":"Option5!R$32*conv_2026","v":0},{"$f":"Option5!S$32*conv_2026","v":0},{"$f":"Option5!T$32*conv_2026","v":0},{"$f":"Option5!U$32*conv_2026","v":0},{"$f":"Option5!V$32*conv_2026","v":0},{"$f":"Option5!W$32*conv_2026","v":0},{"$f":"Option5!X$32*conv_2026","v":0},{"$f":"Option5!Y$32*conv_2026","v":0},{"$f":"Option5!Z$32*conv_2026","v":0},{"$f":"Option5!AA$32*conv_2026","v":0},{"$f":"Option5!AB$32*conv_2026","v":0},{"$f":"Option5!AC$32*conv_2026","v":0},{"$f":"Option5!AD$32*conv_2026","v":0},{"$f":"Option5!AE$32*conv_2026","v":0},{"$f":"Option5!AF$32*conv_2026","v":0},{"$f":"Option5!AG$32*conv_2026","v":0}]
[{"$f":"Data!B13","v":"Option 5"},null,{"$f":"Option5!C$70","v":"Capital expenditure"},"Option 5Capital expenditure",null,{"$f":"SUMPRODUCT($H71:$AG71, $H$5:$AG$5)","v":0},{"$f":"output_dollars","v":"2026-06-30"},null,{"$f":"SUM(Option5!I$71:I$73)*conv_2026*I$7","v":0},{"$f":"SUM(Option5!J$71:J$73)*conv_2026*J$7","v":0},{"$f":"SUM(Option5!K$71:K$73)*conv_2026*K$7","v":0},{"$f":"SUM(Option5!L$71:L$73)*conv_2026*L$7","v":0},{"$f":"SUM(Option5!M$71:M$73)*conv_2026*M$7","v":0},{"$f":"SUM(Option5!N$71:N$73)*conv_2026*N$7","v":0},{"$f":"SUM(Option5!O$71:O$73)*conv_2026*O$7","v":0},{"$f":"SUM(Option5!P$71:P$73)*conv_2026*P$7","v":0},{"$f":"SUM(Option5!Q$71:Q$73)*conv_2026*Q$7","v":0},{"$f":"SUM(Option5!R$71:R$73)*conv_2026*R$7","v":0},{"$f":"SUM(Option5!S$71:S$73)*conv_2026*S$7","v":0},{"$f":"SUM(Option5!T$71:T$73)*conv_2026*T$7","v":0},{"$f":"SUM(Option5!U$71:U$73)*conv_2026*U$7","v":0},{"$f":"SUM(Option5!V$71:V$73)*conv_2026*V$7","v":0},{"$f":"SUM(Option5!W$71:W$73)*conv_2026*W$7","v":0},{"$f":"SUM(Option5!X$71:X$73)*conv_2026*X$7","v":0},{"$f":"SUM(Option5!Y$71:Y$73)*conv_2026*Y$7","v":0},{"$f":"SUM(Option5!Z$71:Z$73)*conv_2026*Z$7","v":0},{"$f":"SUM(Option5!AA$71:AA$73)*conv_2026*AA$7","v":0},{"$f":"SUM(Option5!AB$71:AB$73)*conv_2026*AB$7","v":0},{"$f":"SUM(Option5!AC$71:AC$73)*conv_2026*AC$7","v":0},{"$f":"SUM(Option5!AD$71:AD$73)*conv_2026*AD$7","v":0},{"$f":"SUM(Option5!AE$71:AE$73)*conv_2026*AE$7","v":0},{"$f":"SUM(Option5!AF$71:AF$73)*conv_2026*AF$7","v":0},{"$f":"SUM(Option5!AG$71:AG$73)*conv_2026*AG$7","v":0}]
[{"$f":"A71","v":"Option 5"},null,{"$f":"'Option1 (base case)'!C$40","v":"Total risk cost"},"Option 5Total risk cost",null,{"$f":"SUMPRODUCT($H72:$AG72, $H$5:$AG$5)","v":0},{"$f":"output_dollars","v":"2026-06-30"},null,{"$f":"Option5!I$40*conv_2026*I$7","v":0},{"$f":"Option5!J$40*conv_2026*J$7","v":0},{"$f":"Option5!K$40*conv_2026*K$7","v":0},{"$f":"Option5!L$40*conv_2026*L$7","v":0},{"$f":"Option5!M$40*conv_2026*M$7","v":0},{"$f":"Option5!N$40*conv_2026*N$7","v":0},{"$f":"Option5!O$40*conv_2026*O$7","v":0},{"$f":"Option5!P$40*conv_2026*P$7","v":0},{"$f":"Option5!Q$40*conv_2026*Q$7","v":0},{"$f":"Option5!R$40*conv_2026*R$7","v":0},{"$f":"Option5!S$40*conv_2026*S$7","v":0},{"$f":"Option5!T$40*conv_2026*T$7","v":0},{"$f":"Option5!U$40*conv_2026*U$7","v":0},{"$f":"Option5!V$40*conv_2026*V$7","v":0},{"$f":"Option5!W$40*conv_2026*W$7","v":0},{"$f":"Option5!X$40*conv_2026*X$7","v":0},{"$f":"Option5!Y$40*conv_2026*Y$7","v":0},{"$f":"Option5!Z$40*conv_2026*Z$7","v":0},{"$f":"Option5!AA$40*conv_2026*AA$7","v":0},{"$f":"Option5!AB$40*conv_2026*AB$7","v":0},{"$f":"Option5!AC$40*conv_2026*AC$7","v":0},{"$f":"Option5!AD$40*conv_2026*AD$7","v":0},{"$f":"Option5!AE$40*conv_2026*AE$7","v":0},{"$f":"Option5!AF$40*conv_2026*AF$7","v":0},{"$f":"Option5!AG$40*conv_2026*AG$7","v":0}]
["Option 5",null,null,"Option 5"]
["Option 5",null,{"$f":"Option5!C$86","v":"Annualised capex"},"Option 5Annualised capex",null,{"$f":"SUMPRODUCT(($H74:$AG74)*($H$5:$AG$5)*($H$7:$AG$7))","v":0},{"$f":"output_dollars","v":"2026-06-30"},null,{"$f":"Option5!I$86*conv_2026*I$7","v":0},{"$f":"Option5!J$86*conv_2026*J$7","v":0},{"$f":"Option5!K$86*conv_2026*K$7","v":0},{"$f":"Option5!L$86*conv_2026*L$7","v":0},{"$f":"Option5!M$86*conv_2026*M$7","v":0},{"$f":"Option5!N$86*conv_2026*N$7","v":0},{"$f":"Option5!O$86*conv_2026*O$7","v":0},{"$f":"Option5!P$86*conv_2026*P$7","v":0},{"$f":"Option5!Q$86*conv_2026*Q$7","v":0},{"$f":"Option5!R$86*conv_2026*R$7","v":0},{"$f":"Option5!S$86*conv_2026*S$7","v":0},{"$f":"Option5!T$86*conv_2026*T$7","v":0},{"$f":"Option5!U$86*conv_2026*U$7","v":0},{"$f":"Option5!V$86*conv_2026*V$7","v":0},{"$f":"Option5!W$86*conv_2026*W$7","v":0},{"$f":"Option5!X$86*conv_2026*X$7","v":0},{"$f":"Option5!Y$86*conv_2026*Y$7","v":0},{"$f":"Option5!Z$86*conv_2026*Z$7","v":0},{"$f":"Option5!AA$86*conv_2026*AA$7","v":0},{"$f":"Option5!AB$86*conv_2026*AB$7","v":0},{"$f":"Option5!AC$86*conv_2026*AC$7","v":0},{"$f":"Option5!AD$86*conv_2026*AD$7","v":0},{"$f":"Option5!AE$86*conv_2026*AE$7","v":0},{"$f":"Option5!AF$86*conv_2026*AF$7","v":0},{"$f":"Option5!AG$86*conv_2026*AG$7","v":0}]
["Option 5",null,{"$f":"Option5!C$87","v":"Operating expenditure"},"Option 5Operating expenditure",null,{"$f":"SUMPRODUCT(($H75:$AG75)*($H$5:$AG$5)*($H$7:$AG$7))","v":0},"2026-06-30",null,{"$f":"Option5!I$87*conv_2026*I$7","v":0},{"$f":"Option5!J$87*conv_2026*J$7","v":0},{"$f":"Option5!K$87*conv_2026*K$7","v":0},{"$f":"Option5!L$87*conv_2026*L$7","v":0},{"$f":"Option5!M$87*conv_2026*M$7","v":0},{"$f":"Option5!N$87*conv_2026*N$7","v":0},{"$f":"Option5!O$87*conv_2026*O$7","v":0},{"$f":"Option5!P$87*conv_2026*P$7","v":0},{"$f":"Option5!Q$87*conv_2026*Q$7","v":0},{"$f":"Option5!R$87*conv_2026*R$7","v":0},{"$f":"Option5!S$87*conv_2026*S$7","v":0},{"$f":"Option5!T$87*conv_2026*T$7","v":0},{"$f":"Option5!U$87*conv_2026*U$7","v":0},{"$f":"Option5!V$87*conv_2026*V$7","v":0},{"$f":"Option5!W$87*conv_2026*W$7","v":0},{"$f":"Option5!X$87*conv_2026*X$7","v":0},{"$f":"Option5!Y$87*conv_2026*Y$7","v":0},{"$f":"Option5!Z$87*conv_2026*Z$7","v":0},{"$f":"Option5!AA$87*conv_2026*AA$7","v":0},{"$f":"Option5!AB$87*conv_2026*AB$7","v":0},{"$f":"Option5!AC$87*conv_2026*AC$7","v":0},{"$f":"Option5!AD$87*conv_2026*AD$7","v":0},{"$f":"Option5!AE$87*conv_2026*AE$7","v":0},{"$f":"Option5!AF$87*conv_2026*AF$7","v":0},{"$f":"Option5!AG$87*conv_2026*AG$7","v":0}]
["Option 5",null,{"$f":"Option5!C$88","v":"Risk mitigated"},"Option 5Risk mitigated",null,{"$f":"SUMPRODUCT($H76:$AG76, $H$5:$AG$5)","v":0},"2026-06-30",null,{"$f":"Option5!I$88*conv_2026*I$7","v":0},{"$f":"Option5!J$88*conv_2026*J$7","v":0},{"$f":"Option5!K$88*conv_2026*K$7","v":0},{"$f":"Option5!L$88*conv_2026*L$7","v":0},{"$f":"Option5!M$88*conv_2026*M$7","v":0},{"$f":"Option5!N$88*conv_2026*N$7","v":0},{"$f":"Option5!O$88*conv_2026*O$7","v":0},{"$f":"Option5!P$88*conv_2026*P$7","v":0},{"$f":"Option5!Q$88*conv_2026*Q$7","v":0},{"$f":"Option5!R$88*conv_2026*R$7","v":0},{"$f":"Option5!S$88*conv_2026*S$7","v":0},{"$f":"Option5!T$88*conv_2026*T$7","v":0},{"$f":"Option5!U$88*conv_2026*U$7","v":0},{"$f":"Option5!V$88*conv_2026*V$7","v":0},{"$f":"Option5!W$88*conv_2026*W$7","v":0},{"$f":"Option5!X$88*conv_2026*X$7","v":0},{"$f":"Option5!Y$88*conv_2026*Y$7","v":0},{"$f":"Option5!Z$88*conv_2026*Z$7","v":0},{"$f":"Option5!AA$88*conv_2026*AA$7","v":0},{"$f":"Option5!AB$88*conv_2026*AB$7","v":0},{"$f":"Option5!AC$88*conv_2026*AC$7","v":0},{"$f":"Option5!AD$88*conv_2026*AD$7","v":0},{"$f":"Option5!AE$88*conv_2026*AE$7","v":0},{"$f":"Option5!AF$88*conv_2026*AF$7","v":0},{"$f":"Option5!AG$88*conv_2026*AG$7","v":0}]
["Option 5",null,{"$f":"Option5!C$89","v":"Other benefits value"},"Option 5Other benefits value",null,{"$f":"SUMPRODUCT($H77:$AG77, $H$5:$AG$5)","v":0},"2026-06-30",null,{"$f":"Option5!I$89*conv_2026*I$7","v":0},{"$f":"Option5!J$89*conv_2026*J$7","v":0},{"$f":"Option5!K$89*conv_2026*K$7","v":0},{"$f":"Option5!L$89*conv_2026*L$7","v":0},{"$f":"Option5!M$89*conv_2026*M$7","v":0},{"$f":"Option5!N$89*conv_2026*N$7","v":0},{"$f":"Option5!O$89*conv_2026*O$7","v":0},{"$f":"Option5!P$89*conv_2026*P$7","v":0},{"$f":"Option5!Q$89*conv_2026*Q$7","v":0},{"$f":"Option5!R$89*conv_2026*R$7","v":0},{"$f":"Option5!S$89*conv_2026*S$7","v":0},{"$f":"Option5!T$89*conv_2026*T$7","v":0},{"$f":"Option5!U$89*conv_2026*U$7","v":0},{"$f":"Option5!V$89*conv_2026*V$7","v":0},{"$f":"Option5!W$89*conv_2026*W$7","v":0},{"$f":"Option5!X$89*conv_2026*X$7","v":0},{"$f":"Option5!Y$89*conv_2026*Y$7","v":0},{"$f":"Option5!Z$89*conv_2026*Z$7","v":0},{"$f":"Option5!AA$89*conv_2026*AA$7","v":0},{"$f":"Option5!AB$89*conv_2026*AB$7","v":0},{"$f":"Option5!AC$89*conv_2026*AC$7","v":0},{"$f":"Option5!AD$89*conv_2026*AD$7","v":0},{"$f":"Option5!AE$89*conv_2026*AE$7","v":0},{"$f":"Option5!AF$89*conv_2026*AF$7","v":0},{"$f":"Option5!AG$89*conv_2026*AG$7","v":0}]
["Option 5",null,{"$f":"Option5!C91","v":"Net benefits"},"Option 5Net benefits",null,null,"2026-06-30",null,{"$f":"SUM(I74:I77)","v":0},0,0,0,0,0,0,0,0,0,0,0,0,0,0,0,0,0,0,0,{"$f":"SUM(AC74:AC77)","v":0},{"$f":"SUM(AD74:AD77)","v":0},{"$f":"SUM(AE74:AE77)","v":0},{"$f":"SUM(AF74:AF77)","v":0},{"$f":"SUM(AG74:AG77)","v":0}]
["Option 5",null,"NPV","Option 5NPV",null,{"$f":"SUMPRODUCT(($H78:$AG78)*($H$5:$AG$5)*($H$7:$AG$7))","v":0},"2026-06-30"]
["Option 5",null,"PV of costs","Option 5PV of costs",null,{"$f":"SUM(F74:F75)","v":0},"2026-06-30"]
["Option 5",null,"PV of benefits","Option 5PV of benefits",null,{"$f":"SUM(F76:F77)","v":0},"2026-06-30"]
[null,null,null,{"$f":"A82&C82","v":""}]
[]
[]
[]
[]
[]
["CHART DATA",null,null,null,null,null,null,null,{"$f":"\"FY\"&RIGHT(I$9,2)","v":"FY27"},{"$f":"\"FY\"&RIGHT(J$9,2)","v":"FY28"},"FY29","FY30","FY31","FY32","FY33","FY34","FY35","FY36","FY37","FY38","FY39","FY40","FY41","FY42","FY43","FY44","FY45","FY46","FY47","FY48","FY49","FY50","FY51"]
[]
[]
[{"$f":"Summary!$C$26","v":"Option 2"},null,"Annualised capex",{"$f":"INDEX(Data!$C$30:$C$36, MATCH(C91, Data!$B$30:$B$36,0))","v":-1},null,null,null,{"$f":"A91&\" \"&LOWER(C91)","v":"Option 2 annualised capex"},{"$f":"MAX($D91*INDEX(I$15:W$81, MATCH($A91&$C91, $D$15:$D$81,0),))/mill_conv","v":7.726500065452109E-2},{"$f":"MAX($D91*INDEX(J$15:X$81, MATCH($A91&$C91, $D$15:$D$81,0),))/mill_conv","v":7.726500065452109E-2},{"$f":"MAX($D91*INDEX(K$15:Y$81, MATCH($A91&$C91, $D$15:$D$81,0),))/mill_conv","v":7.726500065452109E-2},{"$f":"MAX($D91*INDEX(L$15:Z$81, MATCH($A91&$C91, $D$15:$D$81,0),))/mill_conv","v":7.726500065452109E-2},{"$f":"MAX($D91*INDEX(M$15:AA$81, MATCH($A91&$C91, $D$15:$D$81,0),))/mill_conv","v":7.726500065452109E-2},{"$f":"MAX($D91*INDEX(N$15:AB$81, MATCH($A91&$C91, $D$15:$D$81,0),))/mill_conv","v":7.726500065452109E-2},{"$f":"MAX($D91*INDEX(O$15:AC$81, MATCH($A91&$C91, $D$15:$D$81,0),))/mill_conv","v":7.726500065452109E-2},{"$f":"MAX($D91*INDEX(P$15:AD$81, MATCH($A91&$C91, $D$15:$D$81,0),))/mill_conv","v":7.726500065452109E-2},{"$f":"MAX($D91*INDEX(Q$15:AE$81, MATCH($A91&$C91, $D$15:$D$81,0),))/mill_conv","v":7.726500065452109E-2},{"$f":"MAX($D91*INDEX(R$15:AF$81, MATCH($A91&$C91, $D$15:$D$81,0),))/mill_conv","v":7.726500065452109E-2},{"$f":"MAX($D91*INDEX(S$15:AG$81, MATCH($A91&$C91, $D$15:$D$81,0),))/mill_conv","v":7.726500065452109E-2},{"$f":"MAX($D91*INDEX(T$15:AH$81, MATCH($A91&$C91, $D$15:$D$81,0),))/mill_conv","v":7.726500065452109E-2},{"$f":"MAX($D91*INDEX(U$15:AI$81, MATCH($A91&$C91, $D$15:$D$81,0),))/mill_conv","v":7.726500065452109E-2},{"$f":"MAX($D91*INDEX(V$15:AJ$81, MATCH($A91&$C91, $D$15:$D$81,0),))/mill_conv","v":7.726500065452109E-2},{"$f":"MAX($D91*INDEX(W$15:AK$81, MATCH($A91&$C91, $D$15:$D$81,0),))/mill_conv","v":7.726500065452109E-2},{"$f":"MAX($D91*INDEX(X$15:AL$81, MATCH($A91&$C91, $D$15:$D$81,0),))/mill_conv","v":7.726500065452109E-2},{"$f":"MAX($D91*INDEX(Y$15:AM$81, MATCH($A91&$C91, $D$15:$D$81,0),))/mill_conv","v":7.726500065452109E-2},{"$f":"MAX($D91*INDEX(Z$15:AN$81, MATCH($A91&$C91, $D$15:$D$81,0),))/mill_conv","v":7.726500065452109E-2},{"$f":"MAX($D91*INDEX(AA$15:AO$81, MATCH($A91&$C91, $D$15:$D$81,0),))/mill_conv","v":7.726500065452109E-2},{"$f":"MAX($D91*INDEX(AB$15:AP$81, MATCH($A91&$C91, $D$15:$D$81,0),))/mill_conv","v":7.726500065452109E-2},{"$f":"MAX($D91*INDEX(AC$15:AQ$81, MATCH($A91&$C91, $D$15:$D$81,0),))/mill_conv","v":0},{"$f":"MAX($D91*INDEX(AD$15:AR$81, MATCH($A91&$C91, $D$15:$D$81,0),))/mill_conv","v":0},{"$f":"MAX($D91*INDEX(AE$15:AS$81, MATCH($A91&$C91, $D$15:$D$81,0),))/mill_conv","v":0},{"$f":"MAX($D91*INDEX(AF$15:AT$81, MATCH($A91&$C91, $D$15:$D$81,0),))/mill_conv","v":0},{"$f":"MAX($D91*INDEX(AG$15:AU$81, MATCH($A91&$C91, $D$15:$D$81,0),))/mill_conv","v":0}]
[{"$f":"A16","v":"Option 1 (base case)"},null,"Total risk cost",{"$f":"INDEX(Data!$C$30:$C$36, MATCH(C92, Data!$B$30:$B$36,0))","v":1},null,null,null,{"$f":"A92&\" risk cost\"","v":"Option 1 (base case) risk cost"},{"$f":"$D92*INDEX(I$15:I$81, MATCH($A92&$C92, $D$15:$D$81,0))/mill_conv","v":6.8805581612833739},13.849118553610129,27.190027058501837,46.415233244831363,75.851555453913946,122.20347325518726,185.29457157923565,252.30868240324506,318.577178828238,318.577178828238,{"$f":"$D92*INDEX(S$15:S$81, MATCH($A92&$C92, $D$15:$D$81,0))/mill_conv","v":318.577178828238},318.577178828238,318.577178828238,318.577178828238,318.577178828238,318.577178828238,318.577178828238,318.577178828238,318.577178828238,318.577178828238,318.577178828238,318.577178828238,318.577178828238,318.577178828238,318.577178828238]
[]
[]
[]
[]
[null,null,null,null,null,null,null,null,{"$f":"I88","v":"FY27"},{"$f":"J88","v":"FY28"},"FY29","FY30","FY31","FY32","FY33","FY34","FY35","FY36","FY37","FY38","FY39","FY40","FY41","FY42","FY43","FY44","FY45","FY46","FY47","FY48","FY49","FY50","FY51"]
["Energy at risk",null,"Energy at risk (weighted)",{"$f":"MAX(H98:AG98)","v":6543.0504259836598},null,null,null,{"$f":"A98&\" \"&LOWER(C98)","v":"Energy at risk energy at risk (weighted)"},{"$f":"INDEX('Option1 (base case)'!I$14:I$91, MATCH($C98, 'Option1 (base case)'!$C$14:$C$91,0))","v":141.31532953420725},{"$f":"INDEX('Option1 (base case)'!J$14:J$91, MATCH($C98, 'Option1 (base case)'!$C$14:$C$91,0))","v":284.43807991831272},{"$f":"INDEX('Option1 (base case)'!K$14:K$91, MATCH($C98, 'Option1 (base case)'!$C$14:$C$91,0))","v":558.43836266613482},{"$f":"INDEX('Option1 (base case)'!L$14:L$91, MATCH($C98, 'Option1 (base case)'!$C$14:$C$91,0))","v":953.29242594135769},{"$f":"INDEX('Option1 (base case)'!M$14:M$91, MATCH($C98, 'Option1 (base case)'!$C$14:$C$91,0))","v":1557.8659904319038},{"$f":"INDEX('Option1 (base case)'!N$14:N$91, MATCH($C98, 'Option1 (base case)'!$C$14:$C$91,0))","v":2509.8580214690583},{"$f":"INDEX('Option1 (base case)'!O$14:O$91, MATCH($C98, 'Option1 (base case)'!$C$14:$C$91,0))","v":3805.6452441549263},{"$f":"INDEX('Option1 (base case)'!P$14:P$91, MATCH($C98, 'Option1 (base case)'!$C$14:$C$91,0))","v":5182.0046807809795},{"$f":"INDEX('Option1 (base case)'!Q$14:Q$91, MATCH($C98, 'Option1 (base case)'!$C$14:$C$91,0))","v":6543.0504259836598},{"$f":"INDEX('Option1 (base case)'!R$14:R$91, MATCH($C98, 'Option1 (base case)'!$C$14:$C$91,0))","v":6543.0504259836598},{"$f":"INDEX('Option1 (base case)'!S$14:S$91, MATCH($C98, 'Option1 (base case)'!$C$14:$C$91,0))","v":6543.0504259836598},{"$f":"INDEX('Option1 (base case)'!T$14:T$91, MATCH($C98, 'Option1 (base case)'!$C$14:$C$91,0))","v":6543.0504259836598},{"$f":"INDEX('Option1 (base case)'!U$14:U$91, MATCH($C98, 'Option1 (base case)'!$C$14:$C$91,0))","v":6543.0504259836598},{"$f":"INDEX('Option1 (base case)'!V$14:V$91, MATCH($C98, 'Option1 (base case)'!$C$14:$C$91,0))","v":6543.0504259836598},{"$f":"INDEX('Option1 (base case)'!W$14:W$91, MATCH($C98, 'Option1 (base case)'!$C$14:$C$91,0))","v":6543.0504259836598},{"$f":"INDEX('Option1 (base case)'!X$14:X$91, MATCH($C98, 'Option1 (base case)'!$C$14:$C$91,0))","v":6543.0504259836598},{"$f":"INDEX('Option1 (base case)'!Y$14:Y$91, MATCH($C98, 'Option1 (base case)'!$C$14:$C$91,0))","v":6543.0504259836598},{"$f":"INDEX('Option1 (base case)'!Z$14:Z$91, MATCH($C98, 'Option1 (base case)'!$C$14:$C$91,0))","v":6543.0504259836598},{"$f":"INDEX('Option1 (base case)'!AA$14:AA$91, MATCH($C98, 'Option1 (base case)'!$C$14:$C$91,0))","v":6543.0504259836598},{"$f":"INDEX('Option1 (base case)'!AB$14:AB$91, MATCH($C98, 'Option1 (base case)'!$C$14:$C$91,0))","v":6543.0504259836598},{"$f":"INDEX('Option1 (base case)'!AC$14:AC$91, MATCH($C98, 'Option1 (base case)'!$C$14:$C$91,0))","v":6543.0504259836598},{"$f":"INDEX('Option1 (base case)'!AD$14:AD$91, MATCH($C98, 'Option1 (base case)'!$C$14:$C$91,0))","v":6543.0504259836598},{"$f":"INDEX('Option1 (base case)'!AE$14:AE$91, MATCH($C98, 'Option1 (base case)'!$C$14:$C$91,0))","v":6543.0504259836598},{"$f":"INDEX('Option1 (base case)'!AF$14:AF$91, MATCH($C98, 'Option1 (base case)'!$C$14:$C$91,0))","v":6543.0504259836598},{"$f":"INDEX('Option1 (base case)'!AG$14:AG$91, MATCH($C98, 'Option1 (base case)'!$C$14:$C$91,0))","v":6543.0504259836598}]
[{"$f":"A23","v":"Option 1 (base case)"},null,"Energy at risk value",{"$f":"MAX(H99:AG99)","v":287.8632078419264},null,null,null,{"$f":"A99&\" risk cost\"","v":"Option 1 (base case) risk cost"},{"$f":"INDEX('Option1 (base case)'!I$14:I$91, MATCH($C99, 'Option1 (base case)'!$C$14:$C$91,0))/10^6","v":6.2172047330416547},{"$f":"INDEX('Option1 (base case)'!J$14:J$91, MATCH($C99, 'Option1 (base case)'!$C$14:$C$91,0))/10^6","v":12.51392741717626},{"$f":"INDEX('Option1 (base case)'!K$14:K$91, MATCH($C99, 'Option1 (base case)'!$C$14:$C$91,0))/10^6","v":24.568641228972261},{"$f":"INDEX('Option1 (base case)'!L$14:L$91, MATCH($C99, 'Option1 (base case)'!$C$14:$C$91,0))/10^6","v":41.940348595378012},{"$f":"INDEX('Option1 (base case)'!M$14:M$91, MATCH($C99, 'Option1 (base case)'!$C$14:$C$91,0))/10^6","v":68.538720046032495},{"$f":"INDEX('Option1 (base case)'!N$14:N$91, MATCH($C99, 'Option1 (base case)'!$C$14:$C$91,0))/10^6","v":110.42185742886983},{"$f":"INDEX('Option1 (base case)'!O$14:O$91, MATCH($C99, 'Option1 (base case)'!$C$14:$C$91,0))/10^6","v":167.43035382095712},{"$f":"INDEX('Option1 (base case)'!P$14:P$91, MATCH($C99, 'Option1 (base case)'!$C$14:$C$91,0))/10^6","v":227.98364575300246},{"$f":"INDEX('Option1 (base case)'!Q$14:Q$91, MATCH($C99, 'Option1 (base case)'!$C$14:$C$91,0))/10^6","v":287.8632078419264},{"$f":"INDEX('Option1 (base case)'!R$14:R$91, MATCH($C99, 'Option1 (base case)'!$C$14:$C$91,0))/10^6","v":287.8632078419264},{"$f":"INDEX('Option1 (base case)'!S$14:S$91, MATCH($C99, 'Option1 (base case)'!$C$14:$C$91,0))/10^6","v":287.8632078419264},{"$f":"INDEX('Option1 (base case)'!T$14:T$91, MATCH($C99, 'Option1 (base case)'!$C$14:$C$91,0))/10^6","v":287.8632078419264},{"$f":"INDEX('Option1 (base case)'!U$14:U$91, MATCH($C99, 'Option1 (base case)'!$C$14:$C$91,0))/10^6","v":287.8632078419264},{"$f":"INDEX('Option1 (base case)'!V$14:V$91, MATCH($C99, 'Option1 (base case)'!$C$14:$C$91,0))/10^6","v":287.8632078419264},{"$f":"INDEX('Option1 (base case)'!W$14:W$91, MATCH($C99, 'Option1 (base case)'!$C$14:$C$91,0))/10^6","v":287.8632078419264},{"$f":"INDEX('Option1 (base case)'!X$14:X$91, MATCH($C99, 'Option1 (base case)'!$C$14:$C$91,0))/10^6","v":287.8632078419264},{"$f":"INDEX('Option1 (base case)'!Y$14:Y$91, MATCH($C99, 'Option1 (base case)'!$C$14:$C$91,0))/10^6","v":287.8632078419264},{"$f":"INDEX('Option1 (base case)'!Z$14:Z$91, MATCH($C99, 'Option1 (base case)'!$C$14:$C$91,0))/10^6","v":287.8632078419264},{"$f":"INDEX('Option1 (base case)'!AA$14:AA$91, MATCH($C99, 'Option1 (base case)'!$C$14:$C$91,0))/10^6","v":287.8632078419264},{"$f":"INDEX('Option1 (base case)'!AB$14:AB$91, MATCH($C99, 'Option1 (base case)'!$C$14:$C$91,0))/10^6","v":287.8632078419264},{"$f":"INDEX('Option1 (base case)'!AC$14:AC$91, MATCH($C99, 'Option1 (base case)'!$C$14:$C$91,0))/10^6","v":287.8632078419264},{"$f":"INDEX('Option1 (base case)'!AD$14:AD$91, MATCH($C99, 'Option1 (base case)'!$C$14:$C$91,0))/10^6","v":287.8632078419264},{"$f":"INDEX('Option1 (base case)'!AE$14:AE$91, MATCH($C99, 'Option1 (base case)'!$C$14:$C$91,0))/10^6","v":287.8632078419264},{"$f":"INDEX('Option1 (base case)'!AF$14:AF$91, MATCH($C99, 'Option1 (base case)'!$C$14:$C$91,0))/10^6","v":287.8632078419264},{"$f":"INDEX('Option1 (base case)'!AG$14:AG$91, MATCH($C99, 'Option1 (base case)'!$C$14:$C$91,0))/10^6","v":287.8632078419264}]

{"sheet":"EaR MLN021","index":9,"n_rows":17773,"n_cols":32,"rows_kept":17773,"cut":false,"hidden":false,"merged":[]}
["Powercor"]
[{"$f":"Summary!A2","v":"Mount Cottrell feeder 9"}]
[]
[]
[]
["OUTPUT"]
[]
["Do nothing",null,null,null,null,2024,{"$f":"F8+1","v":2025},2026,2027,2028,2029,2030,2031,2032,2033,2034,2035,2036,2037,2038,2039,2040,2041,2042,2043,2044,2045,2046,2047,2048,2049,2050]
["50% PoE",null,null,null,null,{"$f":"SUM(F60:F61)","v":0},5.3667001533508601E-3,29.459120658776367,73.521778847898162,134.00338743337326,254.47712828253279,462.11391767260068,810.72385170143855,1381.5938640929558,2170.5483716602012,2983.1072496016659,3750.321872173894,3750.321872173894,3750.321872173894,3750.321872173894,3750.321872173894,3750.321872173894,3750.321872173894,3750.321872173894,3750.321872173894,3750.321872173894,3750.321872173894,3750.321872173894,3750.321872173894,3750.321872173894,3750.321872173894,{"$f":"SUM(AF60:AF61)","v":3750.321872173894}]
["10% PoE",null,null,null,null,{"$f":"F62+IF($F$26=$G$26,0, F63)","v":0},{"$f":"G62+IF($F$26=$G$26,0, G63)","v":2.8399994086098088},102.70640657294975,299.50028113559517,625.43953557641066,1148.0409922903766,1819.713628706091,2720.959313334683,3974.1679072214993,5515.0953987784715,6988.8125669371984,8318.5940268353079,8318.5940268353079,8318.5940268353079,8318.5940268353079,8318.5940268353079,{"$f":"V62+IF($F$26=$G$26,0, V63)","v":8318.5940268353079},8318.5940268353079,8318.5940268353079,8318.5940268353079,8318.5940268353079,8318.5940268353079,8318.5940268353079,8318.5940268353079,8318.5940268353079,8318.5940268353079,8318.5940268353079]
[]
[]
["OPTION 2",null,null,null,null,2024,{"$f":"F13+1","v":2025},2026,2027,2028,2029,2030,2031,2032,2033,2034,2035,2036,2037,2038,2039,2040,2041,2042,2043,2044,2045,2046,2047,2048,2049,2050]
["50% PoE",null,null,null,null,{"$f":"SUM(F130:F131)","v":0},5.3667001533508601E-3,29.459120658776367,73.521778847898162,0,2.0341199903487966E-2,0.96642525268311508,6.2662629322623298,23.527261578340443,61.176475001606818,124.08669832726041,226.92956200428415,226.92956200428415,226.92956200428415,226.92956200428415,226.92956200428415,226.92956200428415,226.92956200428415,226.92956200428415,226.92956200428415,226.92956200428415,226.92956200428415,226.92956200428415,226.92956200428415,226.92956200428415,226.92956200428415,{"$f":"SUM(AF130:AF131)","v":226.92956200428415}]
["10% PoE",null,null,null,null,{"$f":"F132+IF($F$26=$G$26,0, F133)","v":0},{"$f":"G132+IF($F$26=$G$26,0, G133)","v":2.8399994086098088},102.70640657294975,299.50028113559517,0.35903695679206526,4.1393290665245726,16.624296569709905,45.394290977717382,125.71639570748145,358.94296286268047,731.20881754989102,1176.3461964502721,1176.3461964502721,1176.3461964502721,1176.3461964502721,1176.3461964502721,1176.3461964502721,1176.3461964502721,1176.3461964502721,1176.3461964502721,1176.3461964502721,1176.3461964502721,1176.3461964502721,1176.3461964502721,1176.3461964502721,1176.3461964502721,1176.3461964502721]
[]
[]
[]
[]
["INPUT DATA"]
[]
[null,"ZSS/TS/Line",null,null,null,"MLN021"]
[null,"No Tx/Line",null,null,null,1]
[]
[null,null,null,null,null,"N Rating","N-1 Rating","Load Tan Phi (actual)","Load Tan Phi (forecast)","10%/50% POE","Cap Bank (actual)","Cap Bank (forecast)","2024 MVAR"]
[null,"S",null,null,null,16,16,-1.2953967344761544E-2,-1.2953967344761544E-2,1.1092267286861242,0,0,-0.18666666746139529]
[null,"W",null,null,null,16,16,-0.1344086085705207,-0.1344086085705207,1.1664790363343838,0,0,-1.583333373069763]
[]
[null,"Interval",null,null,null,"15m"]
[null,"Exposure",null,null,null,3.744292237442922E-2]
[]
[]
["Do Nothing - 50% PoE Load Forecast ",null,null,null,null,2024,2025,2026,2027,2028,2029,2030,2031,2032,2033,2034,2035,2036,2037,2038,2039,2040,2041,2042,2043,2044,2045,2046,2047,2048,2049,2050]
["MLN021","S (MW)",null,null,null,14.409999847412109,16.020000457763668,20.370000839233398,21.75,22.940000534057621,24.079999923706051,25.079999923706051,26.159999847412109,27.45000076293945,28.840000152587891,29.860000610351559,30.579999923706051,30.579999923706051,30.579999923706051,30.579999923706051,30.579999923706051,30.579999923706051,30.579999923706051,30.579999923706051,30.579999923706051,30.579999923706051,30.579999923706051,30.579999923706051,30.579999923706051,30.579999923706051,30.579999923706051,30.579999923706051]
[null,"W (MW)",null,null,null,11.77999973297119,13.889999866485596,17.195000171661381,19.675000190734863,21.079999923706055,22.494999885559082,23.814999580383304,25.19999980926514,26.755000114440918,28.345000267028809,29.700000762939453,30.835000038146976,30.835000038146976,30.835000038146976,30.835000038146976,30.835000038146976,30.835000038146976,30.835000038146976,30.835000038146976,30.835000038146976,30.835000038146976,30.835000038146976,30.835000038146976,30.835000038146976,30.835000038146976,30.835000038146976,30.835000038146976]
["Transfers","S (MW)",null,null,null,0,0,0,0,0,0,0,0,0,0,0,0,0,0,0,0,0,0,0,0,0,0,0,0,0,0,0]
[null,"W (MW)",null,null,null,0,0,0,0,0,0,0,0,0,0,0,0,0,0,0,0,0,0,0,0,0,0,0,0,0,0,0]
["After TFs","S (MW)",null,null,null,{"$f":"IF(F34-F36<0,0,F34-F36)","v":14.409999847412109},16.020000457763668,20.370000839233398,21.75,22.940000534057621,24.079999923706051,25.079999923706051,26.159999847412109,27.45000076293945,28.840000152587891,29.860000610351559,30.579999923706051,30.579999923706051,30.579999923706051,30.579999923706051,30.579999923706051,30.579999923706051,30.579999923706051,30.579999923706051,30.579999923706051,30.579999923706051,30.579999923706051,30.579999923706051,30.579999923706051,30.579999923706051,30.579999923706051,30.579999923706051]
[null,"W (MW)",null,null,null,{"$f":"IF(F35-F37<0,0,F35-F37)","v":11.77999973297119},13.889999866485596,17.195000171661381,19.675000190734863,21.079999923706055,22.494999885559082,23.814999580383304,25.19999980926514,26.755000114440918,28.345000267028809,29.700000762939453,30.835000038146976,30.835000038146976,30.835000038146976,30.835000038146976,30.835000038146976,30.835000038146976,30.835000038146976,30.835000038146976,30.835000038146976,30.835000038146976,30.835000038146976,30.835000038146976,30.835000038146976,30.835000038146976,30.835000038146976,30.835000038146976]
[]
[0,null,null,null,null,{"$f":"F33","v":2024},2025,2026,2027,2028,2029,2030,2031,2032,2033,2034,2035,2036,2037,2038,2039,2040,2041,2042,2043,2044,2045,2046,2047,2048,2049,2050]
["Option 1 - 50% PoE Load Forecast "]
[{"$f":"A34","v":"MLN021"},{"$f":"B34","v":"S (MW)"},null,null,null,{"$f":"F34","v":14.409999847412109},16.020000457763668,20.370000839233398,21.75,22.940000534057621,24.079999923706051,25.079999923706051,26.159999847412109,27.45000076293945,28.840000152587891,29.860000610351559,30.579999923706051,30.579999923706051,30.579999923706051,30.579999923706051,30.579999923706051,30.579999923706051,30.579999923706051,30.579999923706051,30.579999923706051,30.579999923706051,30.579999923706051,30.579999923706051,30.579999923706051,30.579999923706051,30.579999923706051,30.579999923706051]
[null,{"$f":"B35","v":"W (MW)"},null,null,null,{"$f":"F35","v":11.77999973297119},13.889999866485596,17.195000171661381,19.675000190734863,21.079999923706055,22.494999885559082,23.814999580383304,25.19999980926514,26.755000114440918,28.345000267028809,29.700000762939453,30.835000038146976,30.835000038146976,30.835000038146976,30.835000038146976,30.835000038146976,30.835000038146976,30.835000038146976,30.835000038146976,30.835000038146976,30.835000038146976,30.835000038146976,30.835000038146976,30.835000038146976,30.835000038146976,30.835000038146976,30.835000038146976]
[{"$f":"A36","v":"Transfers"},{"$f":"B36","v":"S (MW)"},null,null,null,0,0,0,0,8,8,8,8,8,8,8,8,8,8,8,8,8,8,8,8,8,8,8,8,8,8,8]
[null,{"$f":"B37","v":"W (MW)"},null,null,null,0,0,0,0,8,8,8,8,8,8,8,8,8,8,8,8,8,8,8,8,8,8,8,8,8,8,8]
[{"$f":"A38","v":"After TFs"},{"$f":"B38","v":"S (MW)"},null,null,null,{"$f":"IF(F43-F45<0,0,F43-F45)","v":14.409999847412109},16.020000457763668,20.370000839233398,21.75,14.940000534057621,16.079999923706051,17.079999923706051,18.159999847412109,19.45000076293945,20.840000152587891,21.860000610351559,22.579999923706051,22.579999923706051,22.579999923706051,22.579999923706051,22.579999923706051,22.579999923706051,22.579999923706051,22.579999923706051,22.579999923706051,22.579999923706051,22.579999923706051,22.579999923706051,22.579999923706051,22.579999923706051,22.579999923706051,22.579999923706051]
[null,{"$f":"B39","v":"W (MW)"},null,null,null,{"$f":"IF(F44-F46<0,0,F44-F46)","v":11.77999973297119},13.889999866485596,17.195000171661381,19.675000190734863,13.079999923706055,14.494999885559082,15.814999580383304,17.19999980926514,18.755000114440918,20.345000267028809,21.700000762939453,22.835000038146976,22.835000038146976,22.835000038146976,22.835000038146976,22.835000038146976,22.835000038146976,22.835000038146976,22.835000038146976,22.835000038146976,22.835000038146976,22.835000038146976,22.835000038146976,22.835000038146976,22.835000038146976,22.835000038146976,22.835000038146976]
[]
[]
["ENERGY AT RISK:  DO NOTHING"]
[]
[null,null,null,null,null,2024,2025,2026,2027,2028,2029,2030,2031,2032,2033,2034,2035,2036,2037,2038,2039,2040,2041,2042,2043,2044,2045,2046,2047,2048,2049,2050]
["Summary"]
[]
["50% PoE","N",null,null,"Total EatR, MWhrs",{"$f":"IF($F$29=\"15m\",(F81+F111)*0.25,F81+F111)","v":0},5.3667001533508601E-3,29.459120658776367,73.521778847898162,134.00338743337326,254.47712828253279,462.11391767260068,810.72385170143855,1381.5938640929558,2170.5483716602012,2983.1072496016659,3750.321872173894,3750.321872173894,3750.321872173894,3750.321872173894,3750.321872173894,3750.321872173894,3750.321872173894,3750.321872173894,3750.321872173894,3750.321872173894,3750.321872173894,3750.321872173894,3750.321872173894,3750.321872173894,3750.321872173894,3750.321872173894]
["50% PoE","N-1",null,null,"Total EatR, MWhrs",{"$f":"IF($F$29=\"15m\",(F82+F112)*0.25,F82+F112)","v":0},0,0,0,0,0,0,0,0,0,0,0,0,0,0,0,0,0,0,0,0,0,0,0,0,0,0]
["10% LAR","N",null,null,"Total EatR, MWhrs",{"$f":"IF($F$29=\"15m\",(F83+F113)*0.25,F83+F113)","v":0},2.8399994086098088,102.70640657294975,299.50028113559517,625.43953557641066,1148.0409922903766,1819.713628706091,2720.959313334683,3974.1679072214993,5515.0953987784715,6988.8125669371984,8318.5940268353079,8318.5940268353079,8318.5940268353079,8318.5940268353079,8318.5940268353079,8318.5940268353079,8318.5940268353079,8318.5940268353079,8318.5940268353079,8318.5940268353079,8318.5940268353079,8318.5940268353079,8318.5940268353079,8318.5940268353079,8318.5940268353079,8318.5940268353079]
["10% LAR","N-1",null,null,"Total EatR, MWhrs",{"$f":"IF($F$29=\"15m\",(F84+F114)*0.25,F84+F114)","v":0},1.4899787214156524E-3,0.19862286803635598,1.4326265432779337,3.7466313474581625,7.7060444538099091,12.962151142503785,20.056363759198689,29.847726473878311,41.74554006709775,53.279586857449658,63.851091209466176,63.851091209466176,63.851091209466176,63.851091209466176,63.851091209466176,63.851091209466176,63.851091209466176,63.851091209466176,63.851091209466176,63.851091209466176,63.851091209466176,63.851091209466176,63.851091209466176,63.851091209466176,63.851091209466176,63.851091209466176]
["50% PoE","N",null,null,"Total EEatR, MWhrs",{"$f":"IF($F$29=\"15m\",(F86+F116)*0.25,F86+F116)","v":0},5.3667001533508601E-3,29.459120658776367,73.521778847898162,134.00338743337326,254.47712828253279,462.11391767260068,810.72385170143855,1381.5938640929558,2170.5483716602012,2983.1072496016659,3750.321872173894,3750.321872173894,3750.321872173894,3750.321872173894,3750.321872173894,3750.321872173894,3750.321872173894,3750.321872173894,3750.321872173894,3750.321872173894,3750.321872173894,3750.321872173894,3750.321872173894,3750.321872173894,3750.321872173894,3750.321872173894]
["50% PoE","N-1",null,null,"Total EEatR, MWhrs",{"$f":"IF($F$29=\"15m\",(F87+F117)*0.25,F87+F117)","v":0},0,0,0,0,0,0,0,0,0,0,0,0,0,0,0,0,0,0,0,0,0,0,0,0,0,0]
["10% LAR","N",null,null,"Total EEatR, MWhrs",{"$f":"IF($F$29=\"15m\",(F88+F118)*0.25,F88+F118)","v":0},2.8399994086098088,102.70640657294975,299.50028113559517,625.43953557641066,1148.0409922903766,1819.713628706091,2720.959313334683,3974.1679072214993,5515.0953987784715,6988.8125669371984,8318.5940268353079,8318.5940268353079,8318.5940268353079,8318.5940268353079,8318.5940268353079,8318.5940268353079,8318.5940268353079,8318.5940268353079,8318.5940268353079,8318.5940268353079,8318.5940268353079,8318.5940268353079,8318.5940268353079,8318.5940268353079,8318.5940268353079,8318.5940268353079]
["10% LAR","N-1",null,null,"Total EEatR, MWhrs",{"$f":"IF($F$29=\"15m\",(F89+F119)*0.25,F89+F119)","v":0},5.5789157605517576E-5,7.4370206296717756E-3,5.3641724451502532E-2,0.14028482670847914,0.28853682429790528,0.48534081903438825,0.75096887134899193,1.1175861054146217,1.5630750162109659,1.9949434348451467,2.390771451678642,2.390771451678642,{"$f":"IF($F$29=\"15m\",(S89+S119)*0.25,S89+S119)","v":2.390771451678642},2.390771451678642,2.390771451678642,2.390771451678642,2.390771451678642,2.390771451678642,2.390771451678642,2.390771451678642,2.390771451678642,2.390771451678642,2.390771451678642,2.390771451678642,2.390771451678642,2.390771451678642]
[null,null,{"$f":"$F$30","v":3.744292237442922E-2}]
["Transfers","ON"]
["MLN021","50% PoE",{"$f":"EXP((1/11)*LN(Q66/F66))-1","v":7.0795856915278899E-2},null,"MW",{"$f":"IF($B$65=\"OFF\",'EaR MLN021'!F34,'EaR MLN021'!F38)","v":14.409999847412109},{"$f":"IF($B$65=\"OFF\",'EaR MLN021'!G34,'EaR MLN021'!G38)","v":16.020000457763668},{"$f":"IF($B$65=\"OFF\",'EaR MLN021'!H34,'EaR MLN021'!H38)","v":20.370000839233398},{"$f":"IF($B$65=\"OFF\",'EaR MLN021'!I34,'EaR MLN021'!I38)","v":21.75},{"$f":"IF($B$65=\"OFF\",'EaR MLN021'!J34,'EaR MLN021'!J38)","v":22.940000534057621},{"$f":"IF($B$65=\"OFF\",'EaR MLN021'!K34,'EaR MLN021'!K38)","v":24.079999923706051},{"$f":"IF($B$65=\"OFF\",'EaR MLN021'!L34,'EaR MLN021'!L38)","v":25.079999923706051},{"$f":"IF($B$65=\"OFF\",'EaR MLN021'!M34,'EaR MLN021'!M38)","v":26.159999847412109},{"$f":"IF($B$65=\"OFF\",'EaR MLN021'!N34,'EaR MLN021'!N38)","v":27.45000076293945},{"$f":"IF($B$65=\"OFF\",'EaR MLN021'!O34,'EaR MLN021'!O38)","v":28.840000152587891},{"$f":"IF($B$65=\"OFF\",'EaR MLN021'!P34,'EaR MLN021'!P38)","v":29.860000610351559},{"$f":"IF($B$65=\"OFF\",'EaR MLN021'!Q34,'EaR MLN021'!Q38)","v":30.579999923706051},{"$f":"IF($B$65=\"OFF\",'EaR MLN021'!R34,'EaR MLN021'!R38)","v":30.579999923706051},{"$f":"IF($B$65=\"OFF\",'EaR MLN021'!S34,'EaR MLN021'!S38)","v":30.579999923706051},{"$f":"IF($B$65=\"OFF\",'EaR MLN021'!T34,'EaR MLN021'!T38)","v":30.579999923706051},{"$f":"IF($B$65=\"OFF\",'EaR MLN021'!U34,'EaR MLN021'!U38)","v":30.579999923706051},{"$f":"IF($B$65=\"OFF\",'EaR MLN021'!V34,'EaR MLN021'!V38)","v":30.579999923706051},{"$f":"IF($B$65=\"OFF\",'EaR MLN021'!W34,'EaR MLN021'!W38)","v":30.579999923706051},{"$f":"IF($B$65=\"OFF\",'EaR MLN021'!X34,'EaR MLN021'!X38)","v":30.579999923706051},{"$f":"IF($B$65=\"OFF\",'EaR MLN021'!Y34,'EaR MLN021'!Y38)","v":30.579999923706051},{"$f":"IF($B$65=\"OFF\",'EaR MLN021'!Z34,'EaR MLN021'!Z38)","v":30.579999923706051},{"$f":"IF($B$65=\"OFF\",'EaR MLN021'!AA34,'EaR MLN021'!AA38)","v":30.579999923706051},{"$f":"IF($B$65=\"OFF\",'EaR MLN021'!AB34,'EaR MLN021'!AB38)","v":30.579999923706051},{"$f":"IF($B$65=\"OFF\",'EaR MLN021'!AC34,'EaR MLN021'!AC38)","v":30.579999923706051},{"$f":"IF($B$65=\"OFF\",'EaR MLN021'!AD34,'EaR MLN021'!AD38)","v":30.579999923706051},{"$f":"IF($B$65=\"OFF\",'EaR MLN021'!AE34,'EaR MLN021'!AE38)","v":30.579999923706051},{"$f":"IF($B$65=\"OFF\",'EaR MLN021'!AF34,'EaR MLN021'!AF38)","v":30.579999923706051}]
["Summer","load pf",{"$f":"F66/F68","v":0.99991610792301733},null,"MVAr",{"$f":"F74*F66","v":-0.18666666746139529},-0.20752256279293554,-0.26387232568419472,-0.2817487897485636,-0.29716401780699481,-0.31193153267354867,-0.32488550001831018,-0.33887578376234345,-0.35558641349679709,-0.37359242019954148,-0.38680547282105388,-0.3961323204144987,-0.3961323204144987,-0.3961323204144987,-0.3961323204144987,-0.3961323204144987,-0.3961323204144987,-0.3961323204144987,-0.3961323204144987,-0.3961323204144987,-0.3961323204144987,-0.3961323204144987,-0.3961323204144987,-0.3961323204144987,-0.3961323204144987,-0.3961323204144987,-0.3961323204144987]
[null,null,null,null,"MVA",{"$f":"(F66^2+F67^2)^0.5","v":14.411208833652996},16.021344521631644,20.371709864285602,21.751824805761121,22.941925179810937,24.082020214399776,25.082104113515229,26.162194648259579,27.452303793722667,28.84241980309038,29.862505837990216,30.582565558650227,30.582565558650227,30.582565558650227,30.582565558650227,30.582565558650227,30.582565558650227,30.582565558650227,30.582565558650227,30.582565558650227,30.582565558650227,30.582565558650227,30.582565558650227,30.582565558650227,30.582565558650227,30.582565558650227,30.582565558650227]
[null,null,null,null,"MVA",{"$f":"(F66^2+(F67-F75)^2)^0.5","v":14.411208833652996},16.021344521631644,20.371709864285602,21.751824805761121,22.941925179810937,24.082020214399776,25.082104113515229,26.162194648259579,27.452303793722667,28.84241980309038,29.862505837990216,30.582565558650227,30.582565558650227,30.582565558650227,30.582565558650227,30.582565558650227,30.582565558650227,30.582565558650227,30.582565558650227,30.582565558650227,30.582565558650227,30.582565558650227,30.582565558650227,30.582565558650227,30.582565558650227,30.582565558650227,30.582565558650227]
["50% PoE","N","CR",null,"MVA",{"$f":"$F$26","v":16},16,16,16,16,16,16,16,16,16,16,16,16,16,16,16,16,16,16,16,16,16,16,16,16,16,16]
["50% PoE","N-1","CR",null,"MVA",{"$f":"$G$26","v":16},16,16,16,16,16,16,16,16,16,16,16,16,16,16,16,16,16,16,16,16,16,16,16,16,16,16]
["50% LAR","N",null,null,"Ratio Rating/Load",{"$f":"IF(F69=0,100,TRUNC(F70/F69,5))","v":1.1102399999999999},0.99865999999999999,0.78539999999999999,0.73556999999999995,0.69740999999999997,0.66439000000000004,0.63790000000000002,0.61155999999999999,0.58282,0.55472999999999995,0.53578000000000003,0.52317000000000002,0.52317000000000002,0.52317000000000002,0.52317000000000002,0.52317000000000002,0.52317000000000002,0.52317000000000002,0.52317000000000002,0.52317000000000002,0.52317000000000002,0.52317000000000002,0.52317000000000002,0.52317000000000002,0.52317000000000002,0.52317000000000002,0.52317000000000002]
["50% LAR","N-1",null,null,"Ratio Rating/Load",{"$f":"IF(F69=0,100,TRUNC(F71/F69,5))","v":1.1102399999999999},0.99865999999999999,0.78539999999999999,0.73556999999999995,0.69740999999999997,0.66439000000000004,0.63790000000000002,0.61155999999999999,0.58282,0.55472999999999995,0.53578000000000003,0.52317000000000002,0.52317000000000002,0.52317000000000002,0.52317000000000002,0.52317000000000002,0.52317000000000002,0.52317000000000002,0.52317000000000002,0.52317000000000002,0.52317000000000002,0.52317000000000002,0.52317000000000002,0.52317000000000002,0.52317000000000002,0.52317000000000002,0.52317000000000002]
["Load tan Phi",null,{"$f":"$H$26","v":-1.2953967344761544E-2},null,null,{"$f":"C74","v":-1.2953967344761544E-2},{"$f":"'EaR MLN021'!I26","v":-1.2953967344761544E-2},{"$f":"G74","v":-1.2953967344761544E-2},-1.2953967344761544E-2,-1.2953967344761544E-2,-1.2953967344761544E-2,-1.2953967344761544E-2,-1.2953967344761544E-2,-1.2953967344761544E-2,-1.2953967344761544E-2,-1.2953967344761544E-2,-1.2953967344761544E-2,-1.2953967344761544E-2,-1.2953967344761544E-2,-1.2953967344761544E-2,-1.2953967344761544E-2,-1.2953967344761544E-2,-1.2953967344761544E-2,-1.2953967344761544E-2,-1.2953967344761544E-2,-1.2953967344761544E-2,-1.2953967344761544E-2,-1.2953967344761544E-2,-1.2953967344761544E-2,-1.2953967344761544E-2,-1.2953967344761544E-2,-1.2953967344761544E-2]
["Cap",null,0,null,"MVAr",{"$f":"C75","v":0},{"$f":"'EaR MLN021'!L26","v":0},{"$f":"G75","v":0},0,0,0,0,0,0,0,0,0,0,0,0,0,0,0,0,0,0,0,0,0,0,0,0]
["10% PoE","10%/50%",{"$f":"J26","v":1.1092267286861242},null,"MVA",{"$f":"((F66*$C76)^2+(F66*$C76*F74-F75)^2)^0.5","v":15.985298030965488},17.771303572882825,22.596845090504367,24.127705472248095,25.447796616963505,26.712420502571778,27.821740294399277,29.019805584938595,30.450829132008668,31.992782965573827,33.124289661044173,33.922999149450519,33.922999149450519,33.922999149450519,33.922999149450519,33.922999149450519,33.922999149450519,33.922999149450519,33.922999149450519,33.922999149450519,33.922999149450519,33.922999149450519,33.922999149450519,33.922999149450519,33.922999149450519,33.922999149450519,33.922999149450519]
["10% PoE","N","CR",null,"MVA",{"$f":"F70","v":16},16,16,16,16,16,16,16,16,16,16,16,16,16,16,16,16,16,16,16,16,16,16,16,16,16,16]
["10% PoE","N-1","CR",null,"MVA",{"$f":"F71","v":16},16,16,16,16,16,16,16,16,16,16,16,16,16,16,16,16,16,16,16,16,16,16,16,16,16,16]
["10% LAR","N",null,null,"Ratio Rating/Load",{"$f":"IF(F76=0,100,TRUNC(F77/F76,5))","v":1.00091},0.90032000000000001,0.70806000000000002,0.66313,0.62873000000000001,0.59897,0.57508000000000004,0.55134000000000005,0.52542999999999995,0.50011000000000005,0.48302,0.47165000000000001,0.47165000000000001,0.47165000000000001,0.47165000000000001,0.47165000000000001,0.47165000000000001,0.47165000000000001,0.47165000000000001,0.47165000000000001,0.47165000000000001,0.47165000000000001,0.47165000000000001,0.47165000000000001,0.47165000000000001,0.47165000000000001,0.47165000000000001]
["10% LAR","N-1",null,null,"Ratio Rating/Load",{"$f":"IF(F76=0,100,TRUNC(F78/F76,5))","v":1.00091},0.90032000000000001,0.70806000000000002,0.66313,0.62873000000000001,0.59897,0.57508000000000004,0.55134000000000005,0.52542999999999995,0.50011000000000005,0.48302,0.47165000000000001,0.47165000000000001,0.47165000000000001,0.47165000000000001,0.47165000000000001,0.47165000000000001,0.47165000000000001,0.47165000000000001,0.47165000000000001,0.47165000000000001,0.47165000000000001,0.47165000000000001,0.47165000000000001,0.47165000000000001,0.47165000000000001,0.47165000000000001]
["50% PoE","N",null,null,"EatR, MWhrs",{"$f":"IF(F72<1,F66*((SUMPRODUCT(('EaR MLN021'!$A$192:$A$20055)*('EaR MLN021'!$A$192:$A$20055>F72)))-F72*MATCH(F72,$A$192:$A$20055,-1)),0)","v":0},{"$f":"IF(G72<1,G66*((SUMPRODUCT(('EaR MLN021'!$A$192:$A$20055)*('EaR MLN021'!$A$192:$A$20055>G72)))-G72*MATCH(G72,$A$192:$A$20055,-1)),0)","v":2.146680061340344E-2},{"$f":"IF(H72<1,H66*((SUMPRODUCT(('EaR MLN021'!$A$192:$A$20055)*('EaR MLN021'!$A$192:$A$20055>H72)))-H72*MATCH(H72,$A$192:$A$20055,-1)),0)","v":110.31809261404777},{"$f":"IF(I72<1,I66*((SUMPRODUCT(('EaR MLN021'!$A$192:$A$20055)*('EaR MLN021'!$A$192:$A$20055>I72)))-I72*MATCH(I72,$A$192:$A$20055,-1)),0)","v":226.61517487500095},{"$f":"IF(J72<1,J66*((SUMPRODUCT(('EaR MLN021'!$A$192:$A$20055)*('EaR MLN021'!$A$192:$A$20055>J72)))-J72*MATCH(J72,$A$192:$A$20055,-1)),0)","v":372.69530594058142},{"$f":"IF(K72<1,K66*((SUMPRODUCT(('EaR MLN021'!$A$192:$A$20055)*('EaR MLN021'!$A$192:$A$20055>K72)))-K72*MATCH(K72,$A$192:$A$20055,-1)),0)","v":557.63580328121338},{"$f":"IF(L72<1,L66*((SUMPRODUCT(('EaR MLN021'!$A$192:$A$20055)*('EaR MLN021'!$A$192:$A$20055>L72)))-L72*MATCH(L72,$A$192:$A$20055,-1)),0)","v":759.53875133346548},{"$f":"IF(M72<1,M66*((SUMPRODUCT(('EaR MLN021'!$A$192:$A$20055)*('EaR MLN021'!$A$192:$A$20055>M72)))-M72*MATCH(M72,$A$192:$A$20055,-1)),0)","v":1022.314641612974},{"$f":"IF(N72<1,N66*((SUMPRODUCT(('EaR MLN021'!$A$192:$A$20055)*('EaR MLN021'!$A$192:$A$20055>N72)))-N72*MATCH(N72,$A$192:$A$20055,-1)),0)","v":1403.6587234179819},{"$f":"IF(O72<1,O66*((SUMPRODUCT(('EaR MLN021'!$A$192:$A$20055)*('EaR MLN021'!$A$192:$A$20055>O72)))-O72*MATCH(O72,$A$192:$A$20055,-1)),0)","v":1908.1122083395121},{"$f":"IF(P72<1,P66*((SUMPRODUCT(('EaR MLN021'!$A$192:$A$20055)*('EaR MLN021'!$A$192:$A$20055>P72)))-P72*MATCH(P72,$A$192:$A$20055,-1)),0)","v":2355.2619351465751},{"$f":"IF(Q72<1,Q66*((SUMPRODUCT(('EaR MLN021'!$A$192:$A$20055)*('EaR MLN021'!$A$192:$A$20055>Q72)))-Q72*MATCH(Q72,$A$192:$A$20055,-1)),0)","v":2712.6063914483138},{"$f":"IF(R72<1,R66*((SUMPRODUCT(('EaR MLN021'!$A$192:$A$20055)*('EaR MLN021'!$A$192:$A$20055>R72)))-R72*MATCH(R72,$A$192:$A$20055,-1)),0)","v":2712.6063914483138},{"$f":"IF(S72<1,S66*((SUMPRODUCT(('EaR MLN021'!$A$192:$A$20055)*('EaR MLN021'!$A$192:$A$20055>S72)))-S72*MATCH(S72,$A$192:$A$20055,-1)),0)","v":2712.6063914483138},{"$f":"IF(T72<1,T66*((SUMPRODUCT(('EaR MLN021'!$A$192:$A$20055)*('EaR MLN021'!$A$192:$A$20055>T72)))-T72*MATCH(T72,$A$192:$A$20055,-1)),0)","v":2712.6063914483138},{"$f":"IF(U72<1,U66*((SUMPRODUCT(('EaR MLN021'!$A$192:$A$20055)*('EaR MLN021'!$A$192:$A$20055>U72)))-U72*MATCH(U72,$A$192:$A$20055,-1)),0)","v":2712.6063914483138},{"$f":"IF(V72<1,V66*((SUMPRODUCT(('EaR MLN021'!$A$192:$A$20055)*('EaR MLN021'!$A$192:$A$20055>V72)))-V72*MATCH(V72,$A$192:$A$20055,-1)),0)","v":2712.6063914483138},{"$f":"IF(W72<1,W66*((SUMPRODUCT(('EaR MLN021'!$A$192:$A$20055)*('EaR MLN021'!$A$192:$A$20055>W72)))-W72*MATCH(W72,$A$192:$A$20055,-1)),0)","v":2712.6063914483138},{"$f":"IF(X72<1,X66*((SUMPRODUCT(('EaR MLN021'!$A$192:$A$20055)*('EaR MLN021'!$A$192:$A$20055>X72)))-X72*MATCH(X72,$A$192:$A$20055,-1)),0)","v":2712.6063914483138},{"$f":"IF(Y72<1,Y66*((SUMPRODUCT(('EaR MLN021'!$A$192:$A$20055)*('EaR MLN021'!$A$192:$A$20055>Y72)))-Y72*MATCH(Y72,$A$192:$A$20055,-1)),0)","v":2712.6063914483138},{"$f":"IF(Z72<1,Z66*((SUMPRODUCT(('EaR MLN021'!$A$192:$A$20055)*('EaR MLN021'!$A$192:$A$20055>Z72)))-Z72*MATCH(Z72,$A$192:$A$20055,-1)),0)","v":2712.6063914483138},{"$f":"IF(AA72<1,AA66*((SUMPRODUCT(('EaR MLN021'!$A$192:$A$20055)*('EaR MLN021'!$A$192:$A$20055>AA72)))-AA72*MATCH(AA72,$A$192:$A$20055,-1)),0)","v":2712.6063914483138},{"$f":"IF(AB72<1,AB66*((SUMPRODUCT(('EaR MLN021'!$A$192:$A$20055)*('EaR MLN021'!$A$192:$A$20055>AB72)))-AB72*MATCH(AB72,$A$192:$A$20055,-1)),0)","v":2712.6063914483138},{"$f":"IF(AC72<1,AC66*((SUMPRODUCT(('EaR MLN021'!$A$192:$A$20055)*('EaR MLN021'!$A$192:$A$20055>AC72)))-AC72*MATCH(AC72,$A$192:$A$20055,-1)),0)","v":2712.6063914483138},{"$f":"IF(AD72<1,AD66*((SUMPRODUCT(('EaR MLN021'!$A$192:$A$20055)*('EaR MLN021'!$A$192:$A$20055>AD72)))-AD72*MATCH(AD72,$A$192:$A$20055,-1)),0)","v":2712.6063914483138},{"$f":"IF(AE72<1,AE66*((SUMPRODUCT(('EaR MLN021'!$A$192:$A$20055)*('EaR MLN021'!$A$192:$A$20055>AE72)))-AE72*MATCH(AE72,$A$192:$A$20055,-1)),0)","v":2712.6063914483138},{"$f":"IF(AF72<1,AF66*((SUMPRODUCT(('EaR MLN021'!$A$192:$A$20055)*('EaR MLN021'!$A$192:$A$20055>AF72)))-AF72*MATCH(AF72,$A$192:$A$20055,-1)),0)","v":2712.6063914483138}]
["50% PoE","N-1",null,null,"EatR, MWhrs",{"$f":"IF(F73<1,IF(F73=0,F64*SUMPRODUCT(('EaR MLN021'!$A$192:$A$20055)*('EaR MLN021'!$A$192:$A$20055>F73)),F66*(SUMPRODUCT(('EaR MLN021'!$A$192:$A$20055)*('EaR MLN021'!$A$192:$A$20055>F73))-F73*MATCH(F73,$A$192:$A$20055,-1)))-F81,0)","v":0},{"$f":"IF(G73<1,IF(G73=0,G64*SUMPRODUCT(('EaR MLN021'!$A$192:$A$20055)*('EaR MLN021'!$A$192:$A$20055>G73)),G66*(SUMPRODUCT(('EaR MLN021'!$A$192:$A$20055)*('EaR MLN021'!$A$192:$A$20055>G73))-G73*MATCH(G73,$A$192:$A$20055,-1)))-G81,0)","v":0},{"$f":"IF(H73<1,IF(H73=0,H64*SUMPRODUCT(('EaR MLN021'!$A$192:$A$20055)*('EaR MLN021'!$A$192:$A$20055>H73)),H66*(SUMPRODUCT(('EaR MLN021'!$A$192:$A$20055)*('EaR MLN021'!$A$192:$A$20055>H73))-H73*MATCH(H73,$A$192:$A$20055,-1)))-H81,0)","v":0},{"$f":"IF(I73<1,IF(I73=0,I64*SUMPRODUCT(('EaR MLN021'!$A$192:$A$20055)*('EaR MLN021'!$A$192:$A$20055>I73)),I66*(SUMPRODUCT(('EaR MLN021'!$A$192:$A$20055)*('EaR MLN021'!$A$192:$A$20055>I73))-I73*MATCH(I73,$A$192:$A$20055,-1)))-I81,0)","v":0},{"$f":"IF(J73<1,IF(J73=0,J64*SUMPRODUCT(('EaR MLN021'!$A$192:$A$20055)*('EaR MLN021'!$A$192:$A$20055>J73)),J66*(SUMPRODUCT(('EaR MLN021'!$A$192:$A$20055)*('EaR MLN021'!$A$192:$A$20055>J73))-J73*MATCH(J73,$A$192:$A$20055,-1)))-J81,0)","v":0},{"$f":"IF(K73<1,IF(K73=0,K64*SUMPRODUCT(('EaR MLN021'!$A$192:$A$20055)*('EaR MLN021'!$A$192:$A$20055>K73)),K66*(SUMPRODUCT(('EaR MLN021'!$A$192:$A$20055)*('EaR MLN021'!$A$192:$A$20055>K73))-K73*MATCH(K73,$A$192:$A$20055,-1)))-K81,0)","v":0},{"$f":"IF(L73<1,IF(L73=0,L64*SUMPRODUCT(('EaR MLN021'!$A$192:$A$20055)*('EaR MLN021'!$A$192:$A$20055>L73)),L66*(SUMPRODUCT(('EaR MLN021'!$A$192:$A$20055)*('EaR MLN021'!$A$192:$A$20055>L73))-L73*MATCH(L73,$A$192:$A$20055,-1)))-L81,0)","v":0},{"$f":"IF(M73<1,IF(M73=0,M64*SUMPRODUCT(('EaR MLN021'!$A$192:$A$20055)*('EaR MLN021'!$A$192:$A$20055>M73)),M66*(SUMPRODUCT(('EaR MLN021'!$A$192:$A$20055)*('EaR MLN021'!$A$192:$A$20055>M73))-M73*MATCH(M73,$A$192:$A$20055,-1)))-M81,0)","v":0},{"$f":"IF(N73<1,IF(N73=0,N64*SUMPRODUCT(('EaR MLN021'!$A$192:$A$20055)*('EaR MLN021'!$A$192:$A$20055>N73)),N66*(SUMPRODUCT(('EaR MLN021'!$A$192:$A$20055)*('EaR MLN021'!$A$192:$A$20055>N73))-N73*MATCH(N73,$A$192:$A$20055,-1)))-N81,0)","v":0},{"$f":"IF(O73<1,IF(O73=0,O64*SUMPRODUCT(('EaR MLN021'!$A$192:$A$20055)*('EaR MLN021'!$A$192:$A$20055>O73)),O66*(SUMPRODUCT(('EaR MLN021'!$A$192:$A$20055)*('EaR MLN021'!$A$192:$A$20055>O73))-O73*MATCH(O73,$A$192:$A$20055,-1)))-O81,0)","v":0},{"$f":"IF(P73<1,IF(P73=0,P64*SUMPRODUCT(('EaR MLN021'!$A$192:$A$20055)*('EaR MLN021'!$A$192:$A$20055>P73)),P66*(SUMPRODUCT(('EaR MLN021'!$A$192:$A$20055)*('EaR MLN021'!$A$192:$A$20055>P73))-P73*MATCH(P73,$A$192:$A$20055,-1)))-P81,0)","v":0},{"$f":"IF(Q73<1,IF(Q73=0,Q64*SUMPRODUCT(('EaR MLN021'!$A$192:$A$20055)*('EaR MLN021'!$A$192:$A$20055>Q73)),Q66*(SUMPRODUCT(('EaR MLN021'!$A$192:$A$20055)*('EaR MLN021'!$A$192:$A$20055>Q73))-Q73*MATCH(Q73,$A$192:$A$20055,-1)))-Q81,0)","v":0},{"$f":"IF(R73<1,IF(R73=0,R64*SUMPRODUCT(('EaR MLN021'!$A$192:$A$20055)*('EaR MLN021'!$A$192:$A$20055>R73)),R66*(SUMPRODUCT(('EaR MLN021'!$A$192:$A$20055)*('EaR MLN021'!$A$192:$A$20055>R73))-R73*MATCH(R73,$A$192:$A$20055,-1)))-R81,0)","v":0},{"$f":"IF(S73<1,IF(S73=0,S64*SUMPRODUCT(('EaR MLN021'!$A$192:$A$20055)*('EaR MLN021'!$A$192:$A$20055>S73)),S66*(SUMPRODUCT(('EaR MLN021'!$A$192:$A$20055)*('EaR MLN021'!$A$192:$A$20055>S73))-S73*MATCH(S73,$A$192:$A$20055,-1)))-S81,0)","v":0},{"$f":"IF(T73<1,IF(T73=0,T64*SUMPRODUCT(('EaR MLN021'!$A$192:$A$20055)*('EaR MLN021'!$A$192:$A$20055>T73)),T66*(SUMPRODUCT(('EaR MLN021'!$A$192:$A$20055)*('EaR MLN021'!$A$192:$A$20055>T73))-T73*MATCH(T73,$A$192:$A$20055,-1)))-T81,0)","v":0},{"$f":"IF(U73<1,IF(U73=0,U64*SUMPRODUCT(('EaR MLN021'!$A$192:$A$20055)*('EaR MLN021'!$A$192:$A$20055>U73)),U66*(SUMPRODUCT(('EaR MLN021'!$A$192:$A$20055)*('EaR MLN021'!$A$192:$A$20055>U73))-U73*MATCH(U73,$A$192:$A$20055,-1)))-U81,0)","v":0},{"$f":"IF(V73<1,IF(V73=0,V64*SUMPRODUCT(('EaR MLN021'!$A$192:$A$20055)*('EaR MLN021'!$A$192:$A$20055>V73)),V66*(SUMPRODUCT(('EaR MLN021'!$A$192:$A$20055)*('EaR MLN021'!$A$192:$A$20055>V73))-V73*MATCH(V73,$A$192:$A$20055,-1)))-V81,0)","v":0},{"$f":"IF(W73<1,IF(W73=0,W64*SUMPRODUCT(('EaR MLN021'!$A$192:$A$20055)*('EaR MLN021'!$A$192:$A$20055>W73)),W66*(SUMPRODUCT(('EaR MLN021'!$A$192:$A$20055)*('EaR MLN021'!$A$192:$A$20055>W73))-W73*MATCH(W73,$A$192:$A$20055,-1)))-W81,0)","v":0},{"$f":"IF(X73<1,IF(X73=0,X64*SUMPRODUCT(('EaR MLN021'!$A$192:$A$20055)*('EaR MLN021'!$A$192:$A$20055>X73)),X66*(SUMPRODUCT(('EaR MLN021'!$A$192:$A$20055)*('EaR MLN021'!$A$192:$A$20055>X73))-X73*MATCH(X73,$A$192:$A$20055,-1)))-X81,0)","v":0},{"$f":"IF(Y73<1,IF(Y73=0,Y64*SUMPRODUCT(('EaR MLN021'!$A$192:$A$20055)*('EaR MLN021'!$A$192:$A$20055>Y73)),Y66*(SUMPRODUCT(('EaR MLN021'!$A$192:$A$20055)*('EaR MLN021'!$A$192:$A$20055>Y73))-Y73*MATCH(Y73,$A$192:$A$20055,-1)))-Y81,0)","v":0},{"$f":"IF(Z73<1,IF(Z73=0,Z64*SUMPRODUCT(('EaR MLN021'!$A$192:$A$20055)*('EaR MLN021'!$A$192:$A$20055>Z73)),Z66*(SUMPRODUCT(('EaR MLN021'!$A$192:$A$20055)*('EaR MLN021'!$A$192:$A$20055>Z73))-Z73*MATCH(Z73,$A$192:$A$20055,-1)))-Z81,0)","v":0},{"$f":"IF(AA73<1,IF(AA73=0,AA64*SUMPRODUCT(('EaR MLN021'!$A$192:$A$20055)*('EaR MLN021'!$A$192:$A$20055>AA73)),AA66*(SUMPRODUCT(('EaR MLN021'!$A$192:$A$20055)*('EaR MLN021'!$A$192:$A$20055>AA73))-AA73*MATCH(AA73,$A$192:$A$20055,-1)))-AA81,0)","v":0},{"$f":"IF(AB73<1,IF(AB73=0,AB64*SUMPRODUCT(('EaR MLN021'!$A$192:$A$20055)*('EaR MLN021'!$A$192:$A$20055>AB73)),AB66*(SUMPRODUCT(('EaR MLN021'!$A$192:$A$20055)*('EaR MLN021'!$A$192:$A$20055>AB73))-AB73*MATCH(AB73,$A$192:$A$20055,-1)))-AB81,0)","v":0},{"$f":"IF(AC73<1,IF(AC73=0,AC64*SUMPRODUCT(('EaR MLN021'!$A$192:$A$20055)*('EaR MLN021'!$A$192:$A$20055>AC73)),AC66*(SUMPRODUCT(('EaR MLN021'!$A$192:$A$20055)*('EaR MLN021'!$A$192:$A$20055>AC73))-AC73*MATCH(AC73,$A$192:$A$20055,-1)))-AC81,0)","v":0},{"$f":"IF(AD73<1,IF(AD73=0,AD64*SUMPRODUCT(('EaR MLN021'!$A$192:$A$20055)*('EaR MLN021'!$A$192:$A$20055>AD73)),AD66*(SUMPRODUCT(('EaR MLN021'!$A$192:$A$20055)*('EaR MLN021'!$A$192:$A$20055>AD73))-AD73*MATCH(AD73,$A$192:$A$20055,-1)))-AD81,0)","v":0},{"$f":"IF(AE73<1,IF(AE73=0,AE64*SUMPRODUCT(('EaR MLN021'!$A$192:$A$20055)*('EaR MLN021'!$A$192:$A$20055>AE73)),AE66*(SUMPRODUCT(('EaR MLN021'!$A$192:$A$20055)*('EaR MLN021'!$A$192:$A$20055>AE73))-AE73*MATCH(AE73,$A$192:$A$20055,-1)))-AE81,0)","v":0},{"$f":"IF(AF73<1,IF(AF73=0,AF64*SUMPRODUCT(('EaR MLN021'!$A$192:$A$20055)*('EaR MLN021'!$A$192:$A$20055>AF73)),AF66*(SUMPRODUCT(('EaR MLN021'!$A$192:$A$20055)*('EaR MLN021'!$A$192:$A$20055>AF73))-AF73*MATCH(AF73,$A$192:$A$20055,-1)))-AF81,0)","v":0}]
["10% LAR","N",null,null,"EatR, MWhrs",{"$f":"IF(F79<1,F66*$C$76*((SUMPRODUCT(('EaR MLN021'!$A$192:$A$20055)*('EaR MLN021'!$A$192:$A$20055>F79)))-F79*MATCH(F79,$A$192:$A$20055,-1)),0)","v":0},{"$f":"IF(G79<1,G66*$C$76*((SUMPRODUCT(('EaR MLN021'!$A$192:$A$20055)*('EaR MLN021'!$A$192:$A$20055>G79)))-G79*MATCH(G79,$A$192:$A$20055,-1)),0)","v":10.797970623437189},{"$f":"IF(H79<1,H66*$C$76*((SUMPRODUCT(('EaR MLN021'!$A$192:$A$20055)*('EaR MLN021'!$A$192:$A$20055>H79)))-H79*MATCH(H79,$A$192:$A$20055,-1)),0)","v":325.51125985151509},{"$f":"IF(I79<1,I66*$C$76*((SUMPRODUCT(('EaR MLN021'!$A$192:$A$20055)*('EaR MLN021'!$A$192:$A$20055>I79)))-I79*MATCH(I79,$A$192:$A$20055,-1)),0)","v":566.0214425390302},{"$f":"IF(J79<1,J66*$C$76*((SUMPRODUCT(('EaR MLN021'!$A$192:$A$20055)*('EaR MLN021'!$A$192:$A$20055>J79)))-J79*MATCH(J79,$A$192:$A$20055,-1)),0)","v":843.04794977995732},{"$f":"IF(K79<1,K66*$C$76*((SUMPRODUCT(('EaR MLN021'!$A$192:$A$20055)*('EaR MLN021'!$A$192:$A$20055>K79)))-K79*MATCH(K79,$A$192:$A$20055,-1)),0)","v":1175.3285859642781},{"$f":"IF(L79<1,L66*$C$76*((SUMPRODUCT(('EaR MLN021'!$A$192:$A$20055)*('EaR MLN021'!$A$192:$A$20055>L79)))-L79*MATCH(L79,$A$192:$A$20055,-1)),0)","v":1527.2825054859129},{"$f":"IF(M79<1,M66*$C$76*((SUMPRODUCT(('EaR MLN021'!$A$192:$A$20055)*('EaR MLN021'!$A$192:$A$20055>M79)))-M79*MATCH(M79,$A$192:$A$20055,-1)),0)","v":1980.850757825908},{"$f":"IF(N79<1,N66*$C$76*((SUMPRODUCT(('EaR MLN021'!$A$192:$A$20055)*('EaR MLN021'!$A$192:$A$20055>N79)))-N79*MATCH(N79,$A$192:$A$20055,-1)),0)","v":2644.4847780908663},{"$f":"IF(O79<1,O66*$C$76*((SUMPRODUCT(('EaR MLN021'!$A$192:$A$20055)*('EaR MLN021'!$A$192:$A$20055>O79)))-O79*MATCH(O79,$A$192:$A$20055,-1)),0)","v":3524.0176545526879},{"$f":"IF(P79<1,P66*$C$76*((SUMPRODUCT(('EaR MLN021'!$A$192:$A$20055)*('EaR MLN021'!$A$192:$A$20055>P79)))-P79*MATCH(P79,$A$192:$A$20055,-1)),0)","v":4295.5119159763508},{"$f":"IF(Q79<1,Q66*$C$76*((SUMPRODUCT(('EaR MLN021'!$A$192:$A$20055)*('EaR MLN021'!$A$192:$A$20055>Q79)))-Q79*MATCH(Q79,$A$192:$A$20055,-1)),0)","v":4918.0313499018966},{"$f":"IF(R79<1,R66*$C$76*((SUMPRODUCT(('EaR MLN021'!$A$192:$A$20055)*('EaR MLN021'!$A$192:$A$20055>R79)))-R79*MATCH(R79,$A$192:$A$20055,-1)),0)","v":4918.0313499018966},{"$f":"IF(S79<1,S66*$C$76*((SUMPRODUCT(('EaR MLN021'!$A$192:$A$20055)*('EaR MLN021'!$A$192:$A$20055>S79)))-S79*MATCH(S79,$A$192:$A$20055,-1)),0)","v":4918.0313499018966},{"$f":"IF(T79<1,T66*$C$76*((SUMPRODUCT(('EaR MLN021'!$A$192:$A$20055)*('EaR MLN021'!$A$192:$A$20055>T79)))-T79*MATCH(T79,$A$192:$A$20055,-1)),0)","v":4918.0313499018966},{"$f":"IF(U79<1,U66*$C$76*((SUMPRODUCT(('EaR MLN021'!$A$192:$A$20055)*('EaR MLN021'!$A$192:$A$20055>U79)))-U79*MATCH(U79,$A$192:$A$20055,-1)),0)","v":4918.0313499018966},{"$f":"IF(V79<1,V66*$C$76*((SUMPRODUCT(('EaR MLN021'!$A$192:$A$20055)*('EaR MLN021'!$A$192:$A$20055>V79)))-V79*MATCH(V79,$A$192:$A$20055,-1)),0)","v":4918.0313499018966},{"$f":"IF(W79<1,W66*$C$76*((SUMPRODUCT(('EaR MLN021'!$A$192:$A$20055)*('EaR MLN021'!$A$192:$A$20055>W79)))-W79*MATCH(W79,$A$192:$A$20055,-1)),0)","v":4918.0313499018966},{"$f":"IF(X79<1,X66*$C$76*((SUMPRODUCT(('EaR MLN021'!$A$192:$A$20055)*('EaR MLN021'!$A$192:$A$20055>X79)))-X79*MATCH(X79,$A$192:$A$20055,-1)),0)","v":4918.0313499018966},{"$f":"IF(Y79<1,Y66*$C$76*((SUMPRODUCT(('EaR MLN021'!$A$192:$A$20055)*('EaR MLN021'!$A$192:$A$20055>Y79)))-Y79*MATCH(Y79,$A$192:$A$20055,-1)),0)","v":4918.0313499018966},{"$f":"IF(Z79<1,Z66*$C$76*((SUMPRODUCT(('EaR MLN021'!$A$192:$A$20055)*('EaR MLN021'!$A$192:$A$20055>Z79)))-Z79*MATCH(Z79,$A$192:$A$20055,-1)),0)","v":4918.0313499018966},{"$f":"IF(AA79<1,AA66*$C$76*((SUMPRODUCT(('EaR MLN021'!$A$192:$A$20055)*('EaR MLN021'!$A$192:$A$20055>AA79)))-AA79*MATCH(AA79,$A$192:$A$20055,-1)),0)","v":4918.0313499018966},{"$f":"IF(AB79<1,AB66*$C$76*((SUMPRODUCT(('EaR MLN021'!$A$192:$A$20055)*('EaR MLN021'!$A$192:$A$20055>AB79)))-AB79*MATCH(AB79,$A$192:$A$20055,-1)),0)","v":4918.0313499018966},{"$f":"IF(AC79<1,AC66*$C$76*((SUMPRODUCT(('EaR MLN021'!$A$192:$A$20055)*('EaR MLN021'!$A$192:$A$20055>AC79)))-AC79*MATCH(AC79,$A$192:$A$20055,-1)),0)","v":4918.0313499018966},{"$f":"IF(AD79<1,AD66*$C$76*((SUMPRODUCT(('EaR MLN021'!$A$192:$A$20055)*('EaR MLN021'!$A$192:$A$20055>AD79)))-AD79*MATCH(AD79,$A$192:$A$20055,-1)),0)","v":4918.0313499018966},{"$f":"IF(AE79<1,AE66*$C$76*((SUMPRODUCT(('EaR MLN021'!$A$192:$A$20055)*('EaR MLN021'!$A$192:$A$20055>AE79)))-AE79*MATCH(AE79,$A$192:$A$20055,-1)),0)","v":4918.0313499018966},{"$f":"IF(AF79<1,AF66*$C$76*((SUMPRODUCT(('EaR MLN021'!$A$192:$A$20055)*('EaR MLN021'!$A$192:$A$20055>AF79)))-AF79*MATCH(AF79,$A$192:$A$20055,-1)),0)","v":4918.0313499018966}]
["10% LAR","N-1",null,null,"EatR, MWhrs",{"$f":"IF(F80<1,IF(F80=0,F66*$C$76*SUMPRODUCT(('EaR MLN021'!$A$192:$A$20055)*('EaR MLN021'!$A$192:$A$20055>F80)),F68*$C$76*(SUMPRODUCT(('EaR MLN021'!$A$192:$A$20055)*('EaR MLN021'!$A$192:$A$20055>F80))-F80*MATCH(F80,$A$192:$A$20055,-1)))-F83,0)","v":0},{"$f":"IF(G80<1,IF(G80=0,G66*$C$76*SUMPRODUCT(('EaR MLN021'!$A$192:$A$20055)*('EaR MLN021'!$A$192:$A$20055>G80)),G68*$C$76*(SUMPRODUCT(('EaR MLN021'!$A$192:$A$20055)*('EaR MLN021'!$A$192:$A$20055>G80))-G80*MATCH(G80,$A$192:$A$20055,-1)))-G83,0)","v":9.0594018400125265E-4},{"$f":"IF(H80<1,IF(H80=0,H66*$C$76*SUMPRODUCT(('EaR MLN021'!$A$192:$A$20055)*('EaR MLN021'!$A$192:$A$20055>H80)),H68*$C$76*(SUMPRODUCT(('EaR MLN021'!$A$192:$A$20055)*('EaR MLN021'!$A$192:$A$20055>H80))-H80*MATCH(H80,$A$192:$A$20055,-1)))-H83,0)","v":2.7310106771722076E-2},{"$f":"IF(I80<1,IF(I80=0,I66*$C$76*SUMPRODUCT(('EaR MLN021'!$A$192:$A$20055)*('EaR MLN021'!$A$192:$A$20055>I80)),I68*$C$76*(SUMPRODUCT(('EaR MLN021'!$A$192:$A$20055)*('EaR MLN021'!$A$192:$A$20055>I80))-I80*MATCH(I80,$A$192:$A$20055,-1)))-I83,0)","v":4.7488698356914938E-2},{"$f":"IF(J80<1,IF(J80=0,J66*$C$76*SUMPRODUCT(('EaR MLN021'!$A$192:$A$20055)*('EaR MLN021'!$A$192:$A$20055>J80)),J68*$C$76*(SUMPRODUCT(('EaR MLN021'!$A$192:$A$20055)*('EaR MLN021'!$A$192:$A$20055>J80))-J80*MATCH(J80,$A$192:$A$20055,-1)))-J83,0)","v":7.0730977271750817E-2},{"$f":"IF(K80<1,IF(K80=0,K66*$C$76*SUMPRODUCT(('EaR MLN021'!$A$192:$A$20055)*('EaR MLN021'!$A$192:$A$20055>K80)),K68*$C$76*(SUMPRODUCT(('EaR MLN021'!$A$192:$A$20055)*('EaR MLN021'!$A$192:$A$20055>K80))-K80*MATCH(K80,$A$192:$A$20055,-1)))-K83,0)","v":9.8609028729697457E-2},{"$f":"IF(L80<1,IF(L80=0,L66*$C$76*SUMPRODUCT(('EaR MLN021'!$A$192:$A$20055)*('EaR MLN021'!$A$192:$A$20055>L80)),L68*$C$76*(SUMPRODUCT(('EaR MLN021'!$A$192:$A$20055)*('EaR MLN021'!$A$192:$A$20055>L80))-L80*MATCH(L80,$A$192:$A$20055,-1)))-L83,0)","v":0.12813765125838472},{"$f":"IF(M80<1,IF(M80=0,M66*$C$76*SUMPRODUCT(('EaR MLN021'!$A$192:$A$20055)*('EaR MLN021'!$A$192:$A$20055>M80)),M68*$C$76*(SUMPRODUCT(('EaR MLN021'!$A$192:$A$20055)*('EaR MLN021'!$A$192:$A$20055>M80))-M80*MATCH(M80,$A$192:$A$20055,-1)))-M83,0)","v":0.16619162642791707},{"$f":"IF(N80<1,IF(N80=0,N66*$C$76*SUMPRODUCT(('EaR MLN021'!$A$192:$A$20055)*('EaR MLN021'!$A$192:$A$20055>N80)),N68*$C$76*(SUMPRODUCT(('EaR MLN021'!$A$192:$A$20055)*('EaR MLN021'!$A$192:$A$20055>N80))-N80*MATCH(N80,$A$192:$A$20055,-1)))-N83,0)","v":0.22186993371269637},{"$f":"IF(O80<1,IF(O80=0,O66*$C$76*SUMPRODUCT(('EaR MLN021'!$A$192:$A$20055)*('EaR MLN021'!$A$192:$A$20055>O80)),O68*$C$76*(SUMPRODUCT(('EaR MLN021'!$A$192:$A$20055)*('EaR MLN021'!$A$192:$A$20055>O80))-O80*MATCH(O80,$A$192:$A$20055,-1)))-O83,0)","v":0.29566196406040035},{"$f":"IF(P80<1,IF(P80=0,P66*$C$76*SUMPRODUCT(('EaR MLN021'!$A$192:$A$20055)*('EaR MLN021'!$A$192:$A$20055>P80)),P68*$C$76*(SUMPRODUCT(('EaR MLN021'!$A$192:$A$20055)*('EaR MLN021'!$A$192:$A$20055>P80))-P80*MATCH(P80,$A$192:$A$20055,-1)))-P83,0)","v":0.36038965017087321},{"$f":"IF(Q80<1,IF(Q80=0,Q66*$C$76*SUMPRODUCT(('EaR MLN021'!$A$192:$A$20055)*('EaR MLN021'!$A$192:$A$20055>Q80)),Q68*$C$76*(SUMPRODUCT(('EaR MLN021'!$A$192:$A$20055)*('EaR MLN021'!$A$192:$A$20055>Q80))-Q80*MATCH(Q80,$A$192:$A$20055,-1)))-Q83,0)","v":0.41261848002977786},{"$f":"IF(R80<1,IF(R80=0,R66*$C$76*SUMPRODUCT(('EaR MLN021'!$A$192:$A$20055)*('EaR MLN021'!$A$192:$A$20055>R80)),R68*$C$76*(SUMPRODUCT(('EaR MLN021'!$A$192:$A$20055)*('EaR MLN021'!$A$192:$A$20055>R80))-R80*MATCH(R80,$A$192:$A$20055,-1)))-R83,0)","v":0.41261848002977786},{"$f":"IF(S80<1,IF(S80=0,S66*$C$76*SUMPRODUCT(('EaR MLN021'!$A$192:$A$20055)*('EaR MLN021'!$A$192:$A$20055>S80)),S68*$C$76*(SUMPRODUCT(('EaR MLN021'!$A$192:$A$20055)*('EaR MLN021'!$A$192:$A$20055>S80))-S80*MATCH(S80,$A$192:$A$20055,-1)))-S83,0)","v":0.41261848002977786},{"$f":"IF(T80<1,IF(T80=0,T66*$C$76*SUMPRODUCT(('EaR MLN021'!$A$192:$A$20055)*('EaR MLN021'!$A$192:$A$20055>T80)),T68*$C$76*(SUMPRODUCT(('EaR MLN021'!$A$192:$A$20055)*('EaR MLN021'!$A$192:$A$20055>T80))-T80*MATCH(T80,$A$192:$A$20055,-1)))-T83,0)","v":0.41261848002977786},{"$f":"IF(U80<1,IF(U80=0,U66*$C$76*SUMPRODUCT(('EaR MLN021'!$A$192:$A$20055)*('EaR MLN021'!$A$192:$A$20055>U80)),U68*$C$76*(SUMPRODUCT(('EaR MLN021'!$A$192:$A$20055)*('EaR MLN021'!$A$192:$A$20055>U80))-U80*MATCH(U80,$A$192:$A$20055,-1)))-U83,0)","v":0.41261848002977786},{"$f":"IF(V80<1,IF(V80=0,V66*$C$76*SUMPRODUCT(('EaR MLN021'!$A$192:$A$20055)*('EaR MLN021'!$A$192:$A$20055>V80)),V68*$C$76*(SUMPRODUCT(('EaR MLN021'!$A$192:$A$20055)*('EaR MLN021'!$A$192:$A$20055>V80))-V80*MATCH(V80,$A$192:$A$20055,-1)))-V83,0)","v":0.41261848002977786},{"$f":"IF(W80<1,IF(W80=0,W66*$C$76*SUMPRODUCT(('EaR MLN021'!$A$192:$A$20055)*('EaR MLN021'!$A$192:$A$20055>W80)),W68*$C$76*(SUMPRODUCT(('EaR MLN021'!$A$192:$A$20055)*('EaR MLN021'!$A$192:$A$20055>W80))-W80*MATCH(W80,$A$192:$A$20055,-1)))-W83,0)","v":0.41261848002977786},{"$f":"IF(X80<1,IF(X80=0,X66*$C$76*SUMPRODUCT(('EaR MLN021'!$A$192:$A$20055)*('EaR MLN021'!$A$192:$A$20055>X80)),X68*$C$76*(SUMPRODUCT(('EaR MLN021'!$A$192:$A$20055)*('EaR MLN021'!$A$192:$A$20055>X80))-X80*MATCH(X80,$A$192:$A$20055,-1)))-X83,0)","v":0.41261848002977786},{"$f":"IF(Y80<1,IF(Y80=0,Y66*$C$76*SUMPRODUCT(('EaR MLN021'!$A$192:$A$20055)*('EaR MLN021'!$A$192:$A$20055>Y80)),Y68*$C$76*(SUMPRODUCT(('EaR MLN021'!$A$192:$A$20055)*('EaR MLN021'!$A$192:$A$20055>Y80))-Y80*MATCH(Y80,$A$192:$A$20055,-1)))-Y83,0)","v":0.41261848002977786},{"$f":"IF(Z80<1,IF(Z80=0,Z66*$C$76*SUMPRODUCT(('EaR MLN021'!$A$192:$A$20055)*('EaR MLN021'!$A$192:$A$20055>Z80)),Z68*$C$76*(SUMPRODUCT(('EaR MLN021'!$A$192:$A$20055)*('EaR MLN021'!$A$192:$A$20055>Z80))-Z80*MATCH(Z80,$A$192:$A$20055,-1)))-Z83,0)","v":0.41261848002977786},{"$f":"IF(AA80<1,IF(AA80=0,AA66*$C$76*SUMPRODUCT(('EaR MLN021'!$A$192:$A$20055)*('EaR MLN021'!$A$192:$A$20055>AA80)),AA68*$C$76*(SUMPRODUCT(('EaR MLN021'!$A$192:$A$20055)*('EaR MLN021'!$A$192:$A$20055>AA80))-AA80*MATCH(AA80,$A$192:$A$20055,-1)))-AA83,0)","v":0.41261848002977786},{"$f":"IF(AB80<1,IF(AB80=0,AB66*$C$76*SUMPRODUCT(('EaR MLN021'!$A$192:$A$20055)*('EaR MLN021'!$A$192:$A$20055>AB80)),AB68*$C$76*(SUMPRODUCT(('EaR MLN021'!$A$192:$A$20055)*('EaR MLN021'!$A$192:$A$20055>AB80))-AB80*MATCH(AB80,$A$192:$A$20055,-1)))-AB83,0)","v":0.41261848002977786},{"$f":"IF(AC80<1,IF(AC80=0,AC66*$C$76*SUMPRODUCT(('EaR MLN021'!$A$192:$A$20055)*('EaR MLN021'!$A$192:$A$20055>AC80)),AC68*$C$76*(SUMPRODUCT(('EaR MLN021'!$A$192:$A$20055)*('EaR MLN021'!$A$192:$A$20055>AC80))-AC80*MATCH(AC80,$A$192:$A$20055,-1)))-AC83,0)","v":0.41261848002977786},{"$f":"IF(AD80<1,IF(AD80=0,AD66*$C$76*SUMPRODUCT(('EaR MLN021'!$A$192:$A$20055)*('EaR MLN021'!$A$192:$A$20055>AD80)),AD68*$C$76*(SUMPRODUCT(('EaR MLN021'!$A$192:$A$20055)*('EaR MLN021'!$A$192:$A$20055>AD80))-AD80*MATCH(AD80,$A$192:$A$20055,-1)))-AD83,0)","v":0.41261848002977786},{"$f":"IF(AE80<1,IF(AE80=0,AE66*$C$76*SUMPRODUCT(('EaR MLN021'!$A$192:$A$20055)*('EaR MLN021'!$A$192:$A$20055>AE80)),AE68*$C$76*(SUMPRODUCT(('EaR MLN021'!$A$192:$A$20055)*('EaR MLN021'!$A$192:$A$20055>AE80))-AE80*MATCH(AE80,$A$192:$A$20055,-1)))-AE83,0)","v":0.41261848002977786},{"$f":"IF(AF80<1,IF(AF80=0,AF66*$C$76*SUMPRODUCT(('EaR MLN021'!$A$192:$A$20055)*('EaR MLN021'!$A$192:$A$20055>AF80)),AF68*$C$76*(SUMPRODUCT(('EaR MLN021'!$A$192:$A$20055)*('EaR MLN021'!$A$192:$A$20055>AF80))-AF80*MATCH(AF80,$A$192:$A$20055,-1)))-AF83,0)","v":0.41261848002977786}]
["No of Tx",null,null,null,null,{"$f":"'EaR MLN021'!F23","v":1},{"$f":"F85","v":1},1,1,1,1,1,1,1,1,1,1,1,1,1,1,1,1,1,1,1,1,1,1,1,1,1]
["50% PoE","N",1,null,"EEatR, MWhrs",{"$f":"F81*$C86","v":0},2.146680061340344E-2,110.31809261404777,226.61517487500095,372.69530594058142,557.63580328121338,759.53875133346548,1022.314641612974,1403.6587234179819,1908.1122083395121,2355.2619351465751,2712.6063914483138,2712.6063914483138,2712.6063914483138,2712.6063914483138,2712.6063914483138,2712.6063914483138,2712.6063914483138,2712.6063914483138,2712.6063914483138,2712.6063914483138,2712.6063914483138,2712.6063914483138,2712.6063914483138,2712.6063914483138,2712.6063914483138,2712.6063914483138]
["50% PoE","N-1",null,null,"EEatR, MWhrs",{"$f":"F82*$C64*F85","v":0},0,0,0,0,0,0,0,0,0,0,0,0,0,0,0,0,0,0,0,0,0,0,0,0,0,0]
["10% LAR","N",1,null,"EEatR, MWhrs",{"$f":"F83*$C88","v":0},10.797970623437189,325.51125985151509,566.0214425390302,843.04794977995732,1175.3285859642781,1527.2825054859129,1980.850757825908,2644.4847780908663,3524.0176545526879,4295.5119159763508,4918.0313499018966,4918.0313499018966,4918.0313499018966,4918.0313499018966,4918.0313499018966,4918.0313499018966,4918.0313499018966,4918.0313499018966,4918.0313499018966,4918.0313499018966,4918.0313499018966,4918.0313499018966,4918.0313499018966,4918.0313499018966,4918.0313499018966,4918.0313499018966]
["10% LAR","N-1",{"$f":"C64","v":3.744292237442922E-2},null,"EEatR, MWhrs",{"$f":"F84*$C89*F85","v":0},3.3921047985435025E-5,1.0225702078909635E-3,1.7781156462406504E-3,2.6483744914536835E-3,3.6922102081439227E-3,4.7978481293093822E-3,6.222700167620639E-3,8.3074587052242473E-3,1.1070447969384853E-2,1.3494041695895707E-2,1.5449641718009945E-2,1.5449641718009945E-2,1.5449641718009945E-2,1.5449641718009945E-2,1.5449641718009945E-2,1.5449641718009945E-2,1.5449641718009945E-2,1.5449641718009945E-2,1.5449641718009945E-2,1.5449641718009945E-2,1.5449641718009945E-2,1.5449641718009945E-2,1.5449641718009945E-2,1.5449641718009945E-2,1.5449641718009945E-2,1.5449641718009945E-2]
[]
[]
[]
[]
[]
[]
["MLN021","50% PoE",{"$f":"EXP((1/11)*LN(Q96/F96))-1","v":9.1417186773783854E-2},null,"MW",{"$f":"IF($B$65=\"OFF\",'EaR MLN021'!F35,'EaR MLN021'!F39)","v":11.77999973297119},{"$f":"IF($B$65=\"OFF\",'EaR MLN021'!G35,'EaR MLN021'!G39)","v":13.889999866485596},{"$f":"IF($B$65=\"OFF\",'EaR MLN021'!H35,'EaR MLN021'!H39)","v":17.195000171661381},{"$f":"IF($B$65=\"OFF\",'EaR MLN021'!I35,'EaR MLN021'!I39)","v":19.675000190734863},{"$f":"IF($B$65=\"OFF\",'EaR MLN021'!J35,'EaR MLN021'!J39)","v":21.079999923706055},{"$f":"IF($B$65=\"OFF\",'EaR MLN021'!K35,'EaR MLN021'!K39)","v":22.494999885559082},{"$f":"IF($B$65=\"OFF\",'EaR MLN021'!L35,'EaR MLN021'!L39)","v":23.814999580383304},{"$f":"IF($B$65=\"OFF\",'EaR MLN021'!M35,'EaR MLN021'!M39)","v":25.19999980926514},{"$f":"IF($B$65=\"OFF\",'EaR MLN021'!N35,'EaR MLN021'!N39)","v":26.755000114440918},{"$f":"IF($B$65=\"OFF\",'EaR MLN021'!O35,'EaR MLN021'!O39)","v":28.345000267028809},{"$f":"IF($B$65=\"OFF\",'EaR MLN021'!P35,'EaR MLN021'!P39)","v":29.700000762939453},{"$f":"IF($B$65=\"OFF\",'EaR MLN021'!Q35,'EaR MLN021'!Q39)","v":30.835000038146976},{"$f":"IF($B$65=\"OFF\",'EaR MLN021'!R35,'EaR MLN021'!R39)","v":30.835000038146976},{"$f":"IF($B$65=\"OFF\",'EaR MLN021'!S35,'EaR MLN021'!S39)","v":30.835000038146976},{"$f":"IF($B$65=\"OFF\",'EaR MLN021'!T35,'EaR MLN021'!T39)","v":30.835000038146976},{"$f":"IF($B$65=\"OFF\",'EaR MLN021'!U35,'EaR MLN021'!U39)","v":30.835000038146976},{"$f":"IF($B$65=\"OFF\",'EaR MLN021'!V35,'EaR MLN021'!V39)","v":30.835000038146976},{"$f":"IF($B$65=\"OFF\",'EaR MLN021'!W35,'EaR MLN021'!W39)","v":30.835000038146976},{"$f":"IF($B$65=\"OFF\",'EaR MLN021'!X35,'EaR MLN021'!X39)","v":30.835000038146976},{"$f":"IF($B$65=\"OFF\",'EaR MLN021'!Y35,'EaR MLN021'!Y39)","v":30.835000038146976},{"$f":"IF($B$65=\"OFF\",'EaR MLN021'!Z35,'EaR MLN021'!Z39)","v":30.835000038146976},{"$f":"IF($B$65=\"OFF\",'EaR MLN021'!AA35,'EaR MLN021'!AA39)","v":30.835000038146976},{"$f":"IF($B$65=\"OFF\",'EaR MLN021'!AB35,'EaR MLN021'!AB39)","v":30.835000038146976},{"$f":"IF($B$65=\"OFF\",'EaR MLN021'!AC35,'EaR MLN021'!AC39)","v":30.835000038146976},{"$f":"IF($B$65=\"OFF\",'EaR MLN021'!AD35,'EaR MLN021'!AD39)","v":30.835000038146976},{"$f":"IF($B$65=\"OFF\",'EaR MLN021'!AE35,'EaR MLN021'!AE39)","v":30.835000038146976},{"$f":"IF($B$65=\"OFF\",'EaR MLN021'!AF35,'EaR MLN021'!AF39)","v":30.835000038146976}]
["Winter","load pf",{"$f":"F96/F98","v":0.99108773732663658},null,"MVAr",{"$f":"F104*F96","v":-1.583333373069763},-1.8669355550990472,-2.3111560474428705,-2.6444893992614023,-2.8333334584120133,-3.0235216344120186,-3.2009409567068543,-3.3870969103407145,-3.5961023376861259,-3.8098120458223796,-3.9919357770900952,-4.1444894503992877,-4.1444894503992877,-4.1444894503992877,-4.1444894503992877,-4.1444894503992877,-4.1444894503992877,-4.1444894503992877,-4.1444894503992877,-4.1444894503992877,-4.1444894503992877,-4.1444894503992877,-4.1444894503992877,-4.1444894503992877,-4.1444894503992877,-4.1444894503992877,-4.1444894503992877]
[null,null,null,null,"MVA",{"$f":"(F96^2+F97^2)^0.5","v":11.885930265615636},14.014904375623219,17.349624583231382,19.851925767749155,21.26955982783857,22.697284042921538,24.029153710066034,25.426608422418489,26.995591920660772,28.599889999130358,29.967075208752288,31.11228085751662,31.11228085751662,31.11228085751662,31.11228085751662,31.11228085751662,31.11228085751662,31.11228085751662,31.11228085751662,31.11228085751662,31.11228085751662,31.11228085751662,31.11228085751662,31.11228085751662,31.11228085751662,31.11228085751662,31.11228085751662]
[null,null,null,null,"MVA",{"$f":"(F96^2+(F97-F105)^2)^0.5","v":11.885930265615636},14.014904375623219,17.349624583231382,19.851925767749155,21.26955982783857,22.697284042921538,24.029153710066034,25.426608422418489,26.995591920660772,28.599889999130358,29.967075208752288,31.11228085751662,31.11228085751662,31.11228085751662,31.11228085751662,31.11228085751662,31.11228085751662,31.11228085751662,31.11228085751662,31.11228085751662,31.11228085751662,31.11228085751662,31.11228085751662,31.11228085751662,31.11228085751662,31.11228085751662,31.11228085751662]
["50% PoE","N","CR",null,"MVA",{"$f":"$F$27","v":16},16,16,16,16,16,16,16,16,16,16,16,16,16,16,16,16,16,16,16,16,16,16,16,16,16,16]
["50% PoE","N-1","CR",null,"MVA",{"$f":"$G$27","v":16},16,16,16,16,16,16,16,16,16,16,16,16,16,16,16,16,16,16,16,16,16,16,16,16,16,16]
["50% LAR","N",null,null,"Ratio Rating/Load",{"$f":"IF(F99=0,100,TRUNC(F100/F99,5))","v":1.34612},1.14164,0.92220999999999997,0.80596000000000001,0.75224000000000002,0.70492999999999995,0.66585000000000005,0.62926000000000004,0.59267999999999998,0.55944000000000005,0.53391,0.51426000000000005,0.51426000000000005,0.51426000000000005,0.51426000000000005,0.51426000000000005,0.51426000000000005,0.51426000000000005,0.51426000000000005,0.51426000000000005,0.51426000000000005,0.51426000000000005,0.51426000000000005,0.51426000000000005,0.51426000000000005,0.51426000000000005,0.51426000000000005]
["50% LAR","N-1",null,null,"Ratio Rating/Load",{"$f":"IF(F99=0,100,TRUNC(F101/F99,5))","v":1.34612},1.14164,0.92220999999999997,0.80596000000000001,0.75224000000000002,0.70492999999999995,0.66585000000000005,0.62926000000000004,0.59267999999999998,0.55944000000000005,0.53391,0.51426000000000005,0.51426000000000005,0.51426000000000005,0.51426000000000005,0.51426000000000005,0.51426000000000005,0.51426000000000005,0.51426000000000005,0.51426000000000005,0.51426000000000005,0.51426000000000005,0.51426000000000005,0.51426000000000005,0.51426000000000005,0.51426000000000005,0.51426000000000005]
["Load tan Phi",null,{"$f":"$H$27","v":-0.1344086085705207},null,"MVA",{"$f":"C104","v":-0.1344086085705207},{"$f":"$I$27","v":-0.1344086085705207},{"$f":"G104","v":-0.1344086085705207},-0.1344086085705207,-0.1344086085705207,-0.1344086085705207,-0.1344086085705207,-0.1344086085705207,-0.1344086085705207,-0.1344086085705207,-0.1344086085705207,-0.1344086085705207,-0.1344086085705207,-0.1344086085705207,-0.1344086085705207,-0.1344086085705207,-0.1344086085705207,-0.1344086085705207,-0.1344086085705207,-0.1344086085705207,-0.1344086085705207,-0.1344086085705207,-0.1344086085705207,-0.1344086085705207,-0.1344086085705207,-0.1344086085705207,-0.1344086085705207]
["Cap",null,0,null,"MVAr",{"$f":"C105","v":0},{"$f":"$L$27","v":0},{"$f":"G105","v":0},0,0,0,0,0,0,0,0,0,0,0,0,0,0,0,0,0,0,0,0,0,0,0,0]
["10% PoE","10%/50%",{"$f":"$J$27","v":1.1664790363343838},null,"MVA",{"$f":"((F96*$C106)^2+(F96*$C106*F104-F105)^2)^0.5","v":13.864688482173014},16.348092150395509,20.237973364611076,23.156855238945756,24.810495651233655,26.475906017794902,28.029504063648613,29.659605689834443,31.489792048888653,33.361172125454964,34.95596501126537,36.291823392840676,36.291823392840676,36.291823392840676,36.291823392840676,36.291823392840676,36.291823392840676,36.291823392840676,36.291823392840676,36.291823392840676,36.291823392840676,36.291823392840676,36.291823392840676,36.291823392840676,36.291823392840676,36.291823392840676,36.291823392840676]
["10% PoE","N","CR",null,"MVA",{"$f":"F100","v":16},16,16,16,16,16,16,16,16,16,16,16,16,16,16,16,16,16,16,16,16,16,16,16,16,16,16]
["10% PoE","N-1","CR",null,"MVA",{"$f":"F101","v":16},16,16,16,16,16,16,16,16,16,16,16,16,16,16,16,16,16,16,16,16,16,16,16,16,16,16]
["10% LAR","N",null,null,"Ratio Rating/Load",{"$f":"IF(F106=0,100,TRUNC(F107/F106,5))","v":1.15401},0.97870000000000001,0.79059000000000001,0.69094,0.64488000000000001,0.60431999999999997,0.57081999999999999,0.53944999999999999,0.5081,0.47959000000000002,0.45771000000000001,0.44086999999999998,0.44086999999999998,0.44086999999999998,0.44086999999999998,0.44086999999999998,0.44086999999999998,0.44086999999999998,0.44086999999999998,0.44086999999999998,0.44086999999999998,0.44086999999999998,0.44086999999999998,0.44086999999999998,0.44086999999999998,0.44086999999999998,0.44086999999999998]
["10% LAR","N-1",null,null,"Ratio Rating/Load",{"$f":"IF(F106=0,100,TRUNC(F108/F106,5))","v":1.15401},0.97870000000000001,0.79059000000000001,0.69094,0.64488000000000001,0.60431999999999997,0.57081999999999999,0.53944999999999999,0.5081,0.47959000000000002,0.45771000000000001,0.44086999999999998,0.44086999999999998,0.44086999999999998,0.44086999999999998,0.44086999999999998,0.44086999999999998,0.44086999999999998,0.44086999999999998,0.44086999999999998,0.44086999999999998,0.44086999999999998,0.44086999999999998,0.44086999999999998,0.44086999999999998,0.44086999999999998,0.44086999999999998]
["50% PoE","N",null,null,"EatR, MWhrs",{"$f":"IF(F102<1,F96*((SUMPRODUCT(('EaR MLN021'!$C$192:$C$20055)*('EaR MLN021'!$C$192:$C$20055>F102)))-F102*MATCH(F102,$C$192:$C$20055,-1)),0)","v":0},{"$f":"IF(G102<1,G96*((SUMPRODUCT(('EaR MLN021'!$C$192:$C$20055)*('EaR MLN021'!$C$192:$C$20055>G102)))-G102*MATCH(G102,$C$192:$C$20055,-1)),0)","v":0},{"$f":"IF(H102<1,H96*((SUMPRODUCT(('EaR MLN021'!$C$192:$C$20055)*('EaR MLN021'!$C$192:$C$20055>H102)))-H102*MATCH(H102,$C$192:$C$20055,-1)),0)","v":7.5183900210577015},{"$f":"IF(I102<1,I96*((SUMPRODUCT(('EaR MLN021'!$C$192:$C$20055)*('EaR MLN021'!$C$192:$C$20055>I102)))-I102*MATCH(I102,$C$192:$C$20055,-1)),0)","v":67.471940516591729},{"$f":"IF(J102<1,J96*((SUMPRODUCT(('EaR MLN021'!$C$192:$C$20055)*('EaR MLN021'!$C$192:$C$20055>J102)))-J102*MATCH(J102,$C$192:$C$20055,-1)),0)","v":163.31824379291163},{"$f":"IF(K102<1,K96*((SUMPRODUCT(('EaR MLN021'!$C$192:$C$20055)*('EaR MLN021'!$C$192:$C$20055>K102)))-K102*MATCH(K102,$C$192:$C$20055,-1)),0)","v":460.27270984891777},{"$f":"IF(L102<1,L96*((SUMPRODUCT(('EaR MLN021'!$C$192:$C$20055)*('EaR MLN021'!$C$192:$C$20055>L102)))-L102*MATCH(L102,$C$192:$C$20055,-1)),0)","v":1088.9169193569371},{"$f":"IF(M102<1,M96*((SUMPRODUCT(('EaR MLN021'!$C$192:$C$20055)*('EaR MLN021'!$C$192:$C$20055>M102)))-M102*MATCH(M102,$C$192:$C$20055,-1)),0)","v":2220.5807651927803},{"$f":"IF(N102<1,N96*((SUMPRODUCT(('EaR MLN021'!$C$192:$C$20055)*('EaR MLN021'!$C$192:$C$20055>N102)))-N102*MATCH(N102,$C$192:$C$20055,-1)),0)","v":4122.7167329538406},{"$f":"IF(O102<1,O96*((SUMPRODUCT(('EaR MLN021'!$C$192:$C$20055)*('EaR MLN021'!$C$192:$C$20055>O102)))-O102*MATCH(O102,$C$192:$C$20055,-1)),0)","v":6774.0812783012925},{"$f":"IF(P102<1,P96*((SUMPRODUCT(('EaR MLN021'!$C$192:$C$20055)*('EaR MLN021'!$C$192:$C$20055>P102)))-P102*MATCH(P102,$C$192:$C$20055,-1)),0)","v":9577.167063260089},{"$f":"IF(Q102<1,Q96*((SUMPRODUCT(('EaR MLN021'!$C$192:$C$20055)*('EaR MLN021'!$C$192:$C$20055>Q102)))-Q102*MATCH(Q102,$C$192:$C$20055,-1)),0)","v":12288.681097247261},{"$f":"IF(R102<1,R96*((SUMPRODUCT(('EaR MLN021'!$C$192:$C$20055)*('EaR MLN021'!$C$192:$C$20055>R102)))-R102*MATCH(R102,$C$192:$C$20055,-1)),0)","v":12288.681097247261},{"$f":"IF(S102<1,S96*((SUMPRODUCT(('EaR MLN021'!$C$192:$C$20055)*('EaR MLN021'!$C$192:$C$20055>S102)))-S102*MATCH(S102,$C$192:$C$20055,-1)),0)","v":12288.681097247261},{"$f":"IF(T102<1,T96*((SUMPRODUCT(('EaR MLN021'!$C$192:$C$20055)*('EaR MLN021'!$C$192:$C$20055>T102)))-T102*MATCH(T102,$C$192:$C$20055,-1)),0)","v":12288.681097247261},{"$f":"IF(U102<1,U96*((SUMPRODUCT(('EaR MLN021'!$C$192:$C$20055)*('EaR MLN021'!$C$192:$C$20055>U102)))-U102*MATCH(U102,$C$192:$C$20055,-1)),0)","v":12288.681097247261},{"$f":"IF(V102<1,V96*((SUMPRODUCT(('EaR MLN021'!$C$192:$C$20055)*('EaR MLN021'!$C$192:$C$20055>V102)))-V102*MATCH(V102,$C$192:$C$20055,-1)),0)","v":12288.681097247261},{"$f":"IF(W102<1,W96*((SUMPRODUCT(('EaR MLN021'!$C$192:$C$20055)*('EaR MLN021'!$C$192:$C$20055>W102)))-W102*MATCH(W102,$C$192:$C$20055,-1)),0)","v":12288.681097247261},{"$f":"IF(X102<1,X96*((SUMPRODUCT(('EaR MLN021'!$C$192:$C$20055)*('EaR MLN021'!$C$192:$C$20055>X102)))-X102*MATCH(X102,$C$192:$C$20055,-1)),0)","v":12288.681097247261},{"$f":"IF(Y102<1,Y96*((SUMPRODUCT(('EaR MLN021'!$C$192:$C$20055)*('EaR MLN021'!$C$192:$C$20055>Y102)))-Y102*MATCH(Y102,$C$192:$C$20055,-1)),0)","v":12288.681097247261},{"$f":"IF(Z102<1,Z96*((SUMPRODUCT(('EaR MLN021'!$C$192:$C$20055)*('EaR MLN021'!$C$192:$C$20055>Z102)))-Z102*MATCH(Z102,$C$192:$C$20055,-1)),0)","v":12288.681097247261},{"$f":"IF(AA102<1,AA96*((SUMPRODUCT(('EaR MLN021'!$C$192:$C$20055)*('EaR MLN021'!$C$192:$C$20055>AA102)))-AA102*MATCH(AA102,$C$192:$C$20055,-1)),0)","v":12288.681097247261},{"$f":"IF(AB102<1,AB96*((SUMPRODUCT(('EaR MLN021'!$C$192:$C$20055)*('EaR MLN021'!$C$192:$C$20055>AB102)))-AB102*MATCH(AB102,$C$192:$C$20055,-1)),0)","v":12288.681097247261},{"$f":"IF(AC102<1,AC96*((SUMPRODUCT(('EaR MLN021'!$C$192:$C$20055)*('EaR MLN021'!$C$192:$C$20055>AC102)))-AC102*MATCH(AC102,$C$192:$C$20055,-1)),0)","v":12288.681097247261},{"$f":"IF(AD102<1,AD96*((SUMPRODUCT(('EaR MLN021'!$C$192:$C$20055)*('EaR MLN021'!$C$192:$C$20055>AD102)))-AD102*MATCH(AD102,$C$192:$C$20055,-1)),0)","v":12288.681097247261},{"$f":"IF(AE102<1,AE96*((SUMPRODUCT(('EaR MLN021'!$C$192:$C$20055)*('EaR MLN021'!$C$192:$C$20055>AE102)))-AE102*MATCH(AE102,$C$192:$C$20055,-1)),0)","v":12288.681097247261},{"$f":"IF(AF102<1,AF96*((SUMPRODUCT(('EaR MLN021'!$C$192:$C$20055)*('EaR MLN021'!$C$192:$C$20055>AF102)))-AF102*MATCH(AF102,$C$192:$C$20055,-1)),0)","v":12288.681097247261}]
["50% PoE","N-1",null,null,"EatR, MWhrs",{"$f":"IF(F103<1,IF(F103=0,F89*SUMPRODUCT(('EaR MLN021'!$C$192:$C$20055)*('EaR MLN021'!$C$192:$C$20055>F103)),F96*(SUMPRODUCT(('EaR MLN021'!$C$192:$C$20055)*('EaR MLN021'!$C$192:$C$20055>F103))-F103*MATCH(F103,$C$192:$C$20055,-1)))-F111,0)","v":0},{"$f":"IF(G103<1,IF(G103=0,G89*SUMPRODUCT(('EaR MLN021'!$C$192:$C$20055)*('EaR MLN021'!$C$192:$C$20055>G103)),G96*(SUMPRODUCT(('EaR MLN021'!$C$192:$C$20055)*('EaR MLN021'!$C$192:$C$20055>G103))-G103*MATCH(G103,$C$192:$C$20055,-1)))-G111,0)","v":0},{"$f":"IF(H103<1,IF(H103=0,H89*SUMPRODUCT(('EaR MLN021'!$C$192:$C$20055)*('EaR MLN021'!$C$192:$C$20055>H103)),H96*(SUMPRODUCT(('EaR MLN021'!$C$192:$C$20055)*('EaR MLN021'!$C$192:$C$20055>H103))-H103*MATCH(H103,$C$192:$C$20055,-1)))-H111,0)","v":0},{"$f":"IF(I103<1,IF(I103=0,I89*SUMPRODUCT(('EaR MLN021'!$C$192:$C$20055)*('EaR MLN021'!$C$192:$C$20055>I103)),I96*(SUMPRODUCT(('EaR MLN021'!$C$192:$C$20055)*('EaR MLN021'!$C$192:$C$20055>I103))-I103*MATCH(I103,$C$192:$C$20055,-1)))-I111,0)","v":0},{"$f":"IF(J103<1,IF(J103=0,J89*SUMPRODUCT(('EaR MLN021'!$C$192:$C$20055)*('EaR MLN021'!$C$192:$C$20055>J103)),J96*(SUMPRODUCT(('EaR MLN021'!$C$192:$C$20055)*('EaR MLN021'!$C$192:$C$20055>J103))-J103*MATCH(J103,$C$192:$C$20055,-1)))-J111,0)","v":0},{"$f":"IF(K103<1,IF(K103=0,K89*SUMPRODUCT(('EaR MLN021'!$C$192:$C$20055)*('EaR MLN021'!$C$192:$C$20055>K103)),K96*(SUMPRODUCT(('EaR MLN021'!$C$192:$C$20055)*('EaR MLN021'!$C$192:$C$20055>K103))-K103*MATCH(K103,$C$192:$C$20055,-1)))-K111,0)","v":0},{"$f":"IF(L103<1,IF(L103=0,L89*SUMPRODUCT(('EaR MLN021'!$C$192:$C$20055)*('EaR MLN021'!$C$192:$C$20055>L103)),L96*(SUMPRODUCT(('EaR MLN021'!$C$192:$C$20055)*('EaR MLN021'!$C$192:$C$20055>L103))-L103*MATCH(L103,$C$192:$C$20055,-1)))-L111,0)","v":0},{"$f":"IF(M103<1,IF(M103=0,M89*SUMPRODUCT(('EaR MLN021'!$C$192:$C$20055)*('EaR MLN021'!$C$192:$C$20055>M103)),M96*(SUMPRODUCT(('EaR MLN021'!$C$192:$C$20055)*('EaR MLN021'!$C$192:$C$20055>M103))-M103*MATCH(M103,$C$192:$C$20055,-1)))-M111,0)","v":0},{"$f":"IF(N103<1,IF(N103=0,N89*SUMPRODUCT(('EaR MLN021'!$C$192:$C$20055)*('EaR MLN021'!$C$192:$C$20055>N103)),N96*(SUMPRODUCT(('EaR MLN021'!$C$192:$C$20055)*('EaR MLN021'!$C$192:$C$20055>N103))-N103*MATCH(N103,$C$192:$C$20055,-1)))-N111,0)","v":0},{"$f":"IF(O103<1,IF(O103=0,O89*SUMPRODUCT(('EaR MLN021'!$C$192:$C$20055)*('EaR MLN021'!$C$192:$C$20055>O103)),O96*(SUMPRODUCT(('EaR MLN021'!$C$192:$C$20055)*('EaR MLN021'!$C$192:$C$20055>O103))-O103*MATCH(O103,$C$192:$C$20055,-1)))-O111,0)","v":0},{"$f":"IF(P103<1,IF(P103=0,P89*SUMPRODUCT(('EaR MLN021'!$C$192:$C$20055)*('EaR MLN021'!$C$192:$C$20055>P103)),P96*(SUMPRODUCT(('EaR MLN021'!$C$192:$C$20055)*('EaR MLN021'!$C$192:$C$20055>P103))-P103*MATCH(P103,$C$192:$C$20055,-1)))-P111,0)","v":0},{"$f":"IF(Q103<1,IF(Q103=0,Q89*SUMPRODUCT(('EaR MLN021'!$C$192:$C$20055)*('EaR MLN021'!$C$192:$C$20055>Q103)),Q96*(SUMPRODUCT(('EaR MLN021'!$C$192:$C$20055)*('EaR MLN021'!$C$192:$C$20055>Q103))-Q103*MATCH(Q103,$C$192:$C$20055,-1)))-Q111,0)","v":0},{"$f":"IF(R103<1,IF(R103=0,R89*SUMPRODUCT(('EaR MLN021'!$C$192:$C$20055)*('EaR MLN021'!$C$192:$C$20055>R103)),R96*(SUMPRODUCT(('EaR MLN021'!$C$192:$C$20055)*('EaR MLN021'!$C$192:$C$20055>R103))-R103*MATCH(R103,$C$192:$C$20055,-1)))-R111,0)","v":0},{"$f":"IF(S103<1,IF(S103=0,S89*SUMPRODUCT(('EaR MLN021'!$C$192:$C$20055)*('EaR MLN021'!$C$192:$C$20055>S103)),S96*(SUMPRODUCT(('EaR MLN021'!$C$192:$C$20055)*('EaR MLN021'!$C$192:$C$20055>S103))-S103*MATCH(S103,$C$192:$C$20055,-1)))-S111,0)","v":0},{"$f":"IF(T103<1,IF(T103=0,T89*SUMPRODUCT(('EaR MLN021'!$C$192:$C$20055)*('EaR MLN021'!$C$192:$C$20055>T103)),T96*(SUMPRODUCT(('EaR MLN021'!$C$192:$C$20055)*('EaR MLN021'!$C$192:$C$20055>T103))-T103*MATCH(T103,$C$192:$C$20055,-1)))-T111,0)","v":0},{"$f":"IF(U103<1,IF(U103=0,U89*SUMPRODUCT(('EaR MLN021'!$C$192:$C$20055)*('EaR MLN021'!$C$192:$C$20055>U103)),U96*(SUMPRODUCT(('EaR MLN021'!$C$192:$C$20055)*('EaR MLN021'!$C$192:$C$20055>U103))-U103*MATCH(U103,$C$192:$C$20055,-1)))-U111,0)","v":0},{"$f":"IF(V103<1,IF(V103=0,V89*SUMPRODUCT(('EaR MLN021'!$C$192:$C$20055)*('EaR MLN021'!$C$192:$C$20055>V103)),V96*(SUMPRODUCT(('EaR MLN021'!$C$192:$C$20055)*('EaR MLN021'!$C$192:$C$20055>V103))-V103*MATCH(V103,$C$192:$C$20055,-1)))-V111,0)","v":0},{"$f":"IF(W103<1,IF(W103=0,W89*SUMPRODUCT(('EaR MLN021'!$C$192:$C$20055)*('EaR MLN021'!$C$192:$C$20055>W103)),W96*(SUMPRODUCT(('EaR MLN021'!$C$192:$C$20055)*('EaR MLN021'!$C$192:$C$20055>W103))-W103*MATCH(W103,$C$192:$C$20055,-1)))-W111,0)","v":0},{"$f":"IF(X103<1,IF(X103=0,X89*SUMPRODUCT(('EaR MLN021'!$C$192:$C$20055)*('EaR MLN021'!$C$192:$C$20055>X103)),X96*(SUMPRODUCT(('EaR MLN021'!$C$192:$C$20055)*('EaR MLN021'!$C$192:$C$20055>X103))-X103*MATCH(X103,$C$192:$C$20055,-1)))-X111,0)","v":0},{"$f":"IF(Y103<1,IF(Y103=0,Y89*SUMPRODUCT(('EaR MLN021'!$C$192:$C$20055)*('EaR MLN021'!$C$192:$C$20055>Y103)),Y96*(SUMPRODUCT(('EaR MLN021'!$C$192:$C$20055)*('EaR MLN021'!$C$192:$C$20055>Y103))-Y103*MATCH(Y103,$C$192:$C$20055,-1)))-Y111,0)","v":0},{"$f":"IF(Z103<1,IF(Z103=0,Z89*SUMPRODUCT(('EaR MLN021'!$C$192:$C$20055)*('EaR MLN021'!$C$192:$C$20055>Z103)),Z96*(SUMPRODUCT(('EaR MLN021'!$C$192:$C$20055)*('EaR MLN021'!$C$192:$C$20055>Z103))-Z103*MATCH(Z103,$C$192:$C$20055,-1)))-Z111,0)","v":0},{"$f":"IF(AA103<1,IF(AA103=0,AA89*SUMPRODUCT(('EaR MLN021'!$C$192:$C$20055)*('EaR MLN021'!$C$192:$C$20055>AA103)),AA96*(SUMPRODUCT(('EaR MLN021'!$C$192:$C$20055)*('EaR MLN021'!$C$192:$C$20055>AA103))-AA103*MATCH(AA103,$C$192:$C$20055,-1)))-AA111,0)","v":0},{"$f":"IF(AB103<1,IF(AB103=0,AB89*SUMPRODUCT(('EaR MLN021'!$C$192:$C$20055)*('EaR MLN021'!$C$192:$C$20055>AB103)),AB96*(SUMPRODUCT(('EaR MLN021'!$C$192:$C$20055)*('EaR MLN021'!$C$192:$C$20055>AB103))-AB103*MATCH(AB103,$C$192:$C$20055,-1)))-AB111,0)","v":0},{"$f":"IF(AC103<1,IF(AC103=0,AC89*SUMPRODUCT(('EaR MLN021'!$C$192:$C$20055)*('EaR MLN021'!$C$192:$C$20055>AC103)),AC96*(SUMPRODUCT(('EaR MLN021'!$C$192:$C$20055)*('EaR MLN021'!$C$192:$C$20055>AC103))-AC103*MATCH(AC103,$C$192:$C$20055,-1)))-AC111,0)","v":0},{"$f":"IF(AD103<1,IF(AD103=0,AD89*SUMPRODUCT(('EaR MLN021'!$C$192:$C$20055)*('EaR MLN021'!$C$192:$C$20055>AD103)),AD96*(SUMPRODUCT(('EaR MLN021'!$C$192:$C$20055)*('EaR MLN021'!$C$192:$C$20055>AD103))-AD103*MATCH(AD103,$C$192:$C$20055,-1)))-AD111,0)","v":0},{"$f":"IF(AE103<1,IF(AE103=0,AE89*SUMPRODUCT(('EaR MLN021'!$C$192:$C$20055)*('EaR MLN021'!$C$192:$C$20055>AE103)),AE96*(SUMPRODUCT(('EaR MLN021'!$C$192:$C$20055)*('EaR MLN021'!$C$192:$C$20055>AE103))-AE103*MATCH(AE103,$C$192:$C$20055,-1)))-AE111,0)","v":0},{"$f":"IF(AF103<1,IF(AF103=0,AF89*SUMPRODUCT(('EaR MLN021'!$C$192:$C$20055)*('EaR MLN021'!$C$192:$C$20055>AF103)),AF96*(SUMPRODUCT(('EaR MLN021'!$C$192:$C$20055)*('EaR MLN021'!$C$192:$C$20055>AF103))-AF103*MATCH(AF103,$C$192:$C$20055,-1)))-AF111,0)","v":0}]
["10% LAR","N",null,null,"EatR, MWhrs",{"$f":"IF(F109<1,F96*$C$106*((SUMPRODUCT(('EaR MLN021'!$C$192:$C$20055)*('EaR MLN021'!$C$192:$C$20055>F109)))-F109*MATCH(F109,$C$192:$C$20055,-1)),0)","v":0},{"$f":"IF(G109<1,G96*$C$106*((SUMPRODUCT(('EaR MLN021'!$C$192:$C$20055)*('EaR MLN021'!$C$192:$C$20055>G109)))-G109*MATCH(G109,$C$192:$C$20055,-1)),0)","v":0.56202701100204666},{"$f":"IF(H109<1,H96*$C$106*((SUMPRODUCT(('EaR MLN021'!$C$192:$C$20055)*('EaR MLN021'!$C$192:$C$20055>H109)))-H109*MATCH(H109,$C$192:$C$20055,-1)),0)","v":85.314366440283905},{"$f":"IF(I109<1,I96*$C$106*((SUMPRODUCT(('EaR MLN021'!$C$192:$C$20055)*('EaR MLN021'!$C$192:$C$20055>I109)))-I109*MATCH(I109,$C$192:$C$20055,-1)),0)","v":631.97968200335038},{"$f":"IF(J109<1,J96*$C$106*((SUMPRODUCT(('EaR MLN021'!$C$192:$C$20055)*('EaR MLN021'!$C$192:$C$20055>J109)))-J109*MATCH(J109,$C$192:$C$20055,-1)),0)","v":1658.7101925256854},{"$f":"IF(K109<1,K96*$C$106*((SUMPRODUCT(('EaR MLN021'!$C$192:$C$20055)*('EaR MLN021'!$C$192:$C$20055>K109)))-K109*MATCH(K109,$C$192:$C$20055,-1)),0)","v":3416.8353831972281},{"$f":"IF(L109<1,L96*$C$106*((SUMPRODUCT(('EaR MLN021'!$C$192:$C$20055)*('EaR MLN021'!$C$192:$C$20055>L109)))-L109*MATCH(L109,$C$192:$C$20055,-1)),0)","v":5751.5720093384507},{"$f":"IF(M109<1,M96*$C$106*((SUMPRODUCT(('EaR MLN021'!$C$192:$C$20055)*('EaR MLN021'!$C$192:$C$20055>M109)))-M109*MATCH(M109,$C$192:$C$20055,-1)),0)","v":8902.9864955128232},{"$f":"IF(N109<1,N96*$C$106*((SUMPRODUCT(('EaR MLN021'!$C$192:$C$20055)*('EaR MLN021'!$C$192:$C$20055>N109)))-N109*MATCH(N109,$C$192:$C$20055,-1)),0)","v":13252.186850795131},{"$f":"IF(O109<1,O96*$C$106*((SUMPRODUCT(('EaR MLN021'!$C$192:$C$20055)*('EaR MLN021'!$C$192:$C$20055>O109)))-O109*MATCH(O109,$C$192:$C$20055,-1)),0)","v":18536.363940561198},{"$f":"IF(P109<1,P96*$C$106*((SUMPRODUCT(('EaR MLN021'!$C$192:$C$20055)*('EaR MLN021'!$C$192:$C$20055>P109)))-P109*MATCH(P109,$C$192:$C$20055,-1)),0)","v":23659.738351772441},{"$f":"IF(Q109<1,Q96*$C$106*((SUMPRODUCT(('EaR MLN021'!$C$192:$C$20055)*('EaR MLN021'!$C$192:$C$20055>Q109)))-Q109*MATCH(Q109,$C$192:$C$20055,-1)),0)","v":28356.344757439336},{"$f":"IF(R109<1,R96*$C$106*((SUMPRODUCT(('EaR MLN021'!$C$192:$C$20055)*('EaR MLN021'!$C$192:$C$20055>R109)))-R109*MATCH(R109,$C$192:$C$20055,-1)),0)","v":28356.344757439336},{"$f":"IF(S109<1,S96*$C$106*((SUMPRODUCT(('EaR MLN021'!$C$192:$C$20055)*('EaR MLN021'!$C$192:$C$20055>S109)))-S109*MATCH(S109,$C$192:$C$20055,-1)),0)","v":28356.344757439336},{"$f":"IF(T109<1,T96*$C$106*((SUMPRODUCT(('EaR MLN021'!$C$192:$C$20055)*('EaR MLN021'!$C$192:$C$20055>T109)))-T109*MATCH(T109,$C$192:$C$20055,-1)),0)","v":28356.344757439336},{"$f":"IF(U109<1,U96*$C$106*((SUMPRODUCT(('EaR MLN021'!$C$192:$C$20055)*('EaR MLN021'!$C$192:$C$20055>U109)))-U109*MATCH(U109,$C$192:$C$20055,-1)),0)","v":28356.344757439336},{"$f":"IF(V109<1,V96*$C$106*((SUMPRODUCT(('EaR MLN021'!$C$192:$C$20055)*('EaR MLN021'!$C$192:$C$20055>V109)))-V109*MATCH(V109,$C$192:$C$20055,-1)),0)","v":28356.344757439336},{"$f":"IF(W109<1,W96*$C$106*((SUMPRODUCT(('EaR MLN021'!$C$192:$C$20055)*('EaR MLN021'!$C$192:$C$20055>W109)))-W109*MATCH(W109,$C$192:$C$20055,-1)),0)","v":28356.344757439336},{"$f":"IF(X109<1,X96*$C$106*((SUMPRODUCT(('EaR MLN021'!$C$192:$C$20055)*('EaR MLN021'!$C$192:$C$20055>X109)))-X109*MATCH(X109,$C$192:$C$20055,-1)),0)","v":28356.344757439336},{"$f":"IF(Y109<1,Y96*$C$106*((SUMPRODUCT(('EaR MLN021'!$C$192:$C$20055)*('EaR MLN021'!$C$192:$C$20055>Y109)))-Y109*MATCH(Y109,$C$192:$C$20055,-1)),0)","v":28356.344757439336},{"$f":"IF(Z109<1,Z96*$C$106*((SUMPRODUCT(('EaR MLN021'!$C$192:$C$20055)*('EaR MLN021'!$C$192:$C$20055>Z109)))-Z109*MATCH(Z109,$C$192:$C$20055,-1)),0)","v":28356.344757439336},{"$f":"IF(AA109<1,AA96*$C$106*((SUMPRODUCT(('EaR MLN021'!$C$192:$C$20055)*('EaR MLN021'!$C$192:$C$20055>AA109)))-AA109*MATCH(AA109,$C$192:$C$20055,-1)),0)","v":28356.344757439336},{"$f":"IF(AB109<1,AB96*$C$106*((SUMPRODUCT(('EaR MLN021'!$C$192:$C$20055)*('EaR MLN021'!$C$192:$C$20055>AB109)))-AB109*MATCH(AB109,$C$192:$C$20055,-1)),0)","v":28356.344757439336},{"$f":"IF(AC109<1,AC96*$C$106*((SUMPRODUCT(('EaR MLN021'!$C$192:$C$20055)*('EaR MLN021'!$C$192:$C$20055>AC109)))-AC109*MATCH(AC109,$C$192:$C$20055,-1)),0)","v":28356.344757439336},{"$f":"IF(AD109<1,AD96*$C$106*((SUMPRODUCT(('EaR MLN021'!$C$192:$C$20055)*('EaR MLN021'!$C$192:$C$20055>AD109)))-AD109*MATCH(AD109,$C$192:$C$20055,-1)),0)","v":28356.344757439336},{"$f":"IF(AE109<1,AE96*$C$106*((SUMPRODUCT(('EaR MLN021'!$C$192:$C$20055)*('EaR MLN021'!$C$192:$C$20055>AE109)))-AE109*MATCH(AE109,$C$192:$C$20055,-1)),0)","v":28356.344757439336},{"$f":"IF(AF109<1,AF96*$C$106*((SUMPRODUCT(('EaR MLN021'!$C$192:$C$20055)*('EaR MLN021'!$C$192:$C$20055>AF109)))-AF109*MATCH(AF109,$C$192:$C$20055,-1)),0)","v":28356.344757439336}]
["10% LAR","N-1",null,null,"EatR, MWhrs",{"$f":"IF(F110<1,IF(F110=0,F96*$C$106*SUMPRODUCT(('EaR MLN021'!$C$192:$C$20055)*('EaR MLN021'!$C$192:$C$20055>F110)),F98*$C$106*(SUMPRODUCT(('EaR MLN021'!$C$192:$C$20055)*('EaR MLN021'!$C$192:$C$20055>F110))-F110*MATCH(F110,$C$192:$C$20055,-1)))-F113,0)","v":0},{"$f":"IF(G110<1,IF(G110=0,G96*$C$106*SUMPRODUCT(('EaR MLN021'!$C$192:$C$20055)*('EaR MLN021'!$C$192:$C$20055>G110)),G98*$C$106*(SUMPRODUCT(('EaR MLN021'!$C$192:$C$20055)*('EaR MLN021'!$C$192:$C$20055>G110))-G110*MATCH(G110,$C$192:$C$20055,-1)))-G113,0)","v":5.0539747016613568E-3},{"$f":"IF(H110<1,IF(H110=0,H96*$C$106*SUMPRODUCT(('EaR MLN021'!$C$192:$C$20055)*('EaR MLN021'!$C$192:$C$20055>H110)),H98*$C$106*(SUMPRODUCT(('EaR MLN021'!$C$192:$C$20055)*('EaR MLN021'!$C$192:$C$20055>H110))-H110*MATCH(H110,$C$192:$C$20055,-1)))-H113,0)","v":0.76718136537370185},{"$f":"IF(I110<1,IF(I110=0,I96*$C$106*SUMPRODUCT(('EaR MLN021'!$C$192:$C$20055)*('EaR MLN021'!$C$192:$C$20055>I110)),I98*$C$106*(SUMPRODUCT(('EaR MLN021'!$C$192:$C$20055)*('EaR MLN021'!$C$192:$C$20055>I110))-I110*MATCH(I110,$C$192:$C$20055,-1)))-I113,0)","v":5.6830174747548199},{"$f":"IF(J110<1,IF(J110=0,J96*$C$106*SUMPRODUCT(('EaR MLN021'!$C$192:$C$20055)*('EaR MLN021'!$C$192:$C$20055>J110)),J98*$C$106*(SUMPRODUCT(('EaR MLN021'!$C$192:$C$20055)*('EaR MLN021'!$C$192:$C$20055>J110))-J110*MATCH(J110,$C$192:$C$20055,-1)))-J113,0)","v":14.915794412560899},{"$f":"IF(K110<1,IF(K110=0,K96*$C$106*SUMPRODUCT(('EaR MLN021'!$C$192:$C$20055)*('EaR MLN021'!$C$192:$C$20055>K110)),K98*$C$106*(SUMPRODUCT(('EaR MLN021'!$C$192:$C$20055)*('EaR MLN021'!$C$192:$C$20055>K110))-K110*MATCH(K110,$C$192:$C$20055,-1)))-K113,0)","v":30.725568786509939},{"$f":"IF(L110<1,IF(L110=0,L96*$C$106*SUMPRODUCT(('EaR MLN021'!$C$192:$C$20055)*('EaR MLN021'!$C$192:$C$20055>L110)),L98*$C$106*(SUMPRODUCT(('EaR MLN021'!$C$192:$C$20055)*('EaR MLN021'!$C$192:$C$20055>L110))-L110*MATCH(L110,$C$192:$C$20055,-1)))-L113,0)","v":51.720466918756756},{"$f":"IF(M110<1,IF(M110=0,M96*$C$106*SUMPRODUCT(('EaR MLN021'!$C$192:$C$20055)*('EaR MLN021'!$C$192:$C$20055>M110)),M98*$C$106*(SUMPRODUCT(('EaR MLN021'!$C$192:$C$20055)*('EaR MLN021'!$C$192:$C$20055>M110))-M110*MATCH(M110,$C$192:$C$20055,-1)))-M113,0)","v":80.059263410366839},{"$f":"IF(N110<1,IF(N110=0,N96*$C$106*SUMPRODUCT(('EaR MLN021'!$C$192:$C$20055)*('EaR MLN021'!$C$192:$C$20055>N110)),N98*$C$106*(SUMPRODUCT(('EaR MLN021'!$C$192:$C$20055)*('EaR MLN021'!$C$192:$C$20055>N110))-N110*MATCH(N110,$C$192:$C$20055,-1)))-N113,0)","v":119.16903596180055},{"$f":"IF(O110<1,IF(O110=0,O96*$C$106*SUMPRODUCT(('EaR MLN021'!$C$192:$C$20055)*('EaR MLN021'!$C$192:$C$20055>O110)),O98*$C$106*(SUMPRODUCT(('EaR MLN021'!$C$192:$C$20055)*('EaR MLN021'!$C$192:$C$20055>O110))-O110*MATCH(O110,$C$192:$C$20055,-1)))-O113,0)","v":166.6864983043306},{"$f":"IF(P110<1,IF(P110=0,P96*$C$106*SUMPRODUCT(('EaR MLN021'!$C$192:$C$20055)*('EaR MLN021'!$C$192:$C$20055>P110)),P98*$C$106*(SUMPRODUCT(('EaR MLN021'!$C$192:$C$20055)*('EaR MLN021'!$C$192:$C$20055>P110))-P110*MATCH(P110,$C$192:$C$20055,-1)))-P113,0)","v":212.75795777962776},{"$f":"IF(Q110<1,IF(Q110=0,Q96*$C$106*SUMPRODUCT(('EaR MLN021'!$C$192:$C$20055)*('EaR MLN021'!$C$192:$C$20055>Q110)),Q98*$C$106*(SUMPRODUCT(('EaR MLN021'!$C$192:$C$20055)*('EaR MLN021'!$C$192:$C$20055>Q110))-Q110*MATCH(Q110,$C$192:$C$20055,-1)))-Q113,0)","v":254.99174635783493},{"$f":"IF(R110<1,IF(R110=0,R96*$C$106*SUMPRODUCT(('EaR MLN021'!$C$192:$C$20055)*('EaR MLN021'!$C$192:$C$20055>R110)),R98*$C$106*(SUMPRODUCT(('EaR MLN021'!$C$192:$C$20055)*('EaR MLN021'!$C$192:$C$20055>R110))-R110*MATCH(R110,$C$192:$C$20055,-1)))-R113,0)","v":254.99174635783493},{"$f":"IF(S110<1,IF(S110=0,S96*$C$106*SUMPRODUCT(('EaR MLN021'!$C$192:$C$20055)*('EaR MLN021'!$C$192:$C$20055>S110)),S98*$C$106*(SUMPRODUCT(('EaR MLN021'!$C$192:$C$20055)*('EaR MLN021'!$C$192:$C$20055>S110))-S110*MATCH(S110,$C$192:$C$20055,-1)))-S113,0)","v":254.99174635783493},{"$f":"IF(T110<1,IF(T110=0,T96*$C$106*SUMPRODUCT(('EaR MLN021'!$C$192:$C$20055)*('EaR MLN021'!$C$192:$C$20055>T110)),T98*$C$106*(SUMPRODUCT(('EaR MLN021'!$C$192:$C$20055)*('EaR MLN021'!$C$192:$C$20055>T110))-T110*MATCH(T110,$C$192:$C$20055,-1)))-T113,0)","v":254.99174635783493},{"$f":"IF(U110<1,IF(U110=0,U96*$C$106*SUMPRODUCT(('EaR MLN021'!$C$192:$C$20055)*('EaR MLN021'!$C$192:$C$20055>U110)),U98*$C$106*(SUMPRODUCT(('EaR MLN021'!$C$192:$C$20055)*('EaR MLN021'!$C$192:$C$20055>U110))-U110*MATCH(U110,$C$192:$C$20055,-1)))-U113,0)","v":254.99174635783493},{"$f":"IF(V110<1,IF(V110=0,V96*$C$106*SUMPRODUCT(('EaR MLN021'!$C$192:$C$20055)*('EaR MLN021'!$C$192:$C$20055>V110)),V98*$C$106*(SUMPRODUCT(('EaR MLN021'!$C$192:$C$20055)*('EaR MLN021'!$C$192:$C$20055>V110))-V110*MATCH(V110,$C$192:$C$20055,-1)))-V113,0)","v":254.99174635783493},{"$f":"IF(W110<1,IF(W110=0,W96*$C$106*SUMPRODUCT(('EaR MLN021'!$C$192:$C$20055)*('EaR MLN021'!$C$192:$C$20055>W110)),W98*$C$106*(SUMPRODUCT(('EaR MLN021'!$C$192:$C$20055)*('EaR MLN021'!$C$192:$C$20055>W110))-W110*MATCH(W110,$C$192:$C$20055,-1)))-W113,0)","v":254.99174635783493},{"$f":"IF(X110<1,IF(X110=0,X96*$C$106*SUMPRODUCT(('EaR MLN021'!$C$192:$C$20055)*('EaR MLN021'!$C$192:$C$20055>X110)),X98*$C$106*(SUMPRODUCT(('EaR MLN021'!$C$192:$C$20055)*('EaR MLN021'!$C$192:$C$20055>X110))-X110*MATCH(X110,$C$192:$C$20055,-1)))-X113,0)","v":254.99174635783493},{"$f":"IF(Y110<1,IF(Y110=0,Y96*$C$106*SUMPRODUCT(('EaR MLN021'!$C$192:$C$20055)*('EaR MLN021'!$C$192:$C$20055>Y110)),Y98*$C$106*(SUMPRODUCT(('EaR MLN021'!$C$192:$C$20055)*('EaR MLN021'!$C$192:$C$20055>Y110))-Y110*MATCH(Y110,$C$192:$C$20055,-1)))-Y113,0)","v":254.99174635783493},{"$f":"IF(Z110<1,IF(Z110=0,Z96*$C$106*SUMPRODUCT(('EaR MLN021'!$C$192:$C$20055)*('EaR MLN021'!$C$192:$C$20055>Z110)),Z98*$C$106*(SUMPRODUCT(('EaR MLN021'!$C$192:$C$20055)*('EaR MLN021'!$C$192:$C$20055>Z110))-Z110*MATCH(Z110,$C$192:$C$20055,-1)))-Z113,0)","v":254.99174635783493},{"$f":"IF(AA110<1,IF(AA110=0,AA96*$C$106*SUMPRODUCT(('EaR MLN021'!$C$192:$C$20055)*('EaR MLN021'!$C$192:$C$20055>AA110)),AA98*$C$106*(SUMPRODUCT(('EaR MLN021'!$C$192:$C$20055)*('EaR MLN021'!$C$192:$C$20055>AA110))-AA110*MATCH(AA110,$C$192:$C$20055,-1)))-AA113,0)","v":254.99174635783493},{"$f":"IF(AB110<1,IF(AB110=0,AB96*$C$106*SUMPRODUCT(('EaR MLN021'!$C$192:$C$20055)*('EaR MLN021'!$C$192:$C$20055>AB110)),AB98*$C$106*(SUMPRODUCT(('EaR MLN021'!$C$192:$C$20055)*('EaR MLN021'!$C$192:$C$20055>AB110))-AB110*MATCH(AB110,$C$192:$C$20055,-1)))-AB113,0)","v":254.99174635783493},{"$f":"IF(AC110<1,IF(AC110=0,AC96*$C$106*SUMPRODUCT(('EaR MLN021'!$C$192:$C$20055)*('EaR MLN021'!$C$192:$C$20055>AC110)),AC98*$C$106*(SUMPRODUCT(('EaR MLN021'!$C$192:$C$20055)*('EaR MLN021'!$C$192:$C$20055>AC110))-AC110*MATCH(AC110,$C$192:$C$20055,-1)))-AC113,0)","v":254.99174635783493},{"$f":"IF(AD110<1,IF(AD110=0,AD96*$C$106*SUMPRODUCT(('EaR MLN021'!$C$192:$C$20055)*('EaR MLN021'!$C$192:$C$20055>AD110)),AD98*$C$106*(SUMPRODUCT(('EaR MLN021'!$C$192:$C$20055)*('EaR MLN021'!$C$192:$C$20055>AD110))-AD110*MATCH(AD110,$C$192:$C$20055,-1)))-AD113,0)","v":254.99174635783493},{"$f":"IF(AE110<1,IF(AE110=0,AE96*$C$106*SUMPRODUCT(('EaR MLN021'!$C$192:$C$20055)*('EaR MLN021'!$C$192:$C$20055>AE110)),AE98*$C$106*(SUMPRODUCT(('EaR MLN021'!$C$192:$C$20055)*('EaR MLN021'!$C$192:$C$20055>AE110))-AE110*MATCH(AE110,$C$192:$C$20055,-1)))-AE113,0)","v":254.99174635783493},{"$f":"IF(AF110<1,IF(AF110=0,AF96*$C$106*SUMPRODUCT(('EaR MLN021'!$C$192:$C$20055)*('EaR MLN021'!$C$192:$C$20055>AF110)),AF98*$C$106*(SUMPRODUCT(('EaR MLN021'!$C$192:$C$20055)*('EaR MLN021'!$C$192:$C$20055>AF110))-AF110*MATCH(AF110,$C$192:$C$20055,-1)))-AF113,0)","v":254.99174635783493}]
["No of Tx",null,null,null,null,{"$f":"F85","v":1},1,1,1,1,1,1,1,1,1,1,1,1,1,1,1,1,1,1,1,1,1,1,1,1,1,1]
["50% PoE","N",1,null,"EEatR, MWhrs",{"$f":"F111*$C116","v":0},0,7.5183900210577015,67.471940516591729,163.31824379291163,460.27270984891777,1088.9169193569371,2220.5807651927803,4122.7167329538406,6774.0812783012925,9577.167063260089,12288.681097247261,12288.681097247261,12288.681097247261,12288.681097247261,12288.681097247261,12288.681097247261,12288.681097247261,12288.681097247261,12288.681097247261,12288.681097247261,12288.681097247261,12288.681097247261,12288.681097247261,12288.681097247261,12288.681097247261,12288.681097247261]
["50% PoE","N-1",{"$f":"C64","v":3.744292237442922E-2},null,"EEatR, MWhrs",{"$f":"F112*$C117*F115","v":0},0,0,0,0,0,0,0,0,0,0,0,0,0,0,0,0,0,0,0,0,0,0,0,0,0,0]
["10% LAR","N",1,null,"EEatR, MWhrs",{"$f":"F113*$C118","v":0},0.56202701100204666,85.314366440283905,631.97968200335038,1658.7101925256854,3416.8353831972281,5751.5720093384507,8902.9864955128232,13252.186850795131,18536.363940561198,23659.738351772441,28356.344757439336,28356.344757439336,28356.344757439336,28356.344757439336,28356.344757439336,28356.344757439336,28356.344757439336,28356.344757439336,28356.344757439336,28356.344757439336,28356.344757439336,28356.344757439336,28356.344757439336,28356.344757439336,28356.344757439336,28356.344757439336]
["10% LAR","N-1",{"$f":"C117","v":3.744292237442922E-2},null,"EEatR, MWhrs",{"$f":"F114*$C119*F115","v":0},1.8923558243663527E-4,2.872551231079614E-2,0.21278878215976949,0.55849093234246283,1.1504550869834771,1.9365654280082436,2.9976527852283472,4.4620369629532624,6.2412296168744783,7.9662796976846915,9.5476361649965575,9.5476361649965575,9.5476361649965575,9.5476361649965575,9.5476361649965575,9.5476361649965575,9.5476361649965575,9.5476361649965575,9.5476361649965575,9.5476361649965575,9.5476361649965575,9.5476361649965575,9.5476361649965575,9.5476361649965575,9.5476361649965575,9.5476361649965575]
[]
[]
[{"$f":"\"ENERGY AT RISK: \"&UPPER(A4)","v":"ENERGY AT RISK: "}]
[]
[null,null,null,null,null,2024,2025,2026,2027,2028,2029,2030,2031,2032,2033,2034,2035,2036,2037,2038,2039,2040,2041,2042,2043,2044,2045,2046,2047,2048,2049,2050]
["Summary"]
["50% PoE","N",null,null,"Total EatR, MWhrs",{"$f":"IF('EaR MLN021'!$F$29=\"15m\",(F151+F176)*0.25,F151+F176)","v":0},{"$f":"IF('EaR MLN021'!$F$29=\"15m\",(G151+G176)*0.25,G151+G176)","v":5.3667001533508601E-3},{"$f":"IF('EaR MLN021'!$F$29=\"15m\",(H151+H176)*0.25,H151+H176)","v":29.459120658776367},{"$f":"IF('EaR MLN021'!$F$29=\"15m\",(I151+I176)*0.25,I151+I176)","v":73.521778847898162},{"$f":"IF('EaR MLN021'!$F$29=\"15m\",(J151+J176)*0.25,J151+J176)","v":0},{"$f":"IF('EaR MLN021'!$F$29=\"15m\",(K151+K176)*0.25,K151+K176)","v":2.0341199903487966E-2},{"$f":"IF('EaR MLN021'!$F$29=\"15m\",(L151+L176)*0.25,L151+L176)","v":0.96642525268311508},{"$f":"IF('EaR MLN021'!$F$29=\"15m\",(M151+M176)*0.25,M151+M176)","v":6.2662629322623298},{"$f":"IF('EaR MLN021'!$F$29=\"15m\",(N151+N176)*0.25,N151+N176)","v":23.527261578340443},{"$f":"IF('EaR MLN021'!$F$29=\"15m\",(O151+O176)*0.25,O151+O176)","v":61.176475001606818},{"$f":"IF('EaR MLN021'!$F$29=\"15m\",(P151+P176)*0.25,P151+P176)","v":124.08669832726041},{"$f":"IF('EaR MLN021'!$F$29=\"15m\",(Q151+Q176)*0.25,Q151+Q176)","v":226.92956200428415},{"$f":"IF('EaR MLN021'!$F$29=\"15m\",(R151+R176)*0.25,R151+R176)","v":226.92956200428415},{"$f":"IF('EaR MLN021'!$F$29=\"15m\",(S151+S176)*0.25,S151+S176)","v":226.92956200428415},{"$f":"IF('EaR MLN021'!$F$29=\"15m\",(T151+T176)*0.25,T151+T176)","v":226.92956200428415},{"$f":"IF('EaR MLN021'!$F$29=\"15m\",(U151+U176)*0.25,U151+U176)","v":226.92956200428415},{"$f":"IF('EaR MLN021'!$F$29=\"15m\",(V151+V176)*0.25,V151+V176)","v":226.92956200428415},{"$f":"IF('EaR MLN021'!$F$29=\"15m\",(W151+W176)*0.25,W151+W176)","v":226.92956200428415},{"$f":"IF('EaR MLN021'!$F$29=\"15m\",(X151+X176)*0.25,X151+X176)","v":226.92956200428415},{"$f":"IF('EaR MLN021'!$F$29=\"15m\",(Y151+Y176)*0.25,Y151+Y176)","v":226.92956200428415},{"$f":"IF('EaR MLN021'!$F$29=\"15m\",(Z151+Z176)*0.25,Z151+Z176)","v":226.92956200428415},{"$f":"IF('EaR MLN021'!$F$29=\"15m\",(AA151+AA176)*0.25,AA151+AA176)","v":226.92956200428415},{"$f":"IF('EaR MLN021'!$F$29=\"15m\",(AB151+AB176)*0.25,AB151+AB176)","v":226.92956200428415},{"$f":"IF('EaR MLN021'!$F$29=\"15m\",(AC151+AC176)*0.25,AC151+AC176)","v":226.92956200428415},{"$f":"IF('EaR MLN021'!$F$29=\"15m\",(AD151+AD176)*0.25,AD151+AD176)","v":226.92956200428415},{"$f":"IF('EaR MLN021'!$F$29=\"15m\",(AE151+AE176)*0.25,AE151+AE176)","v":226.92956200428415},{"$f":"IF('EaR MLN021'!$F$29=\"15m\",(AF151+AF176)*0.25,AF151+AF176)","v":226.92956200428415}]
["50% PoE","N-1",null,null,"Total EatR, MWhrs",{"$f":"IF('EaR MLN021'!$F$29=\"15m\",(F152+F177)*0.25,F152+F177)","v":0},{"$f":"IF('EaR MLN021'!$F$29=\"15m\",(G152+G177)*0.25,G152+G177)","v":0},{"$f":"IF('EaR MLN021'!$F$29=\"15m\",(H152+H177)*0.25,H152+H177)","v":0},{"$f":"IF('EaR MLN021'!$F$29=\"15m\",(I152+I177)*0.25,I152+I177)","v":0},{"$f":"IF('EaR MLN021'!$F$29=\"15m\",(J152+J177)*0.25,J152+J177)","v":0},{"$f":"IF('EaR MLN021'!$F$29=\"15m\",(K152+K177)*0.25,K152+K177)","v":0},{"$f":"IF('EaR MLN021'!$F$29=\"15m\",(L152+L177)*0.25,L152+L177)","v":0},{"$f":"IF('EaR MLN021'!$F$29=\"15m\",(M152+M177)*0.25,M152+M177)","v":0},{"$f":"IF('EaR MLN021'!$F$29=\"15m\",(N152+N177)*0.25,N152+N177)","v":0},{"$f":"IF('EaR MLN021'!$F$29=\"15m\",(O152+O177)*0.25,O152+O177)","v":0},{"$f":"IF('EaR MLN021'!$F$29=\"15m\",(P152+P177)*0.25,P152+P177)","v":0},{"$f":"IF('EaR MLN021'!$F$29=\"15m\",(Q152+Q177)*0.25,Q152+Q177)","v":0},{"$f":"IF('EaR MLN021'!$F$29=\"15m\",(R152+R177)*0.25,R152+R177)","v":0},{"$f":"IF('EaR MLN021'!$F$29=\"15m\",(S152+S177)*0.25,S152+S177)","v":0},{"$f":"IF('EaR MLN021'!$F$29=\"15m\",(T152+T177)*0.25,T152+T177)","v":0},{"$f":"IF('EaR MLN021'!$F$29=\"15m\",(U152+U177)*0.25,U152+U177)","v":0},{"$f":"IF('EaR MLN021'!$F$29=\"15m\",(V152+V177)*0.25,V152+V177)","v":0},{"$f":"IF('EaR MLN021'!$F$29=\"15m\",(W152+W177)*0.25,W152+W177)","v":0},{"$f":"IF('EaR MLN021'!$F$29=\"15m\",(X152+X177)*0.25,X152+X177)","v":0},{"$f":"IF('EaR MLN021'!$F$29=\"15m\",(Y152+Y177)*0.25,Y152+Y177)","v":0},{"$f":"IF('EaR MLN021'!$F$29=\"15m\",(Z152+Z177)*0.25,Z152+Z177)","v":0},{"$f":"IF('EaR MLN021'!$F$29=\"15m\",(AA152+AA177)*0.25,AA152+AA177)","v":0},{"$f":"IF('EaR MLN021'!$F$29=\"15m\",(AB152+AB177)*0.25,AB152+AB177)","v":0},{"$f":"IF('EaR MLN021'!$F$29=\"15m\",(AC152+AC177)*0.25,AC152+AC177)","v":0},{"$f":"IF('EaR MLN021'!$F$29=\"15m\",(AD152+AD177)*0.25,AD152+AD177)","v":0},{"$f":"IF('EaR MLN021'!$F$29=\"15m\",(AE152+AE177)*0.25,AE152+AE177)","v":0},{"$f":"IF('EaR MLN021'!$F$29=\"15m\",(AF152+AF177)*0.25,AF152+AF177)","v":0}]
["10% LAR","N",null,null,"Total EatR, MWhrs",{"$f":"IF('EaR MLN021'!$F$29=\"15m\",(F153+F178)*0.25,F153+F178)","v":0},{"$f":"IF('EaR MLN021'!$F$29=\"15m\",(G153+G178)*0.25,G153+G178)","v":2.8399994086098088},{"$f":"IF('EaR MLN021'!$F$29=\"15m\",(H153+H178)*0.25,H153+H178)","v":102.70640657294975},{"$f":"IF('EaR MLN021'!$F$29=\"15m\",(I153+I178)*0.25,I153+I178)","v":299.50028113559517},{"$f":"IF('EaR MLN021'!$F$29=\"15m\",(J153+J178)*0.25,J153+J178)","v":0.35903695679206526},{"$f":"IF('EaR MLN021'!$F$29=\"15m\",(K153+K178)*0.25,K153+K178)","v":4.1393290665245726},{"$f":"IF('EaR MLN021'!$F$29=\"15m\",(L153+L178)*0.25,L153+L178)","v":16.624296569709905},{"$f":"IF('EaR MLN021'!$F$29=\"15m\",(M153+M178)*0.25,M153+M178)","v":45.394290977717382},{"$f":"IF('EaR MLN021'!$F$29=\"15m\",(N153+N178)*0.25,N153+N178)","v":125.71639570748145},{"$f":"IF('EaR MLN021'!$F$29=\"15m\",(O153+O178)*0.25,O153+O178)","v":358.94296286268047},{"$f":"IF('EaR MLN021'!$F$29=\"15m\",(P153+P178)*0.25,P153+P178)","v":731.20881754989102},{"$f":"IF('EaR MLN021'!$F$29=\"15m\",(Q153+Q178)*0.25,Q153+Q178)","v":1176.3461964502721},{"$f":"IF('EaR MLN021'!$F$29=\"15m\",(R153+R178)*0.25,R153+R178)","v":1176.3461964502721},{"$f":"IF('EaR MLN021'!$F$29=\"15m\",(S153+S178)*0.25,S153+S178)","v":1176.3461964502721},{"$f":"IF('EaR MLN021'!$F$29=\"15m\",(T153+T178)*0.25,T153+T178)","v":1176.3461964502721},{"$f":"IF('EaR MLN021'!$F$29=\"15m\",(U153+U178)*0.25,U153+U178)","v":1176.3461964502721},{"$f":"IF('EaR MLN021'!$F$29=\"15m\",(V153+V178)*0.25,V153+V178)","v":1176.3461964502721},{"$f":"IF('EaR MLN021'!$F$29=\"15m\",(W153+W178)*0.25,W153+W178)","v":1176.3461964502721},{"$f":"IF('EaR MLN021'!$F$29=\"15m\",(X153+X178)*0.25,X153+X178)","v":1176.3461964502721},{"$f":"IF('EaR MLN021'!$F$29=\"15m\",(Y153+Y178)*0.25,Y153+Y178)","v":1176.3461964502721},{"$f":"IF('EaR MLN021'!$F$29=\"15m\",(Z153+Z178)*0.25,Z153+Z178)","v":1176.3461964502721},{"$f":"IF('EaR MLN021'!$F$29=\"15m\",(AA153+AA178)*0.25,AA153+AA178)","v":1176.3461964502721},{"$f":"IF('EaR MLN021'!$F$29=\"15m\",(AB153+AB178)*0.25,AB153+AB178)","v":1176.3461964502721},{"$f":"IF('EaR MLN021'!$F$29=\"15m\",(AC153+AC178)*0.25,AC153+AC178)","v":1176.3461964502721},{"$f":"IF('EaR MLN021'!$F$29=\"15m\",(AD153+AD178)*0.25,AD153+AD178)","v":1176.3461964502721},{"$f":"IF('EaR MLN021'!$F$29=\"15m\",(AE153+AE178)*0.25,AE153+AE178)","v":1176.3461964502721},{"$f":"IF('EaR MLN021'!$F$29=\"15m\",(AF153+AF178)*0.25,AF153+AF178)","v":1176.3461964502721}]
["10% LAR","N-1",null,null,"Total EatR, MWhrs",{"$f":"IF('EaR MLN021'!$F$29=\"15m\",(F154+F179)*0.25,F154+F179)","v":0},{"$f":"IF('EaR MLN021'!$F$29=\"15m\",(G154+G179)*0.25,G154+G179)","v":1.4899787214156524E-3},{"$f":"IF('EaR MLN021'!$F$29=\"15m\",(H154+H179)*0.25,H154+H179)","v":0.19862286803635598},{"$f":"IF('EaR MLN021'!$F$29=\"15m\",(I154+I179)*0.25,I154+I179)","v":1.4326265432779337},{"$f":"IF('EaR MLN021'!$F$29=\"15m\",(J154+J179)*0.25,J154+J179)","v":3.0122883090066832E-5},{"$f":"IF('EaR MLN021'!$F$29=\"15m\",(K154+K179)*0.25,K154+K179)","v":1.0948455562437509E-2},{"$f":"IF('EaR MLN021'!$F$29=\"15m\",(L154+L179)*0.25,L154+L179)","v":6.2973018152283622E-2},{"$f":"IF('EaR MLN021'!$F$29=\"15m\",(M154+M179)*0.25,M154+M179)","v":0.19444520613988558},{"$f":"IF('EaR MLN021'!$F$29=\"15m\",(N154+N179)*0.25,N154+N179)","v":0.66536156242712252},{"$f":"IF('EaR MLN021'!$F$29=\"15m\",(O154+O179)*0.25,O154+O179)","v":2.3401185985494806},{"$f":"IF('EaR MLN021'!$F$29=\"15m\",(P154+P179)*0.25,P154+P179)","v":5.2638746210229783},{"$f":"IF('EaR MLN021'!$F$29=\"15m\",(Q154+Q179)*0.25,Q154+Q179)","v":8.9031349592082449},{"$f":"IF('EaR MLN021'!$F$29=\"15m\",(R154+R179)*0.25,R154+R179)","v":8.9031349592082449},{"$f":"IF('EaR MLN021'!$F$29=\"15m\",(S154+S179)*0.25,S154+S179)","v":8.9031349592082449},{"$f":"IF('EaR MLN021'!$F$29=\"15m\",(T154+T179)*0.25,T154+T179)","v":8.9031349592082449},{"$f":"IF('EaR MLN021'!$F$29=\"15m\",(U154+U179)*0.25,U154+U179)","v":8.9031349592082449},{"$f":"IF('EaR MLN021'!$F$29=\"15m\",(V154+V179)*0.25,V154+V179)","v":8.9031349592082449},{"$f":"IF('EaR MLN021'!$F$29=\"15m\",(W154+W179)*0.25,W154+W179)","v":8.9031349592082449},{"$f":"IF('EaR MLN021'!$F$29=\"15m\",(X154+X179)*0.25,X154+X179)","v":8.9031349592082449},{"$f":"IF('EaR MLN021'!$F$29=\"15m\",(Y154+Y179)*0.25,Y154+Y179)","v":8.9031349592082449},{"$f":"IF('EaR MLN021'!$F$29=\"15m\",(Z154+Z179)*0.25,Z154+Z179)","v":8.9031349592082449},{"$f":"IF('EaR MLN021'!$F$29=\"15m\",(AA154+AA179)*0.25,AA154+AA179)","v":8.9031349592082449},{"$f":"IF('EaR MLN021'!$F$29=\"15m\",(AB154+AB179)*0.25,AB154+AB179)","v":8.9031349592082449},{"$f":"IF('EaR MLN021'!$F$29=\"15m\",(AC154+AC179)*0.25,AC154+AC179)","v":8.9031349592082449},{"$f":"IF('EaR MLN021'!$F$29=\"15m\",(AD154+AD179)*0.25,AD154+AD179)","v":8.9031349592082449},{"$f":"IF('EaR MLN021'!$F$29=\"15m\",(AE154+AE179)*0.25,AE154+AE179)","v":8.9031349592082449},{"$f":"IF('EaR MLN021'!$F$29=\"15m\",(AF154+AF179)*0.25,AF154+AF179)","v":8.9031349592082449}]
["50% PoE","N",null,null,"Total EEatR, MWhrs",{"$f":"IF('EaR MLN021'!$F$29=\"15m\",(F156+F181)*0.25,F156+F181)","v":0},{"$f":"IF('EaR MLN021'!$F$29=\"15m\",(G156+G181)*0.25,G156+G181)","v":5.3667001533508601E-3},{"$f":"IF('EaR MLN021'!$F$29=\"15m\",(H156+H181)*0.25,H156+H181)","v":29.459120658776367},{"$f":"IF('EaR MLN021'!$F$29=\"15m\",(I156+I181)*0.25,I156+I181)","v":73.521778847898162},{"$f":"IF('EaR MLN021'!$F$29=\"15m\",(J156+J181)*0.25,J156+J181)","v":0},{"$f":"IF('EaR MLN021'!$F$29=\"15m\",(K156+K181)*0.25,K156+K181)","v":2.0341199903487966E-2},{"$f":"IF('EaR MLN021'!$F$29=\"15m\",(L156+L181)*0.25,L156+L181)","v":0.96642525268311508},{"$f":"IF('EaR MLN021'!$F$29=\"15m\",(M156+M181)*0.25,M156+M181)","v":6.2662629322623298},{"$f":"IF('EaR MLN021'!$F$29=\"15m\",(N156+N181)*0.25,N156+N181)","v":23.527261578340443},{"$f":"IF('EaR MLN021'!$F$29=\"15m\",(O156+O181)*0.25,O156+O181)","v":61.176475001606818},{"$f":"IF('EaR MLN021'!$F$29=\"15m\",(P156+P181)*0.25,P156+P181)","v":124.08669832726041},{"$f":"IF('EaR MLN021'!$F$29=\"15m\",(Q156+Q181)*0.25,Q156+Q181)","v":226.92956200428415},{"$f":"IF('EaR MLN021'!$F$29=\"15m\",(R156+R181)*0.25,R156+R181)","v":226.92956200428415},{"$f":"IF('EaR MLN021'!$F$29=\"15m\",(S156+S181)*0.25,S156+S181)","v":226.92956200428415},{"$f":"IF('EaR MLN021'!$F$29=\"15m\",(T156+T181)*0.25,T156+T181)","v":226.92956200428415},{"$f":"IF('EaR MLN021'!$F$29=\"15m\",(U156+U181)*0.25,U156+U181)","v":226.92956200428415},{"$f":"IF('EaR MLN021'!$F$29=\"15m\",(V156+V181)*0.25,V156+V181)","v":226.92956200428415},{"$f":"IF('EaR MLN021'!$F$29=\"15m\",(W156+W181)*0.25,W156+W181)","v":226.92956200428415},{"$f":"IF('EaR MLN021'!$F$29=\"15m\",(X156+X181)*0.25,X156+X181)","v":226.92956200428415},{"$f":"IF('EaR MLN021'!$F$29=\"15m\",(Y156+Y181)*0.25,Y156+Y181)","v":226.92956200428415},{"$f":"IF('EaR MLN021'!$F$29=\"15m\",(Z156+Z181)*0.25,Z156+Z181)","v":226.92956200428415},{"$f":"IF('EaR MLN021'!$F$29=\"15m\",(AA156+AA181)*0.25,AA156+AA181)","v":226.92956200428415},{"$f":"IF('EaR MLN021'!$F$29=\"15m\",(AB156+AB181)*0.25,AB156+AB181)","v":226.92956200428415},{"$f":"IF('EaR MLN021'!$F$29=\"15m\",(AC156+AC181)*0.25,AC156+AC181)","v":226.92956200428415},{"$f":"IF('EaR MLN021'!$F$29=\"15m\",(AD156+AD181)*0.25,AD156+AD181)","v":226.92956200428415},{"$f":"IF('EaR MLN021'!$F$29=\"15m\",(AE156+AE181)*0.25,AE156+AE181)","v":226.92956200428415},{"$f":"IF('EaR MLN021'!$F$29=\"15m\",(AF156+AF181)*0.25,AF156+AF181)","v":226.92956200428415}]
["50% PoE","N-1",null,null,"Total EEatR, MWhrs",{"$f":"IF('EaR MLN021'!$F$29=\"15m\",(F157+F182)*0.25,F157+F182)","v":0},{"$f":"IF('EaR MLN021'!$F$29=\"15m\",(G157+G182)*0.25,G157+G182)","v":0},{"$f":"IF('EaR MLN021'!$F$29=\"15m\",(H157+H182)*0.25,H157+H182)","v":0},{"$f":"IF('EaR MLN021'!$F$29=\"15m\",(I157+I182)*0.25,I157+I182)","v":0},{"$f":"IF('EaR MLN021'!$F$29=\"15m\",(J157+J182)*0.25,J157+J182)","v":0},{"$f":"IF('EaR MLN021'!$F$29=\"15m\",(K157+K182)*0.25,K157+K182)","v":0},{"$f":"IF('EaR MLN021'!$F$29=\"15m\",(L157+L182)*0.25,L157+L182)","v":0},{"$f":"IF('EaR MLN021'!$F$29=\"15m\",(M157+M182)*0.25,M157+M182)","v":0},{"$f":"IF('EaR MLN021'!$F$29=\"15m\",(N157+N182)*0.25,N157+N182)","v":0},{"$f":"IF('EaR MLN021'!$F$29=\"15m\",(O157+O182)*0.25,O157+O182)","v":0},{"$f":"IF('EaR MLN021'!$F$29=\"15m\",(P157+P182)*0.25,P157+P182)","v":0},{"$f":"IF('EaR MLN021'!$F$29=\"15m\",(Q157+Q182)*0.25,Q157+Q182)","v":0},{"$f":"IF('EaR MLN021'!$F$29=\"15m\",(R157+R182)*0.25,R157+R182)","v":0},{"$f":"IF('EaR MLN021'!$F$29=\"15m\",(S157+S182)*0.25,S157+S182)","v":0},{"$f":"IF('EaR MLN021'!$F$29=\"15m\",(T157+T182)*0.25,T157+T182)","v":0},{"$f":"IF('EaR MLN021'!$F$29=\"15m\",(U157+U182)*0.25,U157+U182)","v":0},{"$f":"IF('EaR MLN021'!$F$29=\"15m\",(V157+V182)*0.25,V157+V182)","v":0},{"$f":"IF('EaR MLN021'!$F$29=\"15m\",(W157+W182)*0.25,W157+W182)","v":0},{"$f":"IF('EaR MLN021'!$F$29=\"15m\",(X157+X182)*0.25,X157+X182)","v":0},{"$f":"IF('EaR MLN021'!$F$29=\"15m\",(Y157+Y182)*0.25,Y157+Y182)","v":0},{"$f":"IF('EaR MLN021'!$F$29=\"15m\",(Z157+Z182)*0.25,Z157+Z182)","v":0},{"$f":"IF('EaR MLN021'!$F$29=\"15m\",(AA157+AA182)*0.25,AA157+AA182)","v":0},{"$f":"IF('EaR MLN021'!$F$29=\"15m\",(AB157+AB182)*0.25,AB157+AB182)","v":0},{"$f":"IF('EaR MLN021'!$F$29=\"15m\",(AC157+AC182)*0.25,AC157+AC182)","v":0},{"$f":"IF('EaR MLN021'!$F$29=\"15m\",(AD157+AD182)*0.25,AD157+AD182)","v":0},{"$f":"IF('EaR MLN021'!$F$29=\"15m\",(AE157+AE182)*0.25,AE157+AE182)","v":0},{"$f":"IF('EaR MLN021'!$F$29=\"15m\",(AF157+AF182)*0.25,AF157+AF182)","v":0}]
["10% LAR","N",null,null,"Total EEatR, MWhrs",{"$f":"IF('EaR MLN021'!$F$29=\"15m\",(F158+F183)*0.25,F158+F183)","v":0},{"$f":"IF('EaR MLN021'!$F$29=\"15m\",(G158+G183)*0.25,G158+G183)","v":2.8399994086098088},{"$f":"IF('EaR MLN021'!$F$29=\"15m\",(H158+H183)*0.25,H158+H183)","v":102.70640657294975},{"$f":"IF('EaR MLN021'!$F$29=\"15m\",(I158+I183)*0.25,I158+I183)","v":299.50028113559517},{"$f":"IF('EaR MLN021'!$F$29=\"15m\",(J158+J183)*0.25,J158+J183)","v":0.35903695679206526},{"$f":"IF('EaR MLN021'!$F$29=\"15m\",(K158+K183)*0.25,K158+K183)","v":4.1393290665245726},{"$f":"IF('EaR MLN021'!$F$29=\"15m\",(L158+L183)*0.25,L158+L183)","v":16.624296569709905},{"$f":"IF('EaR MLN021'!$F$29=\"15m\",(M158+M183)*0.25,M158+M183)","v":45.394290977717382},{"$f":"IF('EaR MLN021'!$F$29=\"15m\",(N158+N183)*0.25,N158+N183)","v":125.71639570748145},{"$f":"IF('EaR MLN021'!$F$29=\"15m\",(O158+O183)*0.25,O158+O183)","v":358.94296286268047},{"$f":"IF('EaR MLN021'!$F$29=\"15m\",(P158+P183)*0.25,P158+P183)","v":731.20881754989102},{"$f":"IF('EaR MLN021'!$F$29=\"15m\",(Q158+Q183)*0.25,Q158+Q183)","v":1176.3461964502721},{"$f":"IF('EaR MLN021'!$F$29=\"15m\",(R158+R183)*0.25,R158+R183)","v":1176.3461964502721},{"$f":"IF('EaR MLN021'!$F$29=\"15m\",(S158+S183)*0.25,S158+S183)","v":1176.3461964502721},{"$f":"IF('EaR MLN021'!$F$29=\"15m\",(T158+T183)*0.25,T158+T183)","v":1176.3461964502721},{"$f":"IF('EaR MLN021'!$F$29=\"15m\",(U158+U183)*0.25,U158+U183)","v":1176.3461964502721},{"$f":"IF('EaR MLN021'!$F$29=\"15m\",(V158+V183)*0.25,V158+V183)","v":1176.3461964502721},{"$f":"IF('EaR MLN021'!$F$29=\"15m\",(W158+W183)*0.25,W158+W183)","v":1176.3461964502721},{"$f":"IF('EaR MLN021'!$F$29=\"15m\",(X158+X183)*0.25,X158+X183)","v":1176.3461964502721},{"$f":"IF('EaR MLN021'!$F$29=\"15m\",(Y158+Y183)*0.25,Y158+Y183)","v":1176.3461964502721},{"$f":"IF('EaR MLN021'!$F$29=\"15m\",(Z158+Z183)*0.25,Z158+Z183)","v":1176.3461964502721},{"$f":"IF('EaR MLN021'!$F$29=\"15m\",(AA158+AA183)*0.25,AA158+AA183)","v":1176.3461964502721},{"$f":"IF('EaR MLN021'!$F$29=\"15m\",(AB158+AB183)*0.25,AB158+AB183)","v":1176.3461964502721},{"$f":"IF('EaR MLN021'!$F$29=\"15m\",(AC158+AC183)*0.25,AC158+AC183)","v":1176.3461964502721},{"$f":"IF('EaR MLN021'!$F$29=\"15m\",(AD158+AD183)*0.25,AD158+AD183)","v":1176.3461964502721},{"$f":"IF('EaR MLN021'!$F$29=\"15m\",(AE158+AE183)*0.25,AE158+AE183)","v":1176.3461964502721},{"$f":"IF('EaR MLN021'!$F$29=\"15m\",(AF158+AF183)*0.25,AF158+AF183)","v":1176.3461964502721}]
["10% LAR","N-1",null,null,"Total EEatR, MWhrs",{"$f":"IF('EaR MLN021'!$F$29=\"15m\",(F159+F184)*0.25,F159+F184)","v":0},{"$f":"IF('EaR MLN021'!$F$29=\"15m\",(G159+G184)*0.25,G159+G184)","v":5.5789157605517576E-5},{"$f":"IF('EaR MLN021'!$F$29=\"15m\",(H159+H184)*0.25,H159+H184)","v":7.4370206296717756E-3},{"$f":"IF('EaR MLN021'!$F$29=\"15m\",(I159+I184)*0.25,I159+I184)","v":5.3641724451502532E-2},{"$f":"IF('EaR MLN021'!$F$29=\"15m\",(J159+J184)*0.25,J159+J184)","v":1.1278887732353791E-6},{"$f":"IF('EaR MLN021'!$F$29=\"15m\",(K159+K184)*0.25,K159+K184)","v":4.0994217174423548E-4},{"$f":"IF('EaR MLN021'!$F$29=\"15m\",(L159+L184)*0.25,L159+L184)","v":2.357893830359478E-3},{"$f":"IF('EaR MLN021'!$F$29=\"15m\",(M159+M184)*0.25,M159+M184)","v":7.280596759575624E-3},{"$f":"IF('EaR MLN021'!$F$29=\"15m\",(N159+N184)*0.25,N159+N184)","v":2.491308133288769E-2},{"$f":"IF('EaR MLN021'!$F$29=\"15m\",(O159+O184)*0.25,O159+O184)","v":8.7620879032446294E-2},{"$f":"IF('EaR MLN021'!$F$29=\"15m\",(P159+P184)*0.25,P159+P184)","v":0.19709484882369141},{"$f":"IF('EaR MLN021'!$F$29=\"15m\",(Q159+Q184)*0.25,Q159+Q184)","v":0.33335939116670138},{"$f":"IF('EaR MLN021'!$F$29=\"15m\",(R159+R184)*0.25,R159+R184)","v":0.33335939116670138},{"$f":"IF('EaR MLN021'!$F$29=\"15m\",(S159+S184)*0.25,S159+S184)","v":0.33335939116670138},{"$f":"IF('EaR MLN021'!$F$29=\"15m\",(T159+T184)*0.25,T159+T184)","v":0.33335939116670138},{"$f":"IF('EaR MLN021'!$F$29=\"15m\",(U159+U184)*0.25,U159+U184)","v":0.33335939116670138},{"$f":"IF('EaR MLN021'!$F$29=\"15m\",(V159+V184)*0.25,V159+V184)","v":0.33335939116670138},{"$f":"IF('EaR MLN021'!$F$29=\"15m\",(W159+W184)*0.25,W159+W184)","v":0.33335939116670138},{"$f":"IF('EaR MLN021'!$F$29=\"15m\",(X159+X184)*0.25,X159+X184)","v":0.33335939116670138},{"$f":"IF('EaR MLN021'!$F$29=\"15m\",(Y159+Y184)*0.25,Y159+Y184)","v":0.33335939116670138},{"$f":"IF('EaR MLN021'!$F$29=\"15m\",(Z159+Z184)*0.25,Z159+Z184)","v":0.33335939116670138},{"$f":"IF('EaR MLN021'!$F$29=\"15m\",(AA159+AA184)*0.25,AA159+AA184)","v":0.33335939116670138},{"$f":"IF('EaR MLN021'!$F$29=\"15m\",(AB159+AB184)*0.25,AB159+AB184)","v":0.33335939116670138},{"$f":"IF('EaR MLN021'!$F$29=\"15m\",(AC159+AC184)*0.25,AC159+AC184)","v":0.33335939116670138},{"$f":"IF('EaR MLN021'!$F$29=\"15m\",(AD159+AD184)*0.25,AD159+AD184)","v":0.33335939116670138},{"$f":"IF('EaR MLN021'!$F$29=\"15m\",(AE159+AE184)*0.25,AE159+AE184)","v":0.33335939116670138},{"$f":"IF('EaR MLN021'!$F$29=\"15m\",(AF159+AF184)*0.25,AF159+AF184)","v":0.33335939116670138}]
[null,null,{"$f":"'EaR MLN021'!$F$30","v":3.744292237442922E-2}]
["Transfers","ON"]
["MLN021","50% PoE",{"$f":"EXP((1/11)*LN(Q136/F136))-1","v":4.1676156880112947E-2},null,"MW",{"$f":"IF($B$135=\"OFF\",F43,F47)","v":14.409999847412109},16.020000457763668,20.370000839233398,21.75,14.940000534057621,16.079999923706051,17.079999923706051,18.159999847412109,19.45000076293945,20.840000152587891,21.860000610351559,22.579999923706051,22.579999923706051,22.579999923706051,22.579999923706051,22.579999923706051,22.579999923706051,22.579999923706051,22.579999923706051,22.579999923706051,22.579999923706051,22.579999923706051,22.579999923706051,22.579999923706051,22.579999923706051,22.579999923706051,22.579999923706051]
["Summer","load pf",{"$f":"F136/F138","v":0.99991610792301733},null,"MVAr",{"$f":"F144*F136","v":-0.18666666746139529},-0.20752256279293554,-0.26387232568419472,-0.2817487897485636,-0.19353227904890244,-0.2082997939154563,-0.22125376126021784,-0.23524404500425108,-0.25195467473870475,-0.26996068144144914,-0.28317373406296154,-0.29250058165640636,-0.29250058165640636,-0.29250058165640636,-0.29250058165640636,-0.29250058165640636,-0.29250058165640636,-0.29250058165640636,-0.29250058165640636,-0.29250058165640636,-0.29250058165640636,-0.29250058165640636,-0.29250058165640636,-0.29250058165640636,-0.29250058165640636,-0.29250058165640636,-0.29250058165640636]
[null,null,null,null,"MVA",{"$f":"(F136^2+F137^2)^0.5","v":14.411208833652996},16.021344521631644,20.371709864285602,21.751824805761121,14.941253986887308,16.081349021476147,17.081432920591602,18.161523455335949,19.451632600799037,20.84174861016675,21.861834645066587,22.581894365726598,22.581894365726598,22.581894365726598,22.581894365726598,22.581894365726598,22.581894365726598,22.581894365726598,22.581894365726598,22.581894365726598,22.581894365726598,22.581894365726598,22.581894365726598,22.581894365726598,22.581894365726598,22.581894365726598,22.581894365726598]
[null,null,null,null,"MVA",{"$f":"(F136^2+(F137-F145)^2)^0.5","v":14.411208833652996},16.021344521631644,20.371709864285602,21.751824805761121,14.941253986887308,16.081349021476147,17.081432920591602,18.161523455335949,19.451632600799037,20.84174861016675,21.861834645066587,22.581894365726598,22.581894365726598,22.581894365726598,22.581894365726598,22.581894365726598,22.581894365726598,22.581894365726598,22.581894365726598,22.581894365726598,22.581894365726598,22.581894365726598,22.581894365726598,22.581894365726598,22.581894365726598,22.581894365726598,22.581894365726598]
["50% PoE","N","CR",null,"MVA",{"$f":"'EaR MLN021'!$F$26","v":16},{"$f":"'EaR MLN021'!$F$26","v":16},{"$f":"'EaR MLN021'!$F$26","v":16},{"$f":"'EaR MLN021'!$F$26","v":16},{"$f":"'EaR MLN021'!$F$26","v":16},{"$f":"'EaR MLN021'!$F$26","v":16},{"$f":"'EaR MLN021'!$F$26","v":16},{"$f":"'EaR MLN021'!$F$26","v":16},{"$f":"'EaR MLN021'!$F$26","v":16},{"$f":"'EaR MLN021'!$F$26","v":16},{"$f":"'EaR MLN021'!$F$26","v":16},{"$f":"'EaR MLN021'!$F$26","v":16},{"$f":"'EaR MLN021'!$F$26","v":16},{"$f":"'EaR MLN021'!$F$26","v":16},{"$f":"'EaR MLN021'!$F$26","v":16},{"$f":"'EaR MLN021'!$F$26","v":16},{"$f":"'EaR MLN021'!$F$26","v":16},{"$f":"'EaR MLN021'!$F$26","v":16},{"$f":"'EaR MLN021'!$F$26","v":16},{"$f":"'EaR MLN021'!$F$26","v":16},{"$f":"'EaR MLN021'!$F$26","v":16},{"$f":"'EaR MLN021'!$F$26","v":16},{"$f":"'EaR MLN021'!$F$26","v":16},{"$f":"'EaR MLN021'!$F$26","v":16},{"$f":"'EaR MLN021'!$F$26","v":16},{"$f":"'EaR MLN021'!$F$26","v":16},{"$f":"'EaR MLN021'!$F$26","v":16}]
["50% PoE","N-1","CR",null,"MVA",{"$f":"'EaR MLN021'!$G$26","v":16},{"$f":"'EaR MLN021'!$G$26","v":16},{"$f":"'EaR MLN021'!$G$26","v":16},{"$f":"'EaR MLN021'!$G$26","v":16},{"$f":"'EaR MLN021'!$G$26","v":16},{"$f":"'EaR MLN021'!$G$26","v":16},{"$f":"'EaR MLN021'!$G$26","v":16},{"$f":"'EaR MLN021'!$G$26","v":16},{"$f":"'EaR MLN021'!$G$26","v":16},{"$f":"'EaR MLN021'!$G$26","v":16},{"$f":"'EaR MLN021'!$G$26","v":16},{"$f":"'EaR MLN021'!$G$26","v":16},{"$f":"'EaR MLN021'!$G$26","v":16},{"$f":"'EaR MLN021'!$G$26","v":16},{"$f":"'EaR MLN021'!$G$26","v":16},{"$f":"'EaR MLN021'!$G$26","v":16},{"$f":"'EaR MLN021'!$G$26","v":16},{"$f":"'EaR MLN021'!$G$26","v":16},{"$f":"'EaR MLN021'!$G$26","v":16},{"$f":"'EaR MLN021'!$G$26","v":16},{"$f":"'EaR MLN021'!$G$26","v":16},{"$f":"'EaR MLN021'!$G$26","v":16},{"$f":"'EaR MLN021'!$G$26","v":16},{"$f":"'EaR MLN021'!$G$26","v":16},{"$f":"'EaR MLN021'!$G$26","v":16},{"$f":"'EaR MLN021'!$G$26","v":16},{"$f":"'EaR MLN021'!$G$26","v":16}]
["50% LAR","N",null,null,"Ratio Rating/Load",{"$f":"IF(F139=0,100,TRUNC(F140/F139,5))","v":1.1102399999999999},0.99865999999999999,0.78539999999999999,0.73556999999999995,1.0708599999999999,0.99494000000000005,0.93667999999999996,0.88097999999999999,0.82255,0.76768000000000003,0.73185999999999996,0.70852999999999999,0.70852999999999999,0.70852999999999999,0.70852999999999999,0.70852999999999999,0.70852999999999999,0.70852999999999999,0.70852999999999999,0.70852999999999999,0.70852999999999999,0.70852999999999999,0.70852999999999999,0.70852999999999999,0.70852999999999999,0.70852999999999999,0.70852999999999999]
["50% LAR","N-1",null,null,"Ratio Rating/Load",{"$f":"IF(F139=0,100,TRUNC(F141/F139,5))","v":1.1102399999999999},0.99865999999999999,0.78539999999999999,0.73556999999999995,1.0708599999999999,0.99494000000000005,0.93667999999999996,0.88097999999999999,0.82255,0.76768000000000003,0.73185999999999996,0.70852999999999999,0.70852999999999999,0.70852999999999999,0.70852999999999999,0.70852999999999999,0.70852999999999999,0.70852999999999999,0.70852999999999999,0.70852999999999999,0.70852999999999999,0.70852999999999999,0.70852999999999999,0.70852999999999999,0.70852999999999999,0.70852999999999999,0.70852999999999999]
["Load tan Phi",null,{"$f":"'EaR MLN021'!$H$26","v":-1.2953967344761544E-2},null,null,{"$f":"C144","v":-1.2953967344761544E-2},{"$f":"'EaR MLN021'!I26","v":-1.2953967344761544E-2},{"$f":"G144","v":-1.2953967344761544E-2},-1.2953967344761544E-2,-1.2953967344761544E-2,-1.2953967344761544E-2,-1.2953967344761544E-2,-1.2953967344761544E-2,-1.2953967344761544E-2,-1.2953967344761544E-2,-1.2953967344761544E-2,-1.2953967344761544E-2,-1.2953967344761544E-2,-1.2953967344761544E-2,-1.2953967344761544E-2,-1.2953967344761544E-2,-1.2953967344761544E-2,-1.2953967344761544E-2,-1.2953967344761544E-2,-1.2953967344761544E-2,-1.2953967344761544E-2,-1.2953967344761544E-2,-1.2953967344761544E-2,-1.2953967344761544E-2,-1.2953967344761544E-2,-1.2953967344761544E-2,-1.2953967344761544E-2]
["Cap",null,0,null,"MVAr",{"$f":"C145","v":0},{"$f":"'EaR MLN021'!L26","v":0},{"$f":"G145","v":0},0,0,0,0,0,0,0,0,0,0,0,0,0,0,0,0,0,0,0,0,0,0,0,0]
["10% PoE","10%/50%",{"$f":"'EaR MLN021'!J26","v":1.1092267286861242},null,"MVA",{"$f":"((F136*$C146)^2+(F136*$C146*F144-F145)^2)^0.5","v":15.985298030965488},17.771303572882825,22.596845090504367,24.127705472248095,16.573238282343517,17.837862167951791,18.947181959779289,20.145247250318608,21.57627079738868,23.11822463095384,24.249731326424186,25.048440814830531,25.048440814830531,25.048440814830531,25.048440814830531,25.048440814830531,25.048440814830531,25.048440814830531,25.048440814830531,25.048440814830531,25.048440814830531,25.048440814830531,25.048440814830531,25.048440814830531,25.048440814830531,25.048440814830531,25.048440814830531]
["10% PoE","N","CR",null,"MVA",{"$f":"F140","v":16},16,16,16,16,16,16,16,16,16,16,16,16,16,16,16,16,16,16,16,16,16,16,16,16,16,16]
["10% PoE","N-1","CR",null,"MVA",{"$f":"F141","v":16},16,16,16,16,16,16,16,16,16,16,16,16,16,16,16,16,16,16,16,16,16,16,16,16,16,16]
["10% LAR","N",null,null,"Ratio Rating/Load",{"$f":"IF(F146=0,100,TRUNC(F147/F146,5))","v":1.00091},0.90032000000000001,0.70806000000000002,0.66313,0.96540999999999999,0.89695999999999998,0.84445000000000003,0.79422999999999999,0.74155000000000004,0.69208999999999998,0.65980000000000005,0.63875999999999999,0.63875999999999999,0.63875999999999999,0.63875999999999999,0.63875999999999999,0.63875999999999999,0.63875999999999999,0.63875999999999999,0.63875999999999999,0.63875999999999999,0.63875999999999999,0.63875999999999999,0.63875999999999999,0.63875999999999999,0.63875999999999999,0.63875999999999999]
["10% LAR","N-1",null,null,"Ratio Rating/Load",{"$f":"IF(F146=0,100,TRUNC(F148/F146,5))","v":1.00091},0.90032000000000001,0.70806000000000002,0.66313,0.96540999999999999,0.89695999999999998,0.84445000000000003,0.79422999999999999,0.74155000000000004,0.69208999999999998,0.65980000000000005,0.63875999999999999,0.63875999999999999,0.63875999999999999,0.63875999999999999,0.63875999999999999,0.63875999999999999,0.63875999999999999,0.63875999999999999,0.63875999999999999,0.63875999999999999,0.63875999999999999,0.63875999999999999,0.63875999999999999,0.63875999999999999,0.63875999999999999,0.63875999999999999]
["50% PoE","N",null,null,"EatR, MWhrs",{"$f":"IF(F142<1,F136*((SUMPRODUCT(('EaR MLN021'!$A$192:$A$20055)*('EaR MLN021'!$A$192:$A$20055>F142)))-F142*MATCH(F142,'EaR MLN021'!$A$192:$A$20055,-1)),0)","v":0},{"$f":"IF(G142<1,G136*((SUMPRODUCT(('EaR MLN021'!$A$192:$A$20055)*('EaR MLN021'!$A$192:$A$20055>G142)))-G142*MATCH(G142,'EaR MLN021'!$A$192:$A$20055,-1)),0)","v":2.146680061340344E-2},{"$f":"IF(H142<1,H136*((SUMPRODUCT(('EaR MLN021'!$A$192:$A$20055)*('EaR MLN021'!$A$192:$A$20055>H142)))-H142*MATCH(H142,'EaR MLN021'!$A$192:$A$20055,-1)),0)","v":110.31809261404777},{"$f":"IF(I142<1,I136*((SUMPRODUCT(('EaR MLN021'!$A$192:$A$20055)*('EaR MLN021'!$A$192:$A$20055>I142)))-I142*MATCH(I142,'EaR MLN021'!$A$192:$A$20055,-1)),0)","v":226.61517487500095},{"$f":"IF(J142<1,J136*((SUMPRODUCT(('EaR MLN021'!$A$192:$A$20055)*('EaR MLN021'!$A$192:$A$20055>J142)))-J142*MATCH(J142,'EaR MLN021'!$A$192:$A$20055,-1)),0)","v":0},{"$f":"IF(K142<1,K136*((SUMPRODUCT(('EaR MLN021'!$A$192:$A$20055)*('EaR MLN021'!$A$192:$A$20055>K142)))-K142*MATCH(K142,'EaR MLN021'!$A$192:$A$20055,-1)),0)","v":8.1364799613951863E-2},{"$f":"IF(L142<1,L136*((SUMPRODUCT(('EaR MLN021'!$A$192:$A$20055)*('EaR MLN021'!$A$192:$A$20055>L142)))-L142*MATCH(L142,'EaR MLN021'!$A$192:$A$20055,-1)),0)","v":3.8657010107324603},{"$f":"IF(M142<1,M136*((SUMPRODUCT(('EaR MLN021'!$A$192:$A$20055)*('EaR MLN021'!$A$192:$A$20055>M142)))-M142*MATCH(M142,'EaR MLN021'!$A$192:$A$20055,-1)),0)","v":17.493391653013255},{"$f":"IF(N142<1,N136*((SUMPRODUCT(('EaR MLN021'!$A$192:$A$20055)*('EaR MLN021'!$A$192:$A$20055>N142)))-N142*MATCH(N142,'EaR MLN021'!$A$192:$A$20055,-1)),0)","v":59.06989544205684},{"$f":"IF(O142<1,O136*((SUMPRODUCT(('EaR MLN021'!$A$192:$A$20055)*('EaR MLN021'!$A$192:$A$20055>O142)))-O142*MATCH(O142,'EaR MLN021'!$A$192:$A$20055,-1)),0)","v":144.20541744385451},{"$f":"IF(P142<1,P136*((SUMPRODUCT(('EaR MLN021'!$A$192:$A$20055)*('EaR MLN021'!$A$192:$A$20055>P142)))-P142*MATCH(P142,'EaR MLN021'!$A$192:$A$20055,-1)),0)","v":238.16972789192079},{"$f":"IF(Q142<1,Q136*((SUMPRODUCT(('EaR MLN021'!$A$192:$A$20055)*('EaR MLN021'!$A$192:$A$20055>Q142)))-Q142*MATCH(Q142,'EaR MLN021'!$A$192:$A$20055,-1)),0)","v":323.55542581476203},{"$f":"IF(R142<1,R136*((SUMPRODUCT(('EaR MLN021'!$A$192:$A$20055)*('EaR MLN021'!$A$192:$A$20055>R142)))-R142*MATCH(R142,'EaR MLN021'!$A$192:$A$20055,-1)),0)","v":323.55542581476203},{"$f":"IF(S142<1,S136*((SUMPRODUCT(('EaR MLN021'!$A$192:$A$20055)*('EaR MLN021'!$A$192:$A$20055>S142)))-S142*MATCH(S142,'EaR MLN021'!$A$192:$A$20055,-1)),0)","v":323.55542581476203},{"$f":"IF(T142<1,T136*((SUMPRODUCT(('EaR MLN021'!$A$192:$A$20055)*('EaR MLN021'!$A$192:$A$20055>T142)))-T142*MATCH(T142,'EaR MLN021'!$A$192:$A$20055,-1)),0)","v":323.55542581476203},{"$f":"IF(U142<1,U136*((SUMPRODUCT(('EaR MLN021'!$A$192:$A$20055)*('EaR MLN021'!$A$192:$A$20055>U142)))-U142*MATCH(U142,'EaR MLN021'!$A$192:$A$20055,-1)),0)","v":323.55542581476203},{"$f":"IF(V142<1,V136*((SUMPRODUCT(('EaR MLN021'!$A$192:$A$20055)*('EaR MLN021'!$A$192:$A$20055>V142)))-V142*MATCH(V142,'EaR MLN021'!$A$192:$A$20055,-1)),0)","v":323.55542581476203},{"$f":"IF(W142<1,W136*((SUMPRODUCT(('EaR MLN021'!$A$192:$A$20055)*('EaR MLN021'!$A$192:$A$20055>W142)))-W142*MATCH(W142,'EaR MLN021'!$A$192:$A$20055,-1)),0)","v":323.55542581476203},{"$f":"IF(X142<1,X136*((SUMPRODUCT(('EaR MLN021'!$A$192:$A$20055)*('EaR MLN021'!$A$192:$A$20055>X142)))-X142*MATCH(X142,'EaR MLN021'!$A$192:$A$20055,-1)),0)","v":323.55542581476203},{"$f":"IF(Y142<1,Y136*((SUMPRODUCT(('EaR MLN021'!$A$192:$A$20055)*('EaR MLN021'!$A$192:$A$20055>Y142)))-Y142*MATCH(Y142,'EaR MLN021'!$A$192:$A$20055,-1)),0)","v":323.55542581476203},{"$f":"IF(Z142<1,Z136*((SUMPRODUCT(('EaR MLN021'!$A$192:$A$20055)*('EaR MLN021'!$A$192:$A$20055>Z142)))-Z142*MATCH(Z142,'EaR MLN021'!$A$192:$A$20055,-1)),0)","v":323.55542581476203},{"$f":"IF(AA142<1,AA136*((SUMPRODUCT(('EaR MLN021'!$A$192:$A$20055)*('EaR MLN021'!$A$192:$A$20055>AA142)))-AA142*MATCH(AA142,'EaR MLN021'!$A$192:$A$20055,-1)),0)","v":323.55542581476203},{"$f":"IF(AB142<1,AB136*((SUMPRODUCT(('EaR MLN021'!$A$192:$A$20055)*('EaR MLN021'!$A$192:$A$20055>AB142)))-AB142*MATCH(AB142,'EaR MLN021'!$A$192:$A$20055,-1)),0)","v":323.55542581476203},{"$f":"IF(AC142<1,AC136*((SUMPRODUCT(('EaR MLN021'!$A$192:$A$20055)*('EaR MLN021'!$A$192:$A$20055>AC142)))-AC142*MATCH(AC142,'EaR MLN021'!$A$192:$A$20055,-1)),0)","v":323.55542581476203},{"$f":"IF(AD142<1,AD136*((SUMPRODUCT(('EaR MLN021'!$A$192:$A$20055)*('EaR MLN021'!$A$192:$A$20055>AD142)))-AD142*MATCH(AD142,'EaR MLN021'!$A$192:$A$20055,-1)),0)","v":323.55542581476203},{"$f":"IF(AE142<1,AE136*((SUMPRODUCT(('EaR MLN021'!$A$192:$A$20055)*('EaR MLN021'!$A$192:$A$20055>AE142)))-AE142*MATCH(AE142,'EaR MLN021'!$A$192:$A$20055,-1)),0)","v":323.55542581476203},{"$f":"IF(AF142<1,AF136*((SUMPRODUCT(('EaR MLN021'!$A$192:$A$20055)*('EaR MLN021'!$A$192:$A$20055>AF142)))-AF142*MATCH(AF142,'EaR MLN021'!$A$192:$A$20055,-1)),0)","v":323.55542581476203}]
["50% PoE","N-1",null,null,"EatR, MWhrs",{"$f":"IF(F143<1,IF(F143=0,F134*SUMPRODUCT(('EaR MLN021'!$A$192:$A$20055)*('EaR MLN021'!$A$192:$A$20055>F143)),F136*(SUMPRODUCT(('EaR MLN021'!$A$192:$A$20055)*('EaR MLN021'!$A$192:$A$20055>F143))-F143*MATCH(F143,'EaR MLN021'!$A$192:$A$20055,-1)))-F151,0)","v":0},{"$f":"IF(G143<1,IF(G143=0,G134*SUMPRODUCT(('EaR MLN021'!$A$192:$A$20055)*('EaR MLN021'!$A$192:$A$20055>G143)),G136*(SUMPRODUCT(('EaR MLN021'!$A$192:$A$20055)*('EaR MLN021'!$A$192:$A$20055>G143))-G143*MATCH(G143,'EaR MLN021'!$A$192:$A$20055,-1)))-G151,0)","v":0},{"$f":"IF(H143<1,IF(H143=0,H134*SUMPRODUCT(('EaR MLN021'!$A$192:$A$20055)*('EaR MLN021'!$A$192:$A$20055>H143)),H136*(SUMPRODUCT(('EaR MLN021'!$A$192:$A$20055)*('EaR MLN021'!$A$192:$A$20055>H143))-H143*MATCH(H143,'EaR MLN021'!$A$192:$A$20055,-1)))-H151,0)","v":0},{"$f":"IF(I143<1,IF(I143=0,I134*SUMPRODUCT(('EaR MLN021'!$A$192:$A$20055)*('EaR MLN021'!$A$192:$A$20055>I143)),I136*(SUMPRODUCT(('EaR MLN021'!$A$192:$A$20055)*('EaR MLN021'!$A$192:$A$20055>I143))-I143*MATCH(I143,'EaR MLN021'!$A$192:$A$20055,-1)))-I151,0)","v":0},{"$f":"IF(J143<1,IF(J143=0,J134*SUMPRODUCT(('EaR MLN021'!$A$192:$A$20055)*('EaR MLN021'!$A$192:$A$20055>J143)),J136*(SUMPRODUCT(('EaR MLN021'!$A$192:$A$20055)*('EaR MLN021'!$A$192:$A$20055>J143))-J143*MATCH(J143,'EaR MLN021'!$A$192:$A$20055,-1)))-J151,0)","v":0},{"$f":"IF(K143<1,IF(K143=0,K134*SUMPRODUCT(('EaR MLN021'!$A$192:$A$20055)*('EaR MLN021'!$A$192:$A$20055>K143)),K136*(SUMPRODUCT(('EaR MLN021'!$A$192:$A$20055)*('EaR MLN021'!$A$192:$A$20055>K143))-K143*MATCH(K143,'EaR MLN021'!$A$192:$A$20055,-1)))-K151,0)","v":0},{"$f":"IF(L143<1,IF(L143=0,L134*SUMPRODUCT(('EaR MLN021'!$A$192:$A$20055)*('EaR MLN021'!$A$192:$A$20055>L143)),L136*(SUMPRODUCT(('EaR MLN021'!$A$192:$A$20055)*('EaR MLN021'!$A$192:$A$20055>L143))-L143*MATCH(L143,'EaR MLN021'!$A$192:$A$20055,-1)))-L151,0)","v":0},{"$f":"IF(M143<1,IF(M143=0,M134*SUMPRODUCT(('EaR MLN021'!$A$192:$A$20055)*('EaR MLN021'!$A$192:$A$20055>M143)),M136*(SUMPRODUCT(('EaR MLN021'!$A$192:$A$20055)*('EaR MLN021'!$A$192:$A$20055>M143))-M143*MATCH(M143,'EaR MLN021'!$A$192:$A$20055,-1)))-M151,0)","v":0},{"$f":"IF(N143<1,IF(N143=0,N134*SUMPRODUCT(('EaR MLN021'!$A$192:$A$20055)*('EaR MLN021'!$A$192:$A$20055>N143)),N136*(SUMPRODUCT(('EaR MLN021'!$A$192:$A$20055)*('EaR MLN021'!$A$192:$A$20055>N143))-N143*MATCH(N143,'EaR MLN021'!$A$192:$A$20055,-1)))-N151,0)","v":0},{"$f":"IF(O143<1,IF(O143=0,O134*SUMPRODUCT(('EaR MLN021'!$A$192:$A$20055)*('EaR MLN021'!$A$192:$A$20055>O143)),O136*(SUMPRODUCT(('EaR MLN021'!$A$192:$A$20055)*('EaR MLN021'!$A$192:$A$20055>O143))-O143*MATCH(O143,'EaR MLN021'!$A$192:$A$20055,-1)))-O151,0)","v":0},{"$f":"IF(P143<1,IF(P143=0,P134*SUMPRODUCT(('EaR MLN021'!$A$192:$A$20055)*('EaR MLN021'!$A$192:$A$20055>P143)),P136*(SUMPRODUCT(('EaR MLN021'!$A$192:$A$20055)*('EaR MLN021'!$A$192:$A$20055>P143))-P143*MATCH(P143,'EaR MLN021'!$A$192:$A$20055,-1)))-P151,0)","v":0},{"$f":"IF(Q143<1,IF(Q143=0,Q134*SUMPRODUCT(('EaR MLN021'!$A$192:$A$20055)*('EaR MLN021'!$A$192:$A$20055>Q143)),Q136*(SUMPRODUCT(('EaR MLN021'!$A$192:$A$20055)*('EaR MLN021'!$A$192:$A$20055>Q143))-Q143*MATCH(Q143,'EaR MLN021'!$A$192:$A$20055,-1)))-Q151,0)","v":0},{"$f":"IF(R143<1,IF(R143=0,R134*SUMPRODUCT(('EaR MLN021'!$A$192:$A$20055)*('EaR MLN021'!$A$192:$A$20055>R143)),R136*(SUMPRODUCT(('EaR MLN021'!$A$192:$A$20055)*('EaR MLN021'!$A$192:$A$20055>R143))-R143*MATCH(R143,'EaR MLN021'!$A$192:$A$20055,-1)))-R151,0)","v":0},{"$f":"IF(S143<1,IF(S143=0,S134*SUMPRODUCT(('EaR MLN021'!$A$192:$A$20055)*('EaR MLN021'!$A$192:$A$20055>S143)),S136*(SUMPRODUCT(('EaR MLN021'!$A$192:$A$20055)*('EaR MLN021'!$A$192:$A$20055>S143))-S143*MATCH(S143,'EaR MLN021'!$A$192:$A$20055,-1)))-S151,0)","v":0},{"$f":"IF(T143<1,IF(T143=0,T134*SUMPRODUCT(('EaR MLN021'!$A$192:$A$20055)*('EaR MLN021'!$A$192:$A$20055>T143)),T136*(SUMPRODUCT(('EaR MLN021'!$A$192:$A$20055)*('EaR MLN021'!$A$192:$A$20055>T143))-T143*MATCH(T143,'EaR MLN021'!$A$192:$A$20055,-1)))-T151,0)","v":0},{"$f":"IF(U143<1,IF(U143=0,U134*SUMPRODUCT(('EaR MLN021'!$A$192:$A$20055)*('EaR MLN021'!$A$192:$A$20055>U143)),U136*(SUMPRODUCT(('EaR MLN021'!$A$192:$A$20055)*('EaR MLN021'!$A$192:$A$20055>U143))-U143*MATCH(U143,'EaR MLN021'!$A$192:$A$20055,-1)))-U151,0)","v":0},{"$f":"IF(V143<1,IF(V143=0,V134*SUMPRODUCT(('EaR MLN021'!$A$192:$A$20055)*('EaR MLN021'!$A$192:$A$20055>V143)),V136*(SUMPRODUCT(('EaR MLN021'!$A$192:$A$20055)*('EaR MLN021'!$A$192:$A$20055>V143))-V143*MATCH(V143,'EaR MLN021'!$A$192:$A$20055,-1)))-V151,0)","v":0},{"$f":"IF(W143<1,IF(W143=0,W134*SUMPRODUCT(('EaR MLN021'!$A$192:$A$20055)*('EaR MLN021'!$A$192:$A$20055>W143)),W136*(SUMPRODUCT(('EaR MLN021'!$A$192:$A$20055)*('EaR MLN021'!$A$192:$A$20055>W143))-W143*MATCH(W143,'EaR MLN021'!$A$192:$A$20055,-1)))-W151,0)","v":0},{"$f":"IF(X143<1,IF(X143=0,X134*SUMPRODUCT(('EaR MLN021'!$A$192:$A$20055)*('EaR MLN021'!$A$192:$A$20055>X143)),X136*(SUMPRODUCT(('EaR MLN021'!$A$192:$A$20055)*('EaR MLN021'!$A$192:$A$20055>X143))-X143*MATCH(X143,'EaR MLN021'!$A$192:$A$20055,-1)))-X151,0)","v":0},{"$f":"IF(Y143<1,IF(Y143=0,Y134*SUMPRODUCT(('EaR MLN021'!$A$192:$A$20055)*('EaR MLN021'!$A$192:$A$20055>Y143)),Y136*(SUMPRODUCT(('EaR MLN021'!$A$192:$A$20055)*('EaR MLN021'!$A$192:$A$20055>Y143))-Y143*MATCH(Y143,'EaR MLN021'!$A$192:$A$20055,-1)))-Y151,0)","v":0},{"$f":"IF(Z143<1,IF(Z143=0,Z134*SUMPRODUCT(('EaR MLN021'!$A$192:$A$20055)*('EaR MLN021'!$A$192:$A$20055>Z143)),Z136*(SUMPRODUCT(('EaR MLN021'!$A$192:$A$20055)*('EaR MLN021'!$A$192:$A$20055>Z143))-Z143*MATCH(Z143,'EaR MLN021'!$A$192:$A$20055,-1)))-Z151,0)","v":0},{"$f":"IF(AA143<1,IF(AA143=0,AA134*SUMPRODUCT(('EaR MLN021'!$A$192:$A$20055)*('EaR MLN021'!$A$192:$A$20055>AA143)),AA136*(SUMPRODUCT(('EaR MLN021'!$A$192:$A$20055)*('EaR MLN021'!$A$192:$A$20055>AA143))-AA143*MATCH(AA143,'EaR MLN021'!$A$192:$A$20055,-1)))-AA151,0)","v":0},{"$f":"IF(AB143<1,IF(AB143=0,AB134*SUMPRODUCT(('EaR MLN021'!$A$192:$A$20055)*('EaR MLN021'!$A$192:$A$20055>AB143)),AB136*(SUMPRODUCT(('EaR MLN021'!$A$192:$A$20055)*('EaR MLN021'!$A$192:$A$20055>AB143))-AB143*MATCH(AB143,'EaR MLN021'!$A$192:$A$20055,-1)))-AB151,0)","v":0},{"$f":"IF(AC143<1,IF(AC143=0,AC134*SUMPRODUCT(('EaR MLN021'!$A$192:$A$20055)*('EaR MLN021'!$A$192:$A$20055>AC143)),AC136*(SUMPRODUCT(('EaR MLN021'!$A$192:$A$20055)*('EaR MLN021'!$A$192:$A$20055>AC143))-AC143*MATCH(AC143,'EaR MLN021'!$A$192:$A$20055,-1)))-AC151,0)","v":0},{"$f":"IF(AD143<1,IF(AD143=0,AD134*SUMPRODUCT(('EaR MLN021'!$A$192:$A$20055)*('EaR MLN021'!$A$192:$A$20055>AD143)),AD136*(SUMPRODUCT(('EaR MLN021'!$A$192:$A$20055)*('EaR MLN021'!$A$192:$A$20055>AD143))-AD143*MATCH(AD143,'EaR MLN021'!$A$192:$A$20055,-1)))-AD151,0)","v":0},{"$f":"IF(AE143<1,IF(AE143=0,AE134*SUMPRODUCT(('EaR MLN021'!$A$192:$A$20055)*('EaR MLN021'!$A$192:$A$20055>AE143)),AE136*(SUMPRODUCT(('EaR MLN021'!$A$192:$A$20055)*('EaR MLN021'!$A$192:$A$20055>AE143))-AE143*MATCH(AE143,'EaR MLN021'!$A$192:$A$20055,-1)))-AE151,0)","v":0},{"$f":"IF(AF143<1,IF(AF143=0,AF134*SUMPRODUCT(('EaR MLN021'!$A$192:$A$20055)*('EaR MLN021'!$A$192:$A$20055>AF143)),AF136*(SUMPRODUCT(('EaR MLN021'!$A$192:$A$20055)*('EaR MLN021'!$A$192:$A$20055>AF143))-AF143*MATCH(AF143,'EaR MLN021'!$A$192:$A$20055,-1)))-AF151,0)","v":0}]
["10% LAR","N",null,null,"EatR, MWhrs",{"$f":"IF(F149<1,F136*$C$146*((SUMPRODUCT(('EaR MLN021'!$A$192:$A$20055)*('EaR MLN021'!$A$192:$A$20055>F149)))-F149*MATCH(F149,'EaR MLN021'!$A$192:$A$20055,-1)),0)","v":0},{"$f":"IF(G149<1,G136*$C$146*((SUMPRODUCT(('EaR MLN021'!$A$192:$A$20055)*('EaR MLN021'!$A$192:$A$20055>G149)))-G149*MATCH(G149,'EaR MLN021'!$A$192:$A$20055,-1)),0)","v":10.797970623437189},{"$f":"IF(H149<1,H136*$C$146*((SUMPRODUCT(('EaR MLN021'!$A$192:$A$20055)*('EaR MLN021'!$A$192:$A$20055>H149)))-H149*MATCH(H149,'EaR MLN021'!$A$192:$A$20055,-1)),0)","v":325.51125985151509},{"$f":"IF(I149<1,I136*$C$146*((SUMPRODUCT(('EaR MLN021'!$A$192:$A$20055)*('EaR MLN021'!$A$192:$A$20055>I149)))-I149*MATCH(I149,'EaR MLN021'!$A$192:$A$20055,-1)),0)","v":566.0214425390302},{"$f":"IF(J149<1,J136*$C$146*((SUMPRODUCT(('EaR MLN021'!$A$192:$A$20055)*('EaR MLN021'!$A$192:$A$20055>J149)))-J149*MATCH(J149,'EaR MLN021'!$A$192:$A$20055,-1)),0)","v":1.4361478271682611},{"$f":"IF(K149<1,K136*$C$146*((SUMPRODUCT(('EaR MLN021'!$A$192:$A$20055)*('EaR MLN021'!$A$192:$A$20055>K149)))-K149*MATCH(K149,'EaR MLN021'!$A$192:$A$20055,-1)),0)","v":11.7972951205632},{"$f":"IF(L149<1,L136*$C$146*((SUMPRODUCT(('EaR MLN021'!$A$192:$A$20055)*('EaR MLN021'!$A$192:$A$20055>L149)))-L149*MATCH(L149,'EaR MLN021'!$A$192:$A$20055,-1)),0)","v":38.847992243168854},{"$f":"IF(M149<1,M136*$C$146*((SUMPRODUCT(('EaR MLN021'!$A$192:$A$20055)*('EaR MLN021'!$A$192:$A$20055>M149)))-M149*MATCH(M149,'EaR MLN021'!$A$192:$A$20055,-1)),0)","v":95.979574272446001},{"$f":"IF(N149<1,N136*$C$146*((SUMPRODUCT(('EaR MLN021'!$A$192:$A$20055)*('EaR MLN021'!$A$192:$A$20055>N149)))-N149*MATCH(N149,'EaR MLN021'!$A$192:$A$20055,-1)),0)","v":208.84813449568929},{"$f":"IF(O149<1,O136*$C$146*((SUMPRODUCT(('EaR MLN021'!$A$192:$A$20055)*('EaR MLN021'!$A$192:$A$20055>O149)))-O149*MATCH(O149,'EaR MLN021'!$A$192:$A$20055,-1)),0)","v":398.55930867454583},{"$f":"IF(P149<1,P136*$C$146*((SUMPRODUCT(('EaR MLN021'!$A$192:$A$20055)*('EaR MLN021'!$A$192:$A$20055>P149)))-P149*MATCH(P149,'EaR MLN021'!$A$192:$A$20055,-1)),0)","v":588.85358711133119},{"$f":"IF(Q149<1,Q136*$C$146*((SUMPRODUCT(('EaR MLN021'!$A$192:$A$20055)*('EaR MLN021'!$A$192:$A$20055>Q149)))-Q149*MATCH(Q149,'EaR MLN021'!$A$192:$A$20055,-1)),0)","v":752.11121999785632},{"$f":"IF(R149<1,R136*$C$146*((SUMPRODUCT(('EaR MLN021'!$A$192:$A$20055)*('EaR MLN021'!$A$192:$A$20055>R149)))-R149*MATCH(R149,'EaR MLN021'!$A$192:$A$20055,-1)),0)","v":752.11121999785632},{"$f":"IF(S149<1,S136*$C$146*((SUMPRODUCT(('EaR MLN021'!$A$192:$A$20055)*('EaR MLN021'!$A$192:$A$20055>S149)))-S149*MATCH(S149,'EaR MLN021'!$A$192:$A$20055,-1)),0)","v":752.11121999785632},{"$f":"IF(T149<1,T136*$C$146*((SUMPRODUCT(('EaR MLN021'!$A$192:$A$20055)*('EaR MLN021'!$A$192:$A$20055>T149)))-T149*MATCH(T149,'EaR MLN021'!$A$192:$A$20055,-1)),0)","v":752.11121999785632},{"$f":"IF(U149<1,U136*$C$146*((SUMPRODUCT(('EaR MLN021'!$A$192:$A$20055)*('EaR MLN021'!$A$192:$A$20055>U149)))-U149*MATCH(U149,'EaR MLN021'!$A$192:$A$20055,-1)),0)","v":752.11121999785632},{"$f":"IF(V149<1,V136*$C$146*((SUMPRODUCT(('EaR MLN021'!$A$192:$A$20055)*('EaR MLN021'!$A$192:$A$20055>V149)))-V149*MATCH(V149,'EaR MLN021'!$A$192:$A$20055,-1)),0)","v":752.11121999785632},{"$f":"IF(W149<1,W136*$C$146*((SUMPRODUCT(('EaR MLN021'!$A$192:$A$20055)*('EaR MLN021'!$A$192:$A$20055>W149)))-W149*MATCH(W149,'EaR MLN021'!$A$192:$A$20055,-1)),0)","v":752.11121999785632},{"$f":"IF(X149<1,X136*$C$146*((SUMPRODUCT(('EaR MLN021'!$A$192:$A$20055)*('EaR MLN021'!$A$192:$A$20055>X149)))-X149*MATCH(X149,'EaR MLN021'!$A$192:$A$20055,-1)),0)","v":752.11121999785632},{"$f":"IF(Y149<1,Y136*$C$146*((SUMPRODUCT(('EaR MLN021'!$A$192:$A$20055)*('EaR MLN021'!$A$192:$A$20055>Y149)))-Y149*MATCH(Y149,'EaR MLN021'!$A$192:$A$20055,-1)),0)","v":752.11121999785632},{"$f":"IF(Z149<1,Z136*$C$146*((SUMPRODUCT(('EaR MLN021'!$A$192:$A$20055)*('EaR MLN021'!$A$192:$A$20055>Z149)))-Z149*MATCH(Z149,'EaR MLN021'!$A$192:$A$20055,-1)),0)","v":752.11121999785632},{"$f":"IF(AA149<1,AA136*$C$146*((SUMPRODUCT(('EaR MLN021'!$A$192:$A$20055)*('EaR MLN021'!$A$192:$A$20055>AA149)))-AA149*MATCH(AA149,'EaR MLN021'!$A$192:$A$20055,-1)),0)","v":752.11121999785632},{"$f":"IF(AB149<1,AB136*$C$146*((SUMPRODUCT(('EaR MLN021'!$A$192:$A$20055)*('EaR MLN021'!$A$192:$A$20055>AB149)))-AB149*MATCH(AB149,'EaR MLN021'!$A$192:$A$20055,-1)),0)","v":752.11121999785632},{"$f":"IF(AC149<1,AC136*$C$146*((SUMPRODUCT(('EaR MLN021'!$A$192:$A$20055)*('EaR MLN021'!$A$192:$A$20055>AC149)))-AC149*MATCH(AC149,'EaR MLN021'!$A$192:$A$20055,-1)),0)","v":752.11121999785632},{"$f":"IF(AD149<1,AD136*$C$146*((SUMPRODUCT(('EaR MLN021'!$A$192:$A$20055)*('EaR MLN021'!$A$192:$A$20055>AD149)))-AD149*MATCH(AD149,'EaR MLN021'!$A$192:$A$20055,-1)),0)","v":752.11121999785632},{"$f":"IF(AE149<1,AE136*$C$146*((SUMPRODUCT(('EaR MLN021'!$A$192:$A$20055)*('EaR MLN021'!$A$192:$A$20055>AE149)))-AE149*MATCH(AE149,'EaR MLN021'!$A$192:$A$20055,-1)),0)","v":752.11121999785632},{"$f":"IF(AF149<1,AF136*$C$146*((SUMPRODUCT(('EaR MLN021'!$A$192:$A$20055)*('EaR MLN021'!$A$192:$A$20055>AF149)))-AF149*MATCH(AF149,'EaR MLN021'!$A$192:$A$20055,-1)),0)","v":752.11121999785632}]
["10% LAR","N-1",null,null,"EatR, MWhrs",{"$f":"IF(F150<1,IF(F150=0,F136*$C$146*SUMPRODUCT(('EaR MLN021'!$A$192:$A$20055)*('EaR MLN021'!$A$192:$A$20055>F150)),F138*$C$146*(SUMPRODUCT(('EaR MLN021'!$A$192:$A$20055)*('EaR MLN021'!$A$192:$A$20055>F150))-F150*MATCH(F150,'EaR MLN021'!$A$192:$A$20055,-1)))-F153,0)","v":0},{"$f":"IF(G150<1,IF(G150=0,G136*$C$146*SUMPRODUCT(('EaR MLN021'!$A$192:$A$20055)*('EaR MLN021'!$A$192:$A$20055>G150)),G138*$C$146*(SUMPRODUCT(('EaR MLN021'!$A$192:$A$20055)*('EaR MLN021'!$A$192:$A$20055>G150))-G150*MATCH(G150,'EaR MLN021'!$A$192:$A$20055,-1)))-G153,0)","v":9.0594018400125265E-4},{"$f":"IF(H150<1,IF(H150=0,H136*$C$146*SUMPRODUCT(('EaR MLN021'!$A$192:$A$20055)*('EaR MLN021'!$A$192:$A$20055>H150)),H138*$C$146*(SUMPRODUCT(('EaR MLN021'!$A$192:$A$20055)*('EaR MLN021'!$A$192:$A$20055>H150))-H150*MATCH(H150,'EaR MLN021'!$A$192:$A$20055,-1)))-H153,0)","v":2.7310106771722076E-2},{"$f":"IF(I150<1,IF(I150=0,I136*$C$146*SUMPRODUCT(('EaR MLN021'!$A$192:$A$20055)*('EaR MLN021'!$A$192:$A$20055>I150)),I138*$C$146*(SUMPRODUCT(('EaR MLN021'!$A$192:$A$20055)*('EaR MLN021'!$A$192:$A$20055>I150))-I150*MATCH(I150,'EaR MLN021'!$A$192:$A$20055,-1)))-I153,0)","v":4.7488698356914938E-2},{"$f":"IF(J150<1,IF(J150=0,J136*$C$146*SUMPRODUCT(('EaR MLN021'!$A$192:$A$20055)*('EaR MLN021'!$A$192:$A$20055>J150)),J138*$C$146*(SUMPRODUCT(('EaR MLN021'!$A$192:$A$20055)*('EaR MLN021'!$A$192:$A$20055>J150))-J150*MATCH(J150,'EaR MLN021'!$A$192:$A$20055,-1)))-J153,0)","v":1.2049153236026733E-4},{"$f":"IF(K150<1,IF(K150=0,K136*$C$146*SUMPRODUCT(('EaR MLN021'!$A$192:$A$20055)*('EaR MLN021'!$A$192:$A$20055>K150)),K138*$C$146*(SUMPRODUCT(('EaR MLN021'!$A$192:$A$20055)*('EaR MLN021'!$A$192:$A$20055>K150))-K150*MATCH(K150,'EaR MLN021'!$A$192:$A$20055,-1)))-K153,0)","v":9.8978262536419948E-4},{"$f":"IF(L150<1,IF(L150=0,L136*$C$146*SUMPRODUCT(('EaR MLN021'!$A$192:$A$20055)*('EaR MLN021'!$A$192:$A$20055>L150)),L138*$C$146*(SUMPRODUCT(('EaR MLN021'!$A$192:$A$20055)*('EaR MLN021'!$A$192:$A$20055>L150))-L150*MATCH(L150,'EaR MLN021'!$A$192:$A$20055,-1)))-L153,0)","v":3.2593121863584429E-3},{"$f":"IF(M150<1,IF(M150=0,M136*$C$146*SUMPRODUCT(('EaR MLN021'!$A$192:$A$20055)*('EaR MLN021'!$A$192:$A$20055>M150)),M138*$C$146*(SUMPRODUCT(('EaR MLN021'!$A$192:$A$20055)*('EaR MLN021'!$A$192:$A$20055>M150))-M150*MATCH(M150,'EaR MLN021'!$A$192:$A$20055,-1)))-M153,0)","v":8.0526013830990451E-3},{"$f":"IF(N150<1,IF(N150=0,N136*$C$146*SUMPRODUCT(('EaR MLN021'!$A$192:$A$20055)*('EaR MLN021'!$A$192:$A$20055>N150)),N138*$C$146*(SUMPRODUCT(('EaR MLN021'!$A$192:$A$20055)*('EaR MLN021'!$A$192:$A$20055>N150))-N150*MATCH(N150,'EaR MLN021'!$A$192:$A$20055,-1)))-N153,0)","v":1.752217374837528E-2},{"$f":"IF(O150<1,IF(O150=0,O136*$C$146*SUMPRODUCT(('EaR MLN021'!$A$192:$A$20055)*('EaR MLN021'!$A$192:$A$20055>O150)),O138*$C$146*(SUMPRODUCT(('EaR MLN021'!$A$192:$A$20055)*('EaR MLN021'!$A$192:$A$20055>O150))-O150*MATCH(O150,'EaR MLN021'!$A$192:$A$20055,-1)))-O153,0)","v":3.3438773453667636E-2},{"$f":"IF(P150<1,IF(P150=0,P136*$C$146*SUMPRODUCT(('EaR MLN021'!$A$192:$A$20055)*('EaR MLN021'!$A$192:$A$20055>P150)),P138*$C$146*(SUMPRODUCT(('EaR MLN021'!$A$192:$A$20055)*('EaR MLN021'!$A$192:$A$20055>P150))-P150*MATCH(P150,'EaR MLN021'!$A$192:$A$20055,-1)))-P153,0)","v":4.9404295090425876E-2},{"$f":"IF(Q150<1,IF(Q150=0,Q136*$C$146*SUMPRODUCT(('EaR MLN021'!$A$192:$A$20055)*('EaR MLN021'!$A$192:$A$20055>Q150)),Q138*$C$146*(SUMPRODUCT(('EaR MLN021'!$A$192:$A$20055)*('EaR MLN021'!$A$192:$A$20055>Q150))-Q150*MATCH(Q150,'EaR MLN021'!$A$192:$A$20055,-1)))-Q153,0)","v":6.3101466080638602E-2},{"$f":"IF(R150<1,IF(R150=0,R136*$C$146*SUMPRODUCT(('EaR MLN021'!$A$192:$A$20055)*('EaR MLN021'!$A$192:$A$20055>R150)),R138*$C$146*(SUMPRODUCT(('EaR MLN021'!$A$192:$A$20055)*('EaR MLN021'!$A$192:$A$20055>R150))-R150*MATCH(R150,'EaR MLN021'!$A$192:$A$20055,-1)))-R153,0)","v":6.3101466080638602E-2},{"$f":"IF(S150<1,IF(S150=0,S136*$C$146*SUMPRODUCT(('EaR MLN021'!$A$192:$A$20055)*('EaR MLN021'!$A$192:$A$20055>S150)),S138*$C$146*(SUMPRODUCT(('EaR MLN021'!$A$192:$A$20055)*('EaR MLN021'!$A$192:$A$20055>S150))-S150*MATCH(S150,'EaR MLN021'!$A$192:$A$20055,-1)))-S153,0)","v":6.3101466080638602E-2},{"$f":"IF(T150<1,IF(T150=0,T136*$C$146*SUMPRODUCT(('EaR MLN021'!$A$192:$A$20055)*('EaR MLN021'!$A$192:$A$20055>T150)),T138*$C$146*(SUMPRODUCT(('EaR MLN021'!$A$192:$A$20055)*('EaR MLN021'!$A$192:$A$20055>T150))-T150*MATCH(T150,'EaR MLN021'!$A$192:$A$20055,-1)))-T153,0)","v":6.3101466080638602E-2},{"$f":"IF(U150<1,IF(U150=0,U136*$C$146*SUMPRODUCT(('EaR MLN021'!$A$192:$A$20055)*('EaR MLN021'!$A$192:$A$20055>U150)),U138*$C$146*(SUMPRODUCT(('EaR MLN021'!$A$192:$A$20055)*('EaR MLN021'!$A$192:$A$20055>U150))-U150*MATCH(U150,'EaR MLN021'!$A$192:$A$20055,-1)))-U153,0)","v":6.3101466080638602E-2},{"$f":"IF(V150<1,IF(V150=0,V136*$C$146*SUMPRODUCT(('EaR MLN021'!$A$192:$A$20055)*('EaR MLN021'!$A$192:$A$20055>V150)),V138*$C$146*(SUMPRODUCT(('EaR MLN021'!$A$192:$A$20055)*('EaR MLN021'!$A$192:$A$20055>V150))-V150*MATCH(V150,'EaR MLN021'!$A$192:$A$20055,-1)))-V153,0)","v":6.3101466080638602E-2},{"$f":"IF(W150<1,IF(W150=0,W136*$C$146*SUMPRODUCT(('EaR MLN021'!$A$192:$A$20055)*('EaR MLN021'!$A$192:$A$20055>W150)),W138*$C$146*(SUMPRODUCT(('EaR MLN021'!$A$192:$A$20055)*('EaR MLN021'!$A$192:$A$20055>W150))-W150*MATCH(W150,'EaR MLN021'!$A$192:$A$20055,-1)))-W153,0)","v":6.3101466080638602E-2},{"$f":"IF(X150<1,IF(X150=0,X136*$C$146*SUMPRODUCT(('EaR MLN021'!$A$192:$A$20055)*('EaR MLN021'!$A$192:$A$20055>X150)),X138*$C$146*(SUMPRODUCT(('EaR MLN021'!$A$192:$A$20055)*('EaR MLN021'!$A$192:$A$20055>X150))-X150*MATCH(X150,'EaR MLN021'!$A$192:$A$20055,-1)))-X153,0)","v":6.3101466080638602E-2},{"$f":"IF(Y150<1,IF(Y150=0,Y136*$C$146*SUMPRODUCT(('EaR MLN021'!$A$192:$A$20055)*('EaR MLN021'!$A$192:$A$20055>Y150)),Y138*$C$146*(SUMPRODUCT(('EaR MLN021'!$A$192:$A$20055)*('EaR MLN021'!$A$192:$A$20055>Y150))-Y150*MATCH(Y150,'EaR MLN021'!$A$192:$A$20055,-1)))-Y153,0)","v":6.3101466080638602E-2},{"$f":"IF(Z150<1,IF(Z150=0,Z136*$C$146*SUMPRODUCT(('EaR MLN021'!$A$192:$A$20055)*('EaR MLN021'!$A$192:$A$20055>Z150)),Z138*$C$146*(SUMPRODUCT(('EaR MLN021'!$A$192:$A$20055)*('EaR MLN021'!$A$192:$A$20055>Z150))-Z150*MATCH(Z150,'EaR MLN021'!$A$192:$A$20055,-1)))-Z153,0)","v":6.3101466080638602E-2},{"$f":"IF(AA150<1,IF(AA150=0,AA136*$C$146*SUMPRODUCT(('EaR MLN021'!$A$192:$A$20055)*('EaR MLN021'!$A$192:$A$20055>AA150)),AA138*$C$146*(SUMPRODUCT(('EaR MLN021'!$A$192:$A$20055)*('EaR MLN021'!$A$192:$A$20055>AA150))-AA150*MATCH(AA150,'EaR MLN021'!$A$192:$A$20055,-1)))-AA153,0)","v":6.3101466080638602E-2},{"$f":"IF(AB150<1,IF(AB150=0,AB136*$C$146*SUMPRODUCT(('EaR MLN021'!$A$192:$A$20055)*('EaR MLN021'!$A$192:$A$20055>AB150)),AB138*$C$146*(SUMPRODUCT(('EaR MLN021'!$A$192:$A$20055)*('EaR MLN021'!$A$192:$A$20055>AB150))-AB150*MATCH(AB150,'EaR MLN021'!$A$192:$A$20055,-1)))-AB153,0)","v":6.3101466080638602E-2},{"$f":"IF(AC150<1,IF(AC150=0,AC136*$C$146*SUMPRODUCT(('EaR MLN021'!$A$192:$A$20055)*('EaR MLN021'!$A$192:$A$20055>AC150)),AC138*$C$146*(SUMPRODUCT(('EaR MLN021'!$A$192:$A$20055)*('EaR MLN021'!$A$192:$A$20055>AC150))-AC150*MATCH(AC150,'EaR MLN021'!$A$192:$A$20055,-1)))-AC153,0)","v":6.3101466080638602E-2},{"$f":"IF(AD150<1,IF(AD150=0,AD136*$C$146*SUMPRODUCT(('EaR MLN021'!$A$192:$A$20055)*('EaR MLN021'!$A$192:$A$20055>AD150)),AD138*$C$146*(SUMPRODUCT(('EaR MLN021'!$A$192:$A$20055)*('EaR MLN021'!$A$192:$A$20055>AD150))-AD150*MATCH(AD150,'EaR MLN021'!$A$192:$A$20055,-1)))-AD153,0)","v":6.3101466080638602E-2},{"$f":"IF(AE150<1,IF(AE150=0,AE136*$C$146*SUMPRODUCT(('EaR MLN021'!$A$192:$A$20055)*('EaR MLN021'!$A$192:$A$20055>AE150)),AE138*$C$146*(SUMPRODUCT(('EaR MLN021'!$A$192:$A$20055)*('EaR MLN021'!$A$192:$A$20055>AE150))-AE150*MATCH(AE150,'EaR MLN021'!$A$192:$A$20055,-1)))-AE153,0)","v":6.3101466080638602E-2},{"$f":"IF(AF150<1,IF(AF150=0,AF136*$C$146*SUMPRODUCT(('EaR MLN021'!$A$192:$A$20055)*('EaR MLN021'!$A$192:$A$20055>AF150)),AF138*$C$146*(SUMPRODUCT(('EaR MLN021'!$A$192:$A$20055)*('EaR MLN021'!$A$192:$A$20055>AF150))-AF150*MATCH(AF150,'EaR MLN021'!$A$192:$A$20055,-1)))-AF153,0)","v":6.3101466080638602E-2}]
["No of Tx",null,null,null,null,{"$f":"'EaR MLN021'!F23","v":1},{"$f":"F155","v":1},1,1,1,1,1,1,1,1,1,1,1,1,1,1,1,1,1,1,1,1,1,1,1,1,1]
["50% PoE","N",1,null,"EEatR, MWhrs",{"$f":"F151*$C156","v":0},2.146680061340344E-2,110.31809261404777,226.61517487500095,0,8.1364799613951863E-2,3.8657010107324603,17.493391653013255,59.06989544205684,144.20541744385451,238.16972789192079,323.55542581476203,323.55542581476203,323.55542581476203,323.55542581476203,323.55542581476203,323.55542581476203,323.55542581476203,323.55542581476203,323.55542581476203,323.55542581476203,323.55542581476203,323.55542581476203,323.55542581476203,323.55542581476203,323.55542581476203,323.55542581476203]
["50% PoE","N-1",null,null,"EEatR, MWhrs",{"$f":"F152*$C134*F155","v":0},0,0,0,0,0,0,0,0,0,0,0,0,0,0,0,0,0,0,0,0,0,0,0,0,0,0]
["10% LAR","N",1,null,"EEatR, MWhrs",{"$f":"F153*$C158","v":0},10.797970623437189,325.51125985151509,566.0214425390302,1.4361478271682611,11.7972951205632,38.847992243168854,95.979574272446001,208.84813449568929,398.55930867454583,588.85358711133119,752.11121999785632,752.11121999785632,752.11121999785632,752.11121999785632,752.11121999785632,752.11121999785632,752.11121999785632,752.11121999785632,752.11121999785632,752.11121999785632,752.11121999785632,752.11121999785632,752.11121999785632,752.11121999785632,752.11121999785632,752.11121999785632]
["10% LAR","N-1",{"$f":"C134","v":3.744292237442922E-2},null,"EEatR, MWhrs",{"$f":"F154*$C159*F155","v":0},3.3921047985435025E-5,1.0225702078909635E-3,1.7781156462406504E-3,4.5115550929415164E-6,3.7060354009070479E-5,1.2203817318785036E-4,3.0151292849959891E-4,6.5608139149167706E-4,1.2520453987218017E-3,1.8498411860342107E-3,2.3627032961700298E-3,2.3627032961700298E-3,2.3627032961700298E-3,2.3627032961700298E-3,2.3627032961700298E-3,2.3627032961700298E-3,2.3627032961700298E-3,2.3627032961700298E-3,2.3627032961700298E-3,2.3627032961700298E-3,2.3627032961700298E-3,2.3627032961700298E-3,2.3627032961700298E-3,2.3627032961700298E-3,2.3627032961700298E-3,2.3627032961700298E-3]
[]
["MLN021","50% PoE",{"$f":"EXP((1/11)*LN(Q161/F161))-1","v":6.2019129856145216E-2},null,"MW",{"$f":"IF($B$135=\"OFF\",F44,F48)","v":11.77999973297119},13.889999866485596,17.195000171661381,19.675000190734863,13.079999923706055,14.494999885559082,15.814999580383304,17.19999980926514,18.755000114440918,20.345000267028809,21.700000762939453,22.835000038146976,22.835000038146976,22.835000038146976,22.835000038146976,22.835000038146976,22.835000038146976,22.835000038146976,22.835000038146976,22.835000038146976,22.835000038146976,22.835000038146976,22.835000038146976,22.835000038146976,22.835000038146976,22.835000038146976,22.835000038146976]
["Winter","load pf",{"$f":"F161/F163","v":0.99108773732663658},null,"MVAr",{"$f":"F169*F161","v":-1.583333373069763},-1.8669355550990472,-2.3111560474428705,-2.6444893992614023,-1.7580645898478477,-1.948252765847853,-2.1256720881426885,-2.3118280417765491,-2.52083346912196,-2.7345431772582143,-2.9166669085259294,-3.0692205818351224,-3.0692205818351224,-3.0692205818351224,-3.0692205818351224,-3.0692205818351224,-3.0692205818351224,-3.0692205818351224,-3.0692205818351224,-3.0692205818351224,-3.0692205818351224,-3.0692205818351224,-3.0692205818351224,-3.0692205818351224,-3.0692205818351224,-3.0692205818351224,-3.0692205818351224]
[null,null,null,null,"MVA",{"$f":"(F161^2+F162^2)^0.5","v":11.885930265615636},14.014904375623219,17.349624583231382,19.851925767749155,13.197620585023168,14.625344800106136,15.957214467250635,17.354669179603086,18.923652677845372,20.527950756314954,21.895135965936888,23.040341614701216,23.040341614701216,23.040341614701216,23.040341614701216,23.040341614701216,23.040341614701216,23.040341614701216,23.040341614701216,23.040341614701216,23.040341614701216,23.040341614701216,23.040341614701216,23.040341614701216,23.040341614701216,23.040341614701216,23.040341614701216]
[null,null,null,null,"MVA",{"$f":"(F161^2+(F162-F170)^2)^0.5","v":11.885930265615636},14.014904375623219,17.349624583231382,19.851925767749155,13.197620585023168,14.625344800106136,15.957214467250635,17.354669179603086,18.923652677845372,20.527950756314954,21.895135965936888,23.040341614701216,23.040341614701216,23.040341614701216,23.040341614701216,23.040341614701216,23.040341614701216,23.040341614701216,23.040341614701216,23.040341614701216,23.040341614701216,23.040341614701216,23.040341614701216,23.040341614701216,23.040341614701216,23.040341614701216,23.040341614701216]
["50% PoE","N","CR",null,"MVA",{"$f":"'EaR MLN021'!$F$27","v":16},{"$f":"'EaR MLN021'!$F$27","v":16},{"$f":"'EaR MLN021'!$F$27","v":16},{"$f":"'EaR MLN021'!$F$27","v":16},{"$f":"'EaR MLN021'!$F$27","v":16},{"$f":"'EaR MLN021'!$F$27","v":16},{"$f":"'EaR MLN021'!$F$27","v":16},{"$f":"'EaR MLN021'!$F$27","v":16},{"$f":"'EaR MLN021'!$F$27","v":16},{"$f":"'EaR MLN021'!$F$27","v":16},{"$f":"'EaR MLN021'!$F$27","v":16},{"$f":"'EaR MLN021'!$F$27","v":16},{"$f":"'EaR MLN021'!$F$27","v":16},{"$f":"'EaR MLN021'!$F$27","v":16},{"$f":"'EaR MLN021'!$F$27","v":16},{"$f":"'EaR MLN021'!$F$27","v":16},{"$f":"'EaR MLN021'!$F$27","v":16},{"$f":"'EaR MLN021'!$F$27","v":16},{"$f":"'EaR MLN021'!$F$27","v":16},{"$f":"'EaR MLN021'!$F$27","v":16},{"$f":"'EaR MLN021'!$F$27","v":16},{"$f":"'EaR MLN021'!$F$27","v":16},{"$f":"'EaR MLN021'!$F$27","v":16},{"$f":"'EaR MLN021'!$F$27","v":16},{"$f":"'EaR MLN021'!$F$27","v":16},{"$f":"'EaR MLN021'!$F$27","v":16},{"$f":"'EaR MLN021'!$F$27","v":16}]
["50% PoE","N-1","CR",null,"MVA",{"$f":"'EaR MLN021'!$G$27","v":16},{"$f":"'EaR MLN021'!$G$27","v":16},{"$f":"'EaR MLN021'!$G$27","v":16},{"$f":"'EaR MLN021'!$G$27","v":16},{"$f":"'EaR MLN021'!$G$27","v":16},{"$f":"'EaR MLN021'!$G$27","v":16},{"$f":"'EaR MLN021'!$G$27","v":16},{"$f":"'EaR MLN021'!$G$27","v":16},{"$f":"'EaR MLN021'!$G$27","v":16},{"$f":"'EaR MLN021'!$G$27","v":16},{"$f":"'EaR MLN021'!$G$27","v":16},{"$f":"'EaR MLN021'!$G$27","v":16},{"$f":"'EaR MLN021'!$G$27","v":16},{"$f":"'EaR MLN021'!$G$27","v":16},{"$f":"'EaR MLN021'!$G$27","v":16},{"$f":"'EaR MLN021'!$G$27","v":16},{"$f":"'EaR MLN021'!$G$27","v":16},{"$f":"'EaR MLN021'!$G$27","v":16},{"$f":"'EaR MLN021'!$G$27","v":16},{"$f":"'EaR MLN021'!$G$27","v":16},{"$f":"'EaR MLN021'!$G$27","v":16},{"$f":"'EaR MLN021'!$G$27","v":16},{"$f":"'EaR MLN021'!$G$27","v":16},{"$f":"'EaR MLN021'!$G$27","v":16},{"$f":"'EaR MLN021'!$G$27","v":16},{"$f":"'EaR MLN021'!$G$27","v":16},{"$f":"'EaR MLN021'!$G$27","v":16}]
["50% LAR","N",null,null,"Ratio Rating/Load",{"$f":"IF(F164=0,100,TRUNC(F165/F164,5))","v":1.34612},1.14164,0.92220999999999997,0.80596000000000001,1.2123299999999999,1.09399,1.00268,0.92193999999999998,0.84550000000000003,0.77942,0.73075000000000001,0.69442999999999999,0.69442999999999999,0.69442999999999999,0.69442999999999999,0.69442999999999999,0.69442999999999999,0.69442999999999999,0.69442999999999999,0.69442999999999999,0.69442999999999999,0.69442999999999999,0.69442999999999999,0.69442999999999999,0.69442999999999999,0.69442999999999999,0.69442999999999999]
["50% LAR","N-1",null,null,"Ratio Rating/Load",{"$f":"IF(F164=0,100,TRUNC(F166/F164,5))","v":1.34612},1.14164,0.92220999999999997,0.80596000000000001,1.2123299999999999,1.09399,1.00268,0.92193999999999998,0.84550000000000003,0.77942,0.73075000000000001,0.69442999999999999,0.69442999999999999,0.69442999999999999,0.69442999999999999,0.69442999999999999,0.69442999999999999,0.69442999999999999,0.69442999999999999,0.69442999999999999,0.69442999999999999,0.69442999999999999,0.69442999999999999,0.69442999999999999,0.69442999999999999,0.69442999999999999,0.69442999999999999]
["Load tan Phi",null,{"$f":"'EaR MLN021'!$H$27","v":-0.1344086085705207},null,"MVA",{"$f":"C169","v":-0.1344086085705207},{"$f":"'EaR MLN021'!$I$27","v":-0.1344086085705207},{"$f":"G169","v":-0.1344086085705207},-0.1344086085705207,-0.1344086085705207,-0.1344086085705207,-0.1344086085705207,-0.1344086085705207,-0.1344086085705207,-0.1344086085705207,-0.1344086085705207,-0.1344086085705207,-0.1344086085705207,-0.1344086085705207,-0.1344086085705207,-0.1344086085705207,-0.1344086085705207,-0.1344086085705207,-0.1344086085705207,-0.1344086085705207,-0.1344086085705207,-0.1344086085705207,-0.1344086085705207,-0.1344086085705207,-0.1344086085705207,-0.1344086085705207,-0.1344086085705207]
["Cap",null,0,null,"MVAr",{"$f":"C170","v":0},{"$f":"'EaR MLN021'!$L$27","v":0},{"$f":"G170","v":0},0,0,0,0,0,0,0,0,0,0,0,0,0,0,0,0,0,0,0,0,0,0,0,0]
["10% PoE","10%/50%",{"$f":"'EaR MLN021'!$J$27","v":1.1664790363343838},null,"MVA",{"$f":"((F161*$C171)^2+(F161*$C171*F169-F170)^2)^0.5","v":13.864688482173014},16.348092150395509,20.237973364611076,23.156855238945756,15.39474774192465,17.060158108485897,18.613756154339612,20.243857780525438,22.074044139579648,23.945424216145952,25.540217101956369,26.876075483531679,26.876075483531679,26.876075483531679,26.876075483531679,26.876075483531679,26.876075483531679,26.876075483531679,26.876075483531679,26.876075483531679,26.876075483531679,26.876075483531679,26.876075483531679,26.876075483531679,26.876075483531679,26.876075483531679,26.876075483531679]
["10% PoE","N","CR",null,"MVA",{"$f":"F165","v":16},16,16,16,16,16,16,16,16,16,16,16,16,16,16,16,16,16,16,16,16,16,16,16,16,16,16]
["10% PoE","N-1","CR",null,"MVA",{"$f":"F166","v":16},16,16,16,16,16,16,16,16,16,16,16,16,16,16,16,16,16,16,16,16,16,16,16,16,16,16]
["10% LAR","N",null,null,"Ratio Rating/Load",{"$f":"IF(F171=0,100,TRUNC(F172/F171,5))","v":1.15401},0.97870000000000001,0.79059000000000001,0.69094,1.03931,0.93784999999999996,0.85956999999999995,0.79035999999999995,0.72482999999999997,0.66818,0.62646000000000002,0.59531999999999996,0.59531999999999996,0.59531999999999996,0.59531999999999996,0.59531999999999996,0.59531999999999996,0.59531999999999996,0.59531999999999996,0.59531999999999996,0.59531999999999996,0.59531999999999996,0.59531999999999996,0.59531999999999996,0.59531999999999996,0.59531999999999996,0.59531999999999996]
["10% LAR","N-1",null,null,"Ratio Rating/Load",{"$f":"IF(F171=0,100,TRUNC(F173/F171,5))","v":1.15401},0.97870000000000001,0.79059000000000001,0.69094,1.03931,0.93784999999999996,0.85956999999999995,0.79035999999999995,0.72482999999999997,0.66818,0.62646000000000002,0.59531999999999996,0.59531999999999996,0.59531999999999996,0.59531999999999996,0.59531999999999996,0.59531999999999996,0.59531999999999996,0.59531999999999996,0.59531999999999996,0.59531999999999996,0.59531999999999996,0.59531999999999996,0.59531999999999996,0.59531999999999996,0.59531999999999996,0.59531999999999996]
["50% PoE","N",null,null,"EatR, MWhrs",{"$f":"IF(F167<1,F161*((SUMPRODUCT(('EaR MLN021'!$C$192:$C$20055)*('EaR MLN021'!$C$192:$C$20055>F167)))-F167*MATCH(F167,'EaR MLN021'!$C$192:$C$20055,-1)),0)","v":0},{"$f":"IF(G167<1,G161*((SUMPRODUCT(('EaR MLN021'!$C$192:$C$20055)*('EaR MLN021'!$C$192:$C$20055>G167)))-G167*MATCH(G167,'EaR MLN021'!$C$192:$C$20055,-1)),0)","v":0},{"$f":"IF(H167<1,H161*((SUMPRODUCT(('EaR MLN021'!$C$192:$C$20055)*('EaR MLN021'!$C$192:$C$20055>H167)))-H167*MATCH(H167,'EaR MLN021'!$C$192:$C$20055,-1)),0)","v":7.5183900210577015},{"$f":"IF(I167<1,I161*((SUMPRODUCT(('EaR MLN021'!$C$192:$C$20055)*('EaR MLN021'!$C$192:$C$20055>I167)))-I167*MATCH(I167,'EaR MLN021'!$C$192:$C$20055,-1)),0)","v":67.471940516591729},{"$f":"IF(J167<1,J161*((SUMPRODUCT(('EaR MLN021'!$C$192:$C$20055)*('EaR MLN021'!$C$192:$C$20055>J167)))-J167*MATCH(J167,'EaR MLN021'!$C$192:$C$20055,-1)),0)","v":0},{"$f":"IF(K167<1,K161*((SUMPRODUCT(('EaR MLN021'!$C$192:$C$20055)*('EaR MLN021'!$C$192:$C$20055>K167)))-K167*MATCH(K167,'EaR MLN021'!$C$192:$C$20055,-1)),0)","v":0},{"$f":"IF(L167<1,L161*((SUMPRODUCT(('EaR MLN021'!$C$192:$C$20055)*('EaR MLN021'!$C$192:$C$20055>L167)))-L167*MATCH(L167,'EaR MLN021'!$C$192:$C$20055,-1)),0)","v":0},{"$f":"IF(M167<1,M161*((SUMPRODUCT(('EaR MLN021'!$C$192:$C$20055)*('EaR MLN021'!$C$192:$C$20055>M167)))-M167*MATCH(M167,'EaR MLN021'!$C$192:$C$20055,-1)),0)","v":7.5716600760360633},{"$f":"IF(N167<1,N161*((SUMPRODUCT(('EaR MLN021'!$C$192:$C$20055)*('EaR MLN021'!$C$192:$C$20055>N167)))-N167*MATCH(N167,'EaR MLN021'!$C$192:$C$20055,-1)),0)","v":35.03915087130494},{"$f":"IF(O167<1,O161*((SUMPRODUCT(('EaR MLN021'!$C$192:$C$20055)*('EaR MLN021'!$C$192:$C$20055>O167)))-O167*MATCH(O167,'EaR MLN021'!$C$192:$C$20055,-1)),0)","v":100.50048256257277},{"$f":"IF(P167<1,P161*((SUMPRODUCT(('EaR MLN021'!$C$192:$C$20055)*('EaR MLN021'!$C$192:$C$20055>P167)))-P167*MATCH(P167,'EaR MLN021'!$C$192:$C$20055,-1)),0)","v":258.17706541712084},{"$f":"IF(Q167<1,Q161*((SUMPRODUCT(('EaR MLN021'!$C$192:$C$20055)*('EaR MLN021'!$C$192:$C$20055>Q167)))-Q167*MATCH(Q167,'EaR MLN021'!$C$192:$C$20055,-1)),0)","v":584.16282220237451},{"$f":"IF(R167<1,R161*((SUMPRODUCT(('EaR MLN021'!$C$192:$C$20055)*('EaR MLN021'!$C$192:$C$20055>R167)))-R167*MATCH(R167,'EaR MLN021'!$C$192:$C$20055,-1)),0)","v":584.16282220237451},{"$f":"IF(S167<1,S161*((SUMPRODUCT(('EaR MLN021'!$C$192:$C$20055)*('EaR MLN021'!$C$192:$C$20055>S167)))-S167*MATCH(S167,'EaR MLN021'!$C$192:$C$20055,-1)),0)","v":584.16282220237451},{"$f":"IF(T167<1,T161*((SUMPRODUCT(('EaR MLN021'!$C$192:$C$20055)*('EaR MLN021'!$C$192:$C$20055>T167)))-T167*MATCH(T167,'EaR MLN021'!$C$192:$C$20055,-1)),0)","v":584.16282220237451},{"$f":"IF(U167<1,U161*((SUMPRODUCT(('EaR MLN021'!$C$192:$C$20055)*('EaR MLN021'!$C$192:$C$20055>U167)))-U167*MATCH(U167,'EaR MLN021'!$C$192:$C$20055,-1)),0)","v":584.16282220237451},{"$f":"IF(V167<1,V161*((SUMPRODUCT(('EaR MLN021'!$C$192:$C$20055)*('EaR MLN021'!$C$192:$C$20055>V167)))-V167*MATCH(V167,'EaR MLN021'!$C$192:$C$20055,-1)),0)","v":584.16282220237451},{"$f":"IF(W167<1,W161*((SUMPRODUCT(('EaR MLN021'!$C$192:$C$20055)*('EaR MLN021'!$C$192:$C$20055>W167)))-W167*MATCH(W167,'EaR MLN021'!$C$192:$C$20055,-1)),0)","v":584.16282220237451},{"$f":"IF(X167<1,X161*((SUMPRODUCT(('EaR MLN021'!$C$192:$C$20055)*('EaR MLN021'!$C$192:$C$20055>X167)))-X167*MATCH(X167,'EaR MLN021'!$C$192:$C$20055,-1)),0)","v":584.16282220237451},{"$f":"IF(Y167<1,Y161*((SUMPRODUCT(('EaR MLN021'!$C$192:$C$20055)*('EaR MLN021'!$C$192:$C$20055>Y167)))-Y167*MATCH(Y167,'EaR MLN021'!$C$192:$C$20055,-1)),0)","v":584.16282220237451},{"$f":"IF(Z167<1,Z161*((SUMPRODUCT(('EaR MLN021'!$C$192:$C$20055)*('EaR MLN021'!$C$192:$C$20055>Z167)))-Z167*MATCH(Z167,'EaR MLN021'!$C$192:$C$20055,-1)),0)","v":584.16282220237451},{"$f":"IF(AA167<1,AA161*((SUMPRODUCT(('EaR MLN021'!$C$192:$C$20055)*('EaR MLN021'!$C$192:$C$20055>AA167)))-AA167*MATCH(AA167,'EaR MLN021'!$C$192:$C$20055,-1)),0)","v":584.16282220237451},{"$f":"IF(AB167<1,AB161*((SUMPRODUCT(('EaR MLN021'!$C$192:$C$20055)*('EaR MLN021'!$C$192:$C$20055>AB167)))-AB167*MATCH(AB167,'EaR MLN021'!$C$192:$C$20055,-1)),0)","v":584.16282220237451},{"$f":"IF(AC167<1,AC161*((SUMPRODUCT(('EaR MLN021'!$C$192:$C$20055)*('EaR MLN021'!$C$192:$C$20055>AC167)))-AC167*MATCH(AC167,'EaR MLN021'!$C$192:$C$20055,-1)),0)","v":584.16282220237451},{"$f":"IF(AD167<1,AD161*((SUMPRODUCT(('EaR MLN021'!$C$192:$C$20055)*('EaR MLN021'!$C$192:$C$20055>AD167)))-AD167*MATCH(AD167,'EaR MLN021'!$C$192:$C$20055,-1)),0)","v":584.16282220237451},{"$f":"IF(AE167<1,AE161*((SUMPRODUCT(('EaR MLN021'!$C$192:$C$20055)*('EaR MLN021'!$C$192:$C$20055>AE167)))-AE167*MATCH(AE167,'EaR MLN021'!$C$192:$C$20055,-1)),0)","v":584.16282220237451},{"$f":"IF(AF167<1,AF161*((SUMPRODUCT(('EaR MLN021'!$C$192:$C$20055)*('EaR MLN021'!$C$192:$C$20055>AF167)))-AF167*MATCH(AF167,'EaR MLN021'!$C$192:$C$20055,-1)),0)","v":584.16282220237451}]
["50% PoE","N-1",null,null,"EatR, MWhrs",{"$f":"IF(F168<1,IF(F168=0,F159*SUMPRODUCT(('EaR MLN021'!$C$192:$C$20055)*('EaR MLN021'!$C$192:$C$20055>F168)),F161*(SUMPRODUCT(('EaR MLN021'!$C$192:$C$20055)*('EaR MLN021'!$C$192:$C$20055>F168))-F168*MATCH(F168,'EaR MLN021'!$C$192:$C$20055,-1)))-F176,0)","v":0},{"$f":"IF(G168<1,IF(G168=0,G159*SUMPRODUCT(('EaR MLN021'!$C$192:$C$20055)*('EaR MLN021'!$C$192:$C$20055>G168)),G161*(SUMPRODUCT(('EaR MLN021'!$C$192:$C$20055)*('EaR MLN021'!$C$192:$C$20055>G168))-G168*MATCH(G168,'EaR MLN021'!$C$192:$C$20055,-1)))-G176,0)","v":0},{"$f":"IF(H168<1,IF(H168=0,H159*SUMPRODUCT(('EaR MLN021'!$C$192:$C$20055)*('EaR MLN021'!$C$192:$C$20055>H168)),H161*(SUMPRODUCT(('EaR MLN021'!$C$192:$C$20055)*('EaR MLN021'!$C$192:$C$20055>H168))-H168*MATCH(H168,'EaR MLN021'!$C$192:$C$20055,-1)))-H176,0)","v":0},{"$f":"IF(I168<1,IF(I168=0,I159*SUMPRODUCT(('EaR MLN021'!$C$192:$C$20055)*('EaR MLN021'!$C$192:$C$20055>I168)),I161*(SUMPRODUCT(('EaR MLN021'!$C$192:$C$20055)*('EaR MLN021'!$C$192:$C$20055>I168))-I168*MATCH(I168,'EaR MLN021'!$C$192:$C$20055,-1)))-I176,0)","v":0},{"$f":"IF(J168<1,IF(J168=0,J159*SUMPRODUCT(('EaR MLN021'!$C$192:$C$20055)*('EaR MLN021'!$C$192:$C$20055>J168)),J161*(SUMPRODUCT(('EaR MLN021'!$C$192:$C$20055)*('EaR MLN021'!$C$192:$C$20055>J168))-J168*MATCH(J168,'EaR MLN021'!$C$192:$C$20055,-1)))-J176,0)","v":0},{"$f":"IF(K168<1,IF(K168=0,K159*SUMPRODUCT(('EaR MLN021'!$C$192:$C$20055)*('EaR MLN021'!$C$192:$C$20055>K168)),K161*(SUMPRODUCT(('EaR MLN021'!$C$192:$C$20055)*('EaR MLN021'!$C$192:$C$20055>K168))-K168*MATCH(K168,'EaR MLN021'!$C$192:$C$20055,-1)))-K176,0)","v":0},{"$f":"IF(L168<1,IF(L168=0,L159*SUMPRODUCT(('EaR MLN021'!$C$192:$C$20055)*('EaR MLN021'!$C$192:$C$20055>L168)),L161*(SUMPRODUCT(('EaR MLN021'!$C$192:$C$20055)*('EaR MLN021'!$C$192:$C$20055>L168))-L168*MATCH(L168,'EaR MLN021'!$C$192:$C$20055,-1)))-L176,0)","v":0},{"$f":"IF(M168<1,IF(M168=0,M159*SUMPRODUCT(('EaR MLN021'!$C$192:$C$20055)*('EaR MLN021'!$C$192:$C$20055>M168)),M161*(SUMPRODUCT(('EaR MLN021'!$C$192:$C$20055)*('EaR MLN021'!$C$192:$C$20055>M168))-M168*MATCH(M168,'EaR MLN021'!$C$192:$C$20055,-1)))-M176,0)","v":0},{"$f":"IF(N168<1,IF(N168=0,N159*SUMPRODUCT(('EaR MLN021'!$C$192:$C$20055)*('EaR MLN021'!$C$192:$C$20055>N168)),N161*(SUMPRODUCT(('EaR MLN021'!$C$192:$C$20055)*('EaR MLN021'!$C$192:$C$20055>N168))-N168*MATCH(N168,'EaR MLN021'!$C$192:$C$20055,-1)))-N176,0)","v":0},{"$f":"IF(O168<1,IF(O168=0,O159*SUMPRODUCT(('EaR MLN021'!$C$192:$C$20055)*('EaR MLN021'!$C$192:$C$20055>O168)),O161*(SUMPRODUCT(('EaR MLN021'!$C$192:$C$20055)*('EaR MLN021'!$C$192:$C$20055>O168))-O168*MATCH(O168,'EaR MLN021'!$C$192:$C$20055,-1)))-O176,0)","v":0},{"$f":"IF(P168<1,IF(P168=0,P159*SUMPRODUCT(('EaR MLN021'!$C$192:$C$20055)*('EaR MLN021'!$C$192:$C$20055>P168)),P161*(SUMPRODUCT(('EaR MLN021'!$C$192:$C$20055)*('EaR MLN021'!$C$192:$C$20055>P168))-P168*MATCH(P168,'EaR MLN021'!$C$192:$C$20055,-1)))-P176,0)","v":0},{"$f":"IF(Q168<1,IF(Q168=0,Q159*SUMPRODUCT(('EaR MLN021'!$C$192:$C$20055)*('EaR MLN021'!$C$192:$C$20055>Q168)),Q161*(SUMPRODUCT(('EaR MLN021'!$C$192:$C$20055)*('EaR MLN021'!$C$192:$C$20055>Q168))-Q168*MATCH(Q168,'EaR MLN021'!$C$192:$C$20055,-1)))-Q176,0)","v":0},{"$f":"IF(R168<1,IF(R168=0,R159*SUMPRODUCT(('EaR MLN021'!$C$192:$C$20055)*('EaR MLN021'!$C$192:$C$20055>R168)),R161*(SUMPRODUCT(('EaR MLN021'!$C$192:$C$20055)*('EaR MLN021'!$C$192:$C$20055>R168))-R168*MATCH(R168,'EaR MLN021'!$C$192:$C$20055,-1)))-R176,0)","v":0},{"$f":"IF(S168<1,IF(S168=0,S159*SUMPRODUCT(('EaR MLN021'!$C$192:$C$20055)*('EaR MLN021'!$C$192:$C$20055>S168)),S161*(SUMPRODUCT(('EaR MLN021'!$C$192:$C$20055)*('EaR MLN021'!$C$192:$C$20055>S168))-S168*MATCH(S168,'EaR MLN021'!$C$192:$C$20055,-1)))-S176,0)","v":0},{"$f":"IF(T168<1,IF(T168=0,T159*SUMPRODUCT(('EaR MLN021'!$C$192:$C$20055)*('EaR MLN021'!$C$192:$C$20055>T168)),T161*(SUMPRODUCT(('EaR MLN021'!$C$192:$C$20055)*('EaR MLN021'!$C$192:$C$20055>T168))-T168*MATCH(T168,'EaR MLN021'!$C$192:$C$20055,-1)))-T176,0)","v":0},{"$f":"IF(U168<1,IF(U168=0,U159*SUMPRODUCT(('EaR MLN021'!$C$192:$C$20055)*('EaR MLN021'!$C$192:$C$20055>U168)),U161*(SUMPRODUCT(('EaR MLN021'!$C$192:$C$20055)*('EaR MLN021'!$C$192:$C$20055>U168))-U168*MATCH(U168,'EaR MLN021'!$C$192:$C$20055,-1)))-U176,0)","v":0},{"$f":"IF(V168<1,IF(V168=0,V159*SUMPRODUCT(('EaR MLN021'!$C$192:$C$20055)*('EaR MLN021'!$C$192:$C$20055>V168)),V161*(SUMPRODUCT(('EaR MLN021'!$C$192:$C$20055)*('EaR MLN021'!$C$192:$C$20055>V168))-V168*MATCH(V168,'EaR MLN021'!$C$192:$C$20055,-1)))-V176,0)","v":0},{"$f":"IF(W168<1,IF(W168=0,W159*SUMPRODUCT(('EaR MLN021'!$C$192:$C$20055)*('EaR MLN021'!$C$192:$C$20055>W168)),W161*(SUMPRODUCT(('EaR MLN021'!$C$192:$C$20055)*('EaR MLN021'!$C$192:$C$20055>W168))-W168*MATCH(W168,'EaR MLN021'!$C$192:$C$20055,-1)))-W176,0)","v":0},{"$f":"IF(X168<1,IF(X168=0,X159*SUMPRODUCT(('EaR MLN021'!$C$192:$C$20055)*('EaR MLN021'!$C$192:$C$20055>X168)),X161*(SUMPRODUCT(('EaR MLN021'!$C$192:$C$20055)*('EaR MLN021'!$C$192:$C$20055>X168))-X168*MATCH(X168,'EaR MLN021'!$C$192:$C$20055,-1)))-X176,0)","v":0},{"$f":"IF(Y168<1,IF(Y168=0,Y159*SUMPRODUCT(('EaR MLN021'!$C$192:$C$20055)*('EaR MLN021'!$C$192:$C$20055>Y168)),Y161*(SUMPRODUCT(('EaR MLN021'!$C$192:$C$20055)*('EaR MLN021'!$C$192:$C$20055>Y168))-Y168*MATCH(Y168,'EaR MLN021'!$C$192:$C$20055,-1)))-Y176,0)","v":0},{"$f":"IF(Z168<1,IF(Z168=0,Z159*SUMPRODUCT(('EaR MLN021'!$C$192:$C$20055)*('EaR MLN021'!$C$192:$C$20055>Z168)),Z161*(SUMPRODUCT(('EaR MLN021'!$C$192:$C$20055)*('EaR MLN021'!$C$192:$C$20055>Z168))-Z168*MATCH(Z168,'EaR MLN021'!$C$192:$C$20055,-1)))-Z176,0)","v":0},{"$f":"IF(AA168<1,IF(AA168=0,AA159*SUMPRODUCT(('EaR MLN021'!$C$192:$C$20055)*('EaR MLN021'!$C$192:$C$20055>AA168)),AA161*(SUMPRODUCT(('EaR MLN021'!$C$192:$C$20055)*('EaR MLN021'!$C$192:$C$20055>AA168))-AA168*MATCH(AA168,'EaR MLN021'!$C$192:$C$20055,-1)))-AA176,0)","v":0},{"$f":"IF(AB168<1,IF(AB168=0,AB159*SUMPRODUCT(('EaR MLN021'!$C$192:$C$20055)*('EaR MLN021'!$C$192:$C$20055>AB168)),AB161*(SUMPRODUCT(('EaR MLN021'!$C$192:$C$20055)*('EaR MLN021'!$C$192:$C$20055>AB168))-AB168*MATCH(AB168,'EaR MLN021'!$C$192:$C$20055,-1)))-AB176,0)","v":0},{"$f":"IF(AC168<1,IF(AC168=0,AC159*SUMPRODUCT(('EaR MLN021'!$C$192:$C$20055)*('EaR MLN021'!$C$192:$C$20055>AC168)),AC161*(SUMPRODUCT(('EaR MLN021'!$C$192:$C$20055)*('EaR MLN021'!$C$192:$C$20055>AC168))-AC168*MATCH(AC168,'EaR MLN021'!$C$192:$C$20055,-1)))-AC176,0)","v":0},{"$f":"IF(AD168<1,IF(AD168=0,AD159*SUMPRODUCT(('EaR MLN021'!$C$192:$C$20055)*('EaR MLN021'!$C$192:$C$20055>AD168)),AD161*(SUMPRODUCT(('EaR MLN021'!$C$192:$C$20055)*('EaR MLN021'!$C$192:$C$20055>AD168))-AD168*MATCH(AD168,'EaR MLN021'!$C$192:$C$20055,-1)))-AD176,0)","v":0},{"$f":"IF(AE168<1,IF(AE168=0,AE159*SUMPRODUCT(('EaR MLN021'!$C$192:$C$20055)*('EaR MLN021'!$C$192:$C$20055>AE168)),AE161*(SUMPRODUCT(('EaR MLN021'!$C$192:$C$20055)*('EaR MLN021'!$C$192:$C$20055>AE168))-AE168*MATCH(AE168,'EaR MLN021'!$C$192:$C$20055,-1)))-AE176,0)","v":0},{"$f":"IF(AF168<1,IF(AF168=0,AF159*SUMPRODUCT(('EaR MLN021'!$C$192:$C$20055)*('EaR MLN021'!$C$192:$C$20055>AF168)),AF161*(SUMPRODUCT(('EaR MLN021'!$C$192:$C$20055)*('EaR MLN021'!$C$192:$C$20055>AF168))-AF168*MATCH(AF168,'EaR MLN021'!$C$192:$C$20055,-1)))-AF176,0)","v":0}]
["10% LAR","N",null,null,"EatR, MWhrs",{"$f":"IF(F174<1,F161*$C$171*((SUMPRODUCT(('EaR MLN021'!$C$192:$C$20055)*('EaR MLN021'!$C$192:$C$20055>F174)))-F174*MATCH(F174,'EaR MLN021'!$C$192:$C$20055,-1)),0)","v":0},{"$f":"IF(G174<1,G161*$C$171*((SUMPRODUCT(('EaR MLN021'!$C$192:$C$20055)*('EaR MLN021'!$C$192:$C$20055>G174)))-G174*MATCH(G174,'EaR MLN021'!$C$192:$C$20055,-1)),0)","v":0.56202701100204666},{"$f":"IF(H174<1,H161*$C$171*((SUMPRODUCT(('EaR MLN021'!$C$192:$C$20055)*('EaR MLN021'!$C$192:$C$20055>H174)))-H174*MATCH(H174,'EaR MLN021'!$C$192:$C$20055,-1)),0)","v":85.314366440283905},{"$f":"IF(I174<1,I161*$C$171*((SUMPRODUCT(('EaR MLN021'!$C$192:$C$20055)*('EaR MLN021'!$C$192:$C$20055>I174)))-I174*MATCH(I174,'EaR MLN021'!$C$192:$C$20055,-1)),0)","v":631.97968200335038},{"$f":"IF(J174<1,J161*$C$171*((SUMPRODUCT(('EaR MLN021'!$C$192:$C$20055)*('EaR MLN021'!$C$192:$C$20055>J174)))-J174*MATCH(J174,'EaR MLN021'!$C$192:$C$20055,-1)),0)","v":0},{"$f":"IF(K174<1,K161*$C$171*((SUMPRODUCT(('EaR MLN021'!$C$192:$C$20055)*('EaR MLN021'!$C$192:$C$20055>K174)))-K174*MATCH(K174,'EaR MLN021'!$C$192:$C$20055,-1)),0)","v":4.760021145535088},{"$f":"IF(L174<1,L161*$C$171*((SUMPRODUCT(('EaR MLN021'!$C$192:$C$20055)*('EaR MLN021'!$C$192:$C$20055>L174)))-L174*MATCH(L174,'EaR MLN021'!$C$192:$C$20055,-1)),0)","v":27.64919403567076},{"$f":"IF(M174<1,M161*$C$171*((SUMPRODUCT(('EaR MLN021'!$C$192:$C$20055)*('EaR MLN021'!$C$192:$C$20055>M174)))-M174*MATCH(M174,'EaR MLN021'!$C$192:$C$20055,-1)),0)","v":85.597589638423528},{"$f":"IF(N174<1,N161*$C$171*((SUMPRODUCT(('EaR MLN021'!$C$192:$C$20055)*('EaR MLN021'!$C$192:$C$20055>N174)))-N174*MATCH(N174,'EaR MLN021'!$C$192:$C$20055,-1)),0)","v":294.01744833423652},{"$f":"IF(O174<1,O161*$C$171*((SUMPRODUCT(('EaR MLN021'!$C$192:$C$20055)*('EaR MLN021'!$C$192:$C$20055>O174)))-O174*MATCH(O174,'EaR MLN021'!$C$192:$C$20055,-1)),0)","v":1037.2125427761762},{"$f":"IF(P174<1,P161*$C$171*((SUMPRODUCT(('EaR MLN021'!$C$192:$C$20055)*('EaR MLN021'!$C$192:$C$20055>P174)))-P174*MATCH(P174,'EaR MLN021'!$C$192:$C$20055,-1)),0)","v":2335.9816830882328},{"$f":"IF(Q174<1,Q161*$C$171*((SUMPRODUCT(('EaR MLN021'!$C$192:$C$20055)*('EaR MLN021'!$C$192:$C$20055>Q174)))-Q174*MATCH(Q174,'EaR MLN021'!$C$192:$C$20055,-1)),0)","v":3953.2735658032325},{"$f":"IF(R174<1,R161*$C$171*((SUMPRODUCT(('EaR MLN021'!$C$192:$C$20055)*('EaR MLN021'!$C$192:$C$20055>R174)))-R174*MATCH(R174,'EaR MLN021'!$C$192:$C$20055,-1)),0)","v":3953.2735658032325},{"$f":"IF(S174<1,S161*$C$171*((SUMPRODUCT(('EaR MLN021'!$C$192:$C$20055)*('EaR MLN021'!$C$192:$C$20055>S174)))-S174*MATCH(S174,'EaR MLN021'!$C$192:$C$20055,-1)),0)","v":3953.2735658032325},{"$f":"IF(T174<1,T161*$C$171*((SUMPRODUCT(('EaR MLN021'!$C$192:$C$20055)*('EaR MLN021'!$C$192:$C$20055>T174)))-T174*MATCH(T174,'EaR MLN021'!$C$192:$C$20055,-1)),0)","v":3953.2735658032325},{"$f":"IF(U174<1,U161*$C$171*((SUMPRODUCT(('EaR MLN021'!$C$192:$C$20055)*('EaR MLN021'!$C$192:$C$20055>U174)))-U174*MATCH(U174,'EaR MLN021'!$C$192:$C$20055,-1)),0)","v":3953.2735658032325},{"$f":"IF(V174<1,V161*$C$171*((SUMPRODUCT(('EaR MLN021'!$C$192:$C$20055)*('EaR MLN021'!$C$192:$C$20055>V174)))-V174*MATCH(V174,'EaR MLN021'!$C$192:$C$20055,-1)),0)","v":3953.2735658032325},{"$f":"IF(W174<1,W161*$C$171*((SUMPRODUCT(('EaR MLN021'!$C$192:$C$20055)*('EaR MLN021'!$C$192:$C$20055>W174)))-W174*MATCH(W174,'EaR MLN021'!$C$192:$C$20055,-1)),0)","v":3953.2735658032325},{"$f":"IF(X174<1,X161*$C$171*((SUMPRODUCT(('EaR MLN021'!$C$192:$C$20055)*('EaR MLN021'!$C$192:$C$20055>X174)))-X174*MATCH(X174,'EaR MLN021'!$C$192:$C$20055,-1)),0)","v":3953.2735658032325},{"$f":"IF(Y174<1,Y161*$C$171*((SUMPRODUCT(('EaR MLN021'!$C$192:$C$20055)*('EaR MLN021'!$C$192:$C$20055>Y174)))-Y174*MATCH(Y174,'EaR MLN021'!$C$192:$C$20055,-1)),0)","v":3953.2735658032325},{"$f":"IF(Z174<1,Z161*$C$171*((SUMPRODUCT(('EaR MLN021'!$C$192:$C$20055)*('EaR MLN021'!$C$192:$C$20055>Z174)))-Z174*MATCH(Z174,'EaR MLN021'!$C$192:$C$20055,-1)),0)","v":3953.2735658032325},{"$f":"IF(AA174<1,AA161*$C$171*((SUMPRODUCT(('EaR MLN021'!$C$192:$C$20055)*('EaR MLN021'!$C$192:$C$20055>AA174)))-AA174*MATCH(AA174,'EaR MLN021'!$C$192:$C$20055,-1)),0)","v":3953.2735658032325},{"$f":"IF(AB174<1,AB161*$C$171*((SUMPRODUCT(('EaR MLN021'!$C$192:$C$20055)*('EaR MLN021'!$C$192:$C$20055>AB174)))-AB174*MATCH(AB174,'EaR MLN021'!$C$192:$C$20055,-1)),0)","v":3953.2735658032325},{"$f":"IF(AC174<1,AC161*$C$171*((SUMPRODUCT(('EaR MLN021'!$C$192:$C$20055)*('EaR MLN021'!$C$192:$C$20055>AC174)))-AC174*MATCH(AC174,'EaR MLN021'!$C$192:$C$20055,-1)),0)","v":3953.2735658032325},{"$f":"IF(AD174<1,AD161*$C$171*((SUMPRODUCT(('EaR MLN021'!$C$192:$C$20055)*('EaR MLN021'!$C$192:$C$20055>AD174)))-AD174*MATCH(AD174,'EaR MLN021'!$C$192:$C$20055,-1)),0)","v":3953.2735658032325},{"$f":"IF(AE174<1,AE161*$C$171*((SUMPRODUCT(('EaR MLN021'!$C$192:$C$20055)*('EaR MLN021'!$C$192:$C$20055>AE174)))-AE174*MATCH(AE174,'EaR MLN021'!$C$192:$C$20055,-1)),0)","v":3953.2735658032325},{"$f":"IF(AF174<1,AF161*$C$171*((SUMPRODUCT(('EaR MLN021'!$C$192:$C$20055)*('EaR MLN021'!$C$192:$C$20055>AF174)))-AF174*MATCH(AF174,'EaR MLN021'!$C$192:$C$20055,-1)),0)","v":3953.2735658032325}]
["10% LAR","N-1",null,null,"EatR, MWhrs",{"$f":"IF(F175<1,IF(F175=0,F161*$C$171*SUMPRODUCT(('EaR MLN021'!$C$192:$C$20055)*('EaR MLN021'!$C$192:$C$20055>F175)),F163*$C$171*(SUMPRODUCT(('EaR MLN021'!$C$192:$C$20055)*('EaR MLN021'!$C$192:$C$20055>F175))-F175*MATCH(F175,'EaR MLN021'!$C$192:$C$20055,-1)))-F178,0)","v":0},{"$f":"IF(G175<1,IF(G175=0,G161*$C$171*SUMPRODUCT(('EaR MLN021'!$C$192:$C$20055)*('EaR MLN021'!$C$192:$C$20055>G175)),G163*$C$171*(SUMPRODUCT(('EaR MLN021'!$C$192:$C$20055)*('EaR MLN021'!$C$192:$C$20055>G175))-G175*MATCH(G175,'EaR MLN021'!$C$192:$C$20055,-1)))-G178,0)","v":5.0539747016613568E-3},{"$f":"IF(H175<1,IF(H175=0,H161*$C$171*SUMPRODUCT(('EaR MLN021'!$C$192:$C$20055)*('EaR MLN021'!$C$192:$C$20055>H175)),H163*$C$171*(SUMPRODUCT(('EaR MLN021'!$C$192:$C$20055)*('EaR MLN021'!$C$192:$C$20055>H175))-H175*MATCH(H175,'EaR MLN021'!$C$192:$C$20055,-1)))-H178,0)","v":0.76718136537370185},{"$f":"IF(I175<1,IF(I175=0,I161*$C$171*SUMPRODUCT(('EaR MLN021'!$C$192:$C$20055)*('EaR MLN021'!$C$192:$C$20055>I175)),I163*$C$171*(SUMPRODUCT(('EaR MLN021'!$C$192:$C$20055)*('EaR MLN021'!$C$192:$C$20055>I175))-I175*MATCH(I175,'EaR MLN021'!$C$192:$C$20055,-1)))-I178,0)","v":5.6830174747548199},{"$f":"IF(J175<1,IF(J175=0,J161*$C$171*SUMPRODUCT(('EaR MLN021'!$C$192:$C$20055)*('EaR MLN021'!$C$192:$C$20055>J175)),J163*$C$171*(SUMPRODUCT(('EaR MLN021'!$C$192:$C$20055)*('EaR MLN021'!$C$192:$C$20055>J175))-J175*MATCH(J175,'EaR MLN021'!$C$192:$C$20055,-1)))-J178,0)","v":0},{"$f":"IF(K175<1,IF(K175=0,K161*$C$171*SUMPRODUCT(('EaR MLN021'!$C$192:$C$20055)*('EaR MLN021'!$C$192:$C$20055>K175)),K163*$C$171*(SUMPRODUCT(('EaR MLN021'!$C$192:$C$20055)*('EaR MLN021'!$C$192:$C$20055>K175))-K175*MATCH(K175,'EaR MLN021'!$C$192:$C$20055,-1)))-K178,0)","v":4.2804039624385837E-2},{"$f":"IF(L175<1,IF(L175=0,L161*$C$171*SUMPRODUCT(('EaR MLN021'!$C$192:$C$20055)*('EaR MLN021'!$C$192:$C$20055>L175)),L163*$C$171*(SUMPRODUCT(('EaR MLN021'!$C$192:$C$20055)*('EaR MLN021'!$C$192:$C$20055>L175))-L175*MATCH(L175,'EaR MLN021'!$C$192:$C$20055,-1)))-L178,0)","v":0.24863276042277604},{"$f":"IF(M175<1,IF(M175=0,M161*$C$171*SUMPRODUCT(('EaR MLN021'!$C$192:$C$20055)*('EaR MLN021'!$C$192:$C$20055>M175)),M163*$C$171*(SUMPRODUCT(('EaR MLN021'!$C$192:$C$20055)*('EaR MLN021'!$C$192:$C$20055>M175))-M175*MATCH(M175,'EaR MLN021'!$C$192:$C$20055,-1)))-M178,0)","v":0.76972822317644329},{"$f":"IF(N175<1,IF(N175=0,N161*$C$171*SUMPRODUCT(('EaR MLN021'!$C$192:$C$20055)*('EaR MLN021'!$C$192:$C$20055>N175)),N163*$C$171*(SUMPRODUCT(('EaR MLN021'!$C$192:$C$20055)*('EaR MLN021'!$C$192:$C$20055>N175))-N175*MATCH(N175,'EaR MLN021'!$C$192:$C$20055,-1)))-N178,0)","v":2.6439240759601148},{"$f":"IF(O175<1,IF(O175=0,O161*$C$171*SUMPRODUCT(('EaR MLN021'!$C$192:$C$20055)*('EaR MLN021'!$C$192:$C$20055>O175)),O163*$C$171*(SUMPRODUCT(('EaR MLN021'!$C$192:$C$20055)*('EaR MLN021'!$C$192:$C$20055>O175))-O175*MATCH(O175,'EaR MLN021'!$C$192:$C$20055,-1)))-O178,0)","v":9.3270356207442546},{"$f":"IF(P175<1,IF(P175=0,P161*$C$171*SUMPRODUCT(('EaR MLN021'!$C$192:$C$20055)*('EaR MLN021'!$C$192:$C$20055>P175)),P163*$C$171*(SUMPRODUCT(('EaR MLN021'!$C$192:$C$20055)*('EaR MLN021'!$C$192:$C$20055>P175))-P175*MATCH(P175,'EaR MLN021'!$C$192:$C$20055,-1)))-P178,0)","v":21.006094189001487},{"$f":"IF(Q175<1,IF(Q175=0,Q161*$C$171*SUMPRODUCT(('EaR MLN021'!$C$192:$C$20055)*('EaR MLN021'!$C$192:$C$20055>Q175)),Q163*$C$171*(SUMPRODUCT(('EaR MLN021'!$C$192:$C$20055)*('EaR MLN021'!$C$192:$C$20055>Q175))-Q175*MATCH(Q175,'EaR MLN021'!$C$192:$C$20055,-1)))-Q178,0)","v":35.549438370752341},{"$f":"IF(R175<1,IF(R175=0,R161*$C$171*SUMPRODUCT(('EaR MLN021'!$C$192:$C$20055)*('EaR MLN021'!$C$192:$C$20055>R175)),R163*$C$171*(SUMPRODUCT(('EaR MLN021'!$C$192:$C$20055)*('EaR MLN021'!$C$192:$C$20055>R175))-R175*MATCH(R175,'EaR MLN021'!$C$192:$C$20055,-1)))-R178,0)","v":35.549438370752341},{"$f":"IF(S175<1,IF(S175=0,S161*$C$171*SUMPRODUCT(('EaR MLN021'!$C$192:$C$20055)*('EaR MLN021'!$C$192:$C$20055>S175)),S163*$C$171*(SUMPRODUCT(('EaR MLN021'!$C$192:$C$20055)*('EaR MLN021'!$C$192:$C$20055>S175))-S175*MATCH(S175,'EaR MLN021'!$C$192:$C$20055,-1)))-S178,0)","v":35.549438370752341},{"$f":"IF(T175<1,IF(T175=0,T161*$C$171*SUMPRODUCT(('EaR MLN021'!$C$192:$C$20055)*('EaR MLN021'!$C$192:$C$20055>T175)),T163*$C$171*(SUMPRODUCT(('EaR MLN021'!$C$192:$C$20055)*('EaR MLN021'!$C$192:$C$20055>T175))-T175*MATCH(T175,'EaR MLN021'!$C$192:$C$20055,-1)))-T178,0)","v":35.549438370752341},{"$f":"IF(U175<1,IF(U175=0,U161*$C$171*SUMPRODUCT(('EaR MLN021'!$C$192:$C$20055)*('EaR MLN021'!$C$192:$C$20055>U175)),U163*$C$171*(SUMPRODUCT(('EaR MLN021'!$C$192:$C$20055)*('EaR MLN021'!$C$192:$C$20055>U175))-U175*MATCH(U175,'EaR MLN021'!$C$192:$C$20055,-1)))-U178,0)","v":35.549438370752341},{"$f":"IF(V175<1,IF(V175=0,V161*$C$171*SUMPRODUCT(('EaR MLN021'!$C$192:$C$20055)*('EaR MLN021'!$C$192:$C$20055>V175)),V163*$C$171*(SUMPRODUCT(('EaR MLN021'!$C$192:$C$20055)*('EaR MLN021'!$C$192:$C$20055>V175))-V175*MATCH(V175,'EaR MLN021'!$C$192:$C$20055,-1)))-V178,0)","v":35.549438370752341},{"$f":"IF(W175<1,IF(W175=0,W161*$C$171*SUMPRODUCT(('EaR MLN021'!$C$192:$C$20055)*('EaR MLN021'!$C$192:$C$20055>W175)),W163*$C$171*(SUMPRODUCT(('EaR MLN021'!$C$192:$C$20055)*('EaR MLN021'!$C$192:$C$20055>W175))-W175*MATCH(W175,'EaR MLN021'!$C$192:$C$20055,-1)))-W178,0)","v":35.549438370752341},{"$f":"IF(X175<1,IF(X175=0,X161*$C$171*SUMPRODUCT(('EaR MLN021'!$C$192:$C$20055)*('EaR MLN021'!$C$192:$C$20055>X175)),X163*$C$171*(SUMPRODUCT(('EaR MLN021'!$C$192:$C$20055)*('EaR MLN021'!$C$192:$C$20055>X175))-X175*MATCH(X175,'EaR MLN021'!$C$192:$C$20055,-1)))-X178,0)","v":35.549438370752341},{"$f":"IF(Y175<1,IF(Y175=0,Y161*$C$171*SUMPRODUCT(('EaR MLN021'!$C$192:$C$20055)*('EaR MLN021'!$C$192:$C$20055>Y175)),Y163*$C$171*(SUMPRODUCT(('EaR MLN021'!$C$192:$C$20055)*('EaR MLN021'!$C$192:$C$20055>Y175))-Y175*MATCH(Y175,'EaR MLN021'!$C$192:$C$20055,-1)))-Y178,0)","v":35.549438370752341},{"$f":"IF(Z175<1,IF(Z175=0,Z161*$C$171*SUMPRODUCT(('EaR MLN021'!$C$192:$C$20055)*('EaR MLN021'!$C$192:$C$20055>Z175)),Z163*$C$171*(SUMPRODUCT(('EaR MLN021'!$C$192:$C$20055)*('EaR MLN021'!$C$192:$C$20055>Z175))-Z175*MATCH(Z175,'EaR MLN021'!$C$192:$C$20055,-1)))-Z178,0)","v":35.549438370752341},{"$f":"IF(AA175<1,IF(AA175=0,AA161*$C$171*SUMPRODUCT(('EaR MLN021'!$C$192:$C$20055)*('EaR MLN021'!$C$192:$C$20055>AA175)),AA163*$C$171*(SUMPRODUCT(('EaR MLN021'!$C$192:$C$20055)*('EaR MLN021'!$C$192:$C$20055>AA175))-AA175*MATCH(AA175,'EaR MLN021'!$C$192:$C$20055,-1)))-AA178,0)","v":35.549438370752341},{"$f":"IF(AB175<1,IF(AB175=0,AB161*$C$171*SUMPRODUCT(('EaR MLN021'!$C$192:$C$20055)*('EaR MLN021'!$C$192:$C$20055>AB175)),AB163*$C$171*(SUMPRODUCT(('EaR MLN021'!$C$192:$C$20055)*('EaR MLN021'!$C$192:$C$20055>AB175))-AB175*MATCH(AB175,'EaR MLN021'!$C$192:$C$20055,-1)))-AB178,0)","v":35.549438370752341},{"$f":"IF(AC175<1,IF(AC175=0,AC161*$C$171*SUMPRODUCT(('EaR MLN021'!$C$192:$C$20055)*('EaR MLN021'!$C$192:$C$20055>AC175)),AC163*$C$171*(SUMPRODUCT(('EaR MLN021'!$C$192:$C$20055)*('EaR MLN021'!$C$192:$C$20055>AC175))-AC175*MATCH(AC175,'EaR MLN021'!$C$192:$C$20055,-1)))-AC178,0)","v":35.549438370752341},{"$f":"IF(AD175<1,IF(AD175=0,AD161*$C$171*SUMPRODUCT(('EaR MLN021'!$C$192:$C$20055)*('EaR MLN021'!$C$192:$C$20055>AD175)),AD163*$C$171*(SUMPRODUCT(('EaR MLN021'!$C$192:$C$20055)*('EaR MLN021'!$C$192:$C$20055>AD175))-AD175*MATCH(AD175,'EaR MLN021'!$C$192:$C$20055,-1)))-AD178,0)","v":35.549438370752341},{"$f":"IF(AE175<1,IF(AE175=0,AE161*$C$171*SUMPRODUCT(('EaR MLN021'!$C$192:$C$20055)*('EaR MLN021'!$C$192:$C$20055>AE175)),AE163*$C$171*(SUMPRODUCT(('EaR MLN021'!$C$192:$C$20055)*('EaR MLN021'!$C$192:$C$20055>AE175))-AE175*MATCH(AE175,'EaR MLN021'!$C$192:$C$20055,-1)))-AE178,0)","v":35.549438370752341},{"$f":"IF(AF175<1,IF(AF175=0,AF161*$C$171*SUMPRODUCT(('EaR MLN021'!$C$192:$C$20055)*('EaR MLN021'!$C$192:$C$20055>AF175)),AF163*$C$171*(SUMPRODUCT(('EaR MLN021'!$C$192:$C$20055)*('EaR MLN021'!$C$192:$C$20055>AF175))-AF175*MATCH(AF175,'EaR MLN021'!$C$192:$C$20055,-1)))-AF178,0)","v":35.549438370752341}]
["No of Tx",null,null,null,null,{"$f":"F155","v":1},1,1,1,1,1,1,1,1,1,1,1,1,1,1,1,1,1,1,1,1,1,1,1,1,1,1]
["50% PoE","N",1,null,"EEatR, MWhrs",{"$f":"F176*$C181","v":0},0,7.5183900210577015,67.471940516591729,0,0,0,7.5716600760360633,35.03915087130494,100.50048256257277,258.17706541712084,584.16282220237451,584.16282220237451,584.16282220237451,584.16282220237451,584.16282220237451,584.16282220237451,584.16282220237451,584.16282220237451,584.16282220237451,584.16282220237451,584.16282220237451,584.16282220237451,584.16282220237451,584.16282220237451,584.16282220237451,584.16282220237451]
["50% PoE","N-1",{"$f":"C134","v":3.744292237442922E-2},null,"EEatR, MWhrs",{"$f":"F177*$C182*F180","v":0},0,0,0,0,0,0,0,0,0,0,0,0,0,0,0,0,0,0,0,0,0,0,0,0,0,0]
["10% LAR","N",1,null,"EEatR, MWhrs",{"$f":"F178*$C183","v":0},0.56202701100204666,85.314366440283905,631.97968200335038,0,4.760021145535088,27.64919403567076,85.597589638423528,294.01744833423652,1037.2125427761762,2335.9816830882328,3953.2735658032325,3953.2735658032325,3953.2735658032325,3953.2735658032325,3953.2735658032325,3953.2735658032325,3953.2735658032325,3953.2735658032325,3953.2735658032325,3953.2735658032325,3953.2735658032325,3953.2735658032325,3953.2735658032325,3953.2735658032325,3953.2735658032325,3953.2735658032325]
["10% LAR","N-1",{"$f":"C182","v":3.744292237442922E-2},null,"EEatR, MWhrs",{"$f":"F179*$C184*F180","v":0},1.8923558243663527E-4,2.872551231079614E-2,0.21278878215976949,0,1.6027083329678714E-3,9.3095371482500612E-3,2.8820874109802896E-2,9.8996243940059084E-2,0.34923147073106336,0.78652955410873138,1.3310748613706356,1.3310748613706356,1.3310748613706356,1.3310748613706356,1.3310748613706356,1.3310748613706356,1.3310748613706356,1.3310748613706356,1.3310748613706356,1.3310748613706356,1.3310748613706356,1.3310748613706356,1.3310748613706356,1.3310748613706356,1.3310748613706356,1.3310748613706356]
[]
[]
[]
["LDC"]
[]
["Summer (Oct to Mar)",null,"Winter (Apr to Sep)"]
["MW pu","MVA pu","MW pu","MVA pu"]
[1,null,1]
[0.99459529999999996,null,0.9882029]
[0.98214659999999998,null,0.98258500000000004]
[0.97155999999999998,null,0.97551299999999996]
[0.95697259999999995,null,0.96828729999999996]
[0.94113460000000004,null,0.9647097]
[0.93441090000000004,null,0.95321659999999997]
[0.93051629999999996,null,0.94892770000000004]
[0.92651839999999996,null,0.94073070000000003]
[0.91912939999999999,null,0.93285859999999998]
[0.91653430000000002,null,0.92652129999999999]
[0.9138522,null,0.92049820000000004]
[0.90986670000000003,null,0.91626260000000004]
[0.90782390000000002,null,0.91285910000000003]
[0.90538030000000003,null,0.90431930000000005]
[0.90233660000000004,null,0.90043569999999995]
[0.89693029999999996,null,0.89434559999999996]
[0.8937041,null,0.88679479999999999]
[0.89048470000000002,null,0.87703039999999999]
[0.88574989999999998,null,0.87556389999999995]
[0.88422540000000005,null,0.86947410000000003]
[0.88049129999999998,null,0.86581560000000002]
[0.87832330000000003,null,0.86341349999999994]
[0.87644940000000005,null,0.86008910000000005]
[0.87482309999999996,null,0.85535779999999995]
[0.87269909999999995,null,0.85412429999999995]
[0.8696294,null,0.85190359999999998]
[0.86762159999999999,null,0.85019400000000001]
[0.86526080000000005,null,0.84772210000000003]
[0.86349260000000005,null,0.84537819999999997]
[0.86104000000000003,null,0.84258500000000003]
[0.85933979999999999,null,0.84145029999999998]
[0.85705799999999999,null,0.84007949999999998]
[0.85472599999999999,null,0.83509029999999995]
[0.85202800000000001,null,0.83362020000000003]
[0.84901099999999996,null,0.83174139999999996]
[0.84776200000000002,null,0.829982]
[0.84597500000000003,null,0.82899440000000002]
[0.84258299999999997,null,0.82651010000000003]
[0.84154910000000005,null,0.82519330000000002]
[0.8401786,null,0.82446969999999997]
[0.83778140000000001,null,0.82299580000000006]
[0.83623910000000001,null,0.81972650000000002]
[0.83532189999999995,null,0.81733560000000005]
[0.83425470000000002,null,0.81652760000000002]
[0.83299769999999995,null,0.81491570000000002]
[0.83212229999999998,null,0.81261419999999995]
[0.83108070000000001,null,0.81014870000000005]
[0.82927600000000001,null,0.80974579999999996]
[0.82692739999999998,null,0.80882089999999995]
[0.82578410000000002,null,0.80760180000000004]
[0.82391360000000002,null,0.80435420000000002]
[0.82253290000000001,null,0.80053129999999995]
[0.81960960000000005,null,0.79768340000000004]
[0.81882379999999999,null,0.7962091]
[0.81745570000000001,null,0.79444530000000002]
[0.81528449999999997,null,0.78829170000000004]
[0.81427090000000002,null,0.78799870000000005]
[0.81306100000000003,null,0.78751579999999999]
[0.81059910000000002,null,0.78657770000000005]
[0.80822970000000005,null,0.78555260000000005]
[0.80760679999999996,null,0.78477549999999996]
[0.80662299999999998,null,0.78407870000000002]
[0.80444119999999997,null,0.7831593]
[0.80222590000000005,null,0.78221879999999999]
[0.80149879999999996,null,0.78180050000000001]
[0.79974250000000002,null,0.78109410000000001]
[0.79818469999999997,null,0.78015409999999996]
[0.79636169999999995,null,0.780057]
[0.79471349999999996,null,0.77943099999999998]
[0.79273870000000002,null,0.77868809999999999]
[0.7919638,null,0.77820429999999996]
[0.79110429999999998,null,0.7777037]
[0.79033419999999999,null,0.77736430000000001]
[0.78889220000000004,null,0.77691209999999999]
[0.78826099999999999,null,0.7765727]
[0.78733019999999998,null,0.77607029999999999]
[0.78541150000000004,null,0.77537440000000002]
[0.7831167,null,0.77450529999999995]
[0.78163839999999996,null,0.77411379999999996]
[0.78055980000000003,null,0.77380740000000003]
[0.77988449999999998,null,0.77337710000000004]
[0.77865569999999995,null,0.77292640000000001]
[0.77829230000000005,null,0.77257359999999997]
[0.77775799999999995,null,0.77228030000000003]
[0.77577680000000004,null,0.77178389999999997]
[0.77515310000000004,null,0.77168539999999997]
[0.77436210000000005,null,0.77126850000000002]
[0.77362039999999999,null,0.77073119999999995]
[0.77208639999999995,null,0.7704105]
[0.77049120000000004,null,0.77016929999999995]
[0.76789660000000004,null,0.76970539999999998]
[0.76708419999999999,null,0.76909669999999997]
[0.76568069999999999,null,0.76858119999999996]
[0.7653354,null,0.76814959999999999]
[0.76422999999999996,null,0.76795389999999997]
[0.76318739999999996,null,0.76765019999999995]
[0.76227029999999996,null,0.76709819999999995]
[0.76121879999999997,null,0.76658139999999997]
[0.76027800000000001,null,0.76614490000000002]
[0.75940620000000003,null,0.76550450000000003]
[0.75850960000000001,null,0.76519809999999999]
[0.75776259999999995,null,0.76463669999999995]
[0.75606580000000001,null,0.76428439999999997]
[0.75502939999999996,null,0.76428439999999997]
[0.75438950000000005,null,0.76407570000000002]
[0.7539013,null,0.76362490000000005]
[0.75272249999999996,null,0.76331680000000002]
[0.75123139999999999,null,0.76306160000000001]
[0.7506081,null,0.76257209999999997]
[0.74964699999999995,null,0.76234999999999997]
[0.74930529999999995,null,0.7620169]
[0.74872099999999997,null,0.76180820000000005]
[0.74781880000000001,null,0.76132440000000001]
[0.74671750000000003,null,0.76086100000000001]
[0.74528510000000003,null,0.76026649999999996]
[0.74431210000000003,null,0.76005780000000001]
[0.74389760000000005,null,0.75975110000000001]
[0.74304230000000004,null,0.75965340000000003]
[0.74225540000000001,null,0.7594438]
[0.74177190000000004,null,0.75929970000000002]
[0.74023079999999997,null,0.75872539999999999]
[0.73947629999999998,null,0.75841809999999998]
[0.73899559999999997,null,0.75806589999999996]
[0.7379462,null,0.75785720000000001]
[0.73636869999999999,null,0.757602]
[0.73537079999999999,null,0.757602]
[0.73474059999999997,null,0.75730869999999995]
[0.7332613,null,0.75721020000000006]
[0.73257300000000003,null,0.75700199999999995]
[0.73203549999999995,null,0.75666259999999996]
[0.7316819,null,0.75635680000000005]
[0.73093580000000002,null,0.75635669999999999]
[0.73051920000000004,null,0.75611410000000001]
[0.72973520000000003,null,0.75591929999999996]
[0.72834120000000002,null,0.75582079999999996]
[0.72717379999999998,null,0.75556570000000001]
[0.72638499999999995,null,0.75522590000000001]
[0.72570239999999997,null,0.75490619999999997]
[0.72533170000000002,null,0.75469799999999998]
[0.72479229999999994,null,0.75435909999999995]
[0.72411309999999995,null,0.75416289999999997]
[0.7236051,null,0.75377439999999996]
[0.72309630000000003,null,0.7535326]
[0.72211150000000002,null,0.75322460000000002]
[0.72135039999999995,null,0.75311349999999999]
[0.71962530000000002,null,0.75301629999999997]
[0.71908620000000001,null,0.75237540000000003]
[0.71862709999999996,null,0.75205480000000002]
[0.71805209999999997,null,0.75185999999999997]
[0.71751279999999995,null,0.75163789999999997]
[0.71719840000000001,null,0.75149379999999999]
[0.71667380000000003,null,0.75118739999999995]
[0.71629489999999996,null,0.75067110000000004]
[0.7153697,null,0.75031890000000001]
[0.7148719,null,0.75009680000000001]
[0.71418709999999996,null,0.74990199999999996]
[0.71266850000000004,null,0.74970579999999998]
[0.71198309999999998,null,0.74959469999999995]
[0.71152420000000005,null,0.74914480000000006]
[0.71116469999999998,null,0.74859640000000005]
[0.71051319999999996,null,0.7484016]
[0.70977170000000001,null,0.74829049999999997]
[0.70932329999999999,null,0.74795160000000005]
[0.70803289999999997,null,0.74769649999999999]
[0.70719549999999998,null,0.74734279999999997]
[0.70654519999999998,null,0.74693880000000001]
[0.70572860000000004,null,0.74682780000000004]
[0.70496250000000005,null,0.74661960000000005]
[0.70455020000000002,null,0.74616830000000001]
[0.70358969999999998,null,0.74597349999999996]
[0.70294900000000005,null,0.74587490000000001]
[0.70214569999999998,null,0.74542359999999996]
[0.70192529999999997,null,0.7453265]
[0.70173529999999995,null,0.7453265]
[0.70139439999999997,null,0.74513169999999995]
[0.70060040000000001,null,0.74488989999999999]
[0.69991630000000005,null,0.74468120000000004]
[0.69923539999999995,null,0.74448559999999997]
[0.69906749999999995,null,0.74437450000000005]
[0.69883479999999998,null,0.74408039999999998]
[0.69844130000000004,null,0.74383860000000002]
[0.69749300000000003,null,0.74343340000000002]
[0.69711219999999996,null,0.74343340000000002]
[0.69615510000000003,null,0.74312619999999996]
[0.69575350000000002,null,0.74288489999999996]
[0.6950925,null,0.74277389999999999]
[0.69425320000000001,null,0.74257819999999997]
[0.69369199999999998,null,0.74222540000000004]
[0.69336710000000001,null,0.74211439999999995]
[0.69270350000000003,null,0.74180849999999998]
[0.69183410000000001,null,0.74148789999999998]
[0.69064890000000001,null,0.74124670000000004]
[0.69017660000000003,null,0.74114899999999995]
[0.68946989999999997,null,0.74095339999999998]
[0.68843889999999996,null,0.74095339999999998]
[0.68804120000000002,null,0.7407572]
[0.68691789999999997,null,0.74064609999999997]
[0.68667979999999995,null,0.7403073]
[0.68605570000000005,null,0.74000010000000005]
[0.68554910000000002,null,0.73980440000000003]
[0.68437060000000005,null,0.73960729999999997]
[0.68383300000000002,null,0.73939920000000003]
[0.68367900000000004,null,0.73930149999999994]
[0.68265089999999995,null,0.73910580000000003]
[0.68249119999999996,null,0.7387397]
[0.68200919999999998,null,0.73862859999999997]
[0.68178700000000003,null,0.73822290000000002]
[0.68110780000000004,null,0.73790359999999999]
[0.68062840000000002,null,0.73770740000000001]
[0.68023679999999997,null,0.73736860000000004]
[0.67934709999999998,null,0.73736860000000004]
[0.67863810000000002,null,0.73707520000000004]
[0.67777860000000001,null,0.7368671]
[0.67733900000000002,null,0.73664499999999999]
[0.67677180000000003,null,0.73630470000000003]
[0.67643169999999997,null,0.7361936]
[0.67579310000000004,null,0.73609599999999997]
[0.67531669999999999,null,0.73585480000000003]
[0.67489429999999995,null,0.7356452]
[0.67433670000000001,null,0.73553409999999997]
[0.67389370000000004,null,0.7354231]
[0.67341019999999996,null,0.73521349999999996]
[0.67279809999999995,null,0.73501870000000002]
[0.67190320000000003,null,0.73476359999999996]
[0.67134879999999997,null,0.73445769999999999]
[0.67102439999999997,null,0.73424820000000002]
[0.67017640000000001,null,0.734151]
[0.6695219,null,0.73379819999999996]
[0.66930610000000001,null,0.73369969999999995]
[0.66866210000000004,null,0.73355559999999997]
[0.66795210000000005,null,0.73300719999999997]
[0.66733929999999997,null,0.73286309999999999]
[0.66684469999999996,null,0.73265349999999996]
[0.66669920000000005,null,0.73231380000000001]
[0.66611169999999997,null,0.73216970000000003]
[0.66566959999999997,null,0.73196150000000004]
[0.6654407,null,0.73175190000000001]
[0.66480309999999998,null,0.73164090000000004]
[0.66431459999999998,null,0.73133360000000003]
[0.66403509999999999,null,0.73133360000000003]
[0.66360189999999997,null,0.73123649999999996]
[0.66316140000000001,null,0.73088370000000003]
[0.66293530000000001,null,0.73078520000000002]
[0.66246850000000002,null,0.73078520000000002]
[0.66222479999999995,null,0.73078520000000002]
[0.66174200000000005,null,0.73044489999999995]
[0.66131359999999995,null,0.73044489999999995]
[0.66112599999999999,null,0.73033389999999998]
[0.66070879999999998,null,0.73012509999999997]
[0.66025339999999999,null,0.72977289999999995]
[0.65941669999999997,null,0.72967570000000004]
[0.65921569999999996,null,0.72947960000000001]
[0.65834409999999999,null,0.7290761]
[0.65789980000000003,null,0.72882089999999999]
[0.65723379999999998,null,0.72882089999999999]
[0.65677949999999996,null,0.72836959999999995]
[0.65624340000000003,null,0.72801680000000002]
[0.65595150000000002,null,0.72801680000000002]
[0.65550229999999998,null,0.72780719999999999]
[0.6553293,null,0.72746840000000002]
[0.6548522,null,0.72732430000000003]
[0.65428699999999995,null,0.72711610000000004]
[0.65396960000000004,null,0.72711610000000004]
[0.65333980000000003,null,0.72700500000000001]
[0.65294450000000004,null,0.72666529999999996]
[0.65244519999999995,null,0.72656759999999998]
[0.65204099999999998,null,0.72631250000000003]
[0.65179010000000004,null,0.72631250000000003]
[0.65119729999999998,null,0.7261029]
[0.65070839999999996,null,0.72595880000000002]
[0.65012210000000004,null,0.72576320000000005]
[0.64947980000000005,null,0.72555449999999999]
[0.64909649999999997,null,0.72545590000000004]
[0.64884359999999996,null,0.72520079999999998]
[0.64860709999999999,null,0.72510370000000002]
[0.64791240000000005,null,0.72499259999999999]
[0.64685519999999996,null,0.72473750000000003]
[0.64659630000000001,null,0.72454130000000005]
[0.64597669999999996,null,0.72444419999999998]
[0.64567560000000002,null,0.72423599999999999]
[0.64534150000000001,null,0.72423599999999999]
[0.64522699999999999,null,0.72413879999999997]
[0.64454699999999998,null,0.72399469999999999]
[0.64420999999999995,null,0.72399469999999999]
[0.64329080000000005,null,0.72388370000000002]
[0.64278740000000001,null,0.72368750000000004]
[0.6422445,null,0.72368750000000004]
[0.64168369999999997,null,0.72344580000000003]
[0.64098630000000001,null,0.72323760000000004]
[0.64072649999999998,null,0.72313989999999995]
[0.64042109999999997,null,0.72304139999999995]
[0.63994450000000003,null,0.72279970000000004]
[0.63926119999999997,null,0.72268860000000001]
[0.63893160000000004,null,0.72247899999999998]
[0.63869790000000004,null,0.72238190000000002]
[0.63859600000000005,null,0.72204159999999995]
[0.63834709999999995,null,0.7218329]
[0.63810339999999999,null,0.7218329]
[0.6379068,null,0.7218329]
[0.63728309999999999,null,0.7218329]
[0.63709110000000002,null,0.72162479999999996]
[0.63687369999999999,null,0.72152620000000001]
[0.63618249999999998,null,0.72142859999999998]
[0.6359728,null,0.72142859999999998]
[0.63561330000000005,null,0.72118729999999998]
[0.63473919999999995,null,0.7209778]
[0.63429880000000005,null,0.72086669999999997]
[0.63380590000000003,null,0.72076910000000005]
[0.63344690000000003,null,0.72062499999999996]
[0.63294989999999995,null,0.72051390000000004]
[0.63260830000000001,null,0.72041540000000004]
[0.63239970000000001,null,0.72031690000000004]
[0.63231029999999999,null,0.72007560000000004]
[0.63167309999999999,null,0.71986689999999998]
[0.63133470000000003,null,0.71986689999999998]
[0.6310519,null,0.7197228]
[0.63063570000000002,null,0.71962570000000003]
[0.62995440000000003,null,0.71952720000000003]
[0.62956630000000002,null,0.7194161]
[0.62920290000000001,null,0.71917439999999999]
[0.6286022,null,0.71886910000000004]
[0.62827690000000003,null,0.71875800000000001]
[0.62819119999999995,null,0.71865950000000001]
[0.62787420000000005,null,0.71856180000000003]
[0.62742940000000003,null,0.71845079999999995]
[0.62716930000000004,null,0.71835369999999998]
[0.62677479999999997,null,0.71825510000000004]
[0.62611099999999997,null,0.7181575]
[0.62578429999999996,null,0.71780379999999999]
[0.62524919999999995,null,0.71780379999999999]
[0.62469629999999998,null,0.7175956]
[0.62451259999999997,null,0.71749799999999997]
[0.6242645,null,0.71728840000000005]
[0.62396839999999998,null,0.71721639999999998]
[0.62382190000000004,null,0.71693609999999997]
[0.62359969999999998,null,0.71683850000000005]
[0.62329950000000001,null,0.71672740000000001]
[0.62265930000000003,null,0.71672740000000001]
[0.62235790000000002,null,0.71638769999999996]
[0.62219259999999998,null,0.71627660000000004]
[0.62201300000000004,null,0.71617900000000001]
[0.62152269999999998,null,0.71608130000000003]
[0.62120140000000001,null,0.71587310000000004]
[0.62084969999999995,null,0.71572899999999995]
[0.62044169999999998,null,0.71563049999999995]
[0.62019009999999997,null,0.71551949999999997]
[0.61968730000000005,null,0.71542229999999996]
[0.61950740000000004,null,0.7152136]
[0.61890009999999995,null,0.71506950000000002]
[0.61852269999999998,null,0.71506950000000002]
[0.61824690000000004,null,0.71487389999999995]
[0.61819769999999996,null,0.71487389999999995]
[0.61758590000000002,null,0.71463209999999999]
[0.61728479999999997,null,0.71452110000000002]
[0.61695060000000002,null,0.71452110000000002]
[0.61683619999999995,null,0.7144239]
[0.6161025,null,0.71421520000000005]
[0.61601660000000003,null,0.71411670000000005]
[0.6158013,null,0.71401910000000002]
[0.61547130000000005,null,0.71381090000000003]
[0.61504210000000004,null,0.7136998]
[0.61466900000000002,null,0.71360129999999999]
[0.61439809999999995,null,0.71345720000000001]
[0.61424979999999996,null,0.71345720000000001]
[0.6139076,null,0.71310490000000004]
[0.61338179999999998,null,0.71310490000000004]
[0.61298969999999997,null,0.71284979999999998]
[0.61285670000000003,null,0.712557]
[0.61249969999999998,null,0.71234830000000005]
[0.61223030000000001,null,0.71209319999999998]
[0.61160239999999999,null,0.7119955]
[0.61123159999999999,null,0.71189840000000004]
[0.61078140000000003,null,0.71180069999999995]
[0.61031530000000001,null,0.71170219999999995]
[0.60999959999999998,null,0.71159110000000003]
[0.60960999999999999,null,0.71134989999999998]
[0.60931020000000002,null,0.71134989999999998]
[0.60917949999999998,null,0.71123890000000001]
[0.60887959999999997,null,0.71123890000000001]
[0.60857130000000004,null,0.71109480000000003]
[0.60828530000000003,null,0.71099619999999997]
[0.6079812,null,0.71099619999999997]
[0.60761169999999998,null,0.71099619999999997]
[0.60738879999999995,null,0.71059190000000005]
[0.60714040000000002,null,0.71044779999999996]
[0.60679959999999999,null,0.71034929999999996]
[0.60649869999999995,null,0.71020519999999998]
[0.60631789999999997,null,0.71010799999999996]
[0.60560860000000005,null,0.70996389999999998]
[0.6052959,null,0.70965670000000003]
[0.60500529999999997,null,0.70955959999999996]
[0.6047302,null,0.70955959999999996]
[0.60459759999999996,null,0.70944850000000004]
[0.60436939999999995,null,0.70925240000000001]
[0.60407909999999998,null,0.70901110000000001]
[0.6038019,null,0.70901110000000001]
[0.60349359999999996,null,0.70901110000000001]
[0.60327350000000002,null,0.7089126]
[0.60291090000000003,null,0.70860590000000001]
[0.60232439999999998,null,0.7083642]
[0.60190679999999996,null,0.7083642]
[0.60156880000000001,null,0.7083642]
[0.6010219,null,0.70826699999999998]
[0.60085840000000001,null,0.70816849999999998]
[0.6004929,null,0.70816849999999998]
[0.60002710000000004,null,0.70795980000000003]
[0.59987619999999997,null,0.70786130000000003]
[0.59970080000000003,null,0.70762000000000003]
[0.59958100000000003,null,0.70737830000000002]
[0.59941319999999998,null,0.70727980000000001]
[0.59919509999999998,null,0.70707160000000002]
[0.59893050000000003,null,0.70707160000000002]
[0.59874749999999999,null,0.70696049999999999]
[0.59847170000000005,null,0.70696049999999999]
[0.59807290000000002,null,0.70686340000000003]
[0.59769360000000005,null,0.70676570000000005]
[0.59754499999999999,null,0.70676570000000005]
[0.59725349999999999,null,0.70676570000000005]
[0.59692149999999999,null,0.70666859999999998]
[0.59667789999999998,null,0.70657009999999998]
[0.59639189999999997,null,0.706426]
[0.59620439999999997,null,0.70621730000000005]
[0.59594049999999998,null,0.70621730000000005]
[0.59580010000000005,null,0.70612019999999998]
[0.59546639999999995,null,0.705924]
[0.59525249999999996,null,0.70577990000000002]
[0.59469119999999998,null,0.70577990000000002]
[0.59442530000000005,null,0.70577990000000002]
[0.59426469999999998,null,0.70566879999999998]
[0.59404639999999997,null,0.70547269999999995]
[0.59382590000000002,null,0.70523089999999999]
[0.59355599999999997,null,0.70513380000000003]
[0.59329860000000001,null,0.70513380000000003]
[0.59281090000000003,null,0.70482710000000004]
[0.59254549999999995,null,0.70482710000000004]
[0.59224220000000005,null,0.70472939999999995]
[0.59206780000000003,null,0.70458529999999997]
[0.59194500000000005,null,0.7043758]
[0.59170370000000005,null,0.7043758]
[0.5912326,null,0.7043758]
[0.59109060000000002,null,0.70437570000000005]
[0.59094579999999997,null,0.70437570000000005]
[0.59027850000000004,null,0.7040824]
[0.59014739999999999,null,0.70393839999999996]
[0.58971390000000001,null,0.70393830000000002]
[0.58935230000000005,null,0.70383980000000002]
[0.58908850000000001,null,0.70374219999999998]
[0.58877950000000001,null,0.70363109999999995]
[0.58848319999999998,null,0.70338990000000001]
[0.5882984,null,0.70338990000000001]
[0.58808150000000003,null,0.70338990000000001]
[0.58786280000000002,null,0.70338990000000001]
[0.5875167,null,0.70329140000000001]
[0.58728979999999997,null,0.70298550000000004]
[0.58701809999999999,null,0.70284150000000001]
[0.58654539999999999,null,0.70274289999999995]
[0.58606639999999999,null,0.70274289999999995]
[0.58600350000000001,null,0.70274289999999995]
[0.58555729999999995,null,0.70253469999999996]
[0.58541080000000001,null,0.70253469999999996]
[0.58525930000000004,null,0.70243710000000004]
[0.58507770000000003,null,0.70243710000000004]
[0.58478529999999995,null,0.70224140000000002]
[0.58457579999999998,null,0.70209730000000004]
[0.58437700000000004,null,0.7019997]
[0.58400470000000004,null,0.70188859999999997]
[0.58385379999999998,null,0.70179150000000001]
[0.58377630000000003,null,0.70169380000000003]
[0.5836017,null,0.70148569999999999]
[0.58345080000000005,null,0.70138710000000004]
[0.58304509999999998,null,0.70138710000000004]
[0.58294250000000003,null,0.70138710000000004]
[0.58275460000000001,null,0.70128999999999997]
[0.58223610000000003,null,0.70098329999999998]
[0.58196360000000003,null,0.70098329999999998]
[0.58161320000000005,null,0.70087219999999995]
[0.58138540000000005,null,0.70077370000000005]
[0.58108320000000002,null,0.70053200000000004]
[0.58081369999999999,null,0.70053200000000004]
[0.58049510000000004,null,0.70043480000000002]
[0.58017339999999995,null,0.70043480000000002]
[0.57995629999999998,null,0.70032380000000005]
[0.57958920000000003,null,0.70021270000000002]
[0.57940749999999996,null,0.69997010000000004]
[0.57898959999999999,null,0.69997010000000004]
[0.57877849999999997,null,0.69985909999999996]
[0.57858949999999998,null,0.69966430000000002]
[0.57834540000000001,null,0.69966430000000002]
[0.57787670000000002,null,0.69955319999999999]
[0.57766919999999999,null,0.69955319999999999]
[0.57759130000000003,null,0.69940910000000001]
[0.57749950000000005,null,0.69910329999999998]
[0.57682140000000004,null,0.69900479999999998]
[0.57659660000000001,null,0.69890759999999996]
[0.57643940000000005,null,0.69880909999999996]
[0.57624940000000002,null,0.69869809999999999]
[0.57615559999999999,null,0.69869809999999999]
[0.57569340000000002,null,0.69869809999999999]
[0.5755922,null,0.69850330000000005]
[0.57541889999999996,null,0.69850330000000005]
[0.57523089999999999,null,0.69824810000000004]
[0.57516009999999995,null,0.69824810000000004]
[0.57501749999999996,null,0.69800689999999999]
[0.57486800000000005,null,0.69800689999999999]
[0.57470520000000003,null,0.69790839999999998]
[0.57433369999999995,null,0.69790839999999998]
[0.57410640000000002,null,0.69770019999999999]
[0.57395249999999998,null,0.69760259999999996]
[0.57372670000000003,null,0.69750400000000001]
[0.57339609999999996,null,0.69750400000000001]
[0.57327249999999996,null,0.69735990000000003]
[0.5732062,null,0.69726279999999996]
[0.57300600000000002,null,0.69726279999999996]
[0.57280059999999999,null,0.69705320000000004]
[0.57255579999999995,null,0.69681150000000003]
[0.57230800000000004,null,0.69671439999999996]
[0.5721309,null,0.69671430000000001]
[0.57192189999999998,null,0.69657020000000003]
[0.57158319999999996,null,0.69645919999999994]
[0.57148319999999997,null,0.69636070000000005]
[0.57129629999999998,null,0.6961659]
[0.5712178,null,0.69581360000000003]
[0.57109399999999999,null,0.69581360000000003]
[0.57087390000000005,null,0.69581360000000003]
[0.57075319999999996,null,0.69571510000000003]
[0.57028239999999997,null,0.69561740000000005]
[0.57021239999999995,null,0.69550639999999997]
[0.57010139999999998,null,0.69540930000000001]
[0.56987160000000003,null,0.69540919999999995]
[0.56960010000000005,null,0.69531209999999999]
[0.56934580000000001,null,0.69531209999999999]
[0.56905640000000002,null,0.69506950000000001]
[0.56868019999999997,null,0.69506950000000001]
[0.5686483,null,0.6948474]
[0.56835239999999998,null,0.69474979999999997]
[0.56828429999999996,null,0.69474979999999997]
[0.56797940000000002,null,0.69455549999999999]
[0.56762950000000001,null,0.69455549999999999]
[0.56750789999999995,null,0.69445699999999999]
[0.56746609999999997,null,0.69445699999999999]
[0.56737329999999997,null,0.69445690000000004]
[0.56706230000000002,null,0.69431290000000001]
[0.56694860000000002,null,0.69421569999999999]
[0.56670229999999999,null,0.69411809999999996]
[0.56665580000000004,null,0.69411809999999996]
[0.56653620000000005,null,0.69400700000000004]
[0.56649349999999998,null,0.69379749999999996]
[0.56612989999999996,null,0.69379749999999996]
[0.56583689999999998,null,0.69369979999999998]
[0.56560359999999998,null,0.69360270000000002]
[0.56542110000000001,null,0.69360270000000002]
[0.56529640000000003,null,0.6935055]
[0.5647681,null,0.693407]
[0.56454230000000005,null,0.69329600000000002]
[0.5644304,null,0.69305470000000002]
[0.56427000000000005,null,0.69295709999999999]
[0.56411520000000004,null,0.69285859999999999]
[0.56388090000000002,null,0.69285850000000004]
[0.56377140000000003,null,0.69276139999999997]
[0.56352210000000003,null,0.69276139999999997]
[0.56324479999999999,null,0.6925519]
[0.56298780000000004,null,0.69240780000000002]
[0.56270750000000003,null,0.69221299999999997]
[0.56234360000000005,null,0.69221299999999997]
[0.56216869999999997,null,0.69221299999999997]
[0.56198150000000002,null,0.69221290000000002]
[0.56164849999999999,null,0.69195779999999996]
[0.56149789999999999,null,0.69185929999999995]
[0.56129280000000004,null,0.69185929999999995]
[0.56101659999999998,null,0.69176219999999999]
[0.56078139999999999,null,0.69145500000000004]
[0.56068200000000001,null,0.69145489999999998]
[0.56037490000000001,null,0.69121370000000004]
[0.56015470000000001,null,0.69121370000000004]
[0.55996950000000001,null,0.69121370000000004]
[0.55989829999999996,null,0.69121370000000004]
[0.55968819999999997,null,0.69121370000000004]
[0.55960600000000005,null,0.69100410000000001]
[0.55953839999999999,null,0.69080940000000002]
[0.55932899999999997,null,0.69066530000000004]
[0.55912700000000004,null,0.69066530000000004]
[0.55893300000000001,null,0.69055420000000001]
[0.55870770000000003,null,0.69045710000000005]
[0.55867770000000005,null,0.69034600000000002]
[0.55849539999999998,null,0.69034600000000002]
[0.5582686,null,0.69023500000000004]
[0.55804640000000005,null,0.69013780000000002]
[0.557863,null,0.69003930000000002]
[0.55763300000000005,null,0.68989520000000004]
[0.55751550000000005,null,0.68979760000000001]
[0.55729799999999996,null,0.68970039999999999]
[0.5570891,null,0.68970039999999999]
[0.55692249999999999,null,0.68950429999999996]
[0.55679489999999998,null,0.68924909999999995]
[0.55671219999999999,null,0.68915199999999999]
[0.55635080000000003,null,0.68915199999999999]
[0.55626770000000003,null,0.68895580000000001]
[0.55615199999999998,null,0.68895580000000001]
[0.55597099999999999,null,0.68895580000000001]
[0.55576460000000005,null,0.68884480000000003]
[0.55567610000000001,null,0.68874760000000002]
[0.55560500000000002,null,0.68874760000000002]
[0.55542800000000003,null,0.6884074]
[0.55536609999999997,null,0.6884074]
[0.5551798,null,0.68840730000000006]
[0.55508409999999997,null,0.68840730000000006]
[0.55484089999999997,null,0.68810070000000001]
[0.55476800000000004,null,0.68810059999999995]
[0.55462769999999995,null,0.68810059999999995]
[0.55449230000000005,null,0.68800349999999999]
[0.55442840000000004,null,0.68789250000000002]
[0.55424770000000001,null,0.68765069999999995]
[0.55419850000000004,null,0.68755219999999995]
[0.5538961,null,0.68755219999999995]
[0.55387969999999997,null,0.68755219999999995]
[0.55364219999999997,null,0.68755219999999995]
[0.55358929999999995,null,0.68744110000000003]
[0.55328999999999995,null,0.68734260000000003]
[0.55307099999999998,null,0.68719850000000005]
[0.55284370000000005,null,0.68719850000000005]
[0.55266090000000001,null,0.68699030000000005]
[0.55257619999999996,null,0.68699030000000005]
[0.55243260000000005,null,0.68689270000000002]
[0.55229859999999997,null,0.68679420000000002]
[0.55212280000000002,null,0.68679420000000002]
[0.55200039999999995,null,0.68658600000000003]
[0.55191679999999999,null,0.68658600000000003]
[0.55176519999999996,null,0.68639119999999998]
[0.55164659999999999,null,0.68629269999999998]
[0.55154429999999999,null,0.68629269999999998]
[0.55144300000000002,null,0.68629269999999998]
[0.55128790000000005,null,0.68603749999999997]
[0.55106739999999999,null,0.68593990000000005]
[0.55098829999999999,null,0.68584129999999999]
[0.55085839999999997,null,0.68584129999999999]
[0.55075379999999996,null,0.68548909999999996]
[0.55054919999999996,null,0.68548909999999996]
[0.55041019999999996,null,0.68539059999999996]
[0.55023540000000004,null,0.68539050000000001]
[0.55009220000000003,null,0.68529340000000005]
[0.54979299999999998,null,0.68519569999999996]
[0.54969469999999998,null,0.68519569999999996]
[0.54943129999999996,null,0.68519569999999996]
[0.54936660000000004,null,0.68505159999999998]
[0.54914770000000002,null,0.68484210000000001]
[0.54900680000000002,null,0.68484210000000001]
[0.54877140000000002,null,0.68464729999999996]
[0.54866440000000005,null,0.68464729999999996]
[0.54850120000000002,null,0.68464729999999996]
[0.54839199999999999,null,0.68450319999999998]
[0.54830210000000001,null,0.68430840000000004]
[0.54818719999999999,null,0.68430840000000004]
[0.54799209999999998,null,0.68410020000000005]
[0.54783800000000005,null,0.68410020000000005]
[0.54770569999999996,null,0.68410020000000005]
[0.54766309999999996,null,0.68390410000000001]
[0.54755659999999995,null,0.68390410000000001]
[0.54741620000000002,null,0.68390410000000001]
[0.54725140000000005,null,0.68390399999999996]
[0.54706770000000005,null,0.68369449999999998]
[0.54682830000000004,null,0.6835504]
[0.5467301,null,0.6835504]
[0.54655229999999999,null,0.68345270000000002]
[0.54640469999999997,null,0.68335420000000002]
[0.54627099999999995,null,0.68325709999999995]
[0.54609050000000003,null,0.683002]
[0.54586809999999997,null,0.68300190000000005]
[0.54577730000000002,null,0.68300190000000005]
[0.54559199999999997,null,0.68290340000000005]
[0.54551090000000002,null,0.6827086]
[0.54524669999999997,null,0.68235500000000004]
[0.54510170000000002,null,0.68235500000000004]
[0.54497960000000001,null,0.68235500000000004]
[0.54469029999999996,null,0.68225639999999999]
[0.5445662,null,0.68225639999999999]
[0.54450779999999999,null,0.68225639999999999]
[0.54440189999999999,null,0.68214540000000001]
[0.54419680000000004,null,0.68204819999999999]
[0.54401750000000004,null,0.68194969999999999]
[0.54389270000000001,null,0.68194969999999999]
[0.54381990000000002,null,0.68185119999999999]
[0.5436434,null,0.681643]
[0.54340080000000002,null,0.68140129999999999]
[0.54336629999999997,null,0.68140129999999999]
[0.5431376,null,0.68129019999999996]
[0.54301929999999998,null,0.6811931]
[0.54276789999999997,null,0.6811931]
[0.542682,null,0.6811931]
[0.54259170000000001,null,0.6811931]
[0.54242380000000001,null,0.68085280000000004]
[0.54234280000000001,null,0.68085280000000004]
[0.54229450000000001,null,0.68074179999999995]
[0.54208109999999998,null,0.68074179999999995]
[0.54192689999999999,null,0.68074179999999995]
[0.54173939999999998,null,0.68074179999999995]
[0.54158119999999998,null,0.68054559999999997]
[0.54136930000000005,null,0.6801933]
[0.54117420000000005,null,0.6801933]
[0.54107649999999996,null,0.6801933]
[0.54088009999999997,null,0.68004920000000002]
[0.54066369999999997,null,0.68004920000000002]
[0.54058519999999999,null,0.67993820000000005]
[0.54054709999999995,null,0.67993820000000005]
[0.54025469999999998,null,0.67984100000000003]
[0.53999520000000001,null,0.67959840000000005]
[0.5396261,null,0.67950129999999997]
[0.53935699999999998,null,0.6794036]
[0.53915049999999998,null,0.67929260000000002]
[0.53892010000000001,null,0.67929260000000002]
[0.53883959999999997,null,0.67929260000000002]
[0.53878789999999999,null,0.67919410000000002]
[0.53864020000000001,null,0.67908299999999999]
[0.53862750000000004,null,0.67898539999999996]
[0.53836680000000003,null,0.67888680000000001]
[0.53814819999999997,null,0.67888680000000001]
[0.53807360000000004,null,0.67874270000000003]
[0.53780309999999998,null,0.67864559999999996]
[0.53763419999999995,null,0.67864559999999996]
[0.53741099999999997,null,0.67853459999999999]
[0.5371667,null,0.67853450000000004]
[0.53704909999999995,null,0.67843690000000001]
[0.53701719999999997,null,0.67833980000000005]
[0.53671080000000004,null,0.67833980000000005]
[0.53657160000000004,null,0.67809719999999996]
[0.53641680000000003,null,0.67798610000000004]
[0.53621739999999996,null,0.67798610000000004]
[0.53606920000000002,null,0.67798610000000004]
[0.53600539999999997,null,0.67788760000000003]
[0.53584030000000005,null,0.67778989999999995]
[0.53563559999999999,null,0.67778989999999995]
[0.53551800000000005,null,0.67767889999999997]
[0.53545149999999997,null,0.67767889999999997]
[0.53529720000000003,null,0.67743759999999997]
[0.53519779999999995,null,0.67743759999999997]
[0.53508730000000004,null,0.67743759999999997]
[0.534968,null,0.67743759999999997]
[0.53484719999999997,null,0.67724150000000005]
[0.53462390000000004,null,0.67703329999999995]
[0.5345782,null,0.67703329999999995]
[0.53447219999999995,null,0.67688919999999997]
[0.53436399999999995,null,0.67688919999999997]
[0.53416209999999997,null,0.67677810000000005]
[0.5340125,null,0.67668050000000002]
[0.53386239999999996,null,0.67668050000000002]
[0.5336902,null,0.67658339999999995]
[0.53363729999999998,null,0.6764848]
[0.53360169999999996,null,0.6764848]
[0.53353320000000004,null,0.67637380000000003]
[0.53337889999999999,null,0.67637380000000003]
[0.53327610000000003,null,0.67637380000000003]
[0.53299909999999995,null,0.67637380000000003]
[0.53280380000000005,null,0.67637380000000003]
[0.53277379999999996,null,0.67627610000000005]
[0.53266250000000004,null,0.67617760000000005]
[0.53254820000000003,null,0.67608049999999997]
[0.53243200000000002,null,0.67608049999999997]
[0.53235569999999999,null,0.67608049999999997]
[0.53206929999999997,null,0.67593639999999999]
[0.53199629999999998,null,0.67582529999999996]
[0.53190510000000002,null,0.6757282]
[0.53184039999999999,null,0.67553200000000002]
[0.53177739999999996,null,0.67553200000000002]
[0.53150419999999998,null,0.67553200000000002]
[0.53143499999999999,null,0.67542100000000005]
[0.53135849999999996,null,0.67517970000000005]
[0.53117820000000004,null,0.67506869999999997]
[0.53104510000000005,null,0.67506869999999997]
[0.5309779,null,0.67487299999999995]
[0.53087030000000002,null,0.67487299999999995]
[0.53083639999999999,null,0.67476199999999997]
[0.53063519999999997,null,0.67476199999999997]
[0.5303717,null,0.67452080000000003]
[0.53026790000000001,null,0.67442310000000005]
[0.53001129999999996,null,0.67432460000000005]
[0.52985539999999998,null,0.67432460000000005]
[0.52962500000000001,null,0.67432460000000005]
[0.52957030000000005,null,0.6740834]
[0.52950850000000005,null,0.67408330000000005]
[0.52930860000000002,null,0.67382819999999999]
[0.52927299999999999,null,0.67373110000000003]
[0.52922020000000003,null,0.67358700000000005]
[0.5291555,null,0.67348850000000005]
[0.52907890000000002,null,0.67339130000000003]
[0.52887850000000003,null,0.67339130000000003]
[0.5287075,null,0.67303849999999998]
[0.52855430000000003,null,0.67294140000000002]
[0.52849250000000003,null,0.67294140000000002]
[0.52838819999999997,null,0.67294140000000002]
[0.52823659999999995,null,0.67273179999999999]
[0.52809079999999997,null,0.67273179999999999]
[0.52793250000000003,null,0.67273179999999999]
[0.52775700000000003,null,0.67262080000000002]
[0.52763000000000004,null,0.67250969999999999]
[0.52756890000000001,null,0.67250969999999999]
[0.52736119999999997,null,0.67241119999999999]
[0.52723739999999997,null,0.67221640000000005]
[0.52707939999999998,null,0.67221640000000005]
[0.52696730000000003,null,0.67207229999999996]
[0.52679169999999997,null,0.67196129999999998]
[0.52675989999999995,null,0.67196129999999998]
[0.52667960000000003,null,0.67196129999999998]
[0.52652889999999997,null,0.67186409999999996]
[0.52635750000000003,null,0.67186409999999996]
[0.52616470000000004,null,0.67176559999999996]
[0.52605259999999998,null,0.67165459999999999]
[0.52590130000000002,null,0.67165459999999999]
[0.52579330000000002,null,0.67165459999999999]
[0.52573800000000004,null,0.67141280000000003]
[0.52561150000000001,null,0.67141280000000003]
[0.52551369999999997,null,0.67141280000000003]
[0.52535350000000003,null,0.67121719999999996]
[0.52517060000000004,null,0.67121719999999996]
[0.52515140000000005,null,0.67121719999999996]
[0.52486319999999997,null,0.67096199999999995]
[0.52478760000000002,null,0.67096199999999995]
[0.52472379999999996,null,0.67086349999999995]
[0.52462229999999999,null,0.67076579999999997]
[0.52442060000000001,null,0.67055629999999999]
[0.52437230000000001,null,0.67055629999999999]
[0.52430500000000002,null,0.67045909999999997]
[0.52417440000000004,null,0.67045909999999997]
[0.5239878,null,0.67045909999999997]
[0.52389770000000002,null,0.67045909999999997]
[0.52379439999999999,null,0.67025100000000004]
[0.52363530000000003,null,0.67025089999999998]
[0.52349009999999996,null,0.66999580000000003]
[0.52344630000000003,null,0.66999580000000003]
[0.52343170000000006,null,0.66989730000000003]
[0.52325619999999995,null,0.6697862]
[0.52318880000000001,null,0.66968910000000004]
[0.52305849999999998,null,0.66968910000000004]
[0.52302199999999999,null,0.66944740000000003]
[0.52282309999999999,null,0.66944740000000003]
[0.52262779999999998,null,0.66934879999999997]
[0.52237599999999995,null,0.66914059999999997]
[0.52224610000000005,null,0.66904300000000005]
[0.52220409999999995,null,0.66904300000000005]
[0.52210699999999999,null,0.66894580000000003]
[0.52195829999999999,null,0.66894580000000003]
[0.52185539999999997,null,0.66869069999999997]
[0.52162200000000003,null,0.66859219999999997]
[0.52150739999999995,null,0.66859219999999997]
[0.52138620000000002,null,0.66859219999999997]
[0.5212194,null,0.66859219999999997]
[0.52111320000000005,null,0.66849449999999999]
[0.5208701,null,0.66849449999999999]
[0.520648,null,0.66849449999999999]
[0.52045909999999995,null,0.66829890000000003]
[0.52036280000000001,null,0.66815480000000005]
[0.52023980000000003,null,0.66815480000000005]
[0.52006719999999995,null,0.66804370000000002]
[0.51996730000000002,null,0.66804370000000002]
[0.5198777,null,0.66804370000000002]
[0.51981409999999995,null,0.66794520000000002]
[0.51975199999999999,null,0.66794520000000002]
[0.51957679999999995,null,0.66769009999999995]
[0.51951950000000002,null,0.66769009999999995]
[0.51942109999999997,null,0.66769009999999995]
[0.51934349999999996,null,0.66749440000000004]
[0.51922789999999996,null,0.66749440000000004]
[0.51908410000000005,null,0.66749440000000004]
[0.51898820000000001,null,0.66739680000000001]
[0.51886270000000001,null,0.66729819999999995]
[0.51864359999999998,null,0.6670431]
[0.51849900000000004,null,0.6670431]
[0.51825390000000005,null,0.66694600000000004]
[0.51818889999999995,null,0.66683490000000001]
[0.51803739999999998,null,0.66683490000000001]
[0.51793339999999999,null,0.66673780000000005]
[0.51786160000000003,null,0.66673780000000005]
[0.51773970000000002,null,0.66663930000000005]
[0.51766319999999999,null,0.66663919999999999]
[0.51759849999999996,null,0.66649519999999995]
[0.51751539999999996,null,0.66638410000000003]
[0.51744610000000002,null,0.6662865]
[0.5173257,null,0.66628639999999995]
[0.51716600000000001,null,0.66618790000000006]
[0.51704300000000003,null,0.66609079999999998]
[0.51699439999999997,null,0.66597980000000001]
[0.51686520000000002,null,0.66597969999999995]
[0.51672430000000003,null,0.66588259999999999]
[0.51660399999999995,null,0.66588259999999999]
[0.51644140000000005,null,0.66588259999999999]
[0.51632750000000005,null,0.66564000000000001]
[0.51617930000000001,null,0.66554230000000003]
[0.51609660000000002,null,0.66543129999999995]
[0.51597890000000002,null,0.66543129999999995]
[0.51582260000000002,null,0.66533419999999999]
[0.51576330000000004,null,0.66522309999999996]
[0.51571299999999998,null,0.66522309999999996]
[0.51552900000000002,null,0.66498190000000001]
[0.51536950000000004,null,0.66498190000000001]
[0.51533300000000004,null,0.66477229999999998]
[0.51515529999999998,null,0.66477229999999998]
[0.51507259999999999,null,0.66477229999999998]
[0.51500900000000005,null,0.66477229999999998]
[0.51491940000000003,null,0.6646746]
[0.5148412,null,0.66447900000000004]
[0.51463150000000002,null,0.66447900000000004]
[0.51443150000000004,null,0.66436799999999996]
[0.51435030000000004,null,0.66412539999999998]
[0.51423819999999998,null,0.66412530000000003]
[0.51410960000000006,null,0.66412530000000003]
[0.51406300000000005,null,0.66412530000000003]
[0.51397649999999995,null,0.66412530000000003]
[0.51385369999999997,null,0.66402819999999996]
[0.51373579999999996,null,0.66393049999999998]
[0.51360700000000004,null,0.66383199999999998]
[0.51341789999999998,null,0.66372100000000001]
[0.51325730000000003,null,0.66372100000000001]
[0.51314720000000003,null,0.66357690000000003]
[0.51308430000000005,null,0.66357690000000003]
[0.51302219999999998,null,0.66357690000000003]
[0.5128471,null,0.66347979999999995]
[0.51275329999999997,null,0.66336870000000003]
[0.51270859999999996,null,0.66322460000000005]
[0.51253760000000004,null,0.66312610000000005]
[0.51248090000000002,null,0.66312610000000005]
[0.51237549999999998,null,0.66301500000000002]
[0.512297,null,0.66301500000000002]
[0.51222219999999996,null,0.66291789999999995]
[0.51218370000000002,null,0.6627092]
[0.51211450000000003,null,0.6627092]
[0.51197060000000005,null,0.6627092]
[0.51189410000000002,null,0.6627092]
[0.51184940000000001,null,0.6626107]
[0.51174019999999998,null,0.6626107]
[0.51163709999999996,null,0.66246660000000002]
[0.51157620000000004,null,0.66246660000000002]
[0.5114223,null,0.6623694]
[0.51123660000000004,null,0.66227179999999997]
[0.51116729999999999,null,0.66227179999999997]
[0.51106030000000002,null,0.66206220000000005]
[0.51094090000000003,null,0.66206220000000005]
[0.51088920000000004,null,0.66196509999999997]
[0.51077419999999996,null,0.66196509999999997]
[0.51070159999999998,null,0.66196509999999997]
[0.51063970000000003,null,0.66186739999999999]
[0.51038170000000005,null,0.66176889999999999]
[0.51028790000000002,null,0.66162480000000001]
[0.51021700000000003,null,0.66151380000000004]
[0.5100652,null,0.66141660000000002]
[0.50996850000000005,null,0.66141660000000002]
[0.50991390000000003,null,0.66141660000000002]
[0.50978699999999999,null,0.66141660000000002]
[0.50961210000000001,null,0.66141660000000002]
[0.50953380000000004,null,0.66127250000000004]
[0.50940510000000006,null,0.66096670000000002]
[0.50940510000000006,null,0.66096670000000002]
[0.50922480000000003,null,0.66096670000000002]
[0.50916269999999997,null,0.66086820000000002]
[0.50906300000000004,null,0.66086820000000002]
[0.50900389999999995,null,0.66086820000000002]
[0.50887320000000003,null,0.660771]
[0.50876209999999999,null,0.66051590000000004]
[0.50855910000000004,null,0.66051590000000004]
[0.50852980000000003,null,0.66051590000000004]
[0.50844860000000003,null,0.66041879999999997]
[0.50840030000000003,null,0.66041879999999997]
[0.5083413,null,0.66030770000000005]
[0.50820189999999998,null,0.66020999999999996]
[0.5081348,null,0.66011149999999996]
[0.50802559999999997,null,0.65996739999999998]
[0.50782709999999998,null,0.65996739999999998]
[0.5077623,null,0.65987030000000002]
[0.5077197,null,0.65975930000000005]
[0.50759350000000003,null,0.65975930000000005]
[0.50747030000000004,null,0.65975930000000005]
[0.50739730000000005,null,0.65975930000000005]
[0.50725969999999998,null,0.65956309999999996]
[0.50719130000000001,null,0.65946590000000005]
[0.50710860000000002,null,0.65935489999999997]
[0.50705389999999995,null,0.65935489999999997]
[0.50687369999999998,null,0.65935489999999997]
[0.50671310000000003,null,0.65921079999999999]
[0.50666770000000005,null,0.65921079999999999]
[0.50660289999999997,null,0.65921079999999999]
[0.50644169999999999,null,0.65921079999999999]
[0.50628519999999999,null,0.65911370000000002]
[0.50622160000000005,null,0.65890409999999999]
[0.50609199999999999,null,0.65890409999999999]
[0.5059517,null,0.65890409999999999]
[0.5058743,null,0.65890409999999999]
[0.50579200000000002,null,0.65880640000000001]
[0.50571270000000001,null,0.65870930000000005]
[0.50552680000000005,null,0.65856519999999996]
[0.5053782,null,0.65845419999999999]
[0.50532529999999998,null,0.65845419999999999]
[0.50520929999999997,null,0.65845419999999999]
[0.50509170000000003,null,0.65835569999999999]
[0.50501079999999998,null,0.65835560000000004]
[0.50492879999999996,null,0.65835560000000004]
[0.50483489999999998,null,0.65825800000000001]
[0.50472640000000002,null,0.65811390000000003]
[0.50464560000000003,null,0.6580028]
[0.50456920000000005,null,0.6580028]
[0.50448720000000002,null,0.65790570000000004]
[0.5043822,null,0.65780720000000004]
[0.50429360000000001,null,0.65769619999999995]
[0.50415770000000004,null,0.65769610000000001]
[0.50404409999999999,null,0.65769610000000001]
[0.50398489999999996,null,0.65769610000000001]
[0.50387839999999995,null,0.65759900000000004]
[0.5038127,null,0.65759900000000004]
[0.50376149999999997,null,0.65750140000000001]
[0.50369589999999997,null,0.65739029999999998]
[0.50366849999999996,null,0.6572462]
[0.50348219999999999,null,0.6572462]
[0.50335359999999996,null,0.65713520000000003]
[0.50335359999999996,null,0.65713520000000003]
[0.50328430000000002,null,0.65713520000000003]
[0.50313569999999996,null,0.65703659999999997]
[0.5030173,null,0.65693950000000001]
[0.50289930000000005,null,0.65693950000000001]
[0.50284649999999997,null,0.65682850000000004]
[0.50270550000000003,null,0.65682850000000004]
[0.50266100000000002,null,0.65682850000000004]
[0.50258069999999999,null,0.65673079999999995]
[0.5024402,null,0.65673079999999995]
[0.50239180000000005,null,0.65652120000000003]
[0.50227909999999998,null,0.65627999999999997]
[0.50212869999999998,null,0.65627999999999997]
[0.50203019999999998,null,0.65627999999999997]
[0.50196019999999997,null,0.65627999999999997]
[0.50185740000000001,null,0.65627999999999997]
[0.50179439999999997,null,0.65627999999999997]
[0.50163950000000002,null,0.65627999999999997]
[0.50157510000000005,null,0.65597329999999998]
[0.50148170000000003,null,0.6558292]
[0.50141979999999997,null,0.6558292]
[0.50120129999999996,null,0.6558292]
[0.50108370000000002,null,0.6558292]
[0.50101640000000003,null,0.65562050000000005]
[0.5009673,null,0.65562050000000005]
[0.50092360000000002,null,0.65562050000000005]
[0.5008068,null,0.65552200000000005]
[0.50067189999999995,null,0.65531379999999995]
[0.50058990000000003,null,0.65531379999999995]
[0.50041340000000001,null,0.65531379999999995]
[0.50030160000000001,null,0.65531379999999995]
[0.50021470000000001,null,0.65521609999999997]
[0.50018280000000004,null,0.65496100000000002]
[0.5001255,null,0.65496100000000002]
[0.50000109999999998,null,0.65496100000000002]
[0.49990839999999998,null,0.65486390000000005]
[0.49983470000000002,null,0.65486390000000005]
[0.49980279999999999,null,0.65476529999999999]
[0.49968869999999999,null,0.65476529999999999]
[0.49959219999999999,null,0.65476529999999999]
[0.49956230000000001,null,0.65476529999999999]
[0.49950369999999999,null,0.65476529999999999]
[0.4992336,null,0.65465430000000002]
[0.49919180000000002,null,0.6545571]
[0.49902869999999999,null,0.65446000000000004]
[0.49899300000000002,null,0.65446000000000004]
[0.49883539999999998,null,0.6540087]
[0.49878250000000002,null,0.6540087]
[0.4986643,null,0.6540087]
[0.49845230000000001,null,0.6540087]
[0.49840590000000001,null,0.65389759999999997]
[0.49837490000000001,null,0.65389759999999997]
[0.49823770000000001,null,0.65379909999999997]
[0.49818750000000001,null,0.65368809999999999]
[0.49814890000000001,null,0.65359089999999997]
[0.49803259999999999,null,0.65359089999999997]
[0.49792019999999998,null,0.65359089999999997]
[0.49790099999999998,null,0.65344679999999999]
[0.4977993,null,0.65344679999999999]
[0.49772349999999999,null,0.65334829999999999]
[0.49757770000000001,null,0.65325069999999996]
[0.4974461,null,0.65304249999999997]
[0.49732280000000001,null,0.65304249999999997]
[0.49725930000000002,null,0.65304249999999997]
[0.4971662,null,0.65304249999999997]
[0.4971469,null,0.65304249999999997]
[0.49698589999999998,null,0.65304249999999997]
[0.4969113,null,0.65304249999999997]
[0.49682739999999997,null,0.65293140000000005]
[0.49660209999999999,null,0.65283290000000005]
[0.49647550000000001,null,0.65283290000000005]
[0.49638690000000002,null,0.65268879999999996]
[0.49632310000000002,null,0.65248059999999997]
[0.49614609999999998,null,0.65248059999999997]
[0.49608229999999998,null,0.65248059999999997]
[0.4960524,null,0.65238300000000005]
[0.49595400000000001,null,0.65238300000000005]
[0.49588349999999998,null,0.65238300000000005]
[0.4958361,null,0.65217480000000005]
[0.4957203,null,0.65217480000000005]
[0.495672,null,0.65207630000000005]
[0.49556709999999998,null,0.65207630000000005]
[0.49550810000000001,null,0.65207630000000005]
[0.49542619999999998,null,0.65207630000000005]
[0.49538969999999999,null,0.65182110000000004]
[0.49526940000000003,null,0.65151440000000005]
[0.49518109999999999,null,0.65141680000000002]
[0.49514720000000001,null,0.65141680000000002]
[0.49503740000000002,null,0.65141680000000002]
[0.49492190000000003,null,0.6513196]
[0.49487100000000001,null,0.65111090000000005]
[0.4947474,null,0.65111090000000005]
[0.4946835,null,0.65101240000000005]
[0.4946258,null,0.65101240000000005]
[0.49461110000000003,null,0.65086829999999996]
[0.4945174,null,0.65086829999999996]
[0.49442639999999999,null,0.65077119999999999]
[0.49437150000000002,null,0.65077119999999999]
[0.49437150000000002,null,0.65066009999999996]
[0.49425580000000002,null,0.65056159999999996]
[0.49418649999999997,null,0.65056159999999996]
[0.4941082,null,0.65032040000000002]
[0.4940252,null,0.65032040000000002]
[0.49399530000000003,null,0.65022270000000004]
[0.49387490000000001,null,0.65011169999999996]
[0.49375289999999999,null,0.6500146]
[0.49370380000000003,null,0.65001450000000005]
[0.4936179,null,0.64990349999999997]
[0.4935175,null,0.64980499999999997]
[0.4934692,null,0.64980499999999997]
[0.49341810000000003,null,0.64980499999999997]
[0.49330790000000002,null,0.64970729999999999]
[0.49311949999999999,null,0.64961020000000003]
[0.49305110000000002,null,0.64935509999999996]
[0.49297170000000001,null,0.64935500000000002]
[0.49293360000000003,null,0.64935500000000002]
[0.49291639999999998,null,0.64925790000000005]
[0.49281789999999998,null,0.64925790000000005]
[0.49261670000000002,null,0.64925790000000005]
[0.49244919999999998,null,0.64915940000000005]
[0.4923882,null,0.64915940000000005]
[0.4922319,null,0.64904830000000002]
[0.49218820000000002,null,0.64895119999999995]
[0.49201010000000001,null,0.64870939999999999]
[0.49194710000000003,null,0.64870939999999999]
[0.49187330000000001,null,0.64861089999999999]
[0.49179669999999998,null,0.64849990000000002]
[0.49176310000000001,null,0.64840279999999995]
[0.49164239999999998,null,0.6484027]
[0.491506,null,0.6484027]
[0.49142229999999998,null,0.6484027]
[0.4913305,null,0.64830509999999997]
[0.49127739999999998,null,0.64819400000000005]
[0.4912183,null,0.64809689999999998]
[0.49114730000000001,null,0.6479528]
[0.49107060000000002,null,0.6479528]
[0.49102230000000002,null,0.6479528]
[0.49093120000000001,null,0.64774319999999996]
[0.49075459999999999,null,0.64774319999999996]
[0.49065249999999999,null,0.64764560000000004]
[0.490587,null,0.64764560000000004]
[0.49055710000000002,null,0.64754710000000004]
[0.49047069999999998,null,0.64744990000000002]
[0.49042400000000003,null,0.64744990000000002]
[0.49040479999999997,null,0.64733890000000005]
[0.49027419999999999,null,0.64733890000000005]
[0.49020950000000002,null,0.64733890000000005]
[0.49014960000000002,null,0.64719479999999996]
[0.49009229999999998,null,0.64700000000000002]
[0.49000009999999999,null,0.64688900000000005]
[0.48995260000000002,null,0.64679039999999999]
[0.48992350000000001,null,0.64679039999999999]
[0.48987979999999998,null,0.64679039999999999]
[0.48982120000000001,null,0.64667940000000002]
[0.4897685,null,0.64667940000000002]
[0.48973749999999999,null,0.6465822]
[0.4896354,null,0.6465822]
[0.48942289999999999,null,0.64647120000000002]
[0.48932520000000002,null,0.64647120000000002]
[0.48924299999999998,null,0.64647120000000002]
[0.48919750000000001,null,0.646374]
[0.48916559999999998,null,0.64622999999999997]
[0.4891007,null,0.64592269999999996]
[0.48894949999999998,null,0.64592269999999996]
[0.4887975,null,0.6458256]
[0.48870370000000002,null,0.6458256]
[0.48858000000000001,null,0.6458256]
[0.48855090000000001,null,0.6458256]
[0.48847879999999999,null,0.64561740000000001]
[0.48834109999999997,null,0.64551890000000001]
[0.4882707,null,0.64551890000000001]
[0.48820069999999999,null,0.64537480000000003]
[0.48815609999999998,null,0.64537480000000003]
[0.48805789999999999,null,0.64537480000000003]
[0.48793370000000003,null,0.64537480000000003]
[0.48788720000000002,null,0.64537480000000003]
[0.48781350000000001,null,0.64527760000000001]
[0.48767959999999999,null,0.64517910000000001]
[0.48748409999999998,null,0.64482640000000002]
[0.48740559999999999,null,0.6447292]
[0.4873093,null,0.6447292]
[0.4873093,null,0.6447292]
[0.48725659999999998,null,0.6447292]
[0.48709760000000002,null,0.64461820000000003]
[0.48704649999999999,null,0.64452100000000001]
[0.48689729999999998,null,0.64452100000000001]
[0.48683520000000002,null,0.64452100000000001]
[0.48674400000000001,null,0.64442250000000001]
[0.48669479999999998,null,0.64442250000000001]
[0.4866336,null,0.64442250000000001]
[0.48658089999999998,null,0.64442250000000001]
[0.48653819999999998,null,0.64422630000000003]
[0.48650460000000001,null,0.64412919999999996]
[0.48642210000000002,null,0.64412919999999996]
[0.48633999999999999,null,0.64401819999999999]
[0.48629820000000001,null,0.64401810000000004]
[0.48627890000000001,null,0.6438741]
[0.48622769999999998,null,0.6438741]
[0.48608259999999998,null,0.64387399999999995]
[0.48605520000000002,null,0.64376299999999997]
[0.48604249999999999,null,0.64376299999999997]
[0.48597669999999998,null,0.64356820000000003]
[0.4859154,null,0.64356820000000003]
[0.48585899999999999,null,0.64356820000000003]
[0.48574590000000001,null,0.64346970000000003]
[0.48556709999999997,null,0.64332560000000005]
[0.4855525,null,0.64332560000000005]
[0.48547869999999999,null,0.64311739999999995]
[0.485427,null,0.64311739999999995]
[0.48538310000000001,null,0.64311739999999995]
[0.48530849999999998,null,0.64311739999999995]
[0.4852921,null,0.64311739999999995]
[0.485261,null,0.64311739999999995]
[0.4851975,null,0.64300639999999998]
[0.48514380000000001,null,0.64300639999999998]
[0.48506359999999998,null,0.64300630000000003]
[0.48501440000000001,null,0.64290780000000003]
[0.4849407,null,0.64276370000000005]
[0.4848596,null,0.64266659999999998]
[0.4847204,null,0.64266659999999998]
[0.48468030000000001,null,0.64256899999999995]
[0.48459390000000002,null,0.6425689]
[0.48454180000000002,null,0.64245790000000003]
[0.4844735,null,0.64245790000000003]
[0.48443340000000001,null,0.64245790000000003]
[0.48441879999999998,null,0.64231380000000005]
[0.48438690000000001,null,0.64231380000000005]
[0.48427599999999998,null,0.64210429999999996]
[0.48419610000000002,null,0.64210420000000001]
[0.48418139999999998,null,0.64200659999999998]
[0.48403010000000002,null,0.64200659999999998]
[0.48399009999999998,null,0.64176540000000004]
[0.48392449999999998,null,0.64176540000000004]
[0.48385080000000003,null,0.64165430000000001]
[0.48382540000000002,null,0.64155580000000001]
[0.48376039999999998,null,0.64155580000000001]
[0.48368369999999999,null,0.64155580000000001]
[0.4836162,null,0.64144469999999998]
[0.48356789999999999,null,0.64144469999999998]
[0.4835043,null,0.64144469999999998]
[0.48345149999999998,null,0.64134709999999995]
[0.4834041,null,0.64134709999999995]
[0.48335319999999998,null,0.64124859999999995]
[0.48333860000000001,null,0.64115140000000004]
[0.48328650000000001,null,0.64115140000000004]
[0.48317739999999998,null,0.64115140000000004]
[0.48311349999999997,null,0.64104039999999995]
[0.48303889999999999,null,0.64089629999999997]
[0.48297869999999998,null,0.64089629999999997]
[0.48294880000000001,null,0.64089629999999997]
[0.4829215,null,0.64089629999999997]
[0.48284949999999999,null,0.6407986]
[0.48276069999999999,null,0.64058910000000002]
[0.48272419999999999,null,0.64044500000000004]
[0.48258679999999998,null,0.64044500000000004]
[0.4825004,null,0.64044500000000004]
[0.48242479999999999,null,0.64034780000000002]
[0.482381,null,0.64034780000000002]
[0.4823327,null,0.64034780000000002]
[0.4823054,null,0.64023680000000005]
[0.48218739999999999,null,0.64013909999999996]
[0.48206490000000002,null,0.64013909999999996]
[0.48196450000000002,null,0.64013909999999996]
[0.48183510000000002,null,0.640042]
[0.48180770000000001,null,0.63993089999999997]
[0.4817631,null,0.63983239999999997]
[0.48168109999999997,null,0.63983239999999997]
[0.4816665,null,0.63957730000000002]
[0.48161480000000001,null,0.63957730000000002]
[0.48154720000000001,null,0.63957730000000002]
[0.48149690000000001,null,0.63957730000000002]
[0.48140139999999998,null,0.6394801]
[0.48131020000000002,null,0.6394801]
[0.4812784,null,0.63936910000000002]
[0.48120550000000001,null,0.63927140000000005]
[0.48114249999999997,null,0.63927140000000005]
[0.48109990000000002,null,0.63893169999999999]
[0.48106179999999998,null,0.63883460000000003]
[0.48093390000000003,null,0.63883460000000003]
[0.48086220000000002,null,0.63883449999999997]
[0.48082659999999999,null,0.63883449999999997]
[0.48075479999999998,null,0.6387235]
[0.48070190000000002,null,0.638625]
[0.48063899999999998,null,0.63838379999999995]
[0.480576,null,0.63838379999999995]
[0.48048069999999998,null,0.63838379999999995]
[0.4804369,null,0.63838379999999995]
[0.48042230000000002,null,0.63828609999999997]
[0.48031370000000001,null,0.63828609999999997]
[0.48023369999999999,null,0.63817500000000005]
[0.48011740000000003,null,0.63803100000000001]
[0.48007880000000003,null,0.63803089999999996]
[0.48000490000000001,null,0.63782280000000002]
[0.47992639999999998,null,0.63782280000000002]
[0.47990909999999998,null,0.63772419999999996]
[0.4798462,null,0.63772419999999996]
[0.47981049999999997,null,0.63772419999999996]
[0.47973060000000001,null,0.63751610000000003]
[0.47960069999999999,null,0.63741840000000005]
[0.47949789999999998,null,0.63741840000000005]
[0.47944959999999998,null,0.63717579999999996]
[0.479321,null,0.63717579999999996]
[0.47924020000000001,null,0.63717579999999996]
[0.4791281,null,0.63706470000000004]
[0.47909810000000003,null,0.63696759999999997]
[0.4790489,null,0.63696759999999997]
[0.47898160000000001,null,0.63696759999999997]
[0.47892669999999998,null,0.63696759999999997]
[0.47880040000000001,null,0.63696759999999997]
[0.47874050000000001,null,0.63687000000000005]
[0.47867480000000001,null,0.63677139999999999]
[0.4786474,null,0.63677139999999999]
[0.47858440000000002,null,0.63677139999999999]
[0.47845850000000001,null,0.63677139999999999]
[0.47844120000000001,null,0.63653020000000005]
[0.47840759999999999,null,0.63653020000000005]
[0.4783675,null,0.63641919999999996]
[0.47830450000000002,null,0.63641919999999996]
[0.47827350000000002,null,0.63641910000000002]
[0.47819240000000002,null,0.63641910000000002]
[0.47814600000000002,null,0.63632200000000005]
[0.47809400000000002,null,0.63621099999999997]
[0.47801749999999998,null,0.63606689999999999]
[0.47794730000000002,null,0.63596839999999999]
[0.47792000000000001,null,0.63596839999999999]
[0.47781810000000002,null,0.63596839999999999]
[0.47775899999999999,null,0.63587070000000001]
[0.477717,null,0.63587070000000001]
[0.47767330000000002,null,0.63575970000000004]
[0.47759220000000002,null,0.63575970000000004]
[0.47745609999999999,null,0.63566250000000002]
[0.47742410000000002,null,0.63566250000000002]
[0.47732370000000002,null,0.63566250000000002]
[0.47726639999999998,null,0.63566250000000002]
[0.4771936,null,0.63556400000000002]
[0.47716629999999999,null,0.63556400000000002]
[0.47707460000000002,null,0.63556400000000002]
[0.47704360000000001,null,0.63546630000000004]
[0.4769391,null,0.63546630000000004]
[0.47687980000000002,null,0.63521119999999998]
[0.47684130000000002,null,0.63521119999999998]
[0.47678019999999999,null,0.63521119999999998]
[0.47670639999999997,null,0.63521119999999998]
[0.47663879999999997,null,0.63511410000000001]
[0.47660970000000002,null,0.63511410000000001]
[0.47656710000000002,null,0.63511410000000001]
[0.47653600000000002,null,0.63501549999999995]
[0.4764833,null,0.63501549999999995]
[0.47639490000000001,null,0.63490449999999998]
[0.47636390000000001,null,0.6347604]
[0.4762554,null,0.6347604]
[0.47618329999999998,null,0.6347604]
[0.4761514,null,0.6347604]
[0.47606409999999999,null,0.63466330000000004]
[0.47602040000000001,null,0.63466330000000004]
[0.47600399999999998,null,0.63456559999999995]
[0.4759467,null,0.63456559999999995]
[0.47591280000000002,null,0.63456559999999995]
[0.4758829,null,0.63446709999999995]
[0.47582360000000001,null,0.63435600000000003]
[0.47579169999999998,null,0.63435600000000003]
[0.47573599999999999,null,0.63435600000000003]
[0.47569030000000001,null,0.63435600000000003]
[0.47565220000000002,null,0.63428399999999996]
[0.47560560000000002,null,0.63421190000000005]
[0.4755181,null,0.63401629999999998]
[0.47548360000000001,null,0.63401629999999998]
[0.47541280000000002,null,0.6339053]
[0.47534359999999998,null,0.63390519999999995]
[0.47518890000000003,null,0.63390519999999995]
[0.47515239999999997,null,0.63380760000000003]
[0.47503440000000002,null,0.63380760000000003]
[0.47498869999999999,null,0.63380760000000003]
[0.47493030000000003,null,0.63370910000000003]
[0.47481980000000001,null,0.63370910000000003]
[0.4747671,null,0.63356500000000004]
[0.47468139999999998,null,0.63345390000000001]
[0.47461779999999998,null,0.63335680000000005]
[0.4745568,null,0.63335680000000005]
[0.47454410000000002,null,0.63335680000000005]
[0.4744814,null,0.63335680000000005]
[0.47441759999999999,null,0.63335680000000005]
[0.47437750000000001,null,0.63325830000000005]
[0.47432459999999999,null,0.63311419999999996]
[0.47422520000000001,null,0.63311419999999996]
[0.47410360000000001,null,0.63301700000000005]
[0.47407169999999998,null,0.63301700000000005]
[0.47397410000000001,null,0.63280829999999999]
[0.47395949999999998,null,0.63280829999999999]
[0.47388950000000002,null,0.63271120000000003]
[0.47385759999999999,null,0.63271120000000003]
[0.47384039999999999,null,0.63271120000000003]
[0.4737555,null,0.63261409999999996]
[0.4736882,null,0.63261409999999996]
[0.47365170000000001,null,0.63240450000000004]
[0.4735799,null,0.63226039999999994]
[0.4735181,null,0.63226039999999994]
[0.47350170000000003,null,0.63226039999999994]
[0.47342230000000002,null,0.63226039999999994]
[0.47334660000000001,null,0.63226039999999994]
[0.47329739999999998,null,0.63226039999999994]
[0.4732828,null,0.63205219999999995]
[0.473219,null,0.63205219999999995]
[0.47315550000000001,null,0.63205219999999995]
[0.47314279999999997,null,0.63190809999999997]
[0.47308549999999999,null,0.63190809999999997]
[0.4730162,null,0.63190809999999997]
[0.47293570000000001,null,0.63181050000000005]
[0.47284739999999997,null,0.63160090000000002]
[0.47281089999999998,null,0.63160090000000002]
[0.47278350000000002,null,0.63145680000000004]
[0.47273890000000002,null,0.63135969999999997]
[0.47272619999999999,null,0.63135969999999997]
[0.47266799999999998,null,0.63135969999999997]
[0.47261019999999998,null,0.63124860000000005]
[0.47257660000000001,null,0.63124860000000005]
[0.47251070000000001,null,0.63124860000000005]
[0.47242770000000001,null,0.63104039999999995]
[0.47241499999999997,null,0.63094190000000006]
[0.47234110000000001,null,0.63094190000000006]
[0.47230549999999999,null,0.63094190000000006]
[0.47221000000000002,null,0.63094190000000006]
[0.4721571,null,0.63094190000000006]
[0.47212520000000002,null,0.63079779999999996]
[0.47205720000000001,null,0.63079779999999996]
[0.47198479999999998,null,0.63069929999999996]
[0.47195740000000003,null,0.63058829999999999]
[0.4719218,null,0.63058820000000004]
[0.47187259999999998,null,0.63058820000000004]
[0.4718098,null,0.63039259999999997]
[0.47172720000000001,null,0.63029489999999999]
[0.47164709999999999,null,0.63029489999999999]
[0.47157870000000002,null,0.63029489999999999]
[0.47157870000000002,null,0.63029489999999999]
[0.47157860000000001,null,0.63029489999999999]
[0.47154469999999998,null,0.63029489999999999]
[0.47146169999999998,null,0.63008679999999995]
[0.4714063,null,0.6300867]
[0.47132429999999997,null,0.62994269999999997]
[0.4713097,null,0.62994269999999997]
[0.47129700000000002,null,0.62994260000000002]
[0.47125329999999999,null,0.62973449999999997]
[0.47110039999999997,null,0.62963599999999997]
[0.47104309999999999,null,0.62963599999999997]
[0.47094649999999999,null,0.62963590000000003]
[0.47093010000000002,null,0.62963590000000003]
[0.47090090000000001,null,0.62963590000000003]
[0.47084549999999997,null,0.62963590000000003]
[0.4707577,null,0.62952490000000005]
[0.47067399999999998,null,0.62942779999999998]
[0.47065760000000001,null,0.6292837]
[0.4705937,null,0.6292837]
[0.47056170000000003,null,0.6291852]
[0.47051979999999999,null,0.6291852]
[0.4704797,null,0.62908750000000002]
[0.47044609999999998,null,0.62897650000000005]
[0.4703715,null,0.62897650000000005]
[0.47029609999999999,null,0.62897650000000005]
[0.47026410000000002,null,0.62897639999999999]
[0.47023480000000001,null,0.62886540000000002]
[0.47019300000000003,null,0.62876690000000002]
[0.47008680000000003,null,0.62866979999999995]
[0.47004220000000002,null,0.62866979999999995]
[0.47004220000000002,null,0.6286697]
[0.46999299999999999,null,0.6286697]
[0.46996120000000002,null,0.6286697]
[0.46991569999999999,null,0.6286697]
[0.46986539999999999,null,0.6286697]
[0.46981000000000001,null,0.62857209999999997]
[0.46971800000000002,null,0.62846100000000005]
[0.46963769999999999,null,0.62831700000000001]
[0.4696032,null,0.62831689999999996]
[0.46955039999999998,null,0.62821839999999995]
[0.46945399999999998,null,0.62812129999999999]
[0.46944130000000001,null,0.62812129999999999]
[0.46939110000000001,null,0.62812129999999999]
[0.4692538,null,0.62802360000000002]
[0.46915899999999999,null,0.62802360000000002]
[0.4690706,null,0.62802360000000002]
[0.46902139999999998,null,0.62802360000000002]
[0.46899600000000002,null,0.62791260000000004]
[0.46899600000000002,null,0.62791260000000004]
[0.46893770000000001,null,0.62791260000000004]
[0.46893770000000001,null,0.62757289999999999]
[0.46885539999999998,null,0.62757280000000004]
[0.46879349999999997,null,0.62736409999999998]
[0.46872619999999998,null,0.62736409999999998]
[0.46872609999999998,null,0.62736409999999998]
[0.46866140000000001,null,0.62736409999999998]
[0.4685685,null,0.62725310000000001]
[0.4685685,null,0.62715589999999999]
[0.468532,null,0.62704490000000002]
[0.46848289999999998,null,0.62704490000000002]
[0.4684682,null,0.62694640000000001]
[0.4684682,null,0.62670459999999995]
[0.4684256,null,0.62670459999999995]
[0.46837440000000002,null,0.62660749999999998]
[0.4683117,null,0.62660749999999998]
[0.4682461,null,0.62660749999999998]
[0.46818680000000001,null,0.62649650000000001]
[0.46814869999999997,null,0.62639789999999995]
[0.46805770000000002,null,0.62639789999999995]
[0.46801959999999998,null,0.62639789999999995]
[0.4679778,null,0.62639789999999995]
[0.46795239999999999,null,0.62639789999999995]
[0.46792509999999998,null,0.62618969999999996]
[0.46789779999999997,null,0.62618969999999996]
[0.46782780000000002,null,0.62618969999999996]
[0.46775820000000001,null,0.62618969999999996]
[0.46774359999999998,null,0.62618969999999996]
[0.46771360000000001,null,0.62618969999999996]
[0.46764640000000002,null,0.62598019999999999]
[0.46759800000000001,null,0.62598019999999999]
[0.46752959999999999,null,0.62564129999999996]
[0.46749679999999999,null,0.62564129999999996]
[0.46748410000000001,null,0.62564129999999996]
[0.46744229999999998,null,0.62564129999999996]
[0.46740779999999998,null,0.62554279999999995]
[0.46737790000000001,null,0.62554279999999995]
[0.4673525,null,0.62554279999999995]
[0.4673271,null,0.62543170000000003]
[0.46727849999999999,null,0.62543170000000003]
[0.46719369999999999,null,0.62523689999999998]
[0.46715099999999998,null,0.62523689999999998]
[0.46710279999999998,null,0.62523689999999998]
[0.46703889999999998,null,0.6250928]
[0.46702250000000001,null,0.6250928]
[0.46696779999999999,null,0.62488469999999996]
[0.46690140000000002,null,0.62488460000000001]
[0.46681830000000002,null,0.62478610000000001]
[0.46675250000000001,null,0.62478610000000001]
[0.46672059999999999,null,0.62457739999999995]
[0.4666362,null,0.62457739999999995]
[0.46659149999999999,null,0.62457739999999995]
[0.46654760000000001,null,0.62457739999999995]
[0.46653119999999998,null,0.62457739999999995]
[0.4665185,null,0.62448029999999999]
[0.46648489999999998,null,0.62448029999999999]
[0.46646559999999998,null,0.62448029999999999]
[0.46637640000000002,null,0.6241736]
[0.46634639999999999,null,0.6241736]
[0.46624900000000002,null,0.6241736]
[0.46617950000000002,null,0.62402950000000001]
[0.46613769999999999,null,0.62393180000000004]
[0.46612500000000001,null,0.62393180000000004]
[0.46610859999999998,null,0.62393180000000004]
[0.46607009999999999,null,0.62373619999999996]
[0.4660262,null,0.62373619999999996]
[0.46599049999999997,null,0.62362510000000004]
[0.46592660000000002,null,0.62362510000000004]
[0.46583020000000003,null,0.62352799999999997]
[0.46575280000000002,null,0.62352799999999997]
[0.46573350000000002,null,0.62352799999999997]
[0.46563189999999999,null,0.62322080000000002]
[0.46558470000000002,null,0.62322080000000002]
[0.46547430000000001,null,0.62322080000000002]
[0.46540510000000002,null,0.62322080000000002]
[0.46535310000000002,null,0.62322069999999996]
[0.46528760000000002,null,0.6231236]
[0.4652384,null,0.62286850000000005]
[0.4652384,null,0.62286850000000005]
[0.46519830000000001,null,0.62286850000000005]
[0.46519830000000001,null,0.62286850000000005]
[0.4651517,null,0.62277079999999996]
[0.46513900000000002,null,0.62277079999999996]
[0.46504610000000002,null,0.6226737]
[0.46498970000000001,null,0.62256270000000002]
[0.46495160000000002,null,0.62241860000000004]
[0.46484429999999999,null,0.62241860000000004]
[0.46480169999999998,null,0.62241860000000004]
[0.46469389999999999,null,0.62220900000000001]
[0.46468120000000002,null,0.62220900000000001]
[0.46466849999999998,null,0.62220900000000001]
[0.46465210000000001,null,0.62220900000000001]
[0.4645976,null,0.62220900000000001]
[0.46458120000000003,null,0.62209789999999998]
[0.46458120000000003,null,0.62209789999999998]
[0.4645648,null,0.62209789999999998]
[0.4645648,null,0.62190230000000002]
[0.4645476,null,0.62190230000000002]
[0.46441680000000002,null,0.62190230000000002]
[0.46435690000000002,null,0.62190230000000002]
[0.46428449999999999,null,0.6218051]
[0.46422099999999999,null,0.6218051]
[0.46417920000000001,null,0.62155000000000005]
[0.46411629999999998,null,0.62155000000000005]
[0.46408890000000003,null,0.62145229999999996]
[0.46402130000000003,null,0.62145229999999996]
[0.46399590000000002,null,0.62145229999999996]
[0.46388239999999997,null,0.62135379999999996]
[0.46385700000000002,null,0.62124279999999998]
[0.46382309999999999,null,0.62114559999999996]
[0.46374860000000001,null,0.62114559999999996]
[0.46373389999999998,null,0.62114559999999996]
[0.46368730000000002,null,0.62114559999999996]
[0.46364270000000002,null,0.62114559999999996]
[0.46361530000000001,null,0.62114559999999996]
[0.4635589,null,0.62114559999999996]
[0.4635204,null,0.62090440000000002]
[0.4634701,null,0.62090440000000002]
[0.4634356,null,0.62090440000000002]
[0.4633736,null,0.62070820000000004]
[0.4633101,null,0.6205001]
[0.46322980000000002,null,0.6205001]
[0.46321050000000003,null,0.62050000000000005]
[0.46317049999999998,null,0.62040289999999998]
[0.46309230000000001,null,0.62040289999999998]
[0.46306039999999998,null,0.62040289999999998]
[0.46296569999999998,null,0.62040289999999998]
[0.46292369999999999,null,0.62040289999999998]
[0.46281090000000003,null,0.62029190000000001]
[0.46279169999999997,null,0.62009619999999999]
[0.46274989999999999,null,0.62009619999999999]
[0.46273259999999999,null,0.62009619999999999]
[0.46270070000000002,null,0.61998520000000001]
[0.46261960000000002,null,0.61998520000000001]
[0.46257589999999998,null,0.61984110000000003]
[0.46252559999999998,null,0.61974340000000006]
[0.46246549999999997,null,0.61974340000000006]
[0.46242739999999999,null,0.61964629999999998]
[0.46239629999999998,null,0.61964629999999998]
[0.46238360000000001,null,0.61964629999999998]
[0.46235169999999998,null,0.61953519999999995]
[0.46230900000000003,null,0.61943809999999999]
[0.46221790000000001,null,0.61943809999999999]
[0.4621479,null,0.61943809999999999]
[0.46209869999999997,null,0.61933959999999999]
[0.46206940000000002,null,0.61933959999999999]
[0.46197929999999998,null,0.61924239999999997]
[0.46192800000000001,null,0.61909829999999999]
[0.46187519999999999,null,0.61909829999999999]
[0.46186050000000001,null,0.61909829999999999]
[0.46179049999999999,null,0.61909829999999999]
[0.46173839999999999,null,0.61898730000000002]
[0.46166649999999998,null,0.61888960000000004]
[0.46161340000000001,null,0.61888960000000004]
[0.46154499999999998,null,0.61869399999999997]
[0.4615303,null,0.61869399999999997]
[0.46146480000000001,null,0.61869399999999997]
[0.46144550000000001,null,0.61869399999999997]
[0.46141359999999998,null,0.61869399999999997]
[0.4614009,null,0.61869399999999997]
[0.46130769999999999,null,0.61869399999999997]
[0.46127410000000002,null,0.61869399999999997]
[0.46122489999999999,null,0.61858290000000005]
[0.46116390000000002,null,0.61858290000000005]
[0.46110200000000001,null,0.61848579999999997]
[0.46098529999999999,null,0.61848579999999997]
[0.46098519999999998,null,0.61848579999999997]
[0.46091219999999999,null,0.6183881]
[0.46086480000000002,null,0.6183881]
[0.46085009999999998,null,0.61827710000000002]
[0.46076660000000003,null,0.61827710000000002]
[0.4607502,null,0.61813300000000004]
[0.46073750000000002,null,0.61792340000000001]
[0.46071820000000002,null,0.61782630000000005]
[0.46069900000000003,null,0.61782630000000005]
[0.46061370000000001,null,0.61782630000000005]
[0.46057720000000002,null,0.61782630000000005]
[0.46050069999999999,null,0.61782630000000005]
[0.46047339999999998,null,0.61782630000000005]
[0.46043070000000003,null,0.61772919999999998]
[0.4603988,null,0.61772910000000003]
[0.46038240000000002,null,0.61761809999999995]
[0.46031490000000003,null,0.61761809999999995]
[0.46027479999999998,null,0.61761809999999995]
[0.46019460000000001,null,0.61761809999999995]
[0.46016459999999998,null,0.61751959999999995]
[0.46012459999999999,null,0.61737549999999997]
[0.46009529999999998,null,0.61716680000000002]
[0.46005970000000002,null,0.61716680000000002]
[0.46004329999999999,null,0.61716680000000002]
[0.45997480000000002,null,0.6170696]
[0.45994380000000001,null,0.61695860000000002]
[0.45986270000000001,null,0.61686010000000002]
[0.45979730000000002,null,0.61665190000000003]
[0.45976159999999999,null,0.61665190000000003]
[0.4597424,null,0.61665190000000003]
[0.4597424,null,0.61665190000000003]
[0.4596575,null,0.61650780000000005]
[0.45960459999999997,null,0.61620109999999995]
[0.45954279999999997,null,0.61620109999999995]
[0.45952809999999999,null,0.61620109999999995]
[0.45951170000000002,null,0.61610339999999997]
[0.45942509999999998,null,0.61610339999999997]
[0.45937339999999999,null,0.6159924]
[0.45935409999999999,null,0.6159924]
[0.45928940000000001,null,0.6159924]
[0.45925739999999998,null,0.61589519999999998]
[0.45923009999999997,null,0.61579669999999997]
[0.45918609999999999,null,0.61579669999999997]
[0.45910960000000001,null,0.61558860000000004]
[0.45903050000000001,null,0.61544449999999995]
[0.45903050000000001,null,0.61544449999999995]
[0.45897270000000001,null,0.61544449999999995]
[0.4589473,null,0.61544449999999995]
[0.4589163,null,0.6154444]
[0.45890360000000002,null,0.61533340000000003]
[0.45888640000000003,null,0.61523490000000003]
[0.45881549999999999,null,0.61523490000000003]
[0.45881549999999999,null,0.61523490000000003]
[0.45878099999999999,null,0.61523490000000003]
[0.45874090000000001,null,0.61513720000000005]
[0.45869260000000001,null,0.61513720000000005]
[0.45869260000000001,null,0.61513720000000005]
[0.45863680000000001,null,0.61492899999999995]
[0.45859050000000001,null,0.61478500000000003]
[0.45857409999999998,null,0.61468639999999997]
[0.4584801,null,0.61468639999999997]
[0.458451,null,0.61468639999999997]
[0.4584125,null,0.61468639999999997]
[0.45839790000000002,null,0.61457539999999999]
[0.45838519999999999,null,0.61457539999999999]
[0.45830690000000002,null,0.61457539999999999]
[0.45827780000000001,null,0.61457539999999999]
[0.4582214,null,0.61457539999999999]
[0.45819409999999999,null,0.61447770000000002]
[0.45817479999999999,null,0.61447770000000002]
[0.45806380000000002,null,0.61438060000000005]
[0.45799329999999999,null,0.61426950000000002]
[0.45799329999999999,null,0.61426950000000002]
[0.45795520000000001,null,0.61417100000000002]
[0.4579049,null,0.61417100000000002]
[0.45785049999999999,null,0.61407389999999995]
[0.4578332,null,0.61392979999999997]
[0.45778029999999997,null,0.61381870000000005]
[0.45770929999999999,null,0.61372110000000002]
[0.45769009999999999,null,0.61372110000000002]
[0.45767740000000001,null,0.61372110000000002]
[0.45764349999999998,null,0.61362260000000002]
[0.45759230000000001,null,0.61362249999999996]
[0.45753389999999999,null,0.61362249999999996]
[0.45753389999999999,null,0.61341440000000003]
[0.4575147,null,0.61341440000000003]
[0.45747290000000002,null,0.61327030000000005]
[0.45741710000000002,null,0.61327030000000005]
[0.45737339999999999,null,0.61317259999999996]
[0.45736070000000001,null,0.61317259999999996]
[0.45729029999999998,null,0.61307409999999996]
[0.45720630000000001,null,0.61297699999999999]
[0.45715709999999998,null,0.61297699999999999]
[0.4570979,null,0.61297699999999999]
[0.45700950000000001,null,0.61286589999999996]
[0.45698220000000001,null,0.61286589999999996]
[0.45693210000000001,null,0.61286589999999996]
[0.45684530000000001,null,0.61286589999999996]
[0.45682889999999998,null,0.61286589999999996]
[0.45677570000000001,null,0.61272179999999998]
[0.45668389999999998,null,0.61272179999999998]
[0.4566712,null,0.61272179999999998]
[0.45657170000000002,null,0.61262419999999995]
[0.45652510000000002,null,0.61262419999999995]
[0.45650790000000002,null,0.61262419999999995]
[0.45650790000000002,null,0.61262419999999995]
[0.45649060000000002,null,0.61242850000000004]
[0.45644689999999999,null,0.61231749999999996]
[0.45641959999999998,null,0.61231749999999996]
[0.45636310000000002,null,0.61231749999999996]
[0.45636310000000002,null,0.61231749999999996]
[0.45630110000000002,null,0.61231749999999996]
[0.45623720000000001,null,0.61221890000000001]
[0.45615679999999997,null,0.61221890000000001]
[0.45613949999999998,null,0.61197769999999996]
[0.45609949999999999,null,0.61186669999999999]
[0.45608680000000001,null,0.61186669999999999]
[0.45606950000000002,null,0.61186669999999999]
[0.45599099999999998,null,0.61176900000000001]
[0.45588000000000001,null,0.61176900000000001]
[0.4558314,null,0.61176900000000001]
[0.45577410000000002,null,0.61167050000000001]
[0.45574310000000001,null,0.61157340000000004]
[0.45571400000000001,null,0.61157340000000004]
[0.4556867,null,0.61146230000000001]
[0.45558890000000002,null,0.61136520000000005]
[0.45555499999999999,null,0.61136520000000005]
[0.45552589999999998,null,0.61136520000000005]
[0.45549139999999999,null,0.61136520000000005]
[0.45543240000000001,null,0.61136520000000005]
[0.4553779,null,0.61136520000000005]
[0.455314,null,0.61126800000000003]
[0.45527220000000002,null,0.61115699999999995]
[0.45522839999999998,null,0.61091519999999999]
[0.45517469999999999,null,0.61081669999999999]
[0.45508539999999997,null,0.61081669999999999]
[0.45503890000000002,null,0.61081669999999999]
[0.4550225,null,0.61081669999999999]
[0.45494620000000002,null,0.61070570000000002]
[0.4549163,null,0.6106085]
[0.45488699999999999,null,0.6106085]
[0.4548296,null,0.6106085]
[0.45480419999999999,null,0.61049750000000003]
[0.45475759999999998,null,0.61049750000000003]
[0.45467649999999998,null,0.61049750000000003]
[0.45458340000000003,null,0.61049750000000003]
[0.45454689999999998,null,0.61049750000000003]
[0.45452959999999998,null,0.61035340000000005]
[0.45448309999999997,null,0.61035340000000005]
[0.45448309999999997,null,0.61004760000000002]
[0.45443929999999999,null,0.61004760000000002]
[0.45439469999999998,null,0.60994899999999996]
[0.45436559999999998,null,0.60994899999999996]
[0.45425209999999999,null,0.60994899999999996]
[0.45423289999999999,null,0.60994899999999996]
[0.4542156,null,0.60994899999999996]
[0.45415169999999999,null,0.6098519]
[0.4540671,null,0.60974079999999997]
[0.4539976,null,0.60964229999999997]
[0.4539783,null,0.60964229999999997]
[0.45396560000000002,null,0.60964229999999997]
[0.45390659999999999,null,0.60940059999999996]
[0.45388119999999998,null,0.60928950000000004]
[0.45386650000000001,null,0.60928950000000004]
[0.45379890000000001,null,0.60928950000000004]
[0.45376699999999998,null,0.60928950000000004]
[0.45371879999999998,null,0.60928950000000004]
[0.45367410000000002,null,0.60928950000000004]
[0.4536577,null,0.60928950000000004]
[0.4535902,null,0.60919239999999997]
[0.4535902,null,0.60909389999999997]
[0.45353090000000001,null,0.60898280000000005]
[0.45353090000000001,null,0.60883869999999995]
[0.45349729999999999,null,0.60883869999999995]
[0.45347189999999998,null,0.60883869999999995]
[0.45343800000000001,null,0.60883869999999995]
[0.45339990000000002,null,0.60883869999999995]
[0.45336880000000002,null,0.60883869999999995]
[0.45331589999999999,null,0.60883869999999995]
[0.4532987,null,0.60883869999999995]
[0.4532794,null,0.60874159999999999]
[0.45322669999999998,null,0.60864390000000002]
[0.4531694,null,0.60864390000000002]
[0.45313949999999997,null,0.60854540000000001]
[0.45308660000000001,null,0.60843440000000004]
[0.4530612,null,0.60843440000000004]
[0.45303209999999999,null,0.60843440000000004]
[0.45300109999999999,null,0.60843440000000004]
[0.4529398,null,0.60833720000000002]
[0.4528759,null,0.60833720000000002]
[0.45286320000000002,null,0.60819310000000004]
[0.45286320000000002,null,0.60819310000000004]
[0.45283329999999999,null,0.60808209999999996]
[0.4527349,null,0.60808209999999996]
[0.45267370000000001,null,0.60808209999999996]
[0.45267370000000001,null,0.60798439999999998]
[0.45265450000000002,null,0.60798439999999998]
[0.45263520000000002,null,0.60788589999999998]
[0.45259319999999997,null,0.60778880000000002]
[0.452513,null,0.60778880000000002]
[0.452513,null,0.60778880000000002]
[0.45244830000000003,null,0.60778880000000002]
[0.45238450000000002,null,0.60767769999999999]
[0.45235540000000002,null,0.60767769999999999]
[0.45232539999999999,null,0.60767769999999999]
[0.45229439999999999,null,0.60758060000000003]
[0.45223989999999997,null,0.60758060000000003]
[0.45219330000000002,null,0.60758060000000003]
[0.45217610000000003,null,0.60758060000000003]
[0.45211879999999999,null,0.60748290000000005]
[0.45202579999999998,null,0.60748290000000005]
[0.45198929999999998,null,0.60737189999999996]
[0.45193610000000001,null,0.60722779999999998]
[0.45190419999999998,null,0.60703220000000002]
[0.45180510000000002,null,0.60703220000000002]
[0.45172200000000001,null,0.60703220000000002]
[0.45170739999999998,null,0.60703209999999996]
[0.45167740000000001,null,0.60703209999999996]
[0.45166099999999998,null,0.60703209999999996]
[0.45162099999999999,null,0.60692109999999999]
[0.45155289999999998,null,0.60692109999999999]
[0.4515402,null,0.60692109999999999]
[0.4515402,null,0.60692109999999999]
[0.45148529999999998,null,0.60692109999999999]
[0.45142749999999998,null,0.60692109999999999]
[0.4513665,null,0.6067129]
[0.4513472,null,0.6067129]
[0.45127329999999999,null,0.60656880000000002]
[0.45123679999999999,null,0.60647119999999999]
[0.45118019999999998,null,0.60637260000000004]
[0.45116289999999998,null,0.60637260000000004]
[0.45116289999999998,null,0.60637260000000004]
[0.45116289999999998,null,0.60637260000000004]
[0.45111830000000003,null,0.60637260000000004]
[0.4510827,null,0.60637260000000004]
[0.45105070000000003,null,0.60637260000000004]
[0.4509705,null,0.60626159999999996]
[0.45093860000000002,null,0.60626159999999996]
[0.45090950000000002,null,0.60626159999999996]
[0.45089489999999999,null,0.60592190000000001]
[0.45086579999999998,null,0.60592179999999995]
[0.45083380000000001,null,0.60582420000000003]
[0.4508028,null,0.60582420000000003]
[0.45072820000000002,null,0.60582420000000003]
[0.45072820000000002,null,0.60582420000000003]
[0.45066830000000002,null,0.60582420000000003]
[0.45062200000000002,null,0.6057131]
[0.45060739999999999,null,0.60561600000000004]
[0.45060729999999999,null,0.60561600000000004]
[0.45055000000000001,null,0.60561600000000004]
[0.45049430000000001,null,0.60561600000000004]
[0.45044420000000002,null,0.60550490000000001]
[0.45040770000000002,null,0.60540640000000001]
[0.45036399999999999,null,0.60540640000000001]
[0.45035130000000001,null,0.60540640000000001]
[0.45032129999999998,null,0.60540640000000001]
[0.45032129999999998,null,0.60540640000000001]
[0.4503086,null,0.60530930000000005]
[0.45023560000000001,null,0.60519820000000002]
[0.45017990000000002,null,0.60519820000000002]
[0.4501098,null,0.60505410000000004]
[0.4501098,null,0.60495560000000004]
[0.45007989999999998,null,0.60495560000000004]
[0.45005450000000002,null,0.60495560000000004]
[0.4500189,null,0.60484459999999995]
[0.4499513,null,0.60474689999999998]
[0.44992589999999999,null,0.60464980000000002]
[0.44992579999999999,null,0.60464980000000002]
[0.44990659999999999,null,0.60464980000000002]
[0.44986809999999999,null,0.60464980000000002]
[0.44983709999999999,null,0.60444019999999998]
[0.4497487,null,0.60444019999999998]
[0.4496984,null,0.60444019999999998]
[0.44964670000000001,null,0.60419900000000004]
[0.44961279999999998,null,0.60419900000000004]
[0.44959549999999998,null,0.60419900000000004]
[0.44958090000000001,null,0.60419900000000004]
[0.44956360000000001,null,0.60408790000000001]
[0.44956360000000001,null,0.60398940000000001]
[0.44955089999999998,null,0.60398940000000001]
[0.44946609999999998,null,0.60398940000000001]
[0.4494322,null,0.60389179999999998]
[0.44941579999999998,null,0.60389179999999998]
[0.44938220000000001,null,0.60379459999999996]
[0.4493548,null,0.60353950000000001]
[0.44929560000000002,null,0.60353950000000001]
[0.44926199999999999,null,0.60334330000000003]
[0.44915680000000002,null,0.60334330000000003]
[0.44913140000000001,null,0.60334330000000003]
[0.44911669999999998,null,0.60324619999999995]
[0.44908480000000001,null,0.60324619999999995]
[0.44900830000000003,null,0.60324619999999995]
[0.4489783,null,0.60313510000000004]
[0.44894919999999999,null,0.60313510000000004]
[0.44892009999999999,null,0.60313510000000004]
[0.44887179999999999,null,0.60313510000000004]
[0.44882329999999998,null,0.60303799999999996]
[0.44880399999999998,null,0.60303799999999996]
[0.44876759999999999,null,0.60303799999999996]
[0.44873190000000002,null,0.60303799999999996]
[0.44871470000000002,null,0.60303799999999996]
[0.44871470000000002,null,0.60282930000000001]
[0.44865729999999998,null,0.60273080000000001]
[0.44858799999999999,null,0.60273080000000001]
[0.44858799999999999,null,0.60273080000000001]
[0.44855410000000001,null,0.60273080000000001]
[0.44851410000000003,null,0.60273069999999995]
[0.44851410000000003,null,0.60263359999999999]
[0.44846950000000002,null,0.60263359999999999]
[0.44838670000000003,null,0.60248950000000001]
[0.44833830000000002,null,0.60237850000000004]
[0.44831910000000003,null,0.60237850000000004]
[0.44829000000000002,null,0.60237850000000004]
[0.44827280000000003,null,0.60228000000000004]
[0.44821810000000001,null,0.60208519999999999]
[0.44821810000000001,null,0.60208519999999999]
[0.4481735,null,0.60208519999999999]
[0.44816080000000003,null,0.60208519999999999]
[0.44806119999999999,null,0.60208519999999999]
[0.44801940000000001,null,0.60208519999999999]
[0.44800479999999998,null,0.60208519999999999]
[0.44792720000000003,null,0.60197409999999996]
[0.44786599999999999,null,0.60197409999999996]
[0.44781569999999998,null,0.60197409999999996]
[0.4477527,null,0.601877]
[0.4477527,null,0.601877]
[0.44765329999999998,null,0.60163440000000001]
[0.4476406,null,0.60163440000000001]
[0.4476213,null,0.60163440000000001]
[0.44759139999999997,null,0.60152329999999998]
[0.4475094,null,0.60152329999999998]
[0.4475094,null,0.60152329999999998]
[0.4474803,null,0.60132850000000004]
[0.44746560000000002,null,0.60132850000000004]
[0.44745289999999999,null,0.60121749999999996]
[0.44739200000000001,null,0.60121749999999996]
[0.44732899999999998,null,0.60121749999999996]
[0.44727410000000001,null,0.60102180000000005]
[0.4472122,null,0.60102180000000005]
[0.4471656,null,0.60087769999999996]
[0.44713370000000002,null,0.60087769999999996]
[0.4471173,null,0.60087769999999996]
[0.44708799999999999,null,0.60087769999999996]
[0.44704240000000001,null,0.60087769999999996]
[0.44695590000000002,null,0.60076669999999999]
[0.44691940000000002,null,0.60076669999999999]
[0.4468702,null,0.60076669999999999]
[0.44685560000000002,null,0.60066949999999997]
[0.44684289999999999,null,0.60066949999999997]
[0.44682559999999999,null,0.60066949999999997]
[0.44677099999999997,null,0.60057240000000001]
[0.44670339999999997,null,0.60046140000000003]
[0.44670339999999997,null,0.60036279999999997]
[0.446687,null,0.60036279999999997]
[0.44664320000000002,null,0.60036279999999997]
[0.44661129999999999,null,0.60012109999999996]
[0.44657740000000001,null,0.600024]
[0.44651150000000001,null,0.600024]
[0.44649230000000001,null,0.600024]
[0.44647300000000001,null,0.600024]
[0.44645659999999998,null,0.60002390000000005]
[0.4464185,null,0.59976879999999999]
[0.4463993,null,0.59976879999999999]
[0.44638290000000003,null,0.59967029999999999]
[0.44631910000000002,null,0.5994621]
[0.4462373,null,0.59941330000000004]
[0.44620080000000001,null,0.59936449999999997]
[0.44616889999999998,null,0.59936449999999997]
[0.4461542,null,0.59936449999999997]
[0.4461059,null,0.59926590000000002]
[0.4461059,null,0.59926590000000002]
[0.44608049999999999,null,0.59926590000000002]
[0.44603670000000001,null,0.59915490000000005]
[0.44599040000000001,null,0.59915490000000005]
[0.4459613,null,0.59891369999999999]
[0.44591019999999998,null,0.59891369999999999]
[0.4458975,null,0.59891369999999999]
[0.4458782,null,0.59891369999999999]
[0.44586179999999997,null,0.59881649999999997]
[0.44582529999999998,null,0.59881649999999997]
[0.44578329999999999,null,0.59881649999999997]
[0.44571379999999999,null,0.59871799999999997]
[0.44565389999999999,null,0.598607]
[0.44563469999999999,null,0.59850930000000002]
[0.44563469999999999,null,0.59850930000000002]
[0.44558350000000002,null,0.59850930000000002]
[0.4455479,null,0.59850930000000002]
[0.4455286,null,0.59841219999999995]
[0.44551220000000002,null,0.59841219999999995]
[0.44547829999999999,null,0.59841219999999995]
[0.44541730000000002,null,0.59841219999999995]
[0.44536809999999999,null,0.59826809999999997]
[0.44533620000000002,null,0.59826809999999997]
[0.44531900000000002,null,0.59815700000000005]
[0.44530629999999999,null,0.59805989999999998]
[0.44525510000000001,null,0.59805989999999998]
[0.44525510000000001,null,0.59805989999999998]
[0.4451811,null,0.59805989999999998]
[0.44513659999999999,null,0.59805989999999998]
[0.44510749999999999,null,0.59805989999999998]
[0.44505830000000002,null,0.59805989999999998]
[0.44503900000000002,null,0.59796280000000002]
[0.44497629999999999,null,0.59796269999999996]
[0.44494430000000001,null,0.59786510000000004]
[0.44494430000000001,null,0.59776660000000004]
[0.4448916,null,0.59776660000000004]
[0.4448916,null,0.59776660000000004]
[0.44487700000000002,null,0.59776660000000004]
[0.44486059999999999,null,0.59765550000000001]
[0.44480570000000003,null,0.59755840000000005]
[0.44479099999999999,null,0.59741429999999995]
[0.44477830000000002,null,0.59741429999999995]
[0.44474639999999999,null,0.59741429999999995]
[0.44473170000000001,null,0.59741429999999995]
[0.44466410000000001,null,0.59741429999999995]
[0.4446175,null,0.59741429999999995]
[0.44458560000000003,null,0.59741429999999995]
[0.44458560000000003,null,0.59731579999999995]
[0.44452350000000002,null,0.59721860000000004]
[0.44447429999999999,null,0.59721860000000004]
[0.44442969999999998,null,0.59721860000000004]
[0.44434010000000002,null,0.59710759999999996]
[0.44427420000000001,null,0.59710759999999996]
[0.44420670000000001,null,0.59710759999999996]
[0.44419209999999998,null,0.59700989999999998]
[0.44414569999999998,null,0.59700989999999998]
[0.4441293,null,0.59700989999999998]
[0.44411210000000001,null,0.59689890000000001]
[0.44409280000000001,null,0.59689890000000001]
[0.4440674,null,0.59689890000000001]
[0.44395180000000001,null,0.59689890000000001]
[0.44391609999999998,null,0.59675480000000003]
[0.44391609999999998,null,0.59665630000000003]
[0.44388050000000001,null,0.59655919999999996]
[0.44380550000000002,null,0.59655910000000001]
[0.44379079999999999,null,0.59644810000000004]
[0.44366050000000001,null,0.59644810000000004]
[0.44366050000000001,null,0.59644810000000004]
[0.44361390000000001,null,0.59644810000000004]
[0.44358399999999998,null,0.59644810000000004]
[0.44356469999999998,null,0.59644810000000004]
[0.44351439999999998,null,0.59635039999999995]
[0.44344719999999999,null,0.59635039999999995]
[0.44340089999999999,null,0.59625329999999999]
[0.44336239999999999,null,0.59625329999999999]
[0.44333139999999999,null,0.59614219999999996]
[0.44328220000000002,null,0.59599820000000003]
[0.44323390000000001,null,0.59599820000000003]
[0.44323390000000001,null,0.59599820000000003]
[0.44321749999999999,null,0.59599820000000003]
[0.44319009999999998,null,0.59599809999999998]
[0.44316470000000002,null,0.59589959999999997]
[0.44315199999999999,null,0.59589959999999997]
[0.44310379999999999,null,0.59589959999999997]
[0.44308740000000002,null,0.59580250000000001]
[0.44301699999999999,null,0.59580250000000001]
[0.44298130000000002,null,0.59580250000000001]
[0.44290889999999999,null,0.59569139999999998]
[0.44284780000000001,null,0.59559379999999995]
[0.44284780000000001,null,0.59559379999999995]
[0.4427585,null,0.59544969999999997]
[0.4427294,null,0.59544969999999997]
[0.44265739999999998,null,0.59544969999999997]
[0.4426117,null,0.59535119999999997]
[0.44258259999999999,null,0.59525399999999995]
[0.44253340000000002,null,0.59514299999999998]
[0.44247160000000002,null,0.59514299999999998]
[0.44245519999999999,null,0.5950453]
[0.44238939999999999,null,0.5950453]
[0.44237300000000002,null,0.59494820000000004]
[0.44230910000000001,null,0.59494820000000004]
[0.44221159999999998,null,0.59494820000000004]
[0.44216509999999998,null,0.59494820000000004]
[0.4421504,null,0.59480409999999995]
[0.44213580000000002,null,0.59480409999999995]
[0.44211850000000003,null,0.59459589999999996]
[0.4420674,null,0.59459589999999996]
[0.4420481,null,0.59449739999999995]
[0.44201170000000001,null,0.59449739999999995]
[0.44196340000000001,null,0.59449739999999995]
[0.441915,null,0.59449739999999995]
[0.44188050000000001,null,0.59449739999999995]
[0.44186779999999998,null,0.59438639999999998]
[0.44182579999999999,null,0.59438630000000003]
[0.44175829999999999,null,0.5942423]
[0.44174560000000002,null,0.5942423]
[0.44173289999999998,null,0.59414509999999998]
[0.44169930000000002,null,0.59404749999999995]
[0.44167020000000001,null,0.59404749999999995]
[0.44165090000000001,null,0.59404749999999995]
[0.44163370000000002,null,0.59404749999999995]
[0.44157879999999999,null,0.59404749999999995]
[0.44155949999999999,null,0.59404749999999995]
[0.44155949999999999,null,0.59404749999999995]
[0.44152960000000002,null,0.59393640000000003]
[0.44146950000000001,null,0.59383790000000003]
[0.44137460000000001,null,0.59383790000000003]
[0.44135819999999998,null,0.59374079999999996]
[0.44132909999999997,null,0.59374079999999996]
[0.44129550000000001,null,0.59362970000000004]
[0.44126159999999998,null,0.59362970000000004]
[0.44121890000000002,null,0.59362970000000004]
[0.4411678,null,0.59348559999999995]
[0.44114049999999999,null,0.59348559999999995]
[0.44111139999999999,null,0.59348559999999995]
[0.4410384,null,0.59348559999999995]
[0.44103829999999999,null,0.59348559999999995]
[0.44098999999999999,null,0.59338800000000003]
[0.44095810000000002,null,0.59329080000000001]
[0.44089420000000001,null,0.59317980000000003]
[0.44087700000000002,null,0.59317980000000003]
[0.44085970000000002,null,0.59317980000000003]
[0.4407951,null,0.59317980000000003]
[0.44078040000000002,null,0.59308130000000003]
[0.4407259,null,0.59298410000000001]
[0.4406986,null,0.59298410000000001]
[0.4406813,null,0.59298410000000001]
[0.44060660000000001,null,0.59298410000000001]
[0.44055539999999999,null,0.59287310000000004]
[0.44052170000000002,null,0.59287310000000004]
[0.44050250000000002,null,0.59272899999999995]
[0.44047049999999999,null,0.59263189999999999]
[0.44045329999999999,null,0.59263189999999999]
[0.44045329999999999,null,0.59263189999999999]
[0.44042130000000002,null,0.59263189999999999]
[0.44038850000000002,null,0.59263180000000004]
[0.44035750000000001,null,0.59263180000000004]
[0.44032100000000002,null,0.59263180000000004]
[0.44029109999999999,null,0.59243570000000001]
[0.44025920000000002,null,0.59243570000000001]
[0.44023990000000002,null,0.59233849999999999]
[0.44019809999999998,null,0.59222750000000002]
[0.44017079999999997,null,0.59222750000000002]
[0.44017079999999997,null,0.59222750000000002]
[0.44009969999999998,null,0.59222750000000002]
[0.44005139999999998,null,0.59211639999999999]
[0.44003209999999998,null,0.59197239999999995]
[0.44001570000000001,null,0.59197239999999995]
[0.43997199999999997,null,0.59197239999999995]
[0.43992360000000003,null,0.59177670000000004]
[0.4398937,null,0.59177670000000004]
[0.43986180000000002,null,0.59177670000000004]
[0.43979790000000002,null,0.59177670000000004]
[0.43977060000000001,null,0.59167899999999995]
[0.43973669999999998,null,0.59167899999999995]
[0.43968380000000001,null,0.59156799999999998]
[0.43964170000000002,null,0.59147090000000002]
[0.43962079999999998,null,0.59147079999999996]
[0.43958720000000001,null,0.59137229999999996]
[0.43957449999999998,null,0.59137229999999996]
[0.43951800000000002,null,0.59122819999999998]
[0.4394844,null,0.59122819999999998]
[0.43945250000000002,null,0.59102010000000005]
[0.43943330000000003,null,0.59102010000000005]
[0.43938670000000002,null,0.59102010000000005]
[0.43935760000000001,null,0.59102010000000005]
[0.43935760000000001,null,0.59101999999999999]
[0.43934289999999998,null,0.59092290000000003]
[0.43932369999999998,null,0.59092290000000003]
[0.43924089999999999,null,0.59092290000000003]
[0.43924089999999999,null,0.59081189999999995]
[0.43920239999999999,null,0.59081189999999995]
[0.43916060000000001,null,0.59071419999999997]
[0.43912869999999998,null,0.59061710000000001]
[0.43910949999999999,null,0.59061710000000001]
[0.4390657,null,0.59061710000000001]
[0.4390657,null,0.5903619]
[0.43898920000000002,null,0.5903619]
[0.4389556,null,0.5903619]
[0.43887419999999999,null,0.5903619]
[0.43884040000000002,null,0.59026339999999999]
[0.43882769999999999,null,0.59026339999999999]
[0.43876189999999998,null,0.59016579999999996]
[0.43873450000000003,null,0.59006860000000005]
[0.43873450000000003,null,0.59006860000000005]
[0.4386563,null,0.58992449999999996]
[0.4386563,null,0.58981349999999999]
[0.43860510000000003,null,0.58981349999999999]
[0.43857230000000003,null,0.58981349999999999]
[0.43855509999999998,null,0.58981349999999999]
[0.43845529999999999,null,0.58981349999999999]
[0.43845529999999999,null,0.58981349999999999]
[0.4384381,null,0.58971640000000003]
[0.4384381,null,0.58971629999999997]
[0.43842350000000002,null,0.5896053]
[0.43834980000000001,null,0.5896053]
[0.43831130000000001,null,0.5895068]
[0.43829200000000001,null,0.5895068]
[0.43825019999999998,null,0.5895068]
[0.43817200000000001,null,0.5895068]
[0.43817200000000001,null,0.58936270000000002]
[0.43817200000000001,null,0.58925159999999999]
[0.43809150000000002,null,0.58915450000000003]
[0.43804890000000002,null,0.58915450000000003]
[0.43798870000000001,null,0.58915450000000003]
[0.43796950000000001,null,0.58905680000000005]
[0.43795220000000001,null,0.58905680000000005]
[0.4378746,null,0.58875010000000005]
[0.43780619999999998,null,0.58875010000000005]
[0.43780619999999998,null,0.58875010000000005]
[0.4377452,null,0.58875010000000005]
[0.4377259,null,0.58875010000000005]
[0.43765310000000002,null,0.58875010000000005]
[0.4375965,null,0.58863909999999997]
[0.43754359999999998,null,0.58863909999999997]
[0.43750800000000001,null,0.58863909999999997]
[0.43742520000000001,null,0.58854189999999995]
[0.43739070000000002,null,0.58839790000000003]
[0.43737799999999999,null,0.58839790000000003]
[0.43735069999999998,null,0.58839790000000003]
[0.43729859999999998,null,0.58820170000000005]
[0.43729859999999998,null,0.58820170000000005]
[0.43724829999999998,null,0.58820170000000005]
[0.4372144,null,0.58820170000000005]
[0.4371699,null,0.58809060000000002]
[0.43715720000000002,null,0.58799349999999995]
[0.43713990000000003,null,0.58799349999999995]
[0.43713990000000003,null,0.58799349999999995]
[0.43712719999999999,null,0.58799349999999995]
[0.43707230000000002,null,0.58799349999999995]
[0.4370387,null,0.58799349999999995]
[0.43700480000000003,null,0.58789499999999995]
[0.43699009999999999,null,0.58789499999999995]
[0.43697550000000002,null,0.58779780000000004]
[0.43694559999999999,null,0.58755610000000003]
[0.43690099999999998,null,0.58755610000000003]
[0.43682159999999998,null,0.58755610000000003]
[0.43678800000000001,null,0.58755610000000003]
[0.43676870000000001,null,0.58755610000000003]
[0.43675409999999998,null,0.58744499999999999]
[0.43673770000000001,null,0.58744499999999999]
[0.43669570000000002,null,0.58734790000000003]
[0.4366292,null,0.58734790000000003]
[0.4365792,null,0.58734790000000003]
[0.43647770000000002,null,0.58734790000000003]
[0.43644119999999997,null,0.58734790000000003]
[0.43636459999999999,null,0.58720380000000005]
[0.43630160000000001,null,0.58720380000000005]
[0.43623390000000001,null,0.58710530000000005]
[0.43621749999999998,null,0.58710530000000005]
[0.43616460000000001,null,0.58700759999999996]
[0.43610680000000002,null,0.58700759999999996]
[0.43602829999999998,null,0.58700759999999996]
[0.43599389999999999,null,0.58689659999999999]
[0.43591730000000001,null,0.58679950000000003]
[0.43588739999999998,null,0.58679950000000003]
[0.4358747,null,0.58670089999999997]
[0.4358747,null,0.58660380000000001]
[0.43584270000000003,null,0.58660380000000001]
[0.43584270000000003,null,0.58660380000000001]
[0.43584270000000003,null,0.58660380000000001]
[0.43584270000000003,null,0.58660380000000001]
[0.43582349999999997,null,0.58660380000000001]
[0.4357878,null,0.58660380000000001]
[0.43573410000000001,null,0.58650610000000003]
[0.43571769999999999,null,0.58625099999999997]
[0.43563499999999999,null,0.58625099999999997]
[0.43560589999999999,null,0.58615390000000001]
[0.43553589999999998,null,0.58615390000000001]
[0.43550850000000002,null,0.58615390000000001]
[0.43545210000000001,null,0.58615390000000001]
[0.4354075,null,0.58615390000000001]
[0.43537550000000003,null,0.58615390000000001]
[0.4353591,null,0.58604279999999997]
[0.43532979999999999,null,0.58574950000000003]
[0.43529990000000002,null,0.58574950000000003]
[0.43529990000000002,null,0.58574950000000003]
[0.43526989999999999,null,0.58574950000000003]
[0.43526989999999999,null,0.58574950000000003]
[0.43516850000000001,null,0.58574950000000003]
[0.43516850000000001,null,0.58560540000000005]
[0.43515209999999999,null,0.58550829999999998]
[0.43512210000000001,null,0.58550829999999998]
[0.4350639,null,0.58550829999999998]
[0.43500620000000001,null,0.58550829999999998]
[0.43497429999999998,null,0.58540979999999998]
[0.43494690000000003,null,0.58540979999999998]
[0.43488969999999999,null,0.58540979999999998]
[0.43480479999999999,null,0.58529869999999995]
[0.43479020000000002,null,0.58529869999999995]
[0.43474360000000001,null,0.58529869999999995]
[0.43473089999999998,null,0.58529869999999995]
[0.434697,null,0.58520099999999997]
[0.4346294,null,0.58520099999999997]
[0.43459740000000002,null,0.58520099999999997]
[0.4345675,null,0.58520099999999997]
[0.43453190000000003,null,0.58505700000000005]
[0.43451260000000003,null,0.58505689999999999]
[0.4344962,null,0.58484879999999995]
[0.4344462,null,0.58484879999999995]
[0.43443150000000003,null,0.58484879999999995]
[0.43441429999999998,null,0.58475029999999995]
[0.4344016,null,0.58475029999999995]
[0.4343378,null,0.5847502]
[0.43427589999999999,null,0.5847502]
[0.43427589999999999,null,0.58465259999999997]
[0.43424400000000002,null,0.58454150000000005]
[0.43421199999999999,null,0.58454150000000005]
[0.43421199999999999,null,0.58444439999999998]
[0.43418289999999998,null,0.58444439999999998]
[0.43418289999999998,null,0.58444439999999998]
[0.43410270000000001,null,0.58430029999999999]
[0.43401960000000001,null,0.58430029999999999]
[0.43397590000000003,null,0.58430029999999999]
[0.4339459,null,0.58420320000000003]
[0.43389280000000002,null,0.58420320000000003]
[0.43389280000000002,null,0.5840921]
[0.4338437,null,0.58399449999999997]
[0.4338437,null,0.58399449999999997]
[0.43381629999999999,null,0.58389599999999997]
[0.43376999999999999,null,0.58389599999999997]
[0.43373610000000001,null,0.58389599999999997]
[0.43371969999999999,null,0.58389590000000002]
[0.4336797,null,0.58375189999999999]
[0.43364580000000003,null,0.58375189999999999]
[0.4335986,null,0.58365469999999997]
[0.4335793,null,0.58365469999999997]
[0.4335793,null,0.58355619999999997]
[0.4334691,null,0.58355619999999997]
[0.43341879999999999,null,0.5834452]
[0.43341879999999999,null,0.5834452]
[0.43340240000000002,null,0.5834452]
[0.43337510000000001,null,0.58344510000000005]
[0.43332389999999998,null,0.58344510000000005]
[0.43329479999999998,null,0.58344510000000005]
[0.43324370000000001,null,0.58334799999999998]
[0.43319449999999998,null,0.5832039]
[0.43316060000000001,null,0.5832039]
[0.43314599999999998,null,0.5832039]
[0.43309959999999997,null,0.58309290000000003]
[0.43309959999999997,null,0.58299440000000002]
[0.43309959999999997,null,0.58279959999999997]
[0.4330697,null,0.58279959999999997]
[0.43300860000000002,null,0.58279959999999997]
[0.4329768,null,0.58279959999999997]
[0.43296410000000002,null,0.58279959999999997]
[0.43289650000000002,null,0.58279959999999997]
[0.43286720000000001,null,0.58279959999999997]
[0.43286720000000001,null,0.58279959999999997]
[0.43284790000000001,null,0.58270239999999995]
[0.43284790000000001,null,0.58270239999999995]
[0.43284790000000001,null,0.58270239999999995]
[0.43281399999999998,null,0.58259139999999998]
[0.43275390000000002,null,0.58259139999999998]
[0.4327375,null,0.58249419999999996]
[0.43267830000000002,null,0.58225159999999998]
[0.43266100000000002,null,0.58225159999999998]
[0.43259720000000002,null,0.58225159999999998]
[0.43259720000000002,null,0.58225159999999998]
[0.43254979999999998,null,0.58225159999999998]
[0.43252439999999998,null,0.58225159999999998]
[0.4324559,null,0.58215399999999995]
[0.43243670000000001,null,0.58205689999999999]
[0.43237759999999997,null,0.58194579999999996]
[0.43231449999999999,null,0.58194579999999996]
[0.43229519999999999,null,0.58194579999999996]
[0.43224970000000001,null,0.58194579999999996]
[0.43223050000000002,null,0.58194579999999996]
[0.43219859999999999,null,0.58194579999999996]
[0.43218590000000001,null,0.58194579999999996]
[0.43215029999999999,null,0.58173759999999997]
[0.43213760000000001,null,0.58173759999999997]
[0.4321083,null,0.58173759999999997]
[0.43205250000000001,null,0.58173759999999997]
[0.43203979999999997,null,0.58173759999999997]
[0.43203979999999997,null,0.58173759999999997]
[0.43198979999999998,null,0.58173759999999997]
[0.43198979999999998,null,0.58159349999999999]
[0.4319598,null,0.58159349999999999]
[0.4319598,null,0.58149499999999998]
[0.43194339999999998,null,0.58149499999999998]
[0.43192419999999998,null,0.58128679999999999]
[0.43189319999999998,null,0.58128679999999999]
[0.43181380000000003,null,0.58128679999999999]
[0.43178840000000002,null,0.58118919999999996]
[0.43170819999999999,null,0.58109200000000005]
[0.43170809999999998,null,0.58109200000000005]
[0.43165500000000001,null,0.58109200000000005]
[0.43164229999999998,null,0.58099350000000005]
[0.43160949999999998,null,0.58099350000000005]
[0.43156040000000001,null,0.58099350000000005]
[0.43156040000000001,null,0.58089639999999998]
[0.43154110000000001,null,0.58089639999999998]
[0.43154110000000001,null,0.58089639999999998]
[0.43150719999999998,null,0.58089639999999998]
[0.43144080000000001,null,0.58078529999999995]
[0.43138549999999998,null,0.58064119999999997]
[0.43136819999999998,null,0.58064119999999997]
[0.43134899999999998,null,0.58064119999999997]
[0.43131989999999998,null,0.58064119999999997]
[0.43131989999999998,null,0.58064119999999997]
[0.43127330000000003,null,0.58054410000000001]
[0.43122240000000001,null,0.58054410000000001]
[0.43119049999999998,null,0.58044560000000001]
[0.43119049999999998,null,0.58034790000000003]
[0.43115490000000001,null,0.58034790000000003]
[0.43110569999999998,null,0.58023690000000006]
[0.43107010000000001,null,0.58023690000000006]
[0.43107010000000001,null,0.58023690000000006]
[0.43101980000000001,null,0.58023690000000006]
[0.43097780000000002,null,0.58013970000000004]
[0.43094680000000002,null,0.57999559999999994]
[0.43094680000000002,null,0.57999559999999994]
[0.43090220000000001,null,0.57989710000000005]
[0.43085190000000001,null,0.57989710000000005]
[0.43085190000000001,null,0.57989710000000005]
[0.43078719999999998,null,0.57989710000000005]
[0.43075809999999998,null,0.57989710000000005]
[0.43074170000000001,null,0.57989710000000005]
[0.43065429999999999,null,0.57989710000000005]
[0.43065429999999999,null,0.57989710000000005]
[0.43063970000000001,null,0.57989710000000005]
[0.43063970000000001,null,0.57968889999999995]
[0.43062699999999998,null,0.57959130000000003]
[0.4306123,null,0.57959130000000003]
[0.43057869999999998,null,0.57944720000000005]
[0.43056230000000001,null,0.57944720000000005]
[0.43054959999999998,null,0.57944720000000005]
[0.4304714,null,0.57934870000000005]
[0.43045670000000003,null,0.57934870000000005]
[0.43044209999999999,null,0.57914049999999995]
[0.43042940000000002,null,0.57914049999999995]
[0.43035570000000001,null,0.57914049999999995]
[0.43030370000000001,null,0.57914049999999995]
[0.43027260000000001,null,0.57914049999999995]
[0.43019049999999998,null,0.57914049999999995]
[0.43017319999999998,null,0.57914049999999995]
[0.43015399999999998,null,0.57914049999999995]
[0.43013760000000001,null,0.57893229999999996]
[0.43009950000000002,null,0.57883459999999998]
[0.43006559999999999,null,0.57883459999999998]
[0.43004629999999999,null,0.57883459999999998]
[0.43004629999999999,null,0.57883459999999998]
[0.42998340000000002,null,0.57883459999999998]
[0.42998340000000002,null,0.57883459999999998]
[0.42996420000000002,null,0.57873609999999998]
[0.42992849999999999,null,0.57873609999999998]
[0.42986750000000001,null,0.5786251]
[0.42982090000000001,null,0.57862499999999994]
[0.42980819999999997,null,0.57848100000000002]
[0.42977460000000001,null,0.57848100000000002]
[0.4297436,null,0.57848100000000002]
[0.4296952,null,0.57848100000000002]
[0.42964599999999997,null,0.5783838]
[0.4296161,null,0.57828619999999997]
[0.42960340000000002,null,0.57828619999999997]
[0.42960340000000002,null,0.57818769999999997]
[0.42959069999999999,null,0.57818769999999997]
[0.42955870000000002,null,0.57818769999999997]
[0.42952509999999999,null,0.57818769999999997]
[0.42949120000000002,null,0.57807660000000005]
[0.42942849999999999,null,0.57797949999999998]
[0.4293865,null,0.57797949999999998]
[0.42933729999999998,null,0.57797949999999998]
[0.42930370000000001,null,0.57797949999999998]
[0.42926979999999998,null,0.5778354]
[0.4292551,null,0.57773770000000002]
[0.42922120000000002,null,0.57773770000000002]
[0.4292048,null,0.57762670000000005]
[0.4291876,null,0.57762670000000005]
[0.42917119999999997,null,0.57752820000000005]
[0.42914580000000002,null,0.57752820000000005]
[0.42911589999999999,null,0.57752809999999999]
[0.42910120000000002,null,0.57752809999999999]
[0.42906929999999999,null,0.57752809999999999]
[0.42905470000000001,null,0.57752809999999999]
[0.42899569999999998,null,0.57743100000000003]
[0.42895909999999998,null,0.57743100000000003]
[0.42890800000000001,null,0.5773334]
[0.42887890000000001,null,0.57722229999999997]
[0.42887890000000001,null,0.57707819999999999]
[0.42881590000000003,null,0.57707819999999999]
[0.42878860000000002,null,0.57707819999999999]
[0.42874659999999998,null,0.57707819999999999]
[0.4287127,null,0.57688260000000002]
[0.4287127,null,0.57688260000000002]
[0.42867709999999998,null,0.57688260000000002]
[0.42867709999999998,null,0.57688260000000002]
[0.42862869999999997,null,0.57688260000000002]
[0.4286123,null,0.57667299999999999]
[0.42859510000000001,null,0.57667299999999999]
[0.42855660000000001,null,0.57667299999999999]
[0.42850739999999998,null,0.57667299999999999]
[0.42843989999999998,null,0.57667299999999999]
[0.42842520000000001,null,0.57657590000000003]
[0.42836249999999998,null,0.57647820000000005]
[0.4283286,null,0.57647820000000005]
[0.42831130000000001,null,0.57647820000000005]
[0.4282648,null,0.57647820000000005]
[0.4282475,null,0.57647820000000005]
[0.42823290000000003,null,0.57647820000000005]
[0.42817189999999999,null,0.57622309999999999]
[0.42815550000000002,null,0.57612450000000004]
[0.42813830000000003,null,0.57602739999999997]
[0.42808160000000001,null,0.57602739999999997]
[0.42804599999999998,null,0.57602739999999997]
[0.42804599999999998,null,0.57602739999999997]
[0.42804599999999998,null,0.57602739999999997]
[0.42799589999999998,null,0.57602739999999997]
[0.42796210000000001,null,0.57602739999999997]
[0.42792839999999999,null,0.57602739999999997]
[0.42789389999999999,null,0.57592889999999997]
[0.4278574,null,0.57583169999999995]
[0.42784470000000002,null,0.57583169999999995]
[0.42776740000000002,null,0.575623]
[0.42773830000000002,null,0.575623]
[0.42772359999999998,null,0.575623]
[0.42770639999999999,null,0.575623]
[0.4276663,null,0.575623]
[0.42765170000000002,null,0.575623]
[0.42760799999999999,null,0.575623]
[0.42760799999999999,null,0.57547890000000002]
[0.42759530000000001,null,0.57538180000000005]
[0.42754609999999998,null,0.57538180000000005]
[0.42751610000000001,null,0.57538180000000005]
[0.42749690000000001,null,0.57528330000000005]
[0.42748049999999999,null,0.57507459999999999]
[0.42746319999999999,null,0.57507459999999999]
[0.42742760000000002,null,0.57507459999999999]
[0.42738559999999998,null,0.57507459999999999]
[0.4273537,null,0.57497750000000003]
[0.4273537,null,0.57497750000000003]
[0.4272881,null,0.57497750000000003]
[0.42725619999999997,null,0.57497739999999997]
[0.42720150000000001,null,0.57497739999999997]
[0.42716789999999999,null,0.57497739999999997]
[0.42713879999999999,null,0.57497739999999997]
[0.42710490000000001,null,0.5747679]
[0.42708760000000001,null,0.57462380000000002]
[0.42707489999999998,null,0.57462380000000002]
[0.42700450000000001,null,0.57452669999999995]
[0.4269771,null,0.57452669999999995]
[0.42694270000000001,null,0.57452669999999995]
[0.42691069999999998,null,0.57452669999999995]
[0.42688340000000002,null,0.57452669999999995]
[0.42685800000000002,null,0.5745266]
[0.42684329999999998,null,0.5745266]
[0.4268306,null,0.5745266]
[0.4267611,null,0.57441560000000003]
[0.42673109999999997,null,0.57422079999999998]
[0.4267165,null,0.5740767]
[0.4266855,null,0.5740767]
[0.42664980000000002,null,0.5740767]
[0.42663709999999999,null,0.5740767]
[0.42658420000000002,null,0.5740767]
[0.42653600000000003,null,0.5740767]
[0.42652329999999999,null,0.57397819999999999]
[0.42649219999999999,null,0.57386709999999996]
[0.42644559999999998,null,0.57377]
[0.4264329,null,0.57377]
[0.4264329,null,0.57377]
[0.42640749999999999,null,0.57367290000000004]
[0.4263903,null,0.57352879999999995]
[0.42635659999999997,null,0.57352879999999995]
[0.42632740000000002,null,0.57352879999999995]
[0.42627730000000003,null,0.57341770000000003]
[0.4262069,null,0.5733201]
[0.42619220000000002,null,0.5733201]
[0.42617949999999999,null,0.57322289999999998]
[0.42614760000000002,null,0.57312439999999998]
[0.42613289999999998,null,0.57312439999999998]
[0.42609900000000001,null,0.57301340000000001]
[0.42607,null,0.57286930000000003]
[0.4260253,null,0.57286930000000003]
[0.42599540000000002,null,0.57286930000000003]
[0.42598069999999999,null,0.57286930000000003]
[0.42592950000000002,null,0.57286930000000003]
[0.42585010000000001,null,0.57286930000000003]
[0.42581360000000001,null,0.57277219999999995]
[0.42578630000000001,null,0.57277210000000001]
[0.4257397,null,0.57277210000000001]
[0.4257225,null,0.57277210000000001]
[0.42569050000000003,null,0.5726736]
[0.42561959999999999,null,0.5726736]
[0.42561959999999999,null,0.5726736]
[0.42558859999999998,null,0.57257599999999997]
[0.42556929999999998,null,0.57257599999999997]
[0.42553940000000001,null,0.57243189999999999]
[0.42550290000000002,null,0.57233480000000003]
[0.42546899999999999,null,0.5722237]
[0.42544169999999998,null,0.5722237]
[0.42542530000000001,null,0.5722237]
[0.4253962,null,0.5722237]
[0.42534959999999999,null,0.5722237]
[0.4252821,null,0.5722237]
[0.4252821,null,0.5722237]
[0.42525469999999999,null,0.57212600000000002]
[0.42523549999999999,null,0.57202750000000002]
[0.4251625,null,0.57202750000000002]
[0.4251625,null,0.57202750000000002]
[0.42513250000000002,null,0.57193039999999995]
[0.4250969,null,0.57193039999999995]
[0.42508049999999997,null,0.5716753]
[0.42506119999999997,null,0.5716753]
[0.42501489999999997,null,0.5716753]
[0.4250022,null,0.57167520000000005]
[0.4249829,null,0.57167520000000005]
[0.42495300000000003,null,0.57167520000000005]
[0.42488920000000002,null,0.57167520000000005]
[0.4248363,null,0.57157809999999998]
[0.4248363,null,0.57157809999999998]
[0.42477900000000002,null,0.5714804]
[0.42475170000000001,null,0.5714804]
[0.42472169999999998,null,0.57133639999999997]
[0.42470449999999998,null,0.57133639999999997]
[0.4246452,null,0.57133639999999997]
[0.42461409999999999,null,0.57133630000000002]
[0.42459780000000003,null,0.57123919999999995]
[0.4245659,null,0.57114069999999995]
[0.42453200000000002,null,0.57114069999999995]
[0.42448279999999999,null,0.57114069999999995]
[0.42442249999999998,null,0.570932]
[0.42436059999999998,null,0.570932]
[0.4243442,null,0.570932]
[0.4242995,null,0.570932]
[0.42424919999999999,null,0.57083490000000003]
[0.42423460000000002,null,0.57069080000000005]
[0.42423460000000002,null,0.57069080000000005]
[0.42421530000000002,null,0.57069080000000005]
[0.42419889999999999,null,0.57057970000000002]
[0.42412329999999998,null,0.57057970000000002]
[0.42407040000000001,null,0.57048120000000002]
[0.4239984,null,0.57048120000000002]
[0.42393570000000003,null,0.57038350000000004]
[0.42391649999999997,null,0.57028639999999997]
[0.4239038,null,0.57028639999999997]
[0.42385460000000003,null,0.57028639999999997]
[0.42381279999999999,null,0.57028639999999997]
[0.42378369999999999,null,0.57028639999999997]
[0.42371439999999999,null,0.57023710000000005]
[0.4236972,null,0.57009080000000001]
[0.4236972,null,0.57009080000000001]
[0.4236972,null,0.57009080000000001]
[0.42368080000000002,null,0.57009069999999995]
[0.42363329999999999,null,0.56997969999999998]
[0.42357139999999999,null,0.569882]
[0.42354409999999998,null,0.569882]
[0.42350850000000001,null,0.569882]
[0.42346020000000001,null,0.569882]
[0.42344090000000001,null,0.56973799999999997]
[0.42344090000000001,null,0.56962690000000005]
[0.4234118,null,0.56952979999999997]
[0.42335810000000001,null,0.56952979999999997]
[0.4233307,null,0.56952979999999997]
[0.42331350000000001,null,0.56952979999999997]
[0.42327500000000001,null,0.56952979999999997]
[0.42323040000000001,null,0.56952979999999997]
[0.42323040000000001,null,0.56952979999999997]
[0.42323040000000001,null,0.56952979999999997]
[0.42323040000000001,null,0.56932110000000002]
[0.423205,null,0.56932110000000002]
[0.423205,null,0.56932110000000002]
[0.42317110000000002,null,0.56932110000000002]
[0.42314200000000002,null,0.56922249999999996]
[0.4230891,null,0.56922249999999996]
[0.4230236,null,0.5691254]
[0.42297699999999999,null,0.5691254]
[0.42296240000000002,null,0.56902830000000004]
[0.42296240000000002,null,0.56902830000000004]
[0.42293049999999999,null,0.56902830000000004]
[0.42289690000000002,null,0.56902830000000004]
[0.42286780000000002,null,0.56902830000000004]
[0.42284040000000001,null,0.56877310000000003]
[0.42282579999999997,null,0.56877310000000003]
[0.42282579999999997,null,0.5686755]
[0.42277749999999997,null,0.5686755]
[0.42275020000000002,null,0.5686755]
[0.42273379999999999,null,0.5686755]
[0.42269000000000001,null,0.5686755]
[0.42265809999999998,null,0.56857690000000005]
[0.42264170000000001,null,0.56847979999999998]
[0.42264170000000001,null,0.56847979999999998]
[0.42257319999999998,null,0.56847979999999998]
[0.42254779999999997,null,0.56847979999999998]
[0.42250929999999998,null,0.56836880000000001]
[0.42247370000000001,null,0.56827159999999999]
[0.4224291,null,0.56827159999999999]
[0.4224099,null,0.56827159999999999]
[0.42239719999999997,null,0.56827159999999999]
[0.4223633,null,0.56827159999999999]
[0.42229939999999999,null,0.56817309999999999]
[0.42229939999999999,null,0.56806210000000001]
[0.42225570000000001,null,0.56796440000000004]
[0.42221389999999998,null,0.56796440000000004]
[0.42218,null,0.56796440000000004]
[0.4221608,null,0.56772319999999998]
[0.4221607,null,0.56772319999999998]
[0.42210959999999997,null,0.56772319999999998]
[0.42207679999999997,null,0.56772319999999998]
[0.4220641,null,0.56772319999999998]
[0.42198580000000002,null,0.56772319999999998]
[0.42194730000000003,null,0.56762599999999996]
[0.42193009999999997,null,0.56751499999999999]
[0.42187730000000001,null,0.56751499999999999]
[0.42187730000000001,null,0.56751499999999999]
[0.42184549999999998,null,0.56737090000000001]
[0.42179339999999999,null,0.56727240000000001]
[0.42172589999999999,null,0.56717470000000003]
[0.42170659999999999,null,0.56717470000000003]
[0.42167670000000002,null,0.56717470000000003]
[0.42162640000000001,null,0.56717470000000003]
[0.42160720000000002,null,0.56707759999999996]
[0.42157810000000001,null,0.56707759999999996]
[0.42156539999999998,null,0.56707759999999996]
[0.42154609999999998,null,0.56696650000000004]
[0.42149779999999998,null,0.56696650000000004]
[0.4214832,null,0.56686800000000004]
[0.4214832,null,0.56677089999999997]
[0.42145120000000003,null,0.56677089999999997]
[0.4213636,null,0.56677089999999997]
[0.42131990000000002,null,0.56677089999999997]
[0.42130519999999999,null,0.56677089999999997]
[0.42130519999999999,null,0.56677089999999997]
[0.42128880000000002,null,0.56677089999999997]
[0.42126960000000002,null,0.56677089999999997]
[0.42125689999999999,null,0.56651569999999996]
[0.42124050000000002,null,0.56651569999999996]
[0.42122330000000002,null,0.56651569999999996]
[0.42121059999999999,null,0.56651569999999996]
[0.42119129999999999,null,0.56651569999999996]
[0.42114210000000002,null,0.56651569999999996]
[0.42114210000000002,null,0.56632009999999999]
[0.42110029999999998,null,0.56622240000000001]
[0.42108570000000001,null,0.56622240000000001]
[0.4210564,null,0.56622240000000001]
[0.42100349999999997,null,0.56622240000000001]
[0.42091139999999999,null,0.56622240000000001]
[0.42091139999999999,null,0.56622240000000001]
[0.42086289999999998,null,0.56611140000000004]
[0.4208211,null,0.56596729999999995]
[0.42078749999999998,null,0.56596729999999995]
[0.42075750000000001,null,0.56596729999999995]
[0.42075750000000001,null,0.56587019999999999]
[0.42070639999999998,null,0.56587019999999999]
[0.4206917,null,0.56575909999999996]
[0.4206532,null,0.56575909999999996]
[0.42061929999999997,null,0.56575909999999996]
[0.42060209999999998,null,0.56575909999999996]
[0.42058279999999998,null,0.56575909999999996]
[0.4205701,null,0.56561499999999998]
[0.42052640000000002,null,0.56561499999999998]
[0.42051369999999999,null,0.56542020000000004]
[0.42048089999999999,null,0.56542020000000004]
[0.42041709999999999,null,0.56542020000000004]
[0.42038969999999998,null,0.56532170000000004]
[0.42035980000000001,null,0.56532170000000004]
[0.42034339999999998,null,0.56532170000000004]
[0.42029030000000001,null,0.56532170000000004]
[0.4202227,null,0.56532170000000004]
[0.4201954,null,0.56521060000000001]
[0.42014249999999997,null,0.56511350000000005]
[0.4201298,null,0.56496939999999995]
[0.42009780000000002,null,0.56496939999999995]
[0.42006139999999997,null,0.56496939999999995]
[0.42006139999999997,null,0.56496939999999995]
[0.42003230000000003,null,0.56477460000000002]
[0.41998479999999999,null,0.56477460000000002]
[0.41993819999999998,null,0.56477460000000002]
[0.41990430000000001,null,0.56477460000000002]
[0.41990430000000001,null,0.56477460000000002]
[0.41988510000000001,null,0.56467610000000001]
[0.41987239999999998,null,0.56467610000000001]
[0.41984139999999998,null,0.56456510000000004]
[0.41979480000000002,null,0.56432380000000004]
[0.41976940000000001,null,0.56432380000000004]
[0.41975210000000002,null,0.56432380000000004]
[0.41973290000000002,null,0.56432380000000004]
[0.41966540000000002,null,0.56432380000000004]
[0.4196317,null,0.56432380000000004]
[0.4196317,null,0.56432380000000004]
[0.41956959999999999,null,0.56432380000000004]
[0.41952139999999999,null,0.56422669999999997]
[0.41952129999999999,null,0.5641157]
[0.41950209999999999,null,0.56401800000000002]
[0.41945290000000002,null,0.56401800000000002]
[0.41944019999999999,null,0.56401800000000002]
[0.41942560000000001,null,0.56401800000000002]
[0.41937920000000001,null,0.56401800000000002]
[0.41934640000000001,null,0.56391950000000002]
[0.41932720000000001,null,0.56391950000000002]
[0.41931079999999998,null,0.5638223]
[0.41928149999999997,null,0.56367829999999997]
[0.4192459,null,0.56367820000000002]
[0.41917290000000001,null,0.56367820000000002]
[0.41916019999999998,null,0.56356720000000005]
[0.41914750000000001,null,0.56356720000000005]
[0.4190817,null,0.56356720000000005]
[0.41906710000000003,null,0.56356720000000005]
[0.41906710000000003,null,0.56356720000000005]
[0.41903800000000002,null,0.56347009999999997]
[0.41901870000000002,null,0.56322830000000002]
[0.41899950000000002,null,0.56322830000000002]
[0.41899940000000002,null,0.56322830000000002]
[0.41897040000000002,null,0.56322830000000002]
[0.41893469999999999,null,0.56322830000000002]
[0.41890480000000002,null,0.56322830000000002]
[0.41882249999999999,null,0.56322830000000002]
[0.41880529999999999,null,0.56312980000000001]
[0.41879060000000001,null,0.56301880000000004]
[0.41875699999999999,null,0.56301869999999998]
[0.41875699999999999,null,0.56292160000000002]
[0.41874430000000001,null,0.56292160000000002]
[0.41870059999999998,null,0.56292160000000002]
[0.41866690000000001,null,0.56292160000000002]
[0.4186396,null,0.56277750000000004]
[0.41862240000000001,null,0.56277750000000004]
[0.41859499999999999,null,0.56277750000000004]
[0.41856139999999997,null,0.56268039999999997]
[0.4185487,null,0.56268039999999997]
[0.41851300000000002,null,0.56248419999999999]
[0.41849839999999999,null,0.56248419999999999]
[0.41844999999999999,null,0.56248419999999999]
[0.41841620000000002,null,0.56248419999999999]
[0.41841620000000002,null,0.56248419999999999]
[0.41841610000000001,null,0.562276]
[0.41839890000000002,null,0.562276]
[0.418327,null,0.562276]
[0.418327,null,0.562276]
[0.41830970000000001,null,0.562276]
[0.41827779999999998,null,0.56217890000000004]
[0.4182459,null,0.56217890000000004]
[0.41819299999999998,null,0.56203479999999995]
[0.4181549,null,0.56182659999999995]
[0.4181549,null,0.56172900000000003]
[0.41812579999999999,null,0.56172900000000003]
[0.41807919999999998,null,0.56172900000000003]
[0.41805009999999998,null,0.56172889999999998]
[0.41800349999999997,null,0.56163039999999997]
[0.41794779999999998,null,0.56163039999999997]
[0.41791869999999998,null,0.56163039999999997]
[0.41788419999999998,null,0.56148629999999999]
[0.41785489999999997,null,0.56148629999999999]
[0.417794,null,0.56148629999999999]
[0.4177939,null,0.56138920000000003]
[0.4177939,null,0.56138920000000003]
[0.4177747,null,0.56138920000000003]
[0.4177747,null,0.56138920000000003]
[0.41773290000000002,null,0.5611796]
[0.41770099999999999,null,0.5611796]
[0.41768369999999999,null,0.5611796]
[0.41766449999999999,null,0.5611796]
[0.41761330000000002,null,0.56108199999999997]
[0.41761330000000002,null,0.56108199999999997]
[0.41756500000000002,null,0.56098479999999995]
[0.41753109999999999,null,0.56098479999999995]
[0.41749550000000002,null,0.56098479999999995]
[0.41749550000000002,null,0.56098479999999995]
[0.41742380000000001,null,0.56087379999999998]
[0.41740450000000001,null,0.56087379999999998]
[0.41734520000000003,null,0.56087379999999998]
[0.41730149999999999,null,0.56087379999999998]
[0.41724860000000003,null,0.56087379999999998]
[0.417215,null,0.5607297]
[0.41720230000000003,null,0.5607297]
[0.41718300000000003,null,0.56052009999999997]
[0.41716839999999999,null,0.56052009999999997]
[0.41713640000000002,null,0.56052009999999997]
[0.41712179999999999,null,0.56042250000000005]
[0.41710710000000001,null,0.56042250000000005]
[0.417078,null,0.56042250000000005]
[0.4170295,null,0.56032530000000003]
[0.4170103,null,0.56018120000000005]
[0.41699760000000002,null,0.56018120000000005]
[0.41699760000000002,null,0.56018120000000005]
[0.41694379999999998,null,0.56018120000000005]
[0.41687999999999997,null,0.56018120000000005]
[0.41687999999999997,null,0.56018120000000005]
[0.41681699999999999,null,0.56007019999999996]
[0.41680060000000002,null,0.56007019999999996]
[0.41680060000000002,null,0.55997169999999996]
[0.41680060000000002,null,0.55997169999999996]
[0.416744,null,0.55987450000000005]
[0.41673130000000003,null,0.55987450000000005]
[0.41665219999999997,null,0.55973039999999996]
[0.41665219999999997,null,0.55973039999999996]
[0.41663289999999997,null,0.55973039999999996]
[0.41659639999999998,null,0.55961939999999999]
[0.41659639999999998,null,0.55961939999999999]
[0.41656729999999997,null,0.55961939999999999]
[0.41653370000000001,null,0.55961939999999999]
[0.41647640000000002,null,0.55961939999999999]
[0.41643459999999999,null,0.55961939999999999]
[0.41636410000000001,null,0.55961939999999999]
[0.41631960000000001,null,0.55950829999999996]
[0.41630230000000001,null,0.55931359999999997]
[0.41626950000000001,null,0.55931359999999997]
[0.41622949999999997,null,0.55931359999999997]
[0.41620040000000003,null,0.55931359999999997]
[0.41620040000000003,null,0.55931359999999997]
[0.41620040000000003,null,0.55931359999999997]
[0.41620040000000003,null,0.55931359999999997]
[0.41608539999999999,null,0.55931350000000002]
[0.41607070000000002,null,0.55921500000000002]
[0.41605429999999999,null,0.55907090000000004]
[0.41605429999999999,null,0.55907090000000004]
[0.41594130000000001,null,0.55907090000000004]
[0.41589500000000001,null,0.55897379999999997]
[0.41586499999999998,null,0.55897379999999997]
[0.41586499999999998,null,0.55897379999999997]
[0.41581669999999998,null,0.55897379999999997]
[0.4157574,null,0.55897379999999997]
[0.41574280000000002,null,0.55897379999999997]
[0.41574280000000002,null,0.55886279999999999]
[0.4157264,null,0.55886270000000005]
[0.41571170000000002,null,0.55876559999999997]
[0.41569899999999999,null,0.55852299999999999]
[0.41568260000000001,null,0.55852299999999999]
[0.41563889999999998,null,0.55841200000000002]
[0.41557509999999998,null,0.55831430000000004]
[0.4155604,null,0.55831430000000004]
[0.41549659999999999,null,0.55831430000000004]
[0.4154601,null,0.55831430000000004]
[0.41543279999999999,null,0.55821719999999997]
[0.41541640000000002,null,0.55821719999999997]
[0.41539910000000002,null,0.55821719999999997]
[0.41535080000000002,null,0.55821719999999997]
[0.41535080000000002,null,0.55821719999999997]
[0.41530250000000002,null,0.55811860000000002]
[0.41524680000000003,null,0.55811860000000002]
[0.41524680000000003,null,0.55786349999999996]
[0.41520479999999998,null,0.55776590000000004]
[0.41520479999999998,null,0.55776590000000004]
[0.41520479999999998,null,0.55776579999999998]
[0.41517110000000002,null,0.55776579999999998]
[0.41515190000000002,null,0.55776579999999998]
[0.41512090000000001,null,0.55776579999999998]
[0.41507169999999999,null,0.55776579999999998]
[0.41505900000000001,null,0.55776579999999998]
[0.41500979999999998,null,0.55766870000000002]
[0.41497790000000001,null,0.55766870000000002]
[0.41495870000000001,null,0.55766870000000002]
[0.41492509999999999,null,0.55752460000000004]
[0.41489969999999998,null,0.55741359999999995]
[0.41489969999999998,null,0.55741359999999995]
[0.414885,null,0.55741359999999995]
[0.41487039999999997,null,0.557315]
[0.41478920000000002,null,0.557315]
[0.41477199999999997,null,0.557315]
[0.41473349999999998,null,0.557315]
[0.4147016,null,0.55721790000000004]
[0.4147016,null,0.55721790000000004]
[0.41468519999999998,null,0.55721790000000004]
[0.41465590000000002,null,0.55721790000000004]
[0.41463870000000003,null,0.55721790000000004]
[0.41458590000000001,null,0.55721790000000004]
[0.41454740000000001,null,0.55712079999999997]
[0.41454740000000001,null,0.55691210000000002]
[0.41453469999999998,null,0.55691210000000002]
[0.41451549999999998,null,0.55691210000000002]
[0.41448620000000003,null,0.55681360000000002]
[0.41448620000000003,null,0.55681349999999996]
[0.41444160000000002,null,0.55666950000000004]
[0.41437489999999999,null,0.55666950000000004]
[0.41437489999999999,null,0.55666950000000004]
[0.41437489999999999,null,0.55666950000000004]
[0.41428100000000001,null,0.55657230000000002]
[0.41428100000000001,null,0.55657230000000002]
[0.41428100000000001,null,0.55657230000000002]
[0.41425190000000001,null,0.55657230000000002]
[0.41419620000000001,null,0.55657230000000002]
[0.41414590000000001,null,0.55657230000000002]
[0.41410940000000002,null,0.55657230000000002]
[0.41404839999999998,null,0.55657230000000002]
[0.4140337,null,0.55657230000000002]
[0.41401909999999997,null,0.55647380000000002]
[0.41398459999999998,null,0.55636269999999999]
[0.41398459999999998,null,0.55626560000000003]
[0.41393190000000002,null,0.55626560000000003]
[0.41391719999999999,null,0.556168]
[0.41389799999999999,null,0.556168]
[0.41384880000000002,null,0.556168]
[0.41382950000000002,null,0.556168]
[0.41379300000000002,null,0.556168]
[0.41377580000000003,null,0.5559267]
[0.41377580000000003,null,0.55581570000000002]
[0.41374470000000002,null,0.55581570000000002]
[0.41372550000000002,null,0.55581570000000002]
[0.41364529999999999,null,0.55581570000000002]
[0.41360330000000001,null,0.55571720000000002]
[0.41357329999999998,null,0.55571720000000002]
[0.4135414,null,0.55571720000000002]
[0.41352870000000003,null,0.55571709999999996]
[0.41350940000000003,null,0.55562]
[0.41343180000000002,null,0.55562]
[0.41340450000000001,null,0.55562]
[0.41338520000000001,null,0.55562]
[0.41337249999999998,null,0.55550900000000003]
[0.41331240000000002,null,0.55550900000000003]
[0.4132805,null,0.55550900000000003]
[0.41326780000000002,null,0.55543690000000001]
[0.41322120000000001,null,0.55536490000000005]
[0.41322120000000001,null,0.55536490000000005]
[0.41320849999999998,null,0.55526719999999996]
[0.4131958,null,0.55526719999999996]
[0.41311560000000003,null,0.5551701]
[0.41311560000000003,null,0.5551701]
[0.41309829999999997,null,0.5551701]
[0.41309829999999997,null,0.5550716]
[0.41303709999999999,null,0.55496049999999997]
[0.41302070000000002,null,0.55496049999999997]
[0.4129466,null,0.55496049999999997]
[0.41288930000000001,null,0.55496049999999997]
[0.4128348,null,0.55496049999999997]
[0.41282010000000002,null,0.55481639999999999]
[0.41278910000000002,null,0.55481639999999999]
[0.41272639999999999,null,0.55481639999999999]
[0.41269899999999998,null,0.55481639999999999]
[0.41266720000000001,null,0.55462080000000002]
[0.41262870000000001,null,0.55462080000000002]
[0.41260940000000002,null,0.55462080000000002]
[0.41252719999999998,null,0.55462080000000002]
[0.41248170000000001,null,0.55462080000000002]
[0.4124543,null,0.55462080000000002]
[0.4124543,null,0.55450969999999999]
[0.4124371,null,0.55450969999999999]
[0.4124178,null,0.55426850000000005]
[0.4123868,null,0.55426850000000005]
[0.41235319999999998,null,0.55426850000000005]
[0.4123212,null,0.55426850000000005]
[0.41230850000000002,null,0.55426850000000005]
[0.41229130000000003,null,0.55417139999999998]
[0.4122786,null,0.5540737]
[0.41221560000000002,null,0.5540737]
[0.41220289999999998,null,0.5539752]
[0.41220289999999998,null,0.55386409999999997]
[0.41215170000000001,null,0.55371999999999999]
[0.4121244,null,0.55371999999999999]
[0.4120798,null,0.55371999999999999]
[0.41203719999999999,null,0.55371999999999999]
[0.41198879999999999,null,0.55362149999999999]
[0.41194340000000002,null,0.55362149999999999]
[0.41192410000000002,null,0.55362149999999999]
[0.41189209999999998,null,0.55362149999999999]
[0.41187940000000001,null,0.55362149999999999]
[0.41184949999999998,null,0.55352440000000003]
[0.41182020000000003,null,0.55352440000000003]
[0.41177560000000002,null,0.55352440000000003]
[0.41172639999999999,null,0.55352440000000003]
[0.41167150000000002,null,0.55342670000000005]
[0.41165879999999999,null,0.55328259999999996]
[0.41164420000000002,null,0.55307309999999998]
[0.41164420000000002,null,0.55307309999999998]
[0.41161690000000001,null,0.55297589999999996]
[0.41157510000000003,null,0.55297589999999996]
[0.41155779999999997,null,0.55297589999999996]
[0.41155779999999997,null,0.55297589999999996]
[0.4115414,null,0.55297589999999996]
[0.4115222,null,0.55286489999999999]
[0.41150750000000003,null,0.55286489999999999]
[0.4114583,null,0.55286489999999999]
[0.4114256,null,0.55286489999999999]
[0.41134900000000002,null,0.55276769999999997]
[0.41128350000000002,null,0.55266919999999997]
[0.41126889999999999,null,0.55266919999999997]
[0.41125159999999999,null,0.55266919999999997]
[0.41125159999999999,null,0.55252509999999999]
[0.41120329999999999,null,0.55252509999999999]
[0.41117789999999999,null,0.55252509999999999]
[0.41115859999999999,null,0.55252509999999999]
[0.41115859999999999,null,0.55241410000000002]
[0.41109560000000001,null,0.55241410000000002]
[0.411053,null,0.55241410000000002]
[0.411053,null,0.5523169]
[0.4110066,null,0.55221929999999997]
[0.4109874,null,0.55221929999999997]
[0.41092899999999999,null,0.55221929999999997]
[0.41088069999999999,null,0.55221929999999997]
[0.41083150000000002,null,0.55212220000000001]
[0.41080610000000001,null,0.55212220000000001]
[0.41080610000000001,null,0.55212209999999995]
[0.41080610000000001,null,0.55176990000000004]
[0.41077039999999998,null,0.55176990000000004]
[0.41074119999999997,null,0.55176990000000004]
[0.4106899,null,0.55176990000000004]
[0.4106727,null,0.55176990000000004]
[0.41059420000000002,null,0.55167140000000003]
[0.41053600000000001,null,0.55167140000000003]
[0.41048309999999999,null,0.55167140000000003]
[0.41048309999999999,null,0.55157369999999994]
[0.41047040000000001,null,0.55157369999999994]
[0.41047040000000001,null,0.55146260000000002]
[0.41047040000000001,null,0.55146260000000002]
[0.41045769999999998,null,0.55126699999999995]
[0.4104138,null,0.55126699999999995]
[0.4104138,null,0.55126699999999995]
[0.41038639999999998,null,0.55126699999999995]
[0.4103427,null,0.55126699999999995]
[0.41028490000000001,null,0.55112289999999997]
[0.41026770000000001,null,0.55112289999999997]
[0.41026770000000001,null,0.5510119]
[0.41026770000000001,null,0.5510119]
[0.41022110000000001,null,0.55091469999999998]
[0.41020180000000001,null,0.55091469999999998]
[0.41012900000000002,null,0.55091469999999998]
[0.4100779,null,0.55091469999999998]
[0.41006520000000002,null,0.55091469999999998]
[0.41003129999999999,null,0.55091469999999998]
[0.40998869999999998,null,0.55081760000000002]
[0.40998859999999998,null,0.55081760000000002]
[0.40995300000000001,null,0.55060889999999996]
[0.40990100000000002,null,0.55060889999999996]
[0.40986909999999999,null,0.55051039999999996]
[0.40986909999999999,null,0.55036629999999997]
[0.40986909999999999,null,0.55036629999999997]
[0.409829,null,0.55036629999999997]
[0.40978439999999999,null,0.55036629999999997]
[0.40978439999999999,null,0.55036629999999997]
[0.40978439999999999,null,0.55036629999999997]
[0.40974880000000002,null,0.55036629999999997]
[0.4096861,null,0.55026909999999996]
[0.40964149999999999,null,0.55026909999999996]
[0.40964149999999999,null,0.55015809999999998]
[0.40962680000000001,null,0.55015809999999998]
[0.40956389999999998,null,0.55015809999999998]
[0.40949370000000002,null,0.55015809999999998]
[0.40947650000000002,null,0.55015809999999998]
[0.40944740000000002,null,0.55015809999999998]
[0.40943469999999998,null,0.55005959999999998]
[0.40943469999999998,null,0.54996239999999996]
[0.40943469999999998,null,0.54986480000000004]
[0.40942200000000001,null,0.54986480000000004]
[0.40936990000000001,null,0.54986480000000004]
[0.40935349999999998,null,0.54972069999999995]
[0.40932160000000001,null,0.54972069999999995]
[0.40932160000000001,null,0.54972069999999995]
[0.40932160000000001,null,0.54972069999999995]
[0.4092713,null,0.54972069999999995]
[0.4092459,null,0.54972069999999995]
[0.40921659999999999,null,0.54972069999999995]
[0.40919939999999999,null,0.54951110000000003]
[0.40912399999999999,null,0.54951110000000003]
[0.40909400000000001,null,0.54951110000000003]
[0.40909400000000001,null,0.54941399999999996]
[0.40909400000000001,null,0.54941399999999996]
[0.40909400000000001,null,0.54941399999999996]
[0.40906039999999999,null,0.54941399999999996]
[0.4090203,null,0.54941399999999996]
[0.4089547,null,0.54941399999999996]
[0.40891909999999998,null,0.54941399999999996]
[0.4089045,null,0.54941399999999996]
[0.4088852,null,0.54941399999999996]
[0.4088852,null,0.54931680000000005]
[0.40887059999999997,null,0.54920579999999997]
[0.40887059999999997,null,0.54910809999999999]
[0.40882790000000002,null,0.54910809999999999]
[0.40877479999999999,null,0.54910809999999999]
[0.40874280000000002,null,0.54896400000000001]
[0.40870430000000002,null,0.54886550000000001]
[0.40867500000000001,null,0.54886550000000001]
[0.40865580000000001,null,0.54876840000000005]
[0.40864109999999998,null,0.54876840000000005]
[0.40861209999999998,null,0.54876840000000005]
[0.4085993,null,0.54876840000000005]
[0.4085511,null,0.54876840000000005]
[0.40850649999999999,null,0.54876840000000005]
[0.40847,null,0.54865730000000001]
[0.4084409,null,0.54851320000000003]
[0.4084409,null,0.54851320000000003]
[0.40840700000000002,null,0.54851320000000003]
[0.40840700000000002,null,0.54851320000000003]
[0.40837709999999999,null,0.54851320000000003]
[0.40836440000000002,null,0.54851320000000003]
[0.40827960000000002,null,0.54851320000000003]
[0.40823589999999998,null,0.54841609999999996]
[0.40822320000000001,null,0.54821989999999998]
[0.40817399999999998,null,0.54821989999999998]
[0.40815469999999998,null,0.54821989999999998]
[0.40813549999999998,null,0.54821989999999998]
[0.40813549999999998,null,0.54821989999999998]
[0.40811910000000001,null,0.54821989999999998]
[0.40810180000000001,null,0.54786769999999996]
[0.40801809999999999,null,0.54786769999999996]
[0.40799879999999999,null,0.54786769999999996]
[0.40797149999999999,null,0.54786760000000001]
[0.40793780000000002,null,0.54786760000000001]
[0.40789120000000001,null,0.54786760000000001]
[0.40787479999999998,null,0.54786760000000001]
[0.40787479999999998,null,0.54777050000000005]
[0.40784090000000001,null,0.54756179999999999]
[0.40784090000000001,null,0.54756179999999999]
[0.4078118,null,0.54756179999999999]
[0.40779720000000003,null,0.54756179999999999]
[0.40777999999999998,null,0.54756179999999999]
[0.40777999999999998,null,0.54741770000000001]
[0.40772180000000002,null,0.54731920000000001]
[0.40770250000000002,null,0.54731920000000001]
[0.4076726,null,0.54731920000000001]
[0.4076533,null,0.54722210000000004]
[0.40759319999999999,null,0.54722210000000004]
[0.40756219999999999,null,0.54722210000000004]
[0.40754489999999999,null,0.54711100000000001]
[0.40748109999999998,null,0.54711100000000001]
[0.40741470000000002,null,0.54711100000000001]
[0.40738269999999999,null,0.54711100000000001]
[0.40735080000000001,null,0.54711100000000001]
[0.40730159999999999,null,0.54711100000000001]
[0.40728890000000001,null,0.54711100000000001]
[0.40727170000000001,null,0.54696690000000003]
[0.40725699999999998,null,0.54696690000000003]
[0.40724060000000001,null,0.54696690000000003]
[0.40722599999999998,null,0.54696690000000003]
[0.40714929999999999,null,0.54686979999999996]
[0.40714929999999999,null,0.54677129999999996]
[0.40712999999999999,null,0.54677129999999996]
[0.40710010000000002,null,0.54677129999999996]
[0.40710010000000002,null,0.54666020000000004]
[0.40706730000000002,null,0.54666020000000004]
[0.40703529999999999,null,0.54666020000000004]
[0.40698620000000002,null,0.54656260000000001]
[0.40696890000000002,null,0.54656260000000001]
[0.40695249999999999,null,0.54656260000000001]
[0.40689940000000002,null,0.54656260000000001]
[0.40688669999999999,null,0.54656249999999995]
[0.40687030000000002,null,0.54656249999999995]
[0.40682370000000001,null,0.54646399999999995]
[0.40679179999999998,null,0.54635299999999998]
[0.40675610000000001,null,0.5462089]
[0.40674149999999998,null,0.54611180000000004]
[0.40669119999999997,null,0.54611180000000004]
[0.40667199999999998,null,0.54611180000000004]
[0.40662559999999998,null,0.54611180000000004]
[0.40662559999999998,null,0.54611180000000004]
[0.40659830000000002,null,0.54611180000000004]
[0.40658100000000003,null,0.54611180000000004]
[0.40652290000000002,null,0.54601409999999995]
[0.40649089999999999,null,0.54601409999999995]
[0.40647159999999999,null,0.54590309999999997]
[0.40644259999999999,null,0.54590309999999997]
[0.40644259999999999,null,0.54580589999999995]
[0.40638239999999998,null,0.54580589999999995]
[0.40638239999999998,null,0.54580589999999995]
[0.4063485,null,0.54580589999999995]
[0.40633580000000002,null,0.54580589999999995]
[0.40632119999999999,null,0.54580589999999995]
[0.40629379999999998,null,0.54580589999999995]
[0.40628120000000001,null,0.54566179999999997]
[0.40628120000000001,null,0.5455508]
[0.40623290000000001,null,0.5454523]
[0.40617510000000001,null,0.5454523]
[0.40616049999999998,null,0.5454523]
[0.40616049999999998,null,0.54545220000000005]
[0.40609580000000001,null,0.54525749999999995]
[0.40609580000000001,null,0.54525749999999995]
[0.40607860000000001,null,0.54525749999999995]
[0.4060512,null,0.54525749999999995]
[0.4060029,null,0.54525749999999995]
[0.40599020000000002,null,0.5452574]
[0.40594190000000002,null,0.54516030000000004]
[0.40591189999999999,null,0.54516030000000004]
[0.40589930000000002,null,0.54506180000000004]
[0.40586559999999999,null,0.54506180000000004]
[0.40586559999999999,null,0.54506180000000004]
[0.4058484,null,0.54482010000000003]
[0.4058484,null,0.544709]
[0.40579720000000002,null,0.544709]
[0.40576069999999997,null,0.544709]
[0.40573340000000002,null,0.544709]
[0.40573340000000002,null,0.544709]
[0.40568880000000002,null,0.54461190000000004]
[0.40565970000000001,null,0.54451340000000004]
[0.40563060000000001,null,0.54451340000000004]
[0.40561419999999998,null,0.54451340000000004]
[0.4055996,null,0.54451340000000004]
[0.4055996,null,0.54451329999999998]
[0.40554639999999997,null,0.54451329999999998]
[0.40550009999999997,null,0.54451329999999998]
[0.40546359999999998,null,0.54451329999999998]
[0.40546359999999998,null,0.54441620000000002]
[0.40546359999999998,null,0.54441620000000002]
[0.4054181,null,0.54427210000000004]
[0.40538819999999998,null,0.54427210000000004]
[0.40533540000000001,null,0.54427210000000004]
[0.40531620000000002,null,0.54427210000000004]
[0.40528049999999999,null,0.54416109999999995]
[0.40524399999999999,null,0.54406339999999997]
[0.40522940000000002,null,0.54406339999999997]
[0.40519579999999999,null,0.54406339999999997]
[0.40518110000000002,null,0.54396489999999997]
[0.40514919999999999,null,0.54396489999999997]
[0.40511530000000001,null,0.54396489999999997]
[0.4050879,null,0.54396489999999997]
[0.40507520000000002,null,0.54372370000000003]
[0.40505600000000003,null,0.54372370000000003]
[0.40502690000000002,null,0.54372370000000003]
[0.4049722,null,0.5436126]
[0.40495500000000001,null,0.5436126]
[0.40492299999999998,null,0.5436126]
[0.40490379999999998,null,0.54351550000000004]
[0.40479799999999999,null,0.54351550000000004]
[0.40478069999999999,null,0.54351550000000004]
[0.40473150000000002,null,0.54341779999999995]
[0.40470420000000001,null,0.54341779999999995]
[0.40469149999999998,null,0.54341779999999995]
[0.40464230000000001,null,0.54341779999999995]
[0.40462500000000001,null,0.54341779999999995]
[0.40462500000000001,null,0.54331929999999995]
[0.40461229999999998,null,0.54331929999999995]
[0.40458309999999997,null,0.54317519999999997]
[0.4045667,null,0.54317519999999997]
[0.40453670000000003,null,0.5430642]
[0.4045028,null,0.5430642]
[0.40445619999999999,null,0.5430642]
[0.40443980000000002,null,0.54286939999999995]
[0.40442339999999999,null,0.54286939999999995]
[0.404387,null,0.54286939999999995]
[0.4043677,null,0.54286939999999995]
[0.4043312,null,0.54286939999999995]
[0.4043021,null,0.54286939999999995]
[0.40426210000000001,null,0.54286939999999995]
[0.40419290000000002,null,0.54272529999999997]
[0.40414470000000002,null,0.54261420000000005]
[0.40414470000000002,null,0.54251709999999997]
[0.40414470000000002,null,0.54251709999999997]
[0.40411360000000002,null,0.54251709999999997]
[0.40410089999999999,null,0.54251709999999997]
[0.40410089999999999,null,0.54232089999999999]
[0.40410089999999999,null,0.54232089999999999]
[0.40406730000000002,null,0.54232089999999999]
[0.40404190000000001,null,0.54232089999999999]
[0.40402260000000001,null,0.54232089999999999]
[0.40398410000000001,null,0.54232089999999999]
[0.40391460000000001,null,0.54232089999999999]
[0.40390189999999998,null,0.54232089999999999]
[0.40390189999999998,null,0.54211279999999995]
[0.4038892,null,0.5421127]
[0.40387190000000001,null,0.5421127]
[0.4038273,null,0.5421127]
[0.40379999999999999,null,0.5421127]
[0.40379999999999999,null,0.5421127]
[0.40378269999999999,null,0.5421127]
[0.40372079999999999,null,0.5421127]
[0.40370620000000002,null,0.54196860000000002]
[0.40370620000000002,null,0.54196860000000002]
[0.40367429999999999,null,0.54177249999999999]
[0.40365509999999999,null,0.54177249999999999]
[0.40363779999999999,null,0.54177249999999999]
[0.40361859999999999,null,0.54166139999999996]
[0.40357399999999999,null,0.54166139999999996]
[0.40354200000000001,null,0.54166139999999996]
[0.4034856,null,0.54166139999999996]
[0.4034565,null,0.5415643]
[0.4034565,null,0.5415643]
[0.40344380000000002,null,0.5415643]
[0.40344380000000002,null,0.5415643]
[0.40339540000000002,null,0.5415643]
[0.40338269999999998,null,0.5415643]
[0.40329710000000002,null,0.5415643]
[0.40321970000000001,null,0.5414658]
[0.40320329999999999,null,0.54132170000000002]
[0.40316940000000001,null,0.54132170000000002]
[0.40316940000000001,null,0.54121059999999999]
[0.40312940000000003,null,0.54121059999999999]
[0.40311010000000003,null,0.54121059999999999]
[0.40304630000000002,null,0.54111350000000003]
[0.40303159999999999,null,0.54101580000000005]
[0.40301890000000001,null,0.54101580000000005]
[0.40298529999999999,null,0.54101580000000005]
[0.40294970000000002,null,0.54101580000000005]
[0.40292230000000001,null,0.54101580000000005]
[0.40290589999999998,null,0.54101580000000005]
[0.40290589999999998,null,0.54101580000000005]
[0.40287200000000001,null,0.54101580000000005]
[0.40285280000000001,null,0.54101580000000005]
[0.4028101,null,0.54091730000000005]
[0.4027828,null,0.54091730000000005]
[0.4027635,null,0.54080629999999996]
[0.40273619999999999,null,0.54080629999999996]
[0.40270050000000002,null,0.54080629999999996]
[0.40268779999999998,null,0.54080620000000001]
[0.40268779999999998,null,0.54070910000000005]
[0.40263670000000001,null,0.54056499999999996]
[0.40260390000000001,null,0.54056499999999996]
[0.40256940000000002,null,0.54056499999999996]
[0.40256940000000002,null,0.54056499999999996]
[0.40255479999999999,null,0.54056499999999996]
[0.40255479999999999,null,0.54056499999999996]
[0.40255479999999999,null,0.54056499999999996]
[0.40250819999999998,null,0.54046740000000004]
[0.40249099999999999,null,0.54035630000000001]
[0.40247169999999999,null,0.54035630000000001]
[0.40245710000000001,null,0.54035630000000001]
[0.40242800000000001,null,0.54021220000000003]
[0.40237879999999998,null,0.54011370000000003]
[0.4023333,null,0.54001659999999996]
[0.40230139999999998,null,0.54001659999999996]
[0.40228219999999998,null,0.54001659999999996]
[0.40228209999999998,null,0.54001659999999996]
[0.4022694,null,0.54001659999999996]
[0.40222029999999998,null,0.54001659999999996]
[0.40220109999999998,null,0.53980790000000001]
[0.40218379999999998,null,0.53980790000000001]
[0.4021438,null,0.53980790000000001]
[0.40210810000000002,null,0.53980790000000001]
[0.40207540000000003,null,0.53980790000000001]
[0.40203339999999999,null,0.53980790000000001]
[0.40203339999999999,null,0.53980790000000001]
[0.40200140000000001,null,0.53980790000000001]
[0.40193129999999999,null,0.53956669999999995]
[0.40188289999999999,null,0.53956669999999995]
[0.40185110000000002,null,0.53946810000000001]
[0.40185110000000002,null,0.53946810000000001]
[0.40183180000000002,null,0.53946810000000001]
[0.40177249999999998,null,0.53946810000000001]
[0.40173690000000001,null,0.53946810000000001]
[0.4017095,null,0.53935710000000003]
[0.40169310000000003,null,0.53925940000000006]
[0.40169310000000003,null,0.53925940000000006]
[0.4016632,null,0.53925940000000006]
[0.40163409999999999,null,0.53925940000000006]
[0.40163409999999999,null,0.53916229999999998]
[0.40156560000000002,null,0.53916229999999998]
[0.40148610000000001,null,0.53916229999999998]
[0.40148610000000001,null,0.53916229999999998]
[0.40148610000000001,null,0.53916229999999998]
[0.40148610000000001,null,0.5390182]
[0.40145219999999998,null,0.5390182]
[0.4014395,null,0.5389197]
[0.40138659999999998,null,0.5389197]
[0.40137200000000001,null,0.53880859999999997]
[0.40133809999999998,null,0.53880859999999997]
[0.4013254,null,0.53880859999999997]
[0.4013081,null,0.53880859999999997]
[0.40129540000000002,null,0.53871150000000001]
[0.40128269999999999,null,0.53871150000000001]
[0.40124910000000003,null,0.53871150000000001]
[0.40119880000000002,null,0.53861300000000001]
[0.40116950000000001,null,0.53861300000000001]
[0.40113589999999999,null,0.53861300000000001]
[0.40111950000000002,null,0.53861300000000001]
[0.40109040000000001,null,0.53851530000000003]
[0.40104649999999997,null,0.53851530000000003]
[0.4010338,null,0.53837120000000005]
[0.40100180000000002,null,0.53837120000000005]
[0.40100180000000002,null,0.53837120000000005]
[0.40096789999999999,null,0.53826019999999997]
[0.40094059999999998,null,0.53826019999999997]
[0.40091060000000001,null,0.53826019999999997]
[0.40089419999999998,null,0.53826019999999997]
[0.40084219999999998,null,0.53806449999999995]
[0.40082499999999999,null,0.53806449999999995]
[0.40079110000000001,null,0.53806449999999995]
[0.40077380000000001,null,0.53806449999999995]
[0.40072180000000002,null,0.53806449999999995]
[0.40070909999999998,null,0.53806449999999995]
[0.40069640000000001,null,0.53795349999999997]
[0.40067910000000001,null,0.53795349999999997]
[0.40064719999999998,null,0.53795349999999997]
[0.40061989999999997,null,0.53785629999999995]
[0.40056960000000003,null,0.53785629999999995]
[0.40055239999999998,null,0.53785629999999995]
[0.40053309999999998,null,0.53785629999999995]
[0.40048479999999997,null,0.53785629999999995]
[0.4004721,null,0.53785629999999995]
[0.40045740000000002,null,0.53785629999999995]
[0.40044279999999999,null,0.53785629999999995]
[0.40037899999999998,null,0.53761510000000001]
[0.40036630000000001,null,0.53740549999999998]
[0.4003024,null,0.53730789999999995]
[0.4003024,null,0.53730789999999995]
[0.4002851,null,0.53730789999999995]
[0.40027049999999997,null,0.53730789999999995]
[0.4002406,null,0.53730789999999995]
[0.40020670000000003,null,0.53730789999999995]
[0.400173,null,0.53730789999999995]
[0.40010059999999997,null,0.53730789999999995]
[0.4000842,null,0.53721070000000004]
[0.4000842,null,0.53709969999999996]
[0.4000842,null,0.53695559999999998]
[0.4000842,null,0.53695559999999998]
[0.4000842,null,0.53695559999999998]
[0.4000842,null,0.53695559999999998]
[0.40000960000000002,null,0.53695559999999998]
[0.39999319999999999,null,0.53685709999999998]
[0.39995960000000003,null,0.53685709999999998]
[0.39991130000000003,null,0.53685709999999998]
[0.39989200000000003,null,0.53675989999999996]
[0.39987929999999999,null,0.53666230000000004]
[0.39987929999999999,null,0.53666230000000004]
[0.39986660000000002,null,0.53666230000000004]
[0.39983269999999999,null,0.53666230000000004]
[0.39976230000000001,null,0.53666230000000004]
[0.39976230000000001,null,0.53666230000000004]
[0.39974769999999998,null,0.53666230000000004]
[0.3997076,null,0.53666230000000004]
[0.3996594,null,0.53666230000000004]
[0.39964670000000002,null,0.53666230000000004]
[0.39961560000000002,null,0.53640710000000003]
[0.39956930000000002,null,0.53630860000000002]
[0.39955659999999998,null,0.53621149999999995]
[0.39953929999999999,null,0.53621149999999995]
[0.39949099999999999,null,0.53621149999999995]
[0.39945910000000001,null,0.53611379999999997]
[0.39944269999999998,null,0.53611379999999997]
[0.39942810000000001,null,0.53611379999999997]
[0.39940880000000001,null,0.53611379999999997]
[0.39933970000000002,null,0.53601670000000001]
[0.39933970000000002,null,0.53601670000000001]
[0.39932040000000002,null,0.53601670000000001]
[0.39929049999999999,null,0.53601670000000001]
[0.39927410000000002,null,0.53590559999999998]
[0.39927410000000002,null,0.53576159999999995]
[0.39923760000000003,null,0.53576159999999995]
[0.39918730000000002,null,0.53576159999999995]
[0.39914729999999998,null,0.535663]
[0.39909610000000001,null,0.535663]
[0.39907969999999998,null,0.535663]
[0.39906249999999999,null,0.535663]
[0.39906249999999999,null,0.535663]
[0.39897939999999998,null,0.535663]
[0.39897939999999998,null,0.535663]
[0.39894380000000002,null,0.53556590000000004]
[0.39890370000000003,null,0.53556590000000004]
[0.39890370000000003,null,0.53556590000000004]
[0.3988891,null,0.53556590000000004]
[0.39887270000000002,null,0.53535719999999998]
[0.39883420000000003,null,0.5352131]
[0.39881490000000003,null,0.5352131]
[0.39881490000000003,null,0.53511600000000004]
[0.3988022,null,0.53511600000000004]
[0.39877309999999999,null,0.53511600000000004]
[0.39877309999999999,null,0.53501739999999998]
[0.39877309999999999,null,0.53501739999999998]
[0.39874320000000002,null,0.53501739999999998]
[0.39872600000000002,null,0.53501739999999998]
[0.39866469999999998,null,0.53501739999999998]
[0.39861360000000001,null,0.53501739999999998]
[0.39858159999999998,null,0.53501739999999998]
[0.39856520000000001,null,0.53492030000000002]
[0.39850600000000003,null,0.53492030000000002]
[0.39846419999999999,null,0.53456669999999995]
[0.39846419999999999,null,0.53456669999999995]
[0.39841789999999999,null,0.5345666]
[0.39841789999999999,null,0.5345666]
[0.39841789999999999,null,0.5345666]
[0.39836670000000002,null,0.5345666]
[0.39831559999999999,null,0.5345666]
[0.39831549999999999,null,0.53446950000000004]
[0.39826240000000002,null,0.53446950000000004]
[0.39821329999999999,null,0.53437190000000001]
[0.39820060000000002,null,0.53437190000000001]
[0.39818330000000002,null,0.53437179999999995]
[0.39815600000000001,null,0.53426079999999998]
[0.39812029999999998,null,0.53426079999999998]
[0.39810309999999999,null,0.53426079999999998]
[0.39805940000000001,null,0.53426079999999998]
[0.39801930000000002,null,0.53426079999999998]
[0.39797100000000002,null,0.53426079999999998]
[0.39795180000000002,null,0.53401960000000004]
[0.39793450000000002,null,0.53401960000000004]
[0.39793450000000002,null,0.53401960000000004]
[0.39786690000000002,null,0.53401960000000004]
[0.39784150000000001,null,0.53390850000000001]
[0.39780789999999999,null,0.53390850000000001]
[0.39777400000000002,null,0.53390850000000001]
[0.39776129999999998,null,0.53390850000000001]
[0.39773199999999997,null,0.53390850000000001]
[0.39771479999999998,null,0.53381140000000005]
[0.39766849999999998,null,0.53381140000000005]
[0.3976365,null,0.53371290000000005]
[0.3976365,null,0.53371290000000005]
[0.3976365,null,0.53356879999999995]
[0.39761730000000001,null,0.53345770000000003]
[0.39760459999999997,null,0.53345770000000003]
[0.3975591,null,0.5333601]
[0.3974935,null,0.5333601]
[0.39744889999999999,null,0.5333601]
[0.39743430000000002,null,0.5333601]
[0.39741500000000002,null,0.53324899999999997]
[0.39738309999999999,null,0.53315190000000001]
[0.39738309999999999,null,0.53315190000000001]
[0.39736389999999999,null,0.53315190000000001]
[0.39734920000000001,null,0.53315190000000001]
[0.39730660000000001,null,0.53315190000000001]
[0.39727750000000001,null,0.53315190000000001]
[0.3972292,null,0.53305340000000001]
[0.3972038,null,0.53305340000000001]
[0.39718740000000002,null,0.53305340000000001]
[0.39718740000000002,null,0.53305329999999995]
[0.39718740000000002,null,0.53281160000000005]
[0.39715089999999997,null,0.53270059999999997]
[0.3971363,null,0.53260339999999995]
[0.39711990000000003,null,0.53260339999999995]
[0.39710060000000003,null,0.53260339999999995]
[0.39706669999999999,null,0.53260339999999995]
[0.3970167,null,0.53260339999999995]
[0.39698679999999997,null,0.53260339999999995]
[0.39695940000000002,null,0.5323483]
[0.39692749999999999,null,0.5322498]
[0.39689560000000002,null,0.5322498]
[0.39689560000000002,null,0.5322498]
[0.39685910000000002,null,0.53215259999999998]
[0.39685910000000002,null,0.53215259999999998]
[0.39681729999999998,null,0.53215259999999998]
[0.39680090000000001,null,0.53215259999999998]
[0.39678160000000001,null,0.53215259999999998]
[0.39671620000000002,null,0.53215259999999998]
[0.39670159999999999,null,0.53215259999999998]
[0.39668520000000002,null,0.5320085]
[0.39667049999999998,null,0.53189750000000002]
[0.39663399999999999,null,0.53189750000000002]
[0.39663399999999999,null,0.53189750000000002]
[0.39662130000000001,null,0.53180039999999995]
[0.39660669999999998,null,0.53170269999999997]
[0.39657019999999998,null,0.53170269999999997]
[0.3965282,null,0.53160419999999997]
[0.39651550000000002,null,0.53160419999999997]
[0.3964799,null,0.53160419999999997]
[0.3964799,null,0.53160419999999997]
[0.39646350000000002,null,0.53150710000000001]
[0.39645079999999999,null,0.53150699999999995]
[0.39642539999999998,null,0.53139599999999998]
[0.39642539999999998,null,0.53139599999999998]
[0.39640609999999998,null,0.53139599999999998]
[0.39638889999999999,null,0.53139599999999998]
[0.39634619999999998,null,0.53139599999999998]
[0.39631260000000001,null,0.53139599999999998]
[0.39629989999999998,null,0.5311534]
[0.39628530000000001,null,0.5311534]
[0.39626600000000001,null,0.5311534]
[0.39624680000000001,null,0.5311534]
[0.39621400000000001,null,0.5311534]
[0.3961847,null,0.53105619999999998]
[0.39616829999999997,null,0.53105619999999998]
[0.39613730000000003,null,0.53095859999999995]
[0.39609070000000002,null,0.53095859999999995]
[0.39607799999999999,null,0.53086009999999995]
[0.39603559999999999,null,0.53086009999999995]
[0.39602589999999999,null,0.53074900000000003]
[0.39599400000000001,null,0.53065189999999995]
[0.39596490000000001,null,0.53065189999999995]
[0.39593050000000002,null,0.53065189999999995]
[0.39585300000000001,null,0.53065189999999995]
[0.39584029999999998,null,0.53065189999999995]
[0.3958257,null,0.53065189999999995]
[0.39581100000000002,null,0.53065189999999995]
[0.39578370000000002,null,0.53065189999999995]
[0.39577099999999998,null,0.53054080000000003]
[0.39577099999999998,null,0.53054080000000003]
[0.39572839999999998,null,0.53054080000000003]
[0.39572839999999998,null,0.53039670000000005]
[0.39572839999999998,null,0.53039670000000005]
[0.39570300000000003,null,0.53039670000000005]
[0.39567190000000002,null,0.53029820000000005]
[0.39565470000000003,null,0.53029820000000005]
[0.39560260000000003,null,0.53020109999999998]
[0.39558339999999997,null,0.53000630000000004]
[0.3955687,null,0.53000630000000004]
[0.3955687,null,0.53000630000000004]
[0.3954684,null,0.52989529999999996]
[0.3954684,null,0.52989529999999996]
[0.39542290000000002,null,0.52989520000000001]
[0.39539380000000002,null,0.52989520000000001]
[0.39536650000000001,null,0.52989520000000001]
[0.39535009999999998,null,0.52989520000000001]
[0.39533550000000001,null,0.52989520000000001]
[0.39531620000000001,null,0.52979810000000005]
[0.39526509999999998,null,0.52979810000000005]
[0.3952524,null,0.52979810000000005]
[0.3952196,null,0.52979810000000005]
[0.39518759999999997,null,0.52965399999999996]
[0.39517039999999998,null,0.52955549999999996]
[0.39515309999999998,null,0.52944440000000004]
[0.39513389999999998,null,0.52934729999999997]
[0.39511669999999999,null,0.52934729999999997]
[0.39510030000000002,null,0.52924970000000005]
[0.39506459999999999,null,0.52924970000000005]
[0.39505190000000001,null,0.52924970000000005]
[0.39503549999999998,null,0.52924970000000005]
[0.39501629999999999,null,0.52924970000000005]
[0.39499899999999999,null,0.52924970000000005]
[0.39498630000000001,null,0.52924959999999999]
[0.39497169999999998,null,0.52910559999999995]
[0.39490890000000001,null,0.52910559999999995]
[0.39486520000000003,null,0.52910559999999995]
[0.3948506,null,0.52910559999999995]
[0.3948141,null,0.52910559999999995]
[0.394785,null,0.52899450000000003]
[0.3947367,null,0.52899450000000003]
[0.3947195,null,0.52899450000000003]
[0.3947002,null,0.52889739999999996]
[0.39463720000000002,null,0.52889739999999996]
[0.39463720000000002,null,0.52889739999999996]
[0.39462449999999999,null,0.52870119999999998]
[0.39462449999999999,null,0.52870119999999998]
[0.39462449999999999,null,0.52870119999999998]
[0.39462449999999999,null,0.52870119999999998]
[0.39459349999999999,null,0.5285571]
[0.39452589999999998,null,0.5285571]
[0.39446949999999997,null,0.52844610000000003]
[0.39446940000000003,null,0.52844610000000003]
[0.3944183,null,0.52844610000000003]
[0.39440370000000002,null,0.52834890000000001]
[0.39436919999999998,null,0.52834890000000001]
[0.39436919999999998,null,0.52834890000000001]
[0.39431650000000001,null,0.52825129999999998]
[0.39430009999999999,null,0.52825129999999998]
[0.39430009999999999,null,0.52825129999999998]
[0.39428370000000001,null,0.52825129999999998]
[0.39428360000000001,null,0.5281072]
[0.39425369999999998,null,0.5281072]
[0.39417809999999998,null,0.52791149999999998]
[0.39415879999999998,null,0.52791149999999998]
[0.3941461,null,0.52791149999999998]
[0.3941269,null,0.52791149999999998]
[0.3941269,null,0.52791149999999998]
[0.39407950000000003,null,0.52791149999999998]
[0.3940456,null,0.52791149999999998]
[0.39400180000000001,null,0.52781440000000002]
[0.39400180000000001,null,0.52781440000000002]
[0.39393990000000001,null,0.52770329999999999]
[0.39393990000000001,null,0.52770329999999999]
[0.39393990000000001,null,0.52755929999999995]
[0.39392719999999998,null,0.52755920000000001]
[0.39392719999999998,null,0.52746159999999997]
[0.3939145,null,0.52746159999999997]
[0.39387800000000001,null,0.52746159999999997]
[0.39381509999999997,null,0.52746159999999997]
[0.39378780000000002,null,0.52736450000000001]
[0.3937349,null,0.52726589999999995]
[0.39366380000000001,null,0.52726589999999995]
[0.39364460000000001,null,0.52715489999999998]
[0.39359250000000001,null,0.52715489999999998]
[0.39356259999999998,null,0.52715489999999998]
[0.39354329999999998,null,0.52715489999999998]
[0.39354329999999998,null,0.52715489999999998]
[0.39352870000000001,null,0.52715489999999998]
[0.39352870000000001,null,0.5270108]
[0.39350940000000001,null,0.5270108]
[0.39349020000000001,null,0.5270108]
[0.39345010000000002,null,0.5270108]
[0.39338459999999997,null,0.5270108]
[0.3933527,null,0.52689969999999997]
[0.3933236,null,0.52680260000000001]
[0.39329449999999999,null,0.52680260000000001]
[0.39326709999999998,null,0.52670499999999998]
[0.39325080000000001,null,0.52670499999999998]
[0.39323799999999998,null,0.52660640000000003]
[0.39320159999999998,null,0.52660640000000003]
[0.39316970000000001,null,0.52646230000000005]
[0.39313320000000002,null,0.52646230000000005]
[0.39312049999999998,null,0.52646230000000005]
[0.39307209999999998,null,0.52646230000000005]
[0.39307209999999998,null,0.52646230000000005]
[0.3930575,null,0.52646230000000005]
[0.39304480000000003,null,0.52646230000000005]
[0.3930302,null,0.52625420000000001]
[0.39303009999999999,null,0.52625420000000001]
[0.39301740000000002,null,0.52625420000000001]
[0.39300099999999999,null,0.52625409999999995]
[0.39296300000000001,null,0.52625409999999995]
[0.39293099999999997,null,0.52625409999999995]
[0.3928468,null,0.52625409999999995]
[0.3928468,null,0.52625409999999995]
[0.3928276,null,0.52605849999999998]
[0.39275759999999998,null,0.52594739999999995]
[0.39273829999999998,null,0.52594739999999995]
[0.39273829999999998,null,0.52594739999999995]
[0.39272190000000001,null,0.52584980000000003]
[0.39268540000000002,null,0.52570570000000005]
[0.39265640000000002,null,0.52570570000000005]
[0.39263910000000002,null,0.52570570000000005]
[0.39261000000000001,null,0.52570570000000005]
[0.39256150000000001,null,0.52570570000000005]
[0.39252759999999998,null,0.52570570000000005]
[0.39252759999999998,null,0.52570570000000005]
[0.39252759999999998,null,0.52559460000000002]
[0.39247840000000001,null,0.52559460000000002]
[0.39247840000000001,null,0.52559460000000002]
[0.39242060000000001,null,0.52539899999999995]
[0.39240789999999998,null,0.52539899999999995]
[0.39237610000000001,null,0.52539899999999995]
[0.3923315,null,0.52539899999999995]
[0.3923315,null,0.52539899999999995]
[0.3922831,null,0.52539899999999995]
[0.39224949999999997,null,0.52539899999999995]
[0.3922331,null,0.52539899999999995]
[0.39220110000000002,null,0.52530180000000004]
[0.3921693,null,0.52504669999999998]
[0.3921328,null,0.52504669999999998]
[0.3921328,null,0.52494909999999995]
[0.3921328,null,0.52494909999999995]
[0.39211550000000001,null,0.52494909999999995]
[0.39210279999999997,null,0.52494909999999995]
[0.39207550000000002,null,0.5248505]
[0.39202520000000002,null,0.5248505]
[0.39202520000000002,null,0.52473950000000003]
[0.39194240000000002,null,0.52473950000000003]
[0.39191500000000001,null,0.52464239999999995]
[0.39187850000000002,null,0.52464239999999995]
[0.39186209999999999,null,0.52464239999999995]
[0.39184940000000001,null,0.52464239999999995]
[0.39179829999999999,null,0.52464239999999995]
[0.39179829999999999,null,0.52464230000000001]
[0.39174910000000002,null,0.52464230000000001]
[0.39172990000000002,null,0.52454520000000004]
[0.39171260000000002,null,0.52454520000000004]
[0.39168530000000001,null,0.52454520000000004]
[0.39167059999999998,null,0.52454520000000004]
[0.39164520000000003,null,0.52454520000000004]
[0.3916096,null,0.52454520000000004]
[0.39159690000000003,null,0.52429009999999998]
[0.39159690000000003,null,0.5240939]
[0.3915669,null,0.5240939]
[0.39151320000000001,null,0.5240939]
[0.39151320000000001,null,0.52399680000000004]
[0.39151320000000001,null,0.52399680000000004]
[0.39151320000000001,null,0.52399680000000004]
[0.39145679999999999,null,0.52399680000000004]
[0.39140649999999999,null,0.52399680000000004]
[0.3913664,null,0.52399680000000004]
[0.39134920000000001,null,0.52399680000000004]
[0.39131270000000001,null,0.52388570000000001]
[0.39128069999999998,null,0.52388570000000001]
[0.39128069999999998,null,0.52388570000000001]
[0.39126430000000001,null,0.52388570000000001]
[0.39124510000000001,null,0.52378860000000005]
[0.3911869,null,0.52378860000000005]
[0.39116770000000001,null,0.52364449999999996]
[0.39112370000000002,null,0.52364449999999996]
[0.39110650000000002,null,0.52354599999999996]
[0.39107449999999999,null,0.52354599999999996]
[0.39106180000000001,null,0.52354599999999996]
[0.39104260000000002,null,0.52354599999999996]
[0.39101059999999999,null,0.52354599999999996]
[0.39101059999999999,null,0.52333730000000001]
[0.39099600000000001,null,0.52333730000000001]
[0.39097880000000002,null,0.52333730000000001]
[0.39096409999999998,null,0.52323869999999995]
[0.39094689999999999,null,0.52323869999999995]
[0.39092959999999999,null,0.52323869999999995]
[0.39091500000000001,null,0.52323869999999995]
[0.39089859999999998,null,0.52323869999999995]
[0.39088220000000001,null,0.52323869999999995]
[0.39086579999999999,null,0.52314159999999998]
[0.39086579999999999,null,0.5229975]
[0.39083590000000001,null,0.5229975]
[0.39083590000000001,null,0.5229975]
[0.39078930000000001,null,0.5229975]
[0.390762,null,0.5229975]
[0.39071,null,0.5229975]
[0.39068000000000003,null,0.52288650000000003]
[0.39068000000000003,null,0.52288650000000003]
[0.39064349999999998,null,0.52288650000000003]
[0.39061620000000002,null,0.52288650000000003]
[0.39057969999999997,null,0.52278880000000005]
[0.390565,null,0.52278880000000005]
[0.39055230000000002,null,0.52278880000000005]
[0.39050210000000002,null,0.52278880000000005]
[0.39045289999999999,null,0.52269030000000005]
[0.39045289999999999,null,0.52269030000000005]
[0.39044020000000002,null,0.52269030000000005]
[0.39044010000000001,null,0.52259319999999998]
[0.39038089999999998,null,0.52259310000000003]
[0.39038089999999998,null,0.5224491]
[0.3903682,null,0.5224491]
[0.39033709999999999,null,0.5224491]
[0.39032070000000002,null,0.52235050000000005]
[0.3902658,null,0.52235050000000005]
[0.3902658,null,0.52235050000000005]
[0.3902156,null,0.52235050000000005]
[0.3902156,null,0.52235050000000005]
[0.39020290000000002,null,0.52223949999999997]
[0.39017289999999999,null,0.52223949999999997]
[0.39015569999999999,null,0.52223949999999997]
[0.39013029999999999,null,0.52223949999999997]
[0.39010030000000001,null,0.52223949999999997]
[0.39006469999999999,null,0.52223949999999997]
[0.39001550000000001,null,0.52204470000000003]
[0.38998450000000001,null,0.52204470000000003]
[0.38995059999999998,null,0.52204470000000003]
[0.38995059999999998,null,0.52190060000000005]
[0.38993420000000001,null,0.52190060000000005]
[0.38986860000000001,null,0.52190060000000005]
[0.38985589999999998,null,0.52190060000000005]
[0.38982860000000003,null,0.52180210000000005]
[0.38981399999999999,null,0.52180210000000005]
[0.38979760000000002,null,0.52180210000000005]
[0.38979760000000002,null,0.52180210000000005]
[0.38977830000000002,null,0.52180210000000005]
[0.38975290000000001,null,0.52170490000000003]
[0.38973829999999998,null,0.52170490000000003]
[0.38973829999999998,null,0.52170490000000003]
[0.38966980000000001,null,0.52159390000000005]
[0.38966980000000001,null,0.52159390000000005]
[0.38961980000000002,null,0.52159390000000005]
[0.38958870000000001,null,0.52159390000000005]
[0.38957609999999998,null,0.52144979999999996]
[0.38957599999999998,null,0.52144979999999996]
[0.38954870000000003,null,0.52135209999999998]
[0.38948490000000002,null,0.52135209999999998]
[0.38946560000000002,null,0.52125359999999998]
[0.38943169999999999,null,0.52125359999999998]
[0.38943169999999999,null,0.52125359999999998]
[0.38941530000000002,null,0.52125359999999998]
[0.38936419999999999,null,0.52115650000000002]
[0.38932860000000002,null,0.52115650000000002]
[0.3893122,null,0.52104539999999999]
[0.38928479999999999,null,0.52104539999999999]
[0.3892311,null,0.52104539999999999]
[0.3892311,null,0.52104539999999999]
[0.38918930000000002,null,0.52104539999999999]
[0.38917000000000002,null,0.52094830000000003]
[0.38913639999999999,null,0.52080420000000005]
[0.38910250000000002,null,0.52080420000000005]
[0.38907150000000001,null,0.52080420000000005]
[0.38905879999999998,null,0.52080420000000005]
[0.38899689999999998,null,0.52080420000000005]
[0.38896500000000001,null,0.52080420000000005]
[0.38894859999999998,null,0.52070570000000005]
[0.38894859999999998,null,0.52070570000000005]
[0.38891290000000001,null,0.52060799999999996]
[0.38891290000000001,null,0.52060799999999996]
[0.38891290000000001,null,0.52049699999999999]
[0.38889659999999998,null,0.52049699999999999]
[0.38889659999999998,null,0.52049699999999999]
[0.38889659999999998,null,0.52039990000000003]
[0.3888646,null,0.52039990000000003]
[0.3888646,null,0.52039990000000003]
[0.38880360000000003,null,0.52039979999999997]
[0.38875349999999997,null,0.52039979999999997]
[0.3887389,null,0.52039979999999997]
[0.3887216,null,0.5202888]
[0.38865040000000001,null,0.5202888]
[0.38861390000000001,null,0.52019029999999999]
[0.38860119999999998,null,0.52019029999999999]
[0.38860119999999998,null,0.52004620000000001]
[0.38856269999999998,null,0.52004620000000001]
[0.38855000000000001,null,0.52004620000000001]
[0.3885226,null,0.52004620000000001]
[0.38849719999999999,null,0.51994910000000005]
[0.38848260000000001,null,0.51994910000000005]
[0.38845069999999998,null,0.51994910000000005]
[0.38837159999999998,null,0.51983800000000002]
[0.3883569,null,0.51983800000000002]
[0.3883569,null,0.51983800000000002]
[0.3883569,null,0.51983800000000002]
[0.38834229999999997,null,0.51974039999999999]
[0.3883296,null,0.51974030000000004]
[0.38829770000000002,null,0.51974030000000004]
[0.38828040000000003,null,0.51974030000000004]
[0.38826579999999999,null,0.51962929999999996]
[0.38822200000000001,null,0.51953079999999996]
[0.38818190000000002,null,0.51953079999999996]
[0.38817370000000001,null,0.51953079999999996]
[0.38812449999999998,null,0.51953079999999996]
[0.38812449999999998,null,0.51953079999999996]
[0.38810990000000001,null,0.51943360000000005]
[0.38809709999999997,null,0.51943360000000005]
[0.38805260000000003,null,0.51943360000000005]
[0.38802520000000001,null,0.51932259999999997]
[0.38798870000000002,null,0.51932259999999997]
[0.38794410000000001,null,0.51922409999999997]
[0.38792769999999999,null,0.51907999999999999]
[0.38792769999999999,null,0.51907999999999999]
[0.38790029999999998,null,0.51907999999999999]
[0.38788309999999998,null,0.51898230000000001]
[0.38781840000000001,null,0.51898230000000001]
[0.3877873,null,0.51898230000000001]
[0.38777270000000003,null,0.51898230000000001]
[0.38773089999999999,null,0.51898230000000001]
[0.38770159999999998,null,0.51898230000000001]
[0.38768439999999998,null,0.51898230000000001]
[0.38764789999999999,null,0.51898230000000001]
[0.38762049999999998,null,0.51877410000000002]
[0.38762049999999998,null,0.51877410000000002]
[0.38755299999999998,null,0.51877410000000002]
[0.38755299999999998,null,0.51853150000000003]
[0.38752560000000003,null,0.51853150000000003]
[0.38746269999999999,null,0.51853150000000003]
[0.3874454,null,0.51853150000000003]
[0.3874454,null,0.51853150000000003]
[0.38741550000000002,null,0.51842049999999995]
[0.38739010000000001,null,0.51842049999999995]
[0.38737539999999998,null,0.51832279999999997]
[0.38735619999999998,null,0.51822570000000001]
[0.38734150000000001,null,0.51822570000000001]
[0.38734150000000001,null,0.51822570000000001]
[0.38727859999999997,null,0.51822570000000001]
[0.3872659,null,0.51812720000000001]
[0.38723849999999999,null,0.51812720000000001]
[0.38721929999999999,null,0.51812720000000001]
[0.38721929999999999,null,0.51798310000000003]
[0.38718819999999998,null,0.51788590000000001]
[0.38717180000000001,null,0.51788590000000001]
[0.38717180000000001,null,0.51788590000000001]
[0.38715719999999998,null,0.51788590000000001]
[0.38711259999999997,null,0.51788590000000001]
[0.38709529999999998,null,0.51777490000000004]
[0.38707609999999998,null,0.51777490000000004]
[0.38705679999999998,null,0.51777490000000004]
[0.3870441,null,0.51777490000000004]
[0.38701049999999998,null,0.51767770000000002]
[0.38699319999999998,null,0.51767770000000002]
[0.38698050000000001,null,0.51767770000000002]
[0.3869514,null,0.51767770000000002]
[0.3869223,null,0.51757920000000002]
[0.3868723,null,0.51757920000000002]
[0.38684039999999997,null,0.51757920000000002]
[0.38684039999999997,null,0.51757920000000002]
[0.3868048,null,0.51737049999999996]
[0.3867389,null,0.51737049999999996]
[0.38670700000000002,null,0.51737049999999996]
[0.38670700000000002,null,0.51737049999999996]
[0.38670700000000002,null,0.51737049999999996]
[0.38670700000000002,null,0.51722639999999998]
[0.38668979999999997,null,0.51722639999999998]
[0.3866443,null,0.51722639999999998]
[0.3866271,null,0.51722639999999998]
[0.38658049999999999,null,0.51701830000000004]
[0.38651289999999999,null,0.51701830000000004]
[0.38651289999999999,null,0.51701819999999998]
[0.38650020000000002,null,0.51701819999999998]
[0.38648749999999998,null,0.51701819999999998]
[0.38642460000000001,null,0.51701819999999998]
[0.38642460000000001,null,0.51692110000000002]
[0.38640530000000001,null,0.51671149999999999]
[0.38638610000000001,null,0.51671149999999999]
[0.38633319999999999,null,0.51671149999999999]
[0.38630209999999998,null,0.51671149999999999]
[0.38628750000000001,null,0.51671149999999999]
[0.38625179999999998,null,0.51671149999999999]
[0.38625179999999998,null,0.51656740000000001]
[0.38621820000000001,null,0.51656740000000001]
[0.38619890000000001,null,0.51656740000000001]
[0.38616709999999999,null,0.51656740000000001]
[0.38613599999999998,null,0.51656740000000001]
[0.38610410000000001,null,0.51656740000000001]
[0.3860787,null,0.51656740000000001]
[0.3860787,null,0.51647030000000005]
[0.3860594,null,0.51637270000000002]
[0.38602950000000003,null,0.51637259999999996]
[0.38598290000000002,null,0.51637259999999996]
[0.38596360000000002,null,0.51616309999999999]
[0.38594640000000002,null,0.51616309999999999]
[0.38594640000000002,null,0.51616309999999999]
[0.38591449999999999,null,0.51601900000000001]
[0.38585789999999998,null,0.51592190000000004]
[0.3858415,null,0.51592190000000004]
[0.38577410000000001,null,0.51592190000000004]
[0.38573039999999997,null,0.51592190000000004]
[0.38573039999999997,null,0.51592190000000004]
[0.38573039999999997,null,0.51581080000000001]
[0.385714,null,0.51581080000000001]
[0.385714,null,0.51581080000000001]
[0.38568200000000002,null,0.51581080000000001]
[0.38568200000000002,null,0.51581080000000001]
[0.38564809999999999,null,0.51581080000000001]
[0.38560359999999999,null,0.51581080000000001]
[0.38558429999999999,null,0.51571310000000004]
[0.38554870000000002,null,0.51571310000000004]
[0.38553229999999999,null,0.51551749999999996]
[0.38551299999999999,null,0.51551749999999996]
[0.3854785,null,0.51551749999999996]
[0.3854785,null,0.51551749999999996]
[0.38543480000000002,null,0.51551749999999996]
[0.38537660000000001,null,0.51540640000000004]
[0.38537660000000001,null,0.51540640000000004]
[0.38534099999999999,null,0.51540640000000004]
[0.38534099999999999,null,0.51526240000000001]
[0.38529829999999998,null,0.51526229999999995]
[0.38528370000000001,null,0.51516519999999999]
[0.38527099999999997,null,0.51516519999999999]
[0.38527099999999997,null,0.51516519999999999]
[0.38527099999999997,null,0.51516519999999999]
[0.3852198,null,0.51516519999999999]
[0.38520520000000003,null,0.51506669999999999]
[0.38518590000000003,null,0.51496900000000001]
[0.38514409999999999,null,0.51496900000000001]
[0.38511030000000002,null,0.51485800000000004]
[0.38509300000000002,null,0.51485800000000004]
[0.38509300000000002,null,0.51485800000000004]
[0.38508029999999999,null,0.51485800000000004]
[0.38504749999999999,null,0.51485800000000004]
[0.38503480000000001,null,0.51471389999999995]
[0.38502209999999998,null,0.51461679999999999]
[0.38499480000000003,null,0.51461679999999999]
[0.3849629,null,0.51461679999999999]
[0.38490999999999997,null,0.51461679999999999]
[0.3848473,null,0.51461679999999999]
[0.38481799999999999,null,0.51451820000000004]
[0.38481799999999999,null,0.51451820000000004]
[0.38479259999999998,null,0.51451820000000004]
[0.38477800000000001,null,0.51440719999999995]
[0.38477790000000001,null,0.51440719999999995]
[0.38474799999999998,null,0.51421240000000001]
[0.38472879999999998,null,0.51421240000000001]
[0.38469680000000001,null,0.51411390000000001]
[0.3846485,null,0.51411390000000001]
[0.38463209999999998,null,0.51411390000000001]
[0.38457829999999998,null,0.51411390000000001]
[0.38456190000000001,null,0.51411390000000001]
[0.38456190000000001,null,0.51411390000000001]
[0.38454270000000002,null,0.51411390000000001]
[0.38449630000000001,null,0.51396980000000003]
[0.38446530000000001,null,0.51396980000000003]
[0.38444810000000001,null,0.51396980000000003]
[0.38440239999999998,null,0.5138587]
[0.38437700000000002,null,0.5138587]
[0.38436229999999999,null,0.5138587]
[0.38430510000000001,null,0.51376160000000004]
[0.38430510000000001,null,0.51376160000000004]
[0.38427230000000001,null,0.51376160000000004]
[0.3842412,null,0.51376160000000004]
[0.3842412,null,0.51366389999999995]
[0.38422849999999997,null,0.51356539999999995]
[0.38422849999999997,null,0.51356539999999995]
[0.3842121,null,0.51356539999999995]
[0.3842121,null,0.51345439999999998]
[0.3841929,null,0.51345439999999998]
[0.3841736,null,0.51345439999999998]
[0.3841463,null,0.51335719999999996]
[0.38408249999999999,null,0.51335719999999996]
[0.38404880000000002,null,0.51321320000000004]
[0.38403609999999999,null,0.51321320000000004]
[0.38400250000000002,null,0.51321320000000004]
[0.38394929999999999,null,0.51321309999999998]
[0.3839321,null,0.51321309999999998]
[0.38391940000000002,null,0.51321309999999998]
[0.38390669999999999,null,0.51321309999999998]
[0.38387680000000002,null,0.51321309999999998]
[0.38382929999999998,null,0.51311459999999998]
[0.38381009999999999,null,0.51311459999999998]
[0.38379740000000001,null,0.51311459999999998]
[0.38378469999999998,null,0.51311459999999998]
[0.38378469999999998,null,0.5130036]
[0.38373829999999998,null,0.51290590000000003]
[0.38373829999999998,null,0.51280879999999995]
[0.3837237,null,0.51280879999999995]
[0.38370910000000003,null,0.51266469999999997]
[0.38370910000000003,null,0.51266469999999997]
[0.38368980000000003,null,0.51266469999999997]
[0.38368980000000003,null,0.51266469999999997]
[0.38368980000000003,null,0.51256619999999997]
[0.38365329999999997,null,0.51256619999999997]
[0.3836194,null,0.51246899999999995]
[0.3836194,null,0.51246899999999995]
[0.38358950000000003,null,0.51246899999999995]
[0.38354199999999999,null,0.51246899999999995]
[0.38352740000000002,null,0.51246899999999995]
[0.38348280000000001,null,0.51246899999999995]
[0.38344909999999999,null,0.51246899999999995]
[0.38344909999999999,null,0.51235799999999998]
[0.38342989999999999,null,0.51235799999999998]
[0.38339990000000002,null,0.51235799999999998]
[0.38338349999999999,null,0.51235799999999998]
[0.38336710000000002,null,0.51235799999999998]
[0.38330589999999998,null,0.51235799999999998]
[0.3832913,null,0.51225949999999998]
[0.3832913,null,0.51205129999999999]
[0.3832912,null,0.51195360000000001]
[0.383274,null,0.51195360000000001]
[0.38324009999999997,null,0.51195360000000001]
[0.38321080000000002,null,0.51180950000000003]
[0.3831772,null,0.51180950000000003]
[0.38316450000000002,null,0.51180950000000003]
[0.38310129999999998,null,0.51180950000000003]
[0.38310129999999998,null,0.51180950000000003]
[0.38310129999999998,null,0.51180950000000003]
[0.38305470000000003,null,0.51180950000000003]
[0.38303749999999998,null,0.51180950000000003]
[0.38303749999999998,null,0.51171239999999996]
[0.38303749999999998,null,0.51171239999999996]
[0.3830075,null,0.51171239999999996]
[0.3830075,null,0.51171239999999996]
[0.38299030000000001,null,0.51171239999999996]
[0.38295750000000001,null,0.51160130000000004]
[0.3829302,null,0.51150370000000001]
[0.38291550000000002,null,0.51150370000000001]
[0.38289909999999999,null,0.51150370000000001]
[0.38289909999999999,null,0.51150370000000001]
[0.38289909999999999,null,0.51150370000000001]
[0.38286720000000002,null,0.51150370000000001]
[0.38284790000000002,null,0.5114052]
[0.38283070000000002,null,0.51130799999999998]
[0.38283070000000002,null,0.51130799999999998]
[0.38279419999999997,null,0.51116399999999995]
[0.38273689999999999,null,0.51116399999999995]
[0.38269120000000001,null,0.5111639]
[0.38269120000000001,null,0.5111639]
[0.38269120000000001,null,0.51105290000000003]
[0.38267849999999998,null,0.51105290000000003]
[0.3826273,null,0.51105290000000003]
[0.38261089999999998,null,0.51105290000000003]
[0.3825982,null,0.51095440000000003]
[0.382581,null,0.51085729999999996]
[0.38256459999999998,null,0.51085720000000001]
[0.3825499,null,0.51085720000000001]
[0.38251610000000003,null,0.51071319999999998]
[0.3824842,null,0.51071319999999998]
[0.3824842,null,0.51071319999999998]
[0.38247150000000002,null,0.5106155]
[0.38242510000000002,null,0.5106155]
[0.38239319999999999,null,0.5106155]
[0.38236219999999999,null,0.5106155]
[0.38231090000000001,null,0.5106155]
[0.38229459999999998,null,0.5106155]
[0.38227990000000001,null,0.5106155]
[0.38224799999999998,null,0.51050439999999997]
[0.3822353,null,0.51050439999999997]
[0.3822353,null,0.51050439999999997]
[0.3822161,null,0.51050439999999997]
[0.38218419999999997,null,0.51040730000000001]
[0.38213580000000003,null,0.51040730000000001]
[0.38211859999999997,null,0.51030880000000001]
[0.3821022,null,0.51030880000000001]
[0.38204579999999999,null,0.51030880000000001]
[0.38204579999999999,null,0.51030880000000001]
[0.38201580000000002,null,0.51016470000000003]
[0.38196550000000001,null,0.51016470000000003]
[0.38195279999999998,null,0.51016470000000003]
[0.38195279999999998,null,0.51016470000000003]
[0.38193640000000001,null,0.5100536]
[0.38190740000000001,null,0.5100536]
[0.38189010000000001,null,0.50995599999999996]
[0.38187739999999998,null,0.50995599999999996]
[0.38177509999999998,null,0.50985749999999996]
[0.38175870000000001,null,0.50985749999999996]
[0.3817296,null,0.50985749999999996]
[0.38169960000000003,null,0.50985749999999996]
[0.38166600000000001,null,0.50985749999999996]
[0.38165139999999997,null,0.50976030000000006]
[0.38165139999999997,null,0.50976030000000006]
[0.38165139999999997,null,0.50976030000000006]
[0.381635,null,0.50976030000000006]
[0.3816177,null,0.50976030000000006]
[0.38160309999999997,null,0.50976030000000006]
[0.38160309999999997,null,0.50976030000000006]
[0.38155099999999997,null,0.50976030000000006]
[0.3815383,null,0.50976030000000006]
[0.38150440000000002,null,0.50976030000000006]
[0.38147049999999999,null,0.50961619999999996]
[0.38144319999999998,null,0.50950519999999999]
[0.38141409999999998,null,0.50940810000000003]
[0.38139489999999998,null,0.50940810000000003]
[0.38135920000000001,null,0.50921190000000005]
[0.38134000000000001,null,0.50921190000000005]
[0.38129360000000001,null,0.50921190000000005]
[0.38126169999999998,null,0.50921190000000005]
[0.38122980000000001,null,0.50921190000000005]
[0.38121050000000001,null,0.50921190000000005]
[0.38119589999999998,null,0.50911470000000003]
[0.38117869999999998,null,0.50911470000000003]
[0.381164,null,0.50911470000000003]
[0.3811157,null,0.50911470000000003]
[0.38109929999999997,null,0.50911470000000003]
[0.3810846,null,0.50911470000000003]
[0.38104280000000001,null,0.50897060000000005]
[0.38101289999999999,null,0.50897060000000005]
[0.38094909999999998,null,0.50887349999999998]
[0.38094909999999998,null,0.50887349999999998]
[0.38094909999999998,null,0.50876250000000001]
[0.38094909999999998,null,0.50866400000000001]
[0.38093270000000001,null,0.50866389999999995]
[0.3809053,null,0.50866389999999995]
[0.38088610000000001,null,0.50866389999999995]
[0.38083319999999998,null,0.50866389999999995]
[0.38083319999999998,null,0.50866389999999995]
[0.38083319999999998,null,0.50866389999999995]
[0.38080409999999998,null,0.50866389999999995]
[0.38075300000000001,null,0.50866389999999995]
[0.38073570000000001,null,0.50856630000000003]
[0.38070209999999999,null,0.50856630000000003]
[0.38067099999999998,null,0.50856630000000003]
[0.38060909999999998,null,0.50856630000000003]
[0.3805654,null,0.5084552]
[0.3805654,null,0.50835810000000003]
[0.38051620000000003,null,0.50825960000000003]
[0.38051620000000003,null,0.50825960000000003]
[0.3804863,null,0.50811550000000005]
[0.38045889999999999,null,0.50811550000000005]
[0.38045889999999999,null,0.50811550000000005]
[0.38045889999999999,null,0.50811550000000005]
[0.38042530000000002,null,0.50811550000000005]
[0.38039790000000001,null,0.50811550000000005]
[0.38036150000000002,null,0.50811550000000005]
[0.38032949999999999,null,0.50811550000000005]
[0.38029760000000001,null,0.50811550000000005]
[0.38028119999999999,null,0.50800440000000002]
[0.38026199999999999,null,0.50800440000000002]
[0.38023289999999998,null,0.50780970000000003]
[0.38022020000000001,null,0.50771109999999997]
[0.38020549999999997,null,0.50771109999999997]
[0.3801909,null,0.50771109999999997]
[0.38011149999999999,null,0.50771109999999997]
[0.38009880000000001,null,0.50771109999999997]
[0.38006319999999999,null,0.50771109999999997]
[0.38006319999999999,null,0.50771109999999997]
[0.38006319999999999,null,0.50756699999999999]
[0.38006319999999999,null,0.50746990000000003]
[0.38004589999999999,null,0.50746990000000003]
[0.38001400000000002,null,0.50746990000000003]
[0.37999670000000002,null,0.50746990000000003]
[0.37999670000000002,null,0.50746990000000003]
[0.37995489999999998,null,0.50735889999999995]
[0.37994030000000001,null,0.50735889999999995]
[0.37992389999999998,null,0.5073588]
[0.37992389999999998,null,0.5073588]
[0.37987559999999998,null,0.5073588]
[0.37982440000000001,null,0.5073588]
[0.37982440000000001,null,0.5072603]
[0.37978790000000001,null,0.5072603]
[0.37978790000000001,null,0.5072603]
[0.3797606,null,0.50716269999999997]
[0.37969130000000001,null,0.50716269999999997]
[0.37967859999999998,null,0.50706549999999995]
[0.37967859999999998,null,0.50706549999999995]
[0.37967859999999998,null,0.50706549999999995]
[0.37967859999999998,null,0.50695449999999997]
[0.37963229999999998,null,0.50681039999999999]
[0.3796003,null,0.50681039999999999]
[0.37956640000000003,null,0.50671189999999999]
[0.37956640000000003,null,0.50671189999999999]
[0.37953910000000002,null,0.50671189999999999]
[0.37953910000000002,null,0.50671189999999999]
[0.37949640000000001,null,0.50671189999999999]
[0.37946279999999999,null,0.50671189999999999]
[0.37944559999999999,null,0.50671189999999999]
[0.37941170000000002,null,0.50671189999999999]
[0.37941170000000002,null,0.50661420000000001]
[0.37936330000000001,null,0.50661420000000001]
[0.37934610000000002,null,0.50650320000000004]
[0.37932680000000002,null,0.50640600000000002]
[0.37928109999999998,null,0.50640600000000002]
[0.37920860000000001,null,0.50640600000000002]
[0.37919389999999997,null,0.50640600000000002]
[0.37919389999999997,null,0.50640600000000002]
[0.37914560000000003,null,0.50640600000000002]
[0.37913289999999999,null,0.50630750000000002]
[0.3791157,null,0.50630750000000002]
[0.3791157,null,0.50616340000000004]
[0.37910100000000002,null,0.50616340000000004]
[0.37908639999999999,null,0.50616340000000004]
[0.37907370000000001,null,0.50616340000000004]
[0.37905650000000002,null,0.50616340000000004]
[0.37903720000000002,null,0.50616340000000004]
[0.37899169999999999,null,0.50616340000000004]
[0.37897710000000001,null,0.50606580000000001]
[0.37893860000000001,null,0.50595469999999998]
[0.37889659999999997,null,0.50595469999999998]
[0.3788474,null,0.50595469999999998]
[0.3788474,null,0.50595469999999998]
[0.3788474,null,0.50585760000000002]
[0.37883470000000002,null,0.50571350000000004]
[0.37882199999999999,null,0.50571350000000004]
[0.37882199999999999,null,0.50571350000000004]
[0.3788028,null,0.50571350000000004]
[0.37878810000000002,null,0.50571350000000004]
[0.37872250000000002,null,0.50561500000000004]
[0.37868600000000002,null,0.50561500000000004]
[0.37865500000000002,null,0.50561500000000004]
[0.37864229999999999,null,0.50561500000000004]
[0.37860870000000002,null,0.50561500000000004]
[0.37858130000000001,null,0.50561500000000004]
[0.37856210000000001,null,0.50561500000000004]
[0.3784962,null,0.50561489999999998]
[0.3784962,null,0.50551780000000002]
[0.3784962,null,0.50551780000000002]
[0.3784652,null,0.50551780000000002]
[0.37843159999999998,null,0.50537370000000004]
[0.3784189,null,0.50526269999999995]
[0.37840249999999997,null,0.50526269999999995]
[0.37840249999999997,null,0.50526269999999995]
[0.3783878,null,0.50526269999999995]
[0.3783513,null,0.50516419999999995]
[0.37830580000000003,null,0.50516419999999995]
[0.3782894,null,0.50516419999999995]
[0.37826399999999999,null,0.50516419999999995]
[0.37821569999999999,null,0.50516419999999995]
[0.37818370000000001,null,0.50516419999999995]
[0.37816909999999998,null,0.50506649999999997]
[0.37816909999999998,null,0.50506649999999997]
[0.37809540000000003,null,0.50506649999999997]
[0.37809540000000003,null,0.50506649999999997]
[0.3780425,null,0.50496940000000001]
[0.37800859999999997,null,0.50485829999999998]
[0.37800859999999997,null,0.50485829999999998]
[0.37796600000000002,null,0.50485829999999998]
[0.37791229999999998,null,0.50485829999999998]
[0.37791229999999998,null,0.50485829999999998]
[0.3778685,null,0.50475979999999998]
[0.3778685,null,0.5046157]
[0.37785210000000002,null,0.5046157]
[0.37781759999999998,null,0.5046157]
[0.37778659999999997,null,0.5046157]
[0.377772,null,0.5046157]
[0.3777375,null,0.5046157]
[0.3777375,null,0.5046157]
[0.3777375,null,0.50440750000000001]
[0.3777121,null,0.50440750000000001]
[0.37769740000000002,null,0.50440750000000001]
[0.37763180000000002,null,0.50440750000000001]
[0.37759799999999999,null,0.50440750000000001]
[0.37758160000000002,null,0.50430989999999998]
[0.37754959999999999,null,0.50430989999999998]
[0.37751859999999998,null,0.50430989999999998]
[0.37750590000000001,null,0.50430989999999998]
[0.37749319999999997,null,0.50430989999999998]
[0.37744309999999998,null,0.50421130000000003]
[0.37744309999999998,null,0.50421130000000003]
[0.3774132,null,0.50421130000000003]
[0.3773939,null,0.5040673]
[0.37734479999999998,null,0.5040673]
[0.37734469999999998,null,0.50395619999999997]
[0.377332,null,0.50395619999999997]
[0.37731930000000002,null,0.50395619999999997]
[0.37731930000000002,null,0.50395619999999997]
[0.37726910000000002,null,0.5038591]
[0.37725180000000003,null,0.5038591]
[0.37722640000000002,null,0.5038591]
[0.37722640000000002,null,0.5038591]
[0.37716060000000001,null,0.5038591]
[0.37716060000000001,null,0.5038591]
[0.37714140000000002,null,0.5038591]
[0.37709310000000001,null,0.5038591]
[0.37709300000000001,null,0.5038591]
[0.37705919999999998,null,0.5038591]
[0.37703179999999997,null,0.50366339999999998]
[0.37698350000000003,null,0.50331060000000005]
[0.3769671,null,0.50331060000000005]
[0.3769498,null,0.50331060000000005]
[0.37693339999999997,null,0.50331060000000005]
[0.3768995,null,0.50331060000000005]
[0.3768995,null,0.50331060000000005]
[0.3768823,null,0.50331060000000005]
[0.3768823,null,0.50321349999999998]
[0.37684869999999998,null,0.50321349999999998]
[0.3767894,null,0.50321349999999998]
[0.3767894,null,0.50321349999999998]
[0.37677300000000002,null,0.50311499999999998]
[0.37674570000000002,null,0.50311499999999998]
[0.37669449999999999,null,0.50311499999999998]
[0.37669449999999999,null,0.50311499999999998]
[0.37667519999999999,null,0.50311499999999998]
[0.37664340000000002,null,0.50311499999999998]
[0.37664340000000002,null,0.50311490000000003]
[0.37664340000000002,null,0.50311490000000003]
[0.37661410000000001,null,0.50290679999999999]
[0.376585,null,0.50290679999999999]
[0.37656859999999998,null,0.50290679999999999]
[0.37652229999999998,null,0.50276270000000001]
[0.37650499999999998,null,0.50276270000000001]
[0.37647570000000002,null,0.50276270000000001]
[0.37646109999999999,null,0.50276270000000001]
[0.37646109999999999,null,0.50276270000000001]
[0.37644840000000002,null,0.50276270000000001]
[0.37644840000000002,null,0.50266500000000003]
[0.37643110000000002,null,0.50266500000000003]
[0.37643110000000002,null,0.50256650000000003]
[0.37641390000000002,null,0.50256650000000003]
[0.37640119999999999,null,0.50246939999999995]
[0.37638189999999999,null,0.50246939999999995]
[0.37632290000000002,null,0.50246939999999995]
[0.37627260000000001,null,0.50246939999999995]
[0.3762433,null,0.50246939999999995]
[0.3762433,null,0.50235830000000004]
[0.37623060000000003,null,0.50235830000000004]
[0.37619669999999999,null,0.50235830000000004]
[0.37616939999999999,null,0.50235830000000004]
[0.37615300000000002,null,0.50235830000000004]
[0.37614029999999998,null,0.50235830000000004]
[0.37614029999999998,null,0.50235830000000004]
[0.37612309999999999,null,0.50235830000000004]
[0.37612309999999999,null,0.50211570000000005]
[0.37610840000000001,null,0.50201859999999998]
[0.37607649999999998,null,0.50190749999999995]
[0.3760618,null,0.50190749999999995]
[0.3760136,null,0.50190749999999995]
[0.37598160000000003,null,0.50190749999999995]
[0.37593529999999997,null,0.50180990000000003]
[0.37593529999999997,null,0.50180990000000003]
[0.37593529999999997,null,0.50180990000000003]
[0.37590420000000002,null,0.50180990000000003]
[0.37587229999999999,null,0.50180990000000003]
[0.37587229999999999,null,0.50180990000000003]
[0.37583220000000001,null,0.50180990000000003]
[0.37579859999999998,null,0.50180990000000003]
[0.37576660000000001,null,0.50180979999999997]
[0.37572030000000001,null,0.50180979999999997]
[0.37572030000000001,null,0.50171270000000001]
[0.37568469999999998,null,0.50160170000000004]
[0.37565539999999997,null,0.50150320000000004]
[0.37565539999999997,null,0.50150320000000004]
[0.37561889999999998,null,0.50150320000000004]
[0.3756062,null,0.50150320000000004]
[0.3756062,null,0.50150320000000004]
[0.37556149999999999,null,0.50150320000000004]
[0.37554880000000002,null,0.50126059999999995]
[0.37553239999999999,null,0.50126059999999995]
[0.37548389999999998,null,0.5012605]
[0.37546669999999999,null,0.50116289999999997]
[0.37545200000000001,null,0.50116289999999997]
[0.37542209999999998,null,0.50116289999999997]
[0.37542209999999998,null,0.50105180000000005]
[0.37539299999999998,null,0.50105180000000005]
[0.37535930000000001,null,0.50105180000000005]
[0.37534659999999997,null,0.50095469999999998]
[0.3752817,null,0.50095469999999998]
[0.3752817,null,0.50095469999999998]
[0.3752817,null,0.50095469999999998]
[0.37526710000000002,null,0.50081059999999999]
[0.37521789999999999,null,0.50081059999999999]
[0.37519249999999998,null,0.50071209999999999]
[0.37515969999999998,null,0.50071209999999999]
[0.37514249999999999,null,0.50071209999999999]
[0.37512780000000001,null,0.50071209999999999]
[0.37510860000000001,null,0.50061500000000003]
[0.37507469999999998,null,0.50061500000000003]
[0.37504929999999997,null,0.50061500000000003]
[0.3750366,null,0.50051730000000005]
[0.3750193,null,0.50051730000000005]
[0.37500289999999997,null,0.50051730000000005]
[0.37497560000000002,null,0.50051730000000005]
[0.37495919999999999,null,0.50040629999999997]
[0.37493009999999999,null,0.50040620000000002]
[0.37493009999999999,null,0.50026219999999999]
[0.37493009999999999,null,0.50026219999999999]
[0.37491289999999999,null,0.50026219999999999]
[0.37490020000000002,null,0.50016499999999997]
[0.37487090000000001,null,0.50006649999999997]
[0.37482339999999997,null,0.50006649999999997]
[0.37482339999999997,null,0.50006649999999997]
[0.37478699999999998,null,0.50006649999999997]
[0.3747742,null,0.49996879999999999]
[0.3747432,null,0.49996879999999999]
[0.3747067,null,0.49987169999999997]
[0.3747067,null,0.49987169999999997]
[0.37469400000000003,null,0.49987169999999997]
[0.37466670000000002,null,0.49987169999999997]
[0.37465029999999999,null,0.49987169999999997]
[0.37463560000000001,null,0.49987169999999997]
[0.37461640000000002,null,0.49987169999999997]
[0.37461640000000002,null,0.49987169999999997]
[0.37456919999999999,null,0.4997607]
[0.37453560000000002,null,0.4996621]
[0.37453560000000002,null,0.49951810000000002]
[0.37452289999999999,null,0.49951800000000002]
[0.37445529999999999,null,0.49951800000000002]
[0.37443609999999999,null,0.49942039999999999]
[0.37440869999999998,null,0.49942039999999999]
[0.37437510000000002,null,0.49942039999999999]
[0.37437510000000002,null,0.49942039999999999]
[0.37434780000000001,null,0.49932330000000003]
[0.37432850000000001,null,0.49932330000000003]
[0.37432850000000001,null,0.49921219999999999]
[0.37431579999999998,null,0.49911369999999999]
[0.37427379999999999,null,0.49911369999999999]
[0.37424190000000002,null,0.49911369999999999]
[0.37424190000000002,null,0.49911369999999999]
[0.37420920000000002,null,0.49911369999999999]
[0.37420910000000002,null,0.49911369999999999]
[0.37418990000000002,null,0.49911369999999999]
[0.37412060000000003,null,0.49911369999999999]
[0.37408960000000002,null,0.49911369999999999]
[0.37408960000000002,null,0.49896960000000001]
[0.37405769999999999,null,0.49896960000000001]
[0.37401299999999998,null,0.49896960000000001]
[0.37398310000000001,null,0.49876090000000001]
[0.37398310000000001,null,0.49866379999999999]
[0.37396849999999998,null,0.49866379999999999]
[0.3739558,null,0.49866379999999999]
[0.37392839999999999,null,0.49866379999999999]
[0.37389280000000003,null,0.49856519999999999]
[0.37386540000000001,null,0.49856519999999999]
[0.37379370000000001,null,0.49856519999999999]
[0.37379370000000001,null,0.49856519999999999]
[0.3737627,null,0.49856519999999999]
[0.3737627,null,0.49856519999999999]
[0.37375000000000003,null,0.49842110000000001]
[0.37371890000000002,null,0.49842110000000001]
[0.37370619999999999,null,0.49842110000000001]
[0.37361939999999999,null,0.49821300000000002]
[0.37360480000000001,null,0.49821300000000002]
[0.37358760000000002,null,0.49821300000000002]
[0.37354039999999999,null,0.49821300000000002]
[0.37354039999999999,null,0.49821300000000002]
[0.37351299999999998,null,0.49821300000000002]
[0.37349660000000001,null,0.49811529999999998]
[0.37345210000000001,null,0.49811529999999998]
[0.37343739999999997,null,0.49811529999999998]
[0.37343739999999997,null,0.49811529999999998]
[0.3734247,null,0.4979712]
[0.3734247,null,0.4979712]
[0.3734055,null,0.4978727]
[0.3734055,null,0.4978727]
[0.3733882,null,0.49777559999999998]
[0.3733572,null,0.49777559999999998]
[0.37330140000000001,null,0.49777559999999998]
[0.3732722,null,0.49777549999999998]
[0.3732721,null,0.49777549999999998]
[0.37325570000000002,null,0.49777549999999998]
[0.37323849999999997,null,0.49766450000000001]
[0.37318400000000002,null,0.49766450000000001]
[0.37318400000000002,null,0.49766450000000001]
[0.37316480000000002,null,0.49766450000000001]
[0.37311820000000001,null,0.49766450000000001]
[0.3730908,null,0.49766450000000001]
[0.3730716,null,0.49766450000000001]
[0.3730716,null,0.49766450000000001]
[0.37305519999999998,null,0.49766450000000001]
[0.37303789999999998,null,0.49746970000000001]
[0.37303789999999998,null,0.49746970000000001]
[0.37299339999999997,null,0.49746970000000001]
[0.3729577,null,0.49746970000000001]
[0.3729577,null,0.49732559999999998]
[0.3729286,null,0.49732559999999998]
[0.3729094,null,0.49732559999999998]
[0.37288399999999999,null,0.49722709999999998]
[0.37285210000000002,null,0.49722709999999998]
[0.37285210000000002,null,0.49717159999999999]
[0.37283569999999999,null,0.49711610000000001]
[0.37280370000000002,null,0.497116]
[0.37278909999999998,null,0.497116]
[0.37273269999999997,null,0.497116]
[0.37269619999999998,null,0.497116]
[0.37267980000000001,null,0.497116]
[0.37260939999999998,null,0.497116]
[0.37260939999999998,null,0.497116]
[0.3725947,null,0.49697200000000002]
[0.37253750000000002,null,0.49697190000000002]
[0.37252479999999999,null,0.49687340000000002]
[0.37251010000000001,null,0.49687340000000002]
[0.37249090000000001,null,0.49687340000000002]
[0.37247619999999998,null,0.4967763]
[0.3724616,null,0.49666529999999998]
[0.3724616,null,0.4965676]
[0.37242789999999998,null,0.4965676]
[0.37242789999999998,null,0.4965676]
[0.37237350000000002,null,0.4965676]
[0.37235420000000002,null,0.49642350000000002]
[0.3723378,null,0.49642350000000002]
[0.37232510000000002,null,0.49642350000000002]
[0.37231239999999999,null,0.49642350000000002]
[0.37227850000000001,null,0.49642350000000002]
[0.37226209999999998,null,0.49621389999999999]
[0.37224570000000001,null,0.49611680000000002]
[0.37220110000000001,null,0.49611680000000002]
[0.37218469999999998,null,0.49611680000000002]
[0.37215930000000003,null,0.49611680000000002]
[0.3720984,null,0.49611680000000002]
[0.3720984,null,0.49611680000000002]
[0.37206640000000002,null,0.49611680000000002]
[0.37199710000000002,null,0.49611680000000002]
[0.37197989999999997,null,0.49611680000000002]
[0.3719652,null,0.49611680000000002]
[0.37193140000000002,null,0.49611680000000002]
[0.3718977,null,0.49597269999999999]
[0.37186859999999999,null,0.49597269999999999]
[0.37185590000000002,null,0.49587500000000001]
[0.37183949999999999,null,0.49587500000000001]
[0.37183949999999999,null,0.49577789999999999]
[0.37182680000000001,null,0.49566690000000002]
[0.3717995,null,0.49566690000000002]
[0.3717995,null,0.49566690000000002]
[0.37178679999999997,null,0.49566690000000002]
[0.37178679999999997,null,0.49566690000000002]
[0.37178679999999997,null,0.49566690000000002]
[0.37177209999999999,null,0.49566690000000002]
[0.37175570000000002,null,0.49566690000000002]
[0.3717029,null,0.49556830000000002]
[0.3717029,null,0.49556830000000002]
[0.3716373,null,0.4954712]
[0.3716373,null,0.49532710000000002]
[0.37161810000000001,null,0.49532710000000002]
[0.37158609999999997,null,0.49532710000000002]
[0.3715734,null,0.49532710000000002]
[0.37156070000000002,null,0.49521609999999999]
[0.37154609999999999,null,0.49521609999999999]
[0.37154609999999999,null,0.49521609999999999]
[0.37153340000000001,null,0.49521609999999999]
[0.37151879999999998,null,0.49511840000000001]
[0.37146790000000002,null,0.49501990000000001]
[0.37143589999999999,null,0.49501990000000001]
[0.37143589999999999,null,0.49501990000000001]
[0.37143589999999999,null,0.49490879999999998]
[0.37141950000000001,null,0.49481170000000002]
[0.3713902,null,0.49481170000000002]
[0.37135370000000001,null,0.49481170000000002]
[0.3713264,null,0.49481170000000002]
[0.37130999999999997,null,0.49481170000000002]
[0.37129279999999998,null,0.49466759999999999]
[0.3712781,null,0.49466759999999999]
[0.3712781,null,0.49466759999999999]
[0.37124620000000003,null,0.49466759999999999]
[0.371199,null,0.49466759999999999]
[0.371199,null,0.49466759999999999]
[0.37117159999999999,null,0.49466759999999999]
[0.3711352,null,0.49466759999999999]
[0.3711352,null,0.49466759999999999]
[0.37110320000000002,null,0.49457050000000002]
[0.37108679999999999,null,0.49445939999999999]
[0.37107040000000002,null,0.49445939999999999]
[0.37103390000000003,null,0.49445939999999999]
[0.37103390000000003,null,0.49445939999999999]
[0.37103390000000003,null,0.49426330000000002]
[0.371002,null,0.49426320000000001]
[0.37094270000000001,null,0.49426320000000001]
[0.37092809999999998,null,0.49411919999999998]
[0.37085439999999997,null,0.49411909999999998]
[0.37085439999999997,null,0.49402200000000002]
[0.37083709999999998,null,0.49391099999999999]
[0.37083709999999998,null,0.49391099999999999]
[0.3708225,null,0.49391099999999999]
[0.37080780000000002,null,0.49391099999999999]
[0.37077870000000002,null,0.49391099999999999]
[0.37070950000000003,null,0.49391099999999999]
[0.3706795,null,0.49391099999999999]
[0.3706795,null,0.49391099999999999]
[0.37066490000000002,null,0.49391099999999999]
[0.37063289999999999,null,0.49391099999999999]
[0.37063289999999999,null,0.49391099999999999]
[0.37063289999999999,null,0.49391099999999999]
[0.37061650000000002,null,0.49381239999999998]
[0.37059730000000002,null,0.49370140000000001]
[0.37059730000000002,null,0.49350660000000002]
[0.37056339999999999,null,0.49336249999999998]
[0.37056339999999999,null,0.49336249999999998]
[0.37053599999999998,null,0.49336249999999998]
[0.3705196,null,0.49336249999999998]
[0.3704923,null,0.49336249999999998]
[0.3704923,null,0.49336249999999998]
[0.37045869999999997,null,0.49336249999999998]
[0.37043130000000002,null,0.49336249999999998]
[0.37041410000000002,null,0.49336249999999998]
[0.37040139999999999,null,0.49336249999999998]
[0.37035299999999999,null,0.49326540000000002]
[0.37031649999999999,null,0.49326540000000002]
[0.37028749999999999,null,0.49326540000000002]
[0.37027110000000002,null,0.49326540000000002]
[0.37025180000000002,null,0.49316690000000002]
[0.37025180000000002,null,0.49316690000000002]
[0.37022450000000001,null,0.49316690000000002]
[0.37022450000000001,null,0.49305579999999999]
[0.37021179999999998,null,0.49291170000000001]
[0.37016719999999997,null,0.49291170000000001]
[0.37014989999999998,null,0.49291170000000001]
[0.37014989999999998,null,0.49291170000000001]
[0.37007040000000002,null,0.49291170000000001]
[0.37005399999999999,null,0.49291170000000001]
[0.37003469999999999,null,0.49291170000000001]
[0.3699884,null,0.49291170000000001]
[0.3699884,null,0.49281459999999999]
[0.36995640000000002,null,0.49281459999999999]
[0.36993920000000002,null,0.49281459999999999]
[0.36992649999999999,null,0.49271690000000001]
[0.36992649999999999,null,0.49271690000000001]
[0.36990919999999999,null,0.49261840000000001]
[0.36990919999999999,null,0.49261840000000001]
[0.36990919999999999,null,0.49247429999999998]
[0.369892,null,0.49247429999999998]
[0.369892,null,0.49247429999999998]
[0.369861,null,0.49247429999999998]
[0.369861,null,0.49247429999999998]
[0.36978529999999998,null,0.49247429999999998]
[0.36976599999999998,null,0.49247429999999998]
[0.36973689999999998,null,0.49247429999999998]
[0.36971769999999998,null,0.49226609999999998]
[0.36969030000000003,null,0.49226609999999998]
[0.3696604,null,0.49226609999999998]
[0.3696604,null,0.49226609999999998]
[0.36964770000000002,null,0.49226609999999998]
[0.36964770000000002,null,0.49226609999999998]
[0.36960399999999999,null,0.49207000000000001]
[0.36958469999999999,null,0.49207000000000001]
[0.36955739999999998,null,0.49207000000000001]
[0.36954009999999998,null,0.4920699]
[0.36948520000000001,null,0.4920699]
[0.36945329999999998,null,0.4920699]
[0.36944060000000001,null,0.49197279999999999]
[0.36942419999999998,null,0.49182870000000001]
[0.3694115,null,0.49182870000000001]
[0.36939230000000001,null,0.49182870000000001]
[0.36937759999999997,null,0.49182870000000001]
[0.369363,null,0.49182870000000001]
[0.36930990000000002,null,0.49182870000000001]
[0.36929260000000003,null,0.49171769999999998]
[0.36926350000000002,null,0.49171769999999998]
[0.36924630000000003,null,0.49171769999999998]
[0.36922899999999997,null,0.49171769999999998]
[0.36918529999999999,null,0.49171769999999998]
[0.36918529999999999,null,0.49152200000000001]
[0.3691681,null,0.49152200000000001]
[0.3691508,null,0.49152200000000001]
[0.36913439999999997,null,0.49152200000000001]
[0.36911719999999998,null,0.49152200000000001]
[0.36907250000000003,null,0.49142439999999998]
[0.36902509999999999,null,0.49142439999999998]
[0.3690078,null,0.4912803]
[0.3689714,null,0.4912803]
[0.36895869999999997,null,0.4912803]
[0.36890840000000003,null,0.4912803]
[0.36890840000000003,null,0.4912803]
[0.36890840000000003,null,0.4912803]
[0.36890840000000003,null,0.49116919999999997]
[0.36890840000000003,null,0.49116919999999997]
[0.36886570000000002,null,0.49116919999999997]
[0.36885299999999999,null,0.49107070000000003]
[0.36883840000000001,null,0.49097360000000001]
[0.36882369999999998,null,0.49097360000000001]
[0.36882369999999998,null,0.49097360000000001]
[0.3687918,null,0.49097360000000001]
[0.36877539999999998,null,0.49097360000000001]
[0.36877539999999998,null,0.49097360000000001]
[0.36872709999999997,null,0.49082949999999997]
[0.36869600000000002,null,0.49082949999999997]
[0.36867879999999997,null,0.49082949999999997]
[0.3686296,null,0.49082949999999997]
[0.3686296,null,0.49082949999999997]
[0.36861319999999997,null,0.4904251]
[0.3685795,null,0.4904251]
[0.3685795,null,0.4904251]
[0.36856030000000001,null,0.4904251]
[0.36854100000000001,null,0.4904251]
[0.36851109999999998,null,0.4904251]
[0.36847920000000001,null,0.4904251]
[0.36846649999999997,null,0.4904251]
[0.3684518,null,0.4904251]
[0.36841819999999997,null,0.4904251]
[0.36840349999999999,null,0.4904251]
[0.36837160000000002,null,0.4904251]
[0.36835240000000002,null,0.4904251]
[0.36835240000000002,null,0.49031409999999997]
[0.36831429999999998,null,0.49031409999999997]
[0.36831429999999998,null,0.49016999999999999]
[0.36828329999999998,null,0.49016999999999999]
[0.3682378,null,0.49016999999999999]
[0.36822310000000003,null,0.49016999999999999]
[0.36818459999999997,null,0.49007279999999998]
[0.36818459999999997,null,0.49007279999999998]
[0.3681547,null,0.49007279999999998]
[0.36812470000000003,null,0.4899752]
[0.36812470000000003,null,0.4899752]
[0.36808819999999998,null,0.4899752]
[0.36808819999999998,null,0.4898767]
[0.3680736,null,0.48976560000000002]
[0.36803799999999998,null,0.48976560000000002]
[0.36803799999999998,null,0.48976560000000002]
[0.36803799999999998,null,0.48976560000000002]
[0.36801060000000002,null,0.48976560000000002]
[0.36798520000000001,null,0.48962149999999999]
[0.36796600000000002,null,0.48952440000000003]
[0.36791770000000001,null,0.48952440000000003]
[0.36791770000000001,null,0.48952440000000003]
[0.36791770000000001,null,0.48952440000000003]
[0.36788399999999999,null,0.48952440000000003]
[0.36788399999999999,null,0.48952440000000003]
[0.36785220000000002,null,0.48952440000000003]
[0.36783949999999999,null,0.48952440000000003]
[0.36782680000000001,null,0.4894133]
[0.36781039999999998,null,0.4894133]
[0.3677957,null,0.4894133]
[0.3677957,null,0.4894133]
[0.36776209999999998,null,0.4894133]
[0.3677494,null,0.48926920000000002]
[0.36773210000000001,null,0.48917159999999998]
[0.36767899999999998,null,0.48907309999999998]
[0.367618,null,0.48907309999999998]
[0.3676007,null,0.48897590000000002]
[0.36757339999999999,null,0.48897590000000002]
[0.36756070000000002,null,0.48897590000000002]
[0.36756070000000002,null,0.48886489999999999]
[0.36754340000000002,null,0.48886489999999999]
[0.36752879999999999,null,0.48886489999999999]
[0.36748229999999998,null,0.48886489999999999]
[0.36748229999999998,null,0.48886489999999999]
[0.36745030000000001,null,0.48886489999999999]
[0.36743759999999998,null,0.48886489999999999]
[0.3674212,null,0.48876770000000003]
[0.36738759999999998,null,0.48876770000000003]
[0.3673556,null,0.4886701]
[0.36733919999999998,null,0.48852600000000002]
[0.36733919999999998,null,0.48852600000000002]
[0.36733919999999998,null,0.48831780000000002]
[0.36728460000000002,null,0.48831780000000002]
[0.36726530000000002,null,0.48831780000000002]
[0.36725069999999999,null,0.48831780000000002]
[0.36721500000000001,null,0.48831780000000002]
[0.36721500000000001,null,0.48821930000000002]
[0.36717319999999998,null,0.48821930000000002]
[0.36713669999999998,null,0.48821930000000002]
[0.36710939999999997,null,0.48810819999999999]
[0.36710939999999997,null,0.48810819999999999]
[0.36707289999999998,null,0.48796420000000001]
[0.36704100000000001,null,0.48796420000000001]
[0.3670119,null,0.487867]
[0.3670119,null,0.487867]
[0.36697999999999997,null,0.487867]
[0.36696269999999998,null,0.487867]
[0.3669481,null,0.487867]
[0.3669481,null,0.487867]
[0.36691240000000003,null,0.487867]
[0.3668825,null,0.487867]
[0.36686780000000002,null,0.487867]
[0.36683130000000003,null,0.487867]
[0.3667859,null,0.48776930000000002]
[0.36677320000000002,null,0.48776930000000002]
[0.36676049999999999,null,0.4876722]
[0.36676049999999999,null,0.4876722]
[0.36674580000000001,null,0.4876722]
[0.36672660000000001,null,0.48756119999999997]
[0.36670730000000001,null,0.48756119999999997]
[0.36670730000000001,null,0.48746260000000002]
[0.3666353,null,0.48746260000000002]
[0.36661890000000003,null,0.48746260000000002]
[0.36661890000000003,null,0.48746260000000002]
[0.36661890000000003,null,0.48731859999999999]
[0.36659350000000002,null,0.48731859999999999]
[0.36659350000000002,null,0.48722140000000003]
[0.36657630000000002,null,0.48722140000000003]
[0.36655989999999999,null,0.48722140000000003]
[0.36651529999999999,null,0.48722140000000003]
[0.36651529999999999,null,0.48722140000000003]
[0.36649890000000002,null,0.48722140000000003]
[0.36649890000000002,null,0.48722140000000003]
[0.36646529999999999,null,0.48722140000000003]
[0.36645060000000002,null,0.48722140000000003]
[0.36643419999999999,null,0.4871238]
[0.36641499999999999,null,0.4871238]
[0.36641499999999999,null,0.48701270000000002]
[0.36636839999999998,null,0.48701270000000002]
[0.36630279999999998,null,0.48701270000000002]
[0.36629010000000001,null,0.48691420000000002]
[0.36629010000000001,null,0.48691420000000002]
[0.36625819999999998,null,0.48691420000000002]
[0.36625819999999998,null,0.48691420000000002]
[0.36623090000000003,null,0.48691420000000002]
[0.36620350000000002,null,0.48667300000000002]
[0.36620350000000002,null,0.48667300000000002]
[0.36618430000000002,null,0.48656189999999999]
[0.36618430000000002,null,0.48656189999999999]
[0.36618430000000002,null,0.48656189999999999]
[0.36614780000000002,null,0.48656189999999999]
[0.36611870000000002,null,0.48656189999999999]
[0.36611870000000002,null,0.48656189999999999]
[0.36610229999999999,null,0.48656189999999999]
[0.36610229999999999,null,0.48656189999999999]
[0.36605860000000001,null,0.48656189999999999]
[0.36605860000000001,null,0.48656189999999999]
[0.36599280000000001,null,0.48646479999999998]
[0.36598009999999997,null,0.4863537]
[0.36595080000000002,null,0.48625610000000002]
[0.36592089999999999,null,0.48625610000000002]
[0.36588720000000002,null,0.48625610000000002]
[0.36585620000000002,null,0.48625610000000002]
[0.36585620000000002,null,0.48625610000000002]
[0.36582419999999999,null,0.48615760000000002]
[0.36580699999999999,null,0.48615750000000002]
[0.36577140000000002,null,0.48601349999999999]
[0.36575869999999999,null,0.48601349999999999]
[0.36574400000000001,null,0.48601349999999999]
[0.36572480000000002,null,0.48591630000000002]
[0.36571209999999998,null,0.48591630000000002]
[0.36569940000000001,null,0.48591630000000002]
[0.3656701,null,0.48591630000000002]
[0.36564010000000002,null,0.48591630000000002]
[0.3656045,null,0.48591630000000002]
[0.3656045,null,0.48591630000000002]
[0.3655872,null,0.48591630000000002]
[0.3655545,null,0.4858053]
[0.36553809999999998,null,0.4858053]
[0.3655042,null,0.48566120000000002]
[0.36549150000000002,null,0.48566120000000002]
[0.3654578,null,0.48566120000000002]
[0.36544140000000003,null,0.48546499999999998]
[0.36544140000000003,null,0.48546499999999998]
[0.36540489999999998,null,0.48546499999999998]
[0.36537760000000002,null,0.48546499999999998]
[0.36536489999999999,null,0.48546499999999998]
[0.36535220000000002,null,0.48546499999999998]
[0.36532120000000001,null,0.48546499999999998]
[0.36528840000000001,null,0.48546499999999998]
[0.36525839999999998,null,0.48536790000000002]
[0.36522650000000001,null,0.48536790000000002]
[0.3651972,null,0.48536790000000002]
[0.36516330000000002,null,0.48525679999999999]
[0.36516330000000002,null,0.48525679999999999]
[0.36514410000000003,null,0.48525679999999999]
[0.36513139999999999,null,0.48515829999999999]
[0.36513139999999999,null,0.48515829999999999]
[0.36513139999999999,null,0.48515829999999999]
[0.3651141,null,0.48515829999999999]
[0.3651141,null,0.48506120000000003]
[0.36508220000000002,null,0.48506120000000003]
[0.36500569999999999,null,0.48506120000000003]
[0.36500569999999999,null,0.48491709999999999]
[0.36497370000000001,null,0.48491709999999999]
[0.36494189999999999,null,0.48491709999999999]
[0.36488979999999999,null,0.48491709999999999]
[0.36487059999999999,null,0.48491709999999999]
[0.36485790000000001,null,0.48491709999999999]
[0.36482340000000002,null,0.48491709999999999]
[0.36480869999999999,null,0.48481940000000001]
[0.36479410000000001,null,0.48481940000000001]
[0.36476500000000001,null,0.48470839999999998]
[0.36474580000000001,null,0.48461120000000002]
[0.36470930000000001,null,0.48461120000000002]
[0.36469459999999998,null,0.48461120000000002]
[0.3646819,null,0.48451270000000002]
[0.36466270000000001,null,0.48451270000000002]
[0.36461719999999997,null,0.48451270000000002]
[0.364566,null,0.48451270000000002]
[0.36447770000000002,null,0.48451270000000002]
[0.36447770000000002,null,0.48451270000000002]
[0.36446040000000002,null,0.48451270000000002]
[0.36441190000000001,null,0.48436859999999998]
[0.36441190000000001,null,0.48425760000000001]
[0.36439549999999998,null,0.48425760000000001]
[0.36439549999999998,null,0.48425760000000001]
[0.36437819999999999,null,0.48425760000000001]
[0.36434430000000001,null,0.48415989999999998]
[0.364317,null,0.48406280000000002]
[0.36427520000000002,null,0.48406280000000002]
[0.36426249999999999,null,0.48406280000000002]
[0.36421619999999999,null,0.48406280000000002]
[0.36417769999999999,null,0.48406280000000002]
[0.36417769999999999,null,0.48406280000000002]
[0.36417769999999999,null,0.48406280000000002]
[0.36417769999999999,null,0.48406280000000002]
[0.36414659999999999,null,0.48406280000000002]
[0.36414659999999999,null,0.48406280000000002]
[0.36413020000000001,null,0.48396420000000001]
[0.36409380000000002,null,0.48396420000000001]
[0.36406640000000001,null,0.48396420000000001]
[0.36402459999999998,null,0.48375610000000002]
[0.36400739999999998,null,0.48361199999999999]
[0.36398000000000003,null,0.48361199999999999]
[0.36398000000000003,null,0.48361199999999999]
[0.3639481,null,0.48351430000000001]
[0.3639308,null,0.48351430000000001]
[0.3639116,null,0.48351430000000001]
[0.3638943,null,0.48351430000000001]
[0.36385260000000003,null,0.48351430000000001]
[0.3638361,null,0.48351430000000001]
[0.3638189,null,0.48351430000000001]
[0.36380430000000002,null,0.48341580000000001]
[0.3637879,null,0.48341580000000001]
[0.3637879,null,0.48331869999999999]
[0.36374590000000001,null,0.48331869999999999]
[0.36373319999999998,null,0.48331869999999999]
[0.3637205,null,0.48331869999999999]
[0.36370409999999997,null,0.48331869999999999]
[0.36368689999999998,null,0.48320760000000001]
[0.36367050000000001,null,0.48320760000000001]
[0.36363400000000001,null,0.48320760000000001]
[0.36361470000000001,null,0.48306349999999998]
[0.36358020000000002,null,0.48306349999999998]
[0.36354370000000003,null,0.48306349999999998]
[0.36351270000000002,null,0.48306349999999998]
[0.36349799999999999,null,0.48306349999999998]
[0.36346610000000001,null,0.48306349999999998]
[0.36343419999999999,null,0.48306349999999998]
[0.36340879999999998,null,0.48306349999999998]
[0.36338959999999998,null,0.4829659]
[0.36338959999999998,null,0.48286869999999998]
[0.36338959999999998,null,0.48286869999999998]
[0.36337320000000001,null,0.48286869999999998]
[0.3633478,null,0.48286869999999998]
[0.36331409999999997,null,0.48286869999999998]
[0.36328050000000001,null,0.48277019999999998]
[0.36325049999999998,null,0.48277019999999998]
[0.36323420000000001,null,0.48265920000000001]
[0.36323420000000001,null,0.48265920000000001]
[0.36321949999999997,null,0.48265920000000001]
[0.36316219999999999,null,0.48265920000000001]
[0.36314750000000001,null,0.48265920000000001]
[0.36311559999999998,null,0.48251509999999997]
[0.36311559999999998,null,0.48251509999999997]
[0.36309920000000001,null,0.48241790000000001]
[0.36307010000000001,null,0.48241790000000001]
[0.36307010000000001,null,0.48241790000000001]
[0.36303629999999998,null,0.48241790000000001]
[0.36301699999999998,null,0.48241790000000001]
[0.36299979999999998,null,0.48241790000000001]
[0.36295060000000001,null,0.48230689999999998]
[0.36293419999999998,null,0.48230689999999998]
[0.36290509999999998,null,0.48230689999999998]
[0.36287770000000003,null,0.4822092]
[0.36284379999999999,null,0.4822092]
[0.36281479999999999,null,0.4822092]
[0.36281469999999999,null,0.4821107]
[0.36278480000000002,null,0.4821107]
[0.36276760000000002,null,0.48201359999999999]
[0.36276760000000002,null,0.48201359999999999]
[0.36276760000000002,null,0.48201359999999999]
[0.36273569999999999,null,0.48201359999999999]
[0.36272100000000002,null,0.48175839999999998]
[0.36270639999999998,null,0.48175839999999998]
[0.3626491,null,0.48175839999999998]
[0.362649,null,0.48175839999999998]
[0.36263260000000003,null,0.48175839999999998]
[0.36260360000000003,null,0.48175839999999998]
[0.36259089999999999,null,0.48175839999999998]
[0.36257159999999999,null,0.48175839999999998]
[0.36255520000000002,null,0.48175839999999998]
[0.36254249999999999,null,0.4816608]
[0.36251060000000002,null,0.4816608]
[0.36251060000000002,null,0.48156359999999998]
[0.36249599999999998,null,0.48156359999999998]
[0.36247669999999999,null,0.48156359999999998]
[0.36246030000000001,null,0.48156359999999998]
[0.36242380000000002,null,0.48156359999999998]
[0.36238989999999999,null,0.48145260000000001]
[0.36234359999999999,null,0.48135410000000001]
[0.36234359999999999,null,0.48135410000000001]
[0.36233090000000001,null,0.48135410000000001]
[0.36233090000000001,null,0.48135410000000001]
[0.36230180000000001,null,0.48121000000000003]
[0.36230180000000001,null,0.48121000000000003]
[0.36226730000000001,null,0.48121000000000003]
[0.362238,null,0.48121000000000003]
[0.362238,null,0.48121000000000003]
[0.36222339999999997,null,0.48121000000000003]
[0.36222339999999997,null,0.48121000000000003]
[0.3621742,null,0.48121000000000003]
[0.3621742,null,0.48121000000000003]
[0.3621742,null,0.48111280000000001]
[0.3621047,null,0.48111280000000001]
[0.3620719,null,0.48111280000000001]
[0.3620719,null,0.48101519999999998]
[0.36204190000000003,null,0.48101519999999998]
[0.36199559999999997,null,0.48101519999999998]
[0.361981,null,0.4809041]
[0.361981,null,0.4808056]
[0.361981,null,0.4808056]
[0.36191060000000003,null,0.4808056]
[0.36188150000000002,null,0.4808056]
[0.36188150000000002,null,0.4808056]
[0.36183779999999999,null,0.4808056]
[0.36183769999999998,null,0.4808056]
[0.36181849999999999,null,0.48069460000000003]
[0.36181849999999999,null,0.48055049999999999]
[0.36178939999999998,null,0.48045330000000003]
[0.36177219999999999,null,0.48045330000000003]
[0.36173939999999999,null,0.48045330000000003]
[0.36172470000000001,null,0.48045330000000003]
[0.36170550000000001,null,0.48045330000000003]
[0.3616608,null,0.48045330000000003]
[0.36164619999999997,null,0.48045330000000003]
[0.36162689999999997,null,0.48045330000000003]
[0.3616142,null,0.48045330000000003]
[0.36159780000000002,null,0.48045330000000003]
[0.36155039999999999,null,0.48045330000000003]
[0.36153580000000002,null,0.48045330000000003]
[0.36153580000000002,null,0.48035480000000003]
[0.36150840000000001,null,0.48014610000000002]
[0.36150840000000001,null,0.48014610000000002]
[0.36147849999999998,null,0.48014610000000002]
[0.36147849999999998,null,0.48014610000000002]
[0.36145919999999998,null,0.480049]
[0.36144199999999999,null,0.47990490000000002]
[0.36144199999999999,null,0.47990490000000002]
[0.36142930000000001,null,0.47990490000000002]
[0.36139359999999998,null,0.47990490000000002]
[0.36137439999999998,null,0.47990490000000002]
[0.36132170000000002,null,0.47990490000000002]
[0.36127340000000002,null,0.47990490000000002]
[0.36125610000000002,null,0.47990490000000002]
[0.36123889999999997,null,0.47990490000000002]
[0.3612242,null,0.47990490000000002]
[0.36119509999999999,null,0.47990490000000002]
[0.36117589999999999,null,0.4798077]
[0.36117589999999999,null,0.4797092]
[0.36115659999999999,null,0.4797092]
[0.36114200000000002,null,0.4797092]
[0.36109170000000002,null,0.4797092]
[0.36109170000000002,null,0.47956510000000002]
[0.36109170000000002,null,0.47956510000000002]
[0.36105809999999999,null,0.47956510000000002]
[0.36102699999999999,null,0.47956510000000002]
[0.36101430000000001,null,0.47956510000000002]
[0.36098439999999998,null,0.47945409999999999]
[0.3609697,null,0.47935640000000002]
[0.36093789999999998,null,0.47935640000000002]
[0.36092150000000001,null,0.47935640000000002]
[0.36090879999999997,null,0.4792593]
[0.3608749,null,0.4792593]
[0.36084490000000002,null,0.4792593]
[0.36079369999999999,null,0.4792593]
[0.36079369999999999,null,0.4791608]
[0.36077730000000002,null,0.4791608]
[0.36077730000000002,null,0.4791608]
[0.3607417,null,0.4791608]
[0.3607245,null,0.4791608]
[0.36071180000000003,null,0.4791608]
[0.36069909999999999,null,0.4791608]
[0.36066710000000002,null,0.47901670000000002]
[0.36063980000000001,null,0.47890559999999999]
[0.36061070000000001,null,0.47890559999999999]
[0.36059429999999998,null,0.47890559999999999]
[0.36059429999999998,null,0.47880850000000003]
[0.36057699999999998,null,0.47880850000000003]
[0.36057699999999998,null,0.47880850000000003]
[0.36052869999999998,null,0.47880850000000003]
[0.360514,null,0.47880850000000003]
[0.360514,null,0.47861229999999999]
[0.36049940000000003,null,0.47861229999999999]
[0.36048219999999997,null,0.47861229999999999]
[0.3604695,null,0.47861229999999999]
[0.36044409999999999,null,0.47861229999999999]
[0.36041220000000002,null,0.47861229999999999]
[0.36036010000000002,null,0.47850130000000002]
[0.36034739999999998,null,0.47850130000000002]
[0.36034739999999998,null,0.4784041]
[0.36032819999999999,null,0.47826010000000002]
[0.36031089999999999,null,0.47826000000000002]
[0.36027530000000002,null,0.47826000000000002]
[0.36022870000000001,null,0.47826000000000002]
[0.3602014,null,0.47816150000000002]
[0.3602014,null,0.47816150000000002]
[0.36018499999999998,null,0.47816150000000002]
[0.36016769999999998,null,0.47816150000000002]
[0.36015130000000001,null,0.47816150000000002]
[0.36011480000000001,null,0.47816150000000002]
[0.36011480000000001,null,0.47816150000000002]
[0.36008289999999998,null,0.47816150000000002]
[0.36008289999999998,null,0.47816150000000002]
[0.36008289999999998,null,0.47816150000000002]
[0.3600238,null,0.47816150000000002]
[0.3600238,null,0.47796670000000002]
[0.36000919999999997,null,0.47785569999999999]
[0.36000919999999997,null,0.47785569999999999]
[0.35996070000000002,null,0.47785569999999999]
[0.35990860000000002,null,0.47771160000000001]
[0.35989589999999999,null,0.47771160000000001]
[0.35986400000000002,null,0.47771160000000001]
[0.35983660000000001,null,0.47771160000000001]
[0.35983660000000001,null,0.47771160000000001]
[0.35978840000000001,null,0.47771160000000001]
[0.35978840000000001,null,0.47771160000000001]
[0.35975649999999998,null,0.47771160000000001]
[0.3597438,null,0.47771160000000001]
[0.35971009999999998,null,0.47771160000000001]
[0.3596974,null,0.47760049999999998]
[0.3596974,null,0.47750199999999998]
[0.3596974,null,0.47750199999999998]
[0.35966809999999999,null,0.47750199999999998]
[0.35965350000000001,null,0.47750199999999998]
[0.35965350000000001,null,0.47740490000000002]
[0.35964079999999998,null,0.47740490000000002]
[0.35964079999999998,null,0.47740490000000002]
[0.35962440000000001,null,0.47726079999999999]
[0.3595971,null,0.47726079999999999]
[0.35953600000000002,null,0.47726079999999999]
[0.35950149999999997,null,0.47726079999999999]
[0.35948429999999998,null,0.47726079999999999]
[0.35944579999999998,null,0.47726079999999999]
[0.35943310000000001,null,0.47716310000000001]
[0.3594021,null,0.47716310000000001]
[0.35938740000000002,null,0.47716310000000001]
[0.359371,null,0.47716310000000001]
[0.359371,null,0.47716310000000001]
[0.35935830000000002,null,0.476908]
[0.35932839999999999,null,0.476908]
[0.35927809999999999,null,0.476908]
[0.35924620000000002,null,0.47681089999999998]
[0.35921890000000001,null,0.47681089999999998]
[0.35919960000000001,null,0.47681089999999998]
[0.35918689999999998,null,0.47671229999999998]
[0.35918689999999998,null,0.47671229999999998]
[0.359157,null,0.47671229999999998]
[0.359157,null,0.47671229999999998]
[0.359157,null,0.47671229999999998]
[0.35912129999999998,null,0.47671229999999998]
[0.35910409999999998,null,0.47671229999999998]
[0.35910409999999998,null,0.47671229999999998]
[0.35908770000000001,null,0.47671229999999998]
[0.35907040000000001,null,0.47660130000000001]
[0.35902210000000001,null,0.47660130000000001]
[0.35897099999999998,null,0.47660130000000001]
[0.35897099999999998,null,0.47640650000000001]
[0.35892239999999997,null,0.47640650000000001]
[0.3588925,null,0.47640650000000001]
[0.35887980000000003,null,0.47640650000000001]
[0.3588634,null,0.47640650000000001]
[0.35884880000000002,null,0.47640650000000001]
[0.35884870000000002,null,0.47640650000000001]
[0.35881689999999999,null,0.47640650000000001]
[0.3587513,null,0.47640650000000001]
[0.3587513,null,0.47640650000000001]
[0.35872389999999998,null,0.47626239999999997]
[0.35872389999999998,null,0.47626239999999997]
[0.35869030000000002,null,0.47616389999999997]
[0.35865180000000002,null,0.4760528]
[0.35862189999999999,null,0.4760528]
[0.35862189999999999,null,0.4760528]
[0.35862179999999999,null,0.47595569999999998]
[0.35859190000000002,null,0.47595569999999998]
[0.35855799999999999,null,0.47595569999999998]
[0.35855799999999999,null,0.47595569999999998]
[0.35855799999999999,null,0.47595569999999998]
[0.3584987,null,0.47595569999999998]
[0.3584987,null,0.47595569999999998]
[0.35848600000000003,null,0.47595569999999998]
[0.35846679999999997,null,0.47595569999999998]
[0.35843570000000002,null,0.47595569999999998]
[0.35843570000000002,null,0.47595569999999998]
[0.3584193,null,0.475858]
[0.35836030000000002,null,0.475858]
[0.35836030000000002,null,0.475858]
[0.35834759999999999,null,0.475858]
[0.35833300000000001,null,0.475858]
[0.35829030000000001,null,0.475858]
[0.35825839999999998,null,0.47574699999999998]
[0.35825839999999998,null,0.47564990000000001]
[0.3582438,null,0.47564990000000001]
[0.35822739999999997,null,0.47555130000000001]
[0.35822739999999997,null,0.47540729999999998]
[0.35822739999999997,null,0.47540729999999998]
[0.35820010000000002,null,0.47540719999999997]
[0.35816900000000002,null,0.47540719999999997]
[0.35813539999999999,null,0.47540719999999997]
[0.35808620000000002,null,0.47540719999999997]
[0.35805890000000001,null,0.47540719999999997]
[0.35805890000000001,null,0.47540719999999997]
[0.35802030000000001,null,0.47540719999999997]
[0.35802030000000001,null,0.47540719999999997]
[0.35799130000000001,null,0.47540719999999997]
[0.35797200000000001,null,0.47540719999999997]
[0.35795559999999998,null,0.4752962]
[0.35792570000000001,null,0.4752962]
[0.35790640000000001,null,0.47519850000000002]
[0.35787730000000001,null,0.47519850000000002]
[0.35784080000000001,null,0.47519850000000002]
[0.35782360000000002,null,0.47510140000000001]
[0.35780889999999999,null,0.47510140000000001]
[0.35776439999999998,null,0.47510140000000001]
[0.35775170000000001,null,0.47510140000000001]
[0.3577516,null,0.47510140000000001]
[0.3577071,null,0.47510140000000001]
[0.3577071,null,0.47495730000000003]
[0.3576686,null,0.47495730000000003]
[0.3576493,null,0.47495730000000003]
[0.35763660000000003,null,0.47485880000000003]
[0.35760380000000003,null,0.47485880000000003]
[0.3575892,null,0.47485880000000003]
[0.35755720000000002,null,0.47474769999999999]
[0.35754079999999999,null,0.47474769999999999]
[0.35751349999999998,null,0.47474769999999999]
[0.35751349999999998,null,0.47474769999999999]
[0.35751349999999998,null,0.47474769999999999]
[0.35747790000000002,null,0.47465059999999998]
[0.35747780000000001,null,0.47465059999999998]
[0.35742669999999999,null,0.47465059999999998]
[0.35738039999999999,null,0.47465059999999998]
[0.35738039999999999,null,0.47465059999999998]
[0.35736770000000001,null,0.4745529]
[0.35736770000000001,null,0.4745529]
[0.35736770000000001,null,0.4745529]
[0.35732570000000002,null,0.47444190000000003]
[0.3572901,null,0.47444190000000003]
[0.3572901,null,0.47444190000000003]
[0.3572728,null,0.47444190000000003]
[0.3572728,null,0.47429779999999999]
[0.35726010000000002,null,0.47420069999999998]
[0.35724549999999999,null,0.47420069999999998]
[0.35721350000000002,null,0.47420069999999998]
[0.35719630000000002,null,0.47410219999999997]
[0.35719630000000002,null,0.47410219999999997]
[0.35719630000000002,null,0.47410210000000003]
[0.35716429999999999,null,0.47410210000000003]
[0.35714970000000001,null,0.47410210000000003]
[0.35713240000000002,null,0.47410210000000003]
[0.35713240000000002,null,0.47410210000000003]
[0.35711599999999999,null,0.47410210000000003]
[0.35710330000000001,null,0.47410210000000003]
[0.35710330000000001,null,0.47395799999999999]
[0.35708869999999998,null,0.47386040000000001]
[0.35705959999999998,null,0.47374939999999999]
[0.35699379999999997,null,0.47374939999999999]
[0.35699379999999997,null,0.47374939999999999]
[0.35697449999999997,null,0.47365220000000002]
[0.35693449999999999,null,0.47365220000000002]
[0.35693449999999999,null,0.47365220000000002]
[0.35690709999999998,null,0.47365220000000002]
[0.35688989999999998,null,0.47355370000000002]
[0.35688989999999998,null,0.47355370000000002]
[0.35680970000000001,null,0.47345660000000001]
[0.35679040000000001,null,0.47345660000000001]
[0.35679040000000001,null,0.47345660000000001]
[0.35679040000000001,null,0.47334549999999997]
[0.35679040000000001,null,0.47334549999999997]
[0.35675679999999999,null,0.47334549999999997]
[0.35675679999999999,null,0.47334549999999997]
[0.35675679999999999,null,0.47334549999999997]
[0.35674410000000001,null,0.47334549999999997]
[0.35674410000000001,null,0.47334549999999997]
[0.3566957,null,0.47334549999999997]
[0.3566957,null,0.47310380000000002]
[0.3566957,null,0.4729081]
[0.35667850000000001,null,0.4729081]
[0.35667850000000001,null,0.4729081]
[0.35663020000000001,null,0.4729081]
[0.3566009,null,0.4729081]
[0.35656900000000002,null,0.4729081]
[0.3565353,null,0.4729081]
[0.3565161,null,0.47279710000000003]
[0.35645680000000002,null,0.47279710000000003]
[0.35645680000000002,null,0.47279710000000003]
[0.35645680000000002,null,0.47279710000000003]
[0.35644039999999999,null,0.47279710000000003]
[0.35639209999999999,null,0.47279700000000002]
[0.35637489999999999,null,0.47279700000000002]
[0.35634490000000002,null,0.47269990000000001]
[0.35634490000000002,null,0.47269990000000001]
[0.35631299999999999,null,0.47269990000000001]
[0.35626839999999999,null,0.47269990000000001]
[0.35626839999999999,null,0.47269990000000001]
[0.35625370000000001,null,0.47269990000000001]
[0.35625370000000001,null,0.4724448]
[0.35623909999999998,null,0.47234759999999998]
[0.3562072,null,0.47234759999999998]
[0.35619450000000002,null,0.4721843]
[0.35617989999999999,null,0.4721515]
[0.35614420000000002,null,0.4721515]
[0.35611429999999999,null,0.4721515]
[0.35611429999999999,null,0.4721515]
[0.35609790000000002,null,0.4721515]
[0.35605589999999998,null,0.4721515]
[0.35603950000000001,null,0.4721515]
[0.35602030000000001,null,0.47200740000000002]
[0.35600300000000001,null,0.4719102]
[0.35598659999999999,null,0.4719102]
[0.35598659999999999,null,0.47179919999999997]
[0.35597390000000001,null,0.47179919999999997]
[0.35594480000000001,null,0.47179919999999997]
[0.35594480000000001,null,0.47179919999999997]
[0.35586180000000001,null,0.47179919999999997]
[0.3558617,null,0.47179919999999997]
[0.35584450000000001,null,0.47179919999999997]
[0.35581249999999998,null,0.47179919999999997]
[0.3557688,null,0.47165509999999999]
[0.3557688,null,0.47155799999999998]
[0.3557688,null,0.4714469]
[0.35574149999999999,null,0.4714469]
[0.35574149999999999,null,0.4714469]
[0.35574149999999999,null,0.4714469]
[0.35569230000000002,null,0.4713484]
[0.35569230000000002,null,0.4713484]
[0.35567300000000002,null,0.47125070000000002]
[0.35560910000000001,null,0.47125070000000002]
[0.35559269999999998,null,0.47125070000000002]
[0.35558000000000001,null,0.47125070000000002]
[0.35558000000000001,null,0.47113969999999999]
[0.35556280000000001,null,0.47113969999999999]
[0.35556280000000001,null,0.47099560000000001]
[0.35554819999999998,null,0.47099560000000001]
[0.35552889999999998,null,0.47099560000000001]
[0.35552889999999998,null,0.47099560000000001]
[0.35551169999999999,null,0.47099560000000001]
[0.35547600000000001,null,0.4708985]
[0.35546139999999998,null,0.4708985]
[0.35541109999999998,null,0.4708985]
[0.35539379999999998,null,0.4708985]
[0.35539379999999998,null,0.4708985]
[0.35537920000000001,null,0.4708985]
[0.35536649999999997,null,0.4708985]
[0.3553346,null,0.47089839999999999]
[0.35532190000000002,null,0.47089839999999999]
[0.35532190000000002,null,0.47089839999999999]
[0.3552727,null,0.47065580000000001]
[0.3552727,null,0.47055819999999998]
[0.3552727,null,0.47034999999999999]
[0.35520600000000002,null,0.47034999999999999]
[0.35518959999999999,null,0.47034999999999999]
[0.3551704,null,0.47034999999999999]
[0.35514499999999999,null,0.47034999999999999]
[0.35514499999999999,null,0.47034999999999999]
[0.35513040000000001,null,0.47034999999999999]
[0.35511769999999998,null,0.47034999999999999]
[0.35510039999999998,null,0.47034999999999999]
[0.35510039999999998,null,0.47034999999999999]
[0.35508119999999999,null,0.47034999999999999]
[0.35506389999999999,null,0.47034999999999999]
[0.35503459999999998,null,0.47034999999999999]
[0.35503459999999998,null,0.47023900000000002]
[0.35501739999999998,null,0.47023890000000002]
[0.35500009999999999,null,0.4701418]
[0.35498740000000001,null,0.4701418]
[0.35497469999999998,null,0.4700433]
[0.35490549999999998,null,0.4700433]
[0.35488619999999998,null,0.4700433]
[0.35483989999999999,null,0.4700433]
[0.35482259999999999,null,0.4700433]
[0.35480990000000001,null,0.4700433]
[0.35475679999999998,null,0.4700433]
[0.35475679999999998,null,0.46994560000000002]
[0.35471209999999997,null,0.46994560000000002]
[0.35471209999999997,null,0.46994560000000002]
[0.35467850000000001,null,0.46994560000000002]
[0.35466579999999998,null,0.46994560000000002]
[0.35463220000000001,null,0.46980149999999998]
[0.3546048,null,0.46959339999999999]
[0.3546048,null,0.46959339999999999]
[0.3545876,null,0.46959339999999999]
[0.35457290000000002,null,0.46959339999999999]
[0.35456019999999999,null,0.46959339999999999]
[0.35456019999999999,null,0.46959339999999999]
[0.35452460000000002,null,0.46949479999999999]
[0.35450530000000002,null,0.46949479999999999]
[0.35450530000000002,null,0.46949479999999999]
[0.35450530000000002,null,0.46949479999999999]
[0.35447430000000002,null,0.46949479999999999]
[0.35447430000000002,null,0.46949479999999999]
[0.35444039999999999,null,0.46949479999999999]
[0.35440759999999999,null,0.46949479999999999]
[0.35436499999999999,null,0.46949479999999999]
[0.35435230000000001,null,0.46949479999999999]
[0.35431580000000001,null,0.46949479999999999]
[0.3542884,null,0.46949479999999999]
[0.35425190000000001,null,0.46914210000000001]
[0.35423559999999998,null,0.469142]
[0.35421920000000001,null,0.46904489999999999]
[0.35420649999999998,null,0.46904489999999999]
[0.35420649999999998,null,0.46904489999999999]
[0.35420649999999998,null,0.46904489999999999]
[0.35419010000000001,null,0.46904489999999999]
[0.35417080000000001,null,0.46904489999999999]
[0.35417080000000001,null,0.46904489999999999]
[0.35417080000000001,null,0.46904489999999999]
[0.35417080000000001,null,0.46904489999999999]
[0.35410979999999997,null,0.46894780000000003]
[0.3540952,null,0.46884930000000002]
[0.3540779,null,0.46884930000000002]
[0.3540587,null,0.46884930000000002]
[0.35401129999999997,null,0.46884920000000002]
[0.35399199999999997,null,0.46884920000000002]
[0.35399199999999997,null,0.46884920000000002]
[0.3539601,null,0.46884920000000002]
[0.35392899999999999,null,0.46884920000000002]
[0.35390169999999999,null,0.46873819999999999]
[0.35386810000000002,null,0.46873819999999999]
[0.35385169999999999,null,0.46873819999999999]
[0.35383900000000001,null,0.46873819999999999]
[0.35381970000000001,null,0.46859410000000001]
[0.35380509999999998,null,0.46859410000000001]
[0.35380509999999998,null,0.46859410000000001]
[0.35379240000000001,null,0.468497]
[0.35375669999999998,null,0.46839930000000002]
[0.35375669999999998,null,0.46830080000000002]
[0.35372680000000001,null,0.46830080000000002]
[0.35371039999999998,null,0.46830080000000002]
[0.3536977,null,0.46818979999999999]
[0.35368040000000001,null,0.46818979999999999]
[0.35366120000000001,null,0.46809260000000003]
[0.35364849999999998,null,0.46809260000000003]
[0.35358729999999999,null,0.46809260000000003]
[0.35357460000000002,null,0.46809260000000003]
[0.35355540000000002,null,0.46809260000000003]
[0.35354269999999999,null,0.46809260000000003]
[0.35352339999999999,null,0.46809260000000003]
[0.35349239999999998,null,0.46809260000000003]
[0.35349239999999998,null,0.46809260000000003]
[0.35345589999999999,null,0.46794849999999999]
[0.35345589999999999,null,0.46794849999999999]
[0.35345589999999999,null,0.46783750000000002]
[0.35344120000000001,null,0.46783750000000002]
[0.35342479999999998,null,0.46783750000000002]
[0.35342479999999998,null,0.46783750000000002]
[0.35341210000000001,null,0.4676418]
[0.35333930000000002,null,0.4676418]
[0.35333930000000002,null,0.4676418]
[0.35332209999999997,null,0.4676418]
[0.35332209999999997,null,0.4676418]
[0.35330479999999997,null,0.46754420000000002]
[0.35326920000000001,null,0.46754420000000002]
[0.35323529999999997,null,0.46754420000000002]
[0.3532226,null,0.46754420000000002]
[0.35319329999999999,null,0.46740009999999999]
[0.35319329999999999,null,0.46740009999999999]
[0.35318060000000001,null,0.46728900000000001]
[0.35314499999999999,null,0.46728900000000001]
[0.35313230000000001,null,0.46719189999999999]
[0.35311589999999998,null,0.46719189999999999]
[0.35309859999999998,null,0.46719189999999999]
[0.35309859999999998,null,0.46719189999999999]
[0.35308139999999999,null,0.46719189999999999]
[0.35306870000000001,null,0.46719189999999999]
[0.35306870000000001,null,0.46719189999999999]
[0.35298750000000001,null,0.46719189999999999]
[0.35298750000000001,null,0.46719189999999999]
[0.35295840000000001,null,0.46709339999999999]
[0.35295840000000001,null,0.46709339999999999]
[0.35291099999999997,null,0.46709339999999999]
[0.3528964,null,0.46699570000000001]
[0.35286250000000002,null,0.46699570000000001]
[0.35283710000000001,null,0.46688469999999999]
[0.35279899999999997,null,0.46688469999999999]
[0.35279899999999997,null,0.46688459999999998]
[0.35277969999999997,null,0.46674060000000001]
[0.35277969999999997,null,0.46674060000000001]
[0.35273060000000001,null,0.46664339999999999]
[0.35269410000000001,null,0.46664339999999999]
[0.35267949999999998,null,0.46664339999999999]
[0.3526668,null,0.46664339999999999]
[0.35265410000000003,null,0.46664339999999999]
[0.35263480000000003,null,0.46664339999999999]
[0.3526049,null,0.46664339999999999]
[0.35257379999999999,null,0.46664339999999999]
[0.3525566,null,0.46664339999999999]
[0.35254020000000003,null,0.46664339999999999]
[0.35254020000000003,null,0.46664339999999999]
[0.35252749999999999,null,0.46654489999999998]
[0.35247919999999999,null,0.4664008]
[0.35247909999999999,null,0.46630369999999999]
[0.35246640000000001,null,0.46630369999999999]
[0.35246640000000001,null,0.46630369999999999]
[0.35244999999999999,null,0.46630369999999999]
[0.35243079999999999,null,0.46619260000000001]
[0.35238249999999999,null,0.46619260000000001]
[0.35235060000000001,null,0.46619260000000001]
[0.35235060000000001,null,0.46619260000000001]
[0.35233589999999998,null,0.46619260000000001]
[0.35230679999999998,null,0.46619260000000001]
[0.3522941,null,0.46609499999999998]
[0.3522941,null,0.46609499999999998]
[0.3522576,null,0.46609499999999998]
[0.35224299999999997,null,0.46609499999999998]
[0.3522266,null,0.46599780000000002]
[0.3521763,null,0.46599780000000002]
[0.35213169999999999,null,0.46599780000000002]
[0.35209810000000002,null,0.46599780000000002]
[0.35206419999999999,null,0.46599780000000002]
[0.35203879999999999,null,0.46599780000000002]
[0.35202159999999999,null,0.46585379999999998]
[0.35202159999999999,null,0.46585369999999998]
[0.35200890000000001,null,0.46574270000000001]
[0.35199619999999998,null,0.46564420000000001]
[0.35193780000000002,null,0.46564420000000001]
[0.35193780000000002,null,0.46564420000000001]
[0.35192050000000002,null,0.46554709999999999]
[0.35192050000000002,null,0.46554699999999999]
[0.35192050000000002,null,0.46554699999999999]
[0.35190589999999999,null,0.46554699999999999]
[0.3518694,null,0.46554699999999999]
[0.3518694,null,0.46554699999999999]
[0.3518366,null,0.46554699999999999]
[0.3518366,null,0.46554699999999999]
[0.3518194,null,0.46554699999999999]
[0.3518001,null,0.46554699999999999]
[0.35177019999999998,null,0.46554699999999999]
[0.35177019999999998,null,0.46554699999999999]
[0.35173650000000001,null,0.46543600000000002]
[0.35170089999999998,null,0.46533829999999998]
[0.35167179999999998,null,0.46533829999999998]
[0.3516591,null,0.46523979999999998]
[0.3516591,null,0.46514270000000002]
[0.3516591,null,0.46514270000000002]
[0.35164450000000003,null,0.46514270000000002]
[0.35162520000000003,null,0.46499859999999998]
[0.35157860000000002,null,0.46499859999999998]
[0.35157860000000002,null,0.46499859999999998]
[0.35155130000000001,null,0.46499859999999998]
[0.35155130000000001,null,0.46499859999999998]
[0.35155130000000001,null,0.46499859999999998]
[0.35155130000000001,null,0.46488750000000001]
[0.35150300000000001,null,0.46488750000000001]
[0.35150300000000001,null,0.46488750000000001]
[0.35145189999999998,null,0.46479039999999999]
[0.35143920000000001,null,0.46479039999999999]
[0.35140549999999998,null,0.46479039999999999]
[0.35140549999999998,null,0.46479039999999999]
[0.35140549999999998,null,0.46469270000000001]
[0.35135719999999998,null,0.46469270000000001]
[0.35133789999999998,null,0.46469270000000001]
[0.35130879999999998,null,0.46469270000000001]
[0.3512651,null,0.46459420000000001]
[0.3512651,null,0.46459420000000001]
[0.3512286,null,0.46459420000000001]
[0.35121140000000001,null,0.46459420000000001]
[0.35119499999999998,null,0.46445009999999998]
[0.3511823,null,0.46445009999999998]
[0.3511823,null,0.46445009999999998]
[0.3511823,null,0.46445009999999998]
[0.351165,null,0.46445009999999998]
[0.35112320000000002,null,0.46445009999999998]
[0.35108929999999999,null,0.46445009999999998]
[0.35108929999999999,null,0.46435300000000002]
[0.35105829999999999,null,0.46424199999999999]
[0.35104370000000001,null,0.46424189999999999]
[0.35104360000000001,null,0.46424189999999999]
[0.35099079999999999,null,0.46424189999999999]
[0.35099079999999999,null,0.46424189999999999]
[0.35099079999999999,null,0.46424189999999999]
[0.35099079999999999,null,0.46424189999999999]
[0.35094419999999998,null,0.46424189999999999]
[0.35094419999999998,null,0.46404580000000001]
[0.35089589999999998,null,0.46404580000000001]
[0.3508558,null,0.46393469999999998]
[0.3508558,null,0.46383760000000002]
[0.35083940000000002,null,0.46369349999999998]
[0.35080299999999998,null,0.46369349999999998]
[0.35080299999999998,null,0.46369349999999998]
[0.35075269999999997,null,0.46369349999999998]
[0.35075269999999997,null,0.46369349999999998]
[0.35073799999999999,null,0.46369349999999998]
[0.35070610000000002,null,0.46359640000000002]
[0.35068880000000002,null,0.46359640000000002]
[0.35064139999999999,null,0.46359640000000002]
[0.35061229999999999,null,0.46359640000000002]
[0.35059960000000001,null,0.46359640000000002]
[0.35059960000000001,null,0.46359640000000002]
[0.35059960000000001,null,0.46359640000000002]
[0.35058689999999998,null,0.46359640000000002]
[0.35058689999999998,null,0.46348529999999999]
[0.35058689999999998,null,0.46338679999999999]
[0.35058689999999998,null,0.46338679999999999]
[0.35055500000000001,null,0.46338679999999999]
[0.35054229999999997,null,0.46338679999999999]
[0.35054229999999997,null,0.46338679999999999]
[0.3505277,null,0.46328970000000003]
[0.35049580000000002,null,0.46328970000000003]
[0.35049580000000002,null,0.46319199999999999]
[0.35046670000000002,null,0.46319199999999999]
[0.35046670000000002,null,0.46319199999999999]
[0.35046670000000002,null,0.46319199999999999]
[0.35045029999999999,null,0.46319199999999999]
[0.35038649999999999,null,0.46319199999999999]
[0.35034179999999998,null,0.46319199999999999]
[0.35032720000000001,null,0.46311999999999998]
[0.35029349999999998,null,0.46304790000000001]
[0.35029349999999998,null,0.46304790000000001]
[0.35027429999999998,null,0.46304790000000001]
[0.35024240000000001,null,0.4629508]
[0.35022969999999998,null,0.4629508]
[0.35019689999999998,null,0.4629508]
[0.35019689999999998,null,0.4629508]
[0.35019689999999998,null,0.46285310000000002]
[0.350165,null,0.46254640000000002]
[0.350165,null,0.46254640000000002]
[0.35013759999999999,null,0.46254640000000002]
[0.35012120000000002,null,0.46254640000000002]
[0.35010200000000002,null,0.46254640000000002]
[0.35008929999999999,null,0.46254640000000002]
[0.35007460000000001,null,0.46254640000000002]
[0.35005999999999998,null,0.46254640000000002]
[0.35004079999999999,null,0.46254640000000002]
[0.35004069999999998,null,0.46254640000000002]
[0.34999619999999998,null,0.46254640000000002]
[0.34999619999999998,null,0.46240229999999999]
[0.34996250000000001,null,0.46240229999999999]
[0.34993059999999998,null,0.46240229999999999]
[0.34990149999999998,null,0.46240229999999999]
[0.34988520000000001,null,0.46240229999999999]
[0.34986590000000001,null,0.46240229999999999]
[0.34986590000000001,null,0.46240229999999999]
[0.34986590000000001,null,0.46240229999999999]
[0.34983199999999998,null,0.46230520000000003]
[0.34979549999999998,null,0.46230520000000003]
[0.34979549999999998,null,0.46230520000000003]
[0.34977829999999999,null,0.4621941]
[0.34977829999999999,null,0.46209650000000002]
[0.34976190000000001,null,0.46199800000000002]
[0.34974919999999998,null,0.46199800000000002]
[0.34973650000000001,null,0.46185389999999998]
[0.34972180000000003,null,0.46185389999999998]
[0.34970909999999999,null,0.46185389999999998]
[0.3496899,null,0.46185389999999998]
[0.34967350000000003,null,0.46185389999999998]
[0.34962779999999999,null,0.46185389999999998]
[0.34959129999999999,null,0.46185389999999998]
[0.3495721,null,0.46185389999999998]
[0.3495721,null,0.46185389999999998]
[0.34955940000000002,null,0.46185389999999998]
[0.34954299999999999,null,0.46185389999999998]
[0.34951189999999999,null,0.46185389999999998]
[0.34947800000000001,null,0.46175670000000002]
[0.34944700000000001,null,0.46164569999999999]
[0.34941509999999998,null,0.46164569999999999]
[0.34937859999999998,null,0.46164569999999999]
[0.34937859999999998,null,0.46164569999999999]
[0.34936590000000001,null,0.46164569999999999]
[0.34934860000000001,null,0.46164569999999999]
[0.34934860000000001,null,0.46164569999999999]
[0.34931869999999998,null,0.46154719999999999]
[0.34930600000000001,null,0.46154709999999999]
[0.34927859999999999,null,0.46154709999999999]
[0.34926400000000002,null,0.46145000000000003]
[0.34926400000000002,null,0.461339]
[0.34924939999999999,null,0.46124130000000002]
[0.34923300000000002,null,0.46124130000000002]
[0.34919650000000002,null,0.46124130000000002]
[0.34918379999999999,null,0.46109719999999998]
[0.34914810000000002,null,0.46109719999999998]
[0.34912890000000002,null,0.46109719999999998]
[0.34912890000000002,null,0.46109719999999998]
[0.34911419999999999,null,0.46109719999999998]
[0.34908319999999998,null,0.46109719999999998]
[0.34907050000000001,null,0.46109719999999998]
[0.34905120000000001,null,0.46109719999999998]
[0.34903200000000001,null,0.46109719999999998]
[0.34901929999999998,null,0.46109719999999998]
[0.3489874,null,0.46109719999999998]
[0.34895379999999998,null,0.46100010000000002]
[0.3489411,null,0.46100010000000002]
[0.34892469999999998,null,0.46100010000000002]
[0.348912,null,0.46088899999999999]
[0.34889930000000002,null,0.46079049999999999]
[0.34888000000000002,null,0.46079049999999999]
[0.34886539999999999,null,0.46079049999999999]
[0.34884900000000002,null,0.46079049999999999]
[0.34884900000000002,null,0.46079049999999999]
[0.34883170000000002,null,0.46079049999999999]
[0.34881709999999999,null,0.46079049999999999]
[0.34880070000000002,null,0.4605823]
[0.34880070000000002,null,0.4605823]
[0.34876879999999999,null,0.4605823]
[0.34873320000000002,null,0.46043830000000002]
[0.34871390000000002,null,0.46043820000000002]
[0.34871390000000002,null,0.46043820000000002]
[0.34869470000000002,null,0.46043820000000002]
[0.34866560000000002,null,0.4603894]
[0.34866560000000002,null,0.46034059999999999]
[0.34862100000000001,null,0.46034059999999999]
[0.34860629999999998,null,0.46034059999999999]
[0.34860629999999998,null,0.46034059999999999]
[0.34859370000000001,null,0.46034059999999999]
[0.34855979999999998,null,0.46034059999999999]
[0.34855979999999998,null,0.46034059999999999]
[0.3485434,null,0.46022950000000001]
[0.3485241,null,0.46013100000000001]
[0.34851140000000003,null,0.46013100000000001]
[0.34851140000000003,null,0.4600339]
[0.34851140000000003,null,0.4600339]
[0.34851140000000003,null,0.4600339]
[0.3484968,null,0.4600339]
[0.34846480000000002,null,0.4600339]
[0.34844839999999999,null,0.4600339]
[0.34844839999999999,null,0.4600339]
[0.34841480000000002,null,0.4600339]
[0.34841480000000002,null,0.4600339]
[0.34837020000000002,null,0.4600339]
[0.34833370000000002,null,0.45988980000000002]
[0.34829369999999998,null,0.45988980000000002]
[0.34825800000000001,null,0.4597927]
[0.34825800000000001,null,0.4597926]
[0.34822890000000001,null,0.4597926]
[0.34820970000000001,null,0.45969500000000002]
[0.34819499999999998,null,0.45969500000000002]
[0.34816049999999998,null,0.45959650000000002]
[0.34814420000000001,null,0.45959650000000002]
[0.34812690000000002,null,0.45959650000000002]
[0.34812690000000002,null,0.45959650000000002]
[0.34809960000000001,null,0.45959650000000002]
[0.34809960000000001,null,0.45959650000000002]
[0.34806510000000002,null,0.45948539999999999]
[0.34803509999999999,null,0.45948539999999999]
[0.34802240000000001,null,0.45948539999999999]
[0.34802240000000001,null,0.45948539999999999]
[0.34802240000000001,null,0.45948539999999999]
[0.34800779999999998,null,0.45948539999999999]
[0.34800779999999998,null,0.45938830000000003]
[0.3479951,null,0.45938830000000003]
[0.3479758,null,0.45938830000000003]
[0.34796310000000003,null,0.45938830000000003]
[0.34795039999999999,null,0.45938830000000003]
[0.34791860000000002,null,0.45913320000000002]
[0.34788289999999999,null,0.45913310000000002]
[0.34785100000000002,null,0.45913310000000002]
[0.34780280000000002,null,0.45913310000000002]
[0.34780270000000002,null,0.459036]
[0.34778350000000002,null,0.459036]
[0.3477671,null,0.459036]
[0.3477499,null,0.459036]
[0.34773520000000002,null,0.45893840000000002]
[0.34773520000000002,null,0.45883980000000002]
[0.34771800000000003,null,0.45883980000000002]
[0.34769260000000002,null,0.45872879999999999]
[0.34767530000000002,null,0.45872879999999999]
[0.34766259999999999,null,0.45872879999999999]
[0.34760950000000002,null,0.45872879999999999]
[0.34760950000000002,null,0.45872879999999999]
[0.34760950000000002,null,0.45872879999999999]
[0.34758410000000001,null,0.45863169999999998]
[0.34756769999999998,null,0.45863169999999998]
[0.3475531,null,0.45863169999999998]
[0.34753669999999998,null,0.45863169999999998]
[0.34751739999999998,null,0.45863159999999997]
[0.34749010000000002,null,0.45863159999999997]
[0.34747539999999999,null,0.45853310000000003]
[0.34747539999999999,null,0.45853310000000003]
[0.34746080000000001,null,0.4584221]
[0.34742709999999999,null,0.4584221]
[0.34742709999999999,null,0.4584221]
[0.34742709999999999,null,0.4581809]
[0.34739520000000002,null,0.45808320000000002]
[0.34735949999999999,null,0.45808320000000002]
[0.34732960000000002,null,0.45808320000000002]
[0.34729399999999999,null,0.45808320000000002]
[0.34729399999999999,null,0.45808320000000002]
[0.34726489999999999,null,0.45808320000000002]
[0.34724759999999999,null,0.45808320000000002]
[0.34724759999999999,null,0.45808320000000002]
[0.34724759999999999,null,0.45808320000000002]
[0.34720390000000001,null,0.45808320000000002]
[0.34718919999999998,null,0.45808320000000002]
[0.3471765,null,0.45808320000000002]
[0.34711560000000002,null,0.45808320000000002]
[0.34709630000000002,null,0.45797209999999999]
[0.34709630000000002,null,0.45787499999999998]
[0.34709630000000002,null,0.45787499999999998]
[0.3470799,null,0.45787499999999998]
[0.3470607,null,0.45777649999999998]
[0.3470434,null,0.45777649999999998]
[0.3470434,null,0.45777649999999998]
[0.3469951,null,0.45777649999999998]
[0.34696320000000003,null,0.45777649999999998]
[0.34693780000000002,null,0.45763239999999999]
[0.34692139999999999,null,0.45763239999999999]
[0.34692139999999999,null,0.45763239999999999]
[0.34690680000000002,null,0.45763239999999999]
[0.34689039999999999,null,0.45763239999999999]
[0.34689039999999999,null,0.45763239999999999]
[0.34687109999999999,null,0.45752140000000002]
[0.34687109999999999,null,0.4574242]
[0.34682000000000002,null,0.4574242]
[0.34680270000000002,null,0.45732660000000003]
[0.34678999999999999,null,0.45732660000000003]
[0.34677079999999999,null,0.45732660000000003]
[0.34674339999999998,null,0.45722800000000002]
[0.34671610000000003,null,0.45722800000000002]
[0.34669889999999998,null,0.45722800000000002]
[0.34669889999999998,null,0.45722800000000002]
[0.34667150000000002,null,0.45722800000000002]
[0.34665879999999999,null,0.45722800000000002]
[0.34665879999999999,null,0.45722800000000002]
[0.34665879999999999,null,0.45722800000000002]
[0.34662320000000002,null,0.45722800000000002]
[0.34657290000000002,null,0.45722800000000002]
[0.34656019999999998,null,0.457117]
[0.34652450000000001,null,0.457117]
[0.34652450000000001,null,0.4569222]
[0.34652450000000001,null,0.4569222]
[0.34652450000000001,null,0.4569222]
[0.34650730000000002,null,0.45667960000000002]
[0.34648800000000002,null,0.45667960000000002]
[0.34648800000000002,null,0.45667960000000002]
[0.34647159999999999,null,0.45667960000000002]
[0.34641719999999998,null,0.45667960000000002]
[0.34639789999999998,null,0.45667960000000002]
[0.34638330000000001,null,0.45667960000000002]
[0.34636860000000003,null,0.45667960000000002]
[0.34632230000000003,null,0.45667960000000002]
[0.34630499999999997,null,0.45656849999999999]
[0.34630499999999997,null,0.45656849999999999]
[0.34630499999999997,null,0.45656849999999999]
[0.34627590000000003,null,0.45656849999999999]
[0.34625669999999997,null,0.45647140000000003]
[0.34622310000000001,null,0.45647140000000003]
[0.346192,null,0.45647140000000003]
[0.34617930000000002,null,0.45647140000000003]
[0.34616469999999999,null,0.45647140000000003]
[0.34614739999999999,null,0.45637290000000003]
[0.3461302,null,0.45637290000000003]
[0.3461302,null,0.45632400000000001]
[0.34609630000000002,null,0.45627519999999999]
[0.34608359999999999,null,0.45616420000000002]
[0.34606720000000002,null,0.45616420000000002]
[0.34605449999999999,null,0.45616420000000002]
[0.34605449999999999,null,0.45616420000000002]
[0.34602250000000001,null,0.456067]
[0.34602250000000001,null,0.456067]
[0.34600330000000001,null,0.456067]
[0.34598689999999999,null,0.456067]
[0.34597230000000001,null,0.456067]
[0.34595500000000001,null,0.456067]
[0.34594039999999998,null,0.45595599999999997]
[0.34594039999999998,null,0.45581189999999999]
[0.3458966,null,0.45581189999999999]
[0.3458966,null,0.45581189999999999]
[0.34586670000000003,null,0.45581189999999999]
[0.34584740000000003,null,0.45581189999999999]
[0.3458175,null,0.45571479999999998]
[0.3458175,null,0.45571479999999998]
[0.3458175,null,0.45571479999999998]
[0.3458175,null,0.45571479999999998]
[0.3458175,null,0.4556171]
[0.3458175,null,0.4556171]
[0.34580109999999997,null,0.4556171]
[0.3457865,null,0.4556171]
[0.34573530000000002,null,0.4555186]
[0.34573530000000002,null,0.4555186]
[0.3457189,null,0.4555186]
[0.3457189,null,0.4555186]
[0.34565600000000002,null,0.4555186]
[0.34564329999999999,null,0.45542139999999998]
[0.34562599999999999,null,0.4552774]
[0.34562599999999999,null,0.45516630000000002]
[0.34562599999999999,null,0.45516630000000002]
[0.34561140000000001,null,0.45516630000000002]
[0.34561140000000001,null,0.45516630000000002]
[0.345584,null,0.45516630000000002]
[0.345584,null,0.45516630000000002]
[0.345584,null,0.45516630000000002]
[0.34553289999999998,null,0.45516630000000002]
[0.34553289999999998,null,0.45506780000000002]
[0.3455165,null,0.45506780000000002]
[0.3454972,null,0.45506780000000002]
[0.34545179999999998,null,0.45506780000000002]
[0.34545179999999998,null,0.45506780000000002]
[0.3454371,null,0.45506780000000002]
[0.3454179,null,0.45495669999999999]
[0.3454179,null,0.45495669999999999]
[0.3453888,null,0.45485959999999998]
[0.3453888,null,0.4547619]
[0.34536139999999999,null,0.4547619]
[0.34532780000000002,null,0.45461790000000002]
[0.34532780000000002,null,0.45461790000000002]
[0.34531309999999998,null,0.45461790000000002]
[0.34530040000000001,null,0.45461790000000002]
[0.34528320000000001,null,0.45461790000000002]
[0.34526859999999998,null,0.45461790000000002]
[0.34523749999999997,null,0.45461790000000002]
[0.34523749999999997,null,0.45451930000000001]
[0.34522029999999998,null,0.45451930000000001]
[0.34519290000000002,null,0.45451930000000001]
[0.34519290000000002,null,0.45451930000000001]
[0.34519290000000002,null,0.45451930000000001]
[0.34518019999999999,null,0.45451930000000001]
[0.34518019999999999,null,0.4544222]
[0.34516380000000002,null,0.45427810000000002]
[0.34514460000000002,null,0.45427810000000002]
[0.34511550000000002,null,0.45427810000000002]
[0.3450819,null,0.45416709999999999]
[0.34504990000000002,null,0.45416709999999999]
[0.34501799999999999,null,0.45416709999999999]
[0.34501799999999999,null,0.45416709999999999]
[0.34501799999999999,null,0.45416709999999999]
[0.34500160000000002,null,0.45416709999999999]
[0.34498230000000002,null,0.45416699999999999]
[0.34492109999999998,null,0.45416699999999999]
[0.34490189999999998,null,0.45416699999999999]
[0.34488469999999999,null,0.45416699999999999]
[0.34488459999999999,null,0.45416699999999999]
[0.34488459999999999,null,0.45406990000000003]
[0.34485359999999998,null,0.4539723]
[0.34483639999999999,null,0.45387369999999999]
[0.34482170000000001,null,0.45387369999999999]
[0.34480899999999998,null,0.45387369999999999]
[0.3447672,null,0.45387369999999999]
[0.344748,null,0.45387369999999999]
[0.3447307,null,0.45387369999999999]
[0.34471800000000002,null,0.45387369999999999]
[0.3446862,null,0.45387369999999999]
[0.34466980000000003,null,0.45387369999999999]
[0.34465709999999999,null,0.45387369999999999]
[0.34460499999999999,null,0.45387369999999999]
[0.3445858,null,0.45372970000000001]
[0.3445858,null,0.45372960000000001]
[0.34457310000000002,null,0.45372960000000001]
[0.34455839999999999,null,0.45363249999999999]
[0.34453919999999999,null,0.45363249999999999]
[0.34452450000000001,null,0.45363249999999999]
[0.3444972,null,0.45363249999999999]
[0.3444972,null,0.45352150000000002]
[0.34448450000000003,null,0.45352150000000002]
[0.34448450000000003,null,0.45352150000000002]
[0.34447179999999999,null,0.45352150000000002]
[0.34447179999999999,null,0.45352150000000002]
[0.3444546,null,0.45342290000000002]
[0.34442070000000002,null,0.45342290000000002]
[0.3444043,null,0.45342290000000002]
[0.34437430000000002,null,0.45332529999999999]
[0.34437430000000002,null,0.45332529999999999]
[0.34437430000000002,null,0.45322820000000003]
[0.34433780000000003,null,0.45322820000000003]
[0.34430680000000002,null,0.45322810000000002]
[0.34423110000000001,null,0.45322810000000002]
[0.34423110000000001,null,0.45322810000000002]
[0.34423110000000001,null,0.45322810000000002]
[0.34423110000000001,null,0.45322810000000002]
[0.34423110000000001,null,0.45308409999999999]
[0.34421190000000002,null,0.45308409999999999]
[0.34419460000000002,null,0.45297300000000001]
[0.34416069999999999,null,0.45297300000000001]
[0.34413139999999998,null,0.4528759]
[0.3441187,null,0.4528759]
[0.34408879999999997,null,0.4528759]
[0.34406949999999997,null,0.4528759]
[0.3440568,null,0.4528759]
[0.34404050000000003,null,0.4528759]
[0.34404040000000002,null,0.4528759]
[0.3440241,null,0.4528759]
[0.3440241,null,0.4528759]
[0.344024,null,0.4527774]
[0.34400940000000002,null,0.45277729999999999]
[0.34399299999999999,null,0.45277729999999999]
[0.3439758,null,0.45277729999999999]
[0.3439565,null,0.45268019999999998]
[0.3439565,null,0.45268019999999998]
[0.3439565,null,0.45268019999999998]
[0.343918,null,0.4525361]
[0.34390530000000002,null,0.45243850000000002]
[0.34385959999999999,null,0.45243850000000002]
[0.34384039999999999,null,0.45232739999999999]
[0.3437984,null,0.45232739999999999]
[0.3437674,null,0.45232739999999999]
[0.34373090000000001,null,0.45223029999999997]
[0.34369719999999998,null,0.45223029999999997]
[0.34369719999999998,null,0.45223029999999997]
[0.3436845,null,0.45223029999999997]
[0.34366530000000001,null,0.45223029999999997]
[0.34364800000000001,null,0.45223029999999997]
[0.34361900000000001,null,0.45223029999999997]
[0.34359970000000001,null,0.45223029999999997]
[0.34358509999999998,null,0.45223029999999997]
[0.3435531,null,0.4520207]
[0.34351660000000001,null,0.4520207]
[0.34351660000000001,null,0.4520207]
[0.34350019999999998,null,0.45187660000000002]
[0.3434856,null,0.45187660000000002]
[0.3434856,null,0.45187660000000002]
[0.3434856,null,0.45187660000000002]
[0.34347090000000002,null,0.45187660000000002]
[0.3434545,null,0.4517795]
[0.34342460000000002,null,0.4517795]
[0.34338809999999997,null,0.4517795]
[0.34338809999999997,null,0.4517795]
[0.34338809999999997,null,0.4517795]
[0.34338809999999997,null,0.4517795]
[0.34334150000000002,null,0.45166840000000003]
[0.34331590000000001,null,0.45157079999999999]
[0.34330959999999999,null,0.45157079999999999]
[0.34326319999999999,null,0.45157079999999999]
[0.34324680000000002,null,0.45157079999999999]
[0.34322760000000002,null,0.45157079999999999]
[0.34322760000000002,null,0.45157079999999999]
[0.3431747,null,0.45157079999999999]
[0.3431574,null,0.45157079999999999]
[0.34314280000000003,null,0.45157079999999999]
[0.34314280000000003,null,0.45147229999999999]
[0.34312350000000003,null,0.45147229999999999]
[0.34309620000000002,null,0.45147229999999999]
[0.34309620000000002,null,0.45147229999999999]
[0.34309620000000002,null,0.45147219999999999]
[0.34309620000000002,null,0.45147219999999999]
[0.34309620000000002,null,0.4512641]
[0.34309620000000002,null,0.45112000000000002]
[0.34309620000000002,null,0.45112000000000002]
[0.34306890000000001,null,0.45112000000000002]
[0.3430415,null,0.45112000000000002]
[0.3430415,null,0.45112000000000002]
[0.34302510000000003,null,0.45112000000000002]
[0.3429932,null,0.45102229999999999]
[0.34298050000000002,null,0.45102229999999999]
[0.34296779999999999,null,0.45102229999999999]
[0.34295140000000002,null,0.45102229999999999]
[0.34290229999999999,null,0.45092520000000003]
[0.34286860000000002,null,0.45092520000000003]
[0.34286860000000002,null,0.4508141]
[0.34286860000000002,null,0.45071559999999999]
[0.34284940000000003,null,0.45071559999999999]
[0.34284940000000003,null,0.45071559999999999]
[0.34283469999999999,null,0.45071559999999999]
[0.34278180000000003,null,0.45071559999999999]
[0.34276909999999999,null,0.45057150000000001]
[0.34273720000000002,null,0.45057150000000001]
[0.34272089999999999,null,0.45057150000000001]
[0.34270820000000002,null,0.45057150000000001]
[0.34266970000000002,null,0.45057150000000001]
[0.34264230000000001,null,0.45057150000000001]
[0.34262510000000002,null,0.45057150000000001]
[0.34262510000000002,null,0.45057150000000001]
[0.34262510000000002,null,0.45057150000000001]
[0.34260869999999999,null,0.45057150000000001]
[0.34260869999999999,null,0.45057150000000001]
[0.34259600000000001,null,0.45057150000000001]
[0.34258129999999998,null,0.45046049999999999]
[0.34251749999999997,null,0.45036330000000002]
[0.3425011,null,0.45026569999999999]
[0.3425011,null,0.45016719999999999]
[0.3425011,null,0.45016719999999999]
[0.34248390000000001,null,0.45016719999999999]
[0.3424528,null,0.45016719999999999]
[0.34243560000000001,null,0.45002310000000001]
[0.34243560000000001,null,0.45002310000000001]
[0.34239710000000001,null,0.45002310000000001]
[0.34238439999999998,null,0.45002310000000001]
[0.34233409999999997,null,0.45002310000000001]
[0.34233409999999997,null,0.45002310000000001]
[0.34230670000000002,null,0.45002310000000001]
[0.34227489999999999,null,0.45002310000000001]
[0.34227489999999999,null,0.44992589999999999]
[0.34224949999999998,null,0.44992589999999999]
[0.34224949999999998,null,0.44992589999999999]
[0.34224949999999998,null,0.44992589999999999]
[0.34224949999999998,null,0.44967079999999998]
[0.34221380000000001,null,0.44967079999999998]
[0.34219919999999998,null,0.44967079999999998]
[0.3421865,null,0.44967079999999998]
[0.34216920000000001,null,0.44967079999999998]
[0.34215459999999998,null,0.44947599999999999]
[0.3421035,null,0.44947599999999999]
[0.3420588,null,0.44947599999999999]
[0.34204240000000002,null,0.44947599999999999]
[0.34204240000000002,null,0.44947599999999999]
[0.342026,null,0.44937749999999999]
[0.342026,null,0.44937749999999999]
[0.342026,null,0.44937749999999999]
[0.34201140000000002,null,0.44937749999999999]
[0.34201140000000002,null,0.44937749999999999]
[0.34198600000000001,null,0.44926640000000001]
[0.34197129999999998,null,0.44926640000000001]
[0.3419084,null,0.44916929999999999]
[0.3419084,null,0.44902520000000001]
[0.3419083,null,0.44902520000000001]
[0.3418891,null,0.44902520000000001]
[0.34185349999999998,null,0.44902520000000001]
[0.3418371,null,0.44902520000000001]
[0.34181980000000001,null,0.44902520000000001]
[0.34181980000000001,null,0.44891419999999999]
[0.34181980000000001,null,0.44891419999999999]
[0.34181980000000001,null,0.44891419999999999]
[0.34181980000000001,null,0.44891419999999999]
[0.34180709999999997,null,0.44891419999999999]
[0.3417944,null,0.44881650000000001]
[0.34176709999999999,null,0.44871800000000001]
[0.34173520000000002,null,0.44871800000000001]
[0.34171790000000002,null,0.44862089999999999]
[0.34170329999999999,null,0.44862089999999999]
[0.34170329999999999,null,0.44862089999999999]
[0.34167140000000001,null,0.44862089999999999]
[0.34167140000000001,null,0.44862079999999999]
[0.34163569999999999,null,0.44862079999999999]
[0.34162300000000001,null,0.44862079999999999]
[0.34162300000000001,null,0.44862079999999999]
[0.34159200000000001,null,0.44850980000000001]
[0.34155999999999997,null,0.44850980000000001]
[0.3415436,null,0.44850980000000001]
[0.34153090000000003,null,0.44850980000000001]
[0.34150360000000002,null,0.44850980000000001]
[0.34150360000000002,null,0.44850980000000001]
[0.34150360000000002,null,0.44850980000000001]
[0.34150360000000002,null,0.44850980000000001]
[0.34146710000000002,null,0.44850980000000001]
[0.34142050000000002,null,0.44836569999999998]
[0.34142050000000002,null,0.44836569999999998]
[0.34142050000000002,null,0.44826860000000002]
[0.34138689999999999,null,0.44826860000000002]
[0.34138689999999999,null,0.44826860000000002]
[0.34134049999999999,null,0.44817010000000002]
[0.34134049999999999,null,0.44817010000000002]
[0.34134049999999999,null,0.44807239999999998]
[0.34129389999999998,null,0.44807239999999998]
[0.34126289999999998,null,0.44807239999999998]
[0.3412502,null,0.44807239999999998]
[0.34123559999999997,null,0.44807239999999998]
[0.34123559999999997,null,0.44807239999999998]
[0.34121829999999997,null,0.44807239999999998]
[0.3412019,null,0.44807239999999998]
[0.34116999999999997,null,0.44807239999999998]
[0.34114,null,0.44797530000000002]
[0.34111089999999999,null,0.44786419999999999]
[0.34106059999999999,null,0.44786419999999999]
[0.34104139999999999,null,0.44772010000000001]
[0.34102670000000002,null,0.44772010000000001]
[0.34100750000000002,null,0.44772010000000001]
[0.34100750000000002,null,0.44772010000000001]
[0.34100750000000002,null,0.44772010000000001]
[0.34099289999999999,null,0.44762160000000001]
[0.34097650000000002,null,0.44762160000000001]
[0.34095920000000002,null,0.44762160000000001]
[0.34095920000000002,null,0.44762160000000001]
[0.34094279999999999,null,0.44762160000000001]
[0.34094279999999999,null,0.44751049999999998]
[0.34092359999999999,null,0.44751049999999998]
[0.34092359999999999,null,0.44751049999999998]
[0.34086060000000001,null,0.44751049999999998]
[0.34086060000000001,null,0.44751049999999998]
[0.34086060000000001,null,0.4474129]
[0.34084330000000002,null,0.4474129]
[0.34081339999999999,null,0.4474129]
[0.34080070000000001,null,0.44731579999999999]
[0.34076970000000001,null,0.44731579999999999]
[0.34075240000000001,null,0.44731579999999999]
[0.34075240000000001,null,0.44731569999999998]
[0.34070869999999998,null,0.44731569999999998]
[0.34070869999999998,null,0.44731569999999998]
[0.34068939999999998,null,0.44731569999999998]
[0.340673,null,0.44731569999999998]
[0.34064309999999998,null,0.44731569999999998]
[0.34062379999999998,null,0.44720470000000001]
[0.34062379999999998,null,0.44720470000000001]
[0.34060459999999998,null,0.44720470000000001]
[0.34060459999999998,null,0.44720470000000001]
[0.34060459999999998,null,0.44706059999999997]
[0.34057460000000001,null,0.44696350000000001]
[0.34057460000000001,null,0.44686500000000001]
[0.34055740000000001,null,0.44686500000000001]
[0.34054279999999998,null,0.44686500000000001]
[0.3404971,null,0.44686500000000001]
[0.34048070000000002,null,0.44686500000000001]
[0.34048070000000002,null,0.44686500000000001]
[0.3404643,null,0.44686500000000001]
[0.3404643,null,0.44686500000000001]
[0.34043699999999999,null,0.44686490000000001]
[0.34040589999999998,null,0.44686490000000001]
[0.34037600000000001,null,0.44675389999999998]
[0.34036329999999998,null,0.44675389999999998]
[0.34034690000000001,null,0.44665680000000002]
[0.34032960000000001,null,0.44655909999999999]
[0.34032960000000001,null,0.44655909999999999]
[0.34032960000000001,null,0.44655909999999999]
[0.34031319999999998,null,0.44655909999999999]
[0.34027469999999999,null,0.44655909999999999]
[0.34026200000000001,null,0.44655909999999999]
[0.34024739999999998,null,0.44655909999999999]
[0.34019450000000001,null,0.44655909999999999]
[0.34019450000000001,null,0.44655909999999999]
[0.34018179999999998,null,0.44655909999999999]
[0.34016540000000001,null,0.44641500000000001]
[0.34013349999999998,null,0.44641500000000001]
[0.3400685,null,0.44631789999999999]
[0.3400685,null,0.44631789999999999]
[0.34003749999999999,null,0.44631789999999999]
[0.34003749999999999,null,0.44610830000000001]
[0.34003749999999999,null,0.44610830000000001]
[0.33998020000000001,null,0.44610830000000001]
[0.33998020000000001,null,0.44610830000000001]
[0.33998020000000001,null,0.44610830000000001]
[0.33996090000000001,null,0.44610830000000001]
[0.33992899999999998,null,0.44610830000000001]
[0.33992899999999998,null,0.44610830000000001]
[0.33990979999999998,null,0.44610830000000001]
[0.33989340000000001,null,0.44601069999999998]
[0.33989340000000001,null,0.44601069999999998]
[0.33985949999999998,null,0.44589960000000001]
[0.3398468,null,0.44589960000000001]
[0.33983039999999998,null,0.44589960000000001]
[0.33978580000000003,null,0.44580110000000001]
[0.33978580000000003,null,0.44580110000000001]
[0.33976849999999997,null,0.44580110000000001]
[0.3397329,null,0.44565700000000003]
[0.33972020000000003,null,0.44555990000000001]
[0.33972020000000003,null,0.44544879999999998]
[0.33972020000000003,null,0.44544879999999998]
[0.3397075,null,0.44544879999999998]
[0.33966380000000002,null,0.44544879999999998]
[0.33964650000000002,null,0.44544879999999998]
[0.33962730000000002,null,0.44544879999999998]
[0.33956239999999999,null,0.44544879999999998]
[0.33954509999999999,null,0.44544879999999998]
[0.33954509999999999,null,0.44544879999999998]
[0.33954509999999999,null,0.44544879999999998]
[0.33954509999999999,null,0.44544879999999998]
[0.33954509999999999,null,0.44533780000000001]
[0.33954509999999999,null,0.44533780000000001]
[0.33954509999999999,null,0.4453377]
[0.33954509999999999,null,0.44514300000000001]
[0.33952579999999999,null,0.44514300000000001]
[0.33950859999999999,null,0.44514300000000001]
[0.33947670000000002,null,0.44514300000000001]
[0.33945740000000002,null,0.44514300000000001]
[0.33945740000000002,null,0.44514300000000001]
[0.33945740000000002,null,0.44514300000000001]
[0.33944020000000003,null,0.44514300000000001]
[0.33937980000000001,null,0.44490039999999997]
[0.33936260000000001,null,0.44490039999999997]
[0.33933350000000001,null,0.44490039999999997]
[0.33930359999999998,null,0.44490039999999997]
[0.33927620000000003,null,0.4447893]
[0.3392598,null,0.4447893]
[0.3392598,null,0.4447893]
[0.3392598,null,0.44469219999999998]
[0.3392406,null,0.44469219999999998]
[0.3392406,null,0.44469219999999998]
[0.33921059999999997,null,0.44469219999999998]
[0.33916689999999999,null,0.44469219999999998]
[0.33914759999999999,null,0.44469219999999998]
[0.33909479999999997,null,0.44469219999999998]
[0.33909479999999997,null,0.44469219999999998]
[0.3390821,null,0.44469219999999998]
[0.33905020000000002,null,0.44469219999999998]
[0.33905020000000002,null,0.44459359999999998]
[0.33903090000000002,null,0.44459359999999998]
[0.33901819999999999,null,0.44459359999999998]
[0.33899899999999999,null,0.44459359999999998]
[0.33899899999999999,null,0.4444496]
[0.33895890000000001,null,0.4444496]
[0.33892240000000001,null,0.4444495]
[0.33887420000000001,null,0.44435190000000002]
[0.33885949999999998,null,0.44425480000000001]
[0.33884229999999999,null,0.44414369999999997]
[0.33884229999999999,null,0.44414369999999997]
[0.33884229999999999,null,0.44414369999999997]
[0.33880840000000001,null,0.44414369999999997]
[0.33878910000000001,null,0.44414369999999997]
[0.33878910000000001,null,0.44414369999999997]
[0.33878910000000001,null,0.44414369999999997]
[0.33873880000000001,null,0.44414369999999997]
[0.33873880000000001,null,0.44414369999999997]
[0.33869880000000002,null,0.44414369999999997]
[0.33867789999999998,null,0.44404519999999997]
[0.33866970000000002,null,0.44394810000000001]
[0.33866970000000002,null,0.44394810000000001]
[0.33865050000000002,null,0.44394810000000001]
[0.33863409999999999,null,0.44394810000000001]
[0.33863409999999999,null,0.44394810000000001]
[0.3386168,null,0.44394810000000001]
[0.33860040000000002,null,0.44394810000000001]
[0.33856389999999997,null,0.44380399999999998]
[0.3385512,null,0.44380399999999998]
[0.33853850000000002,null,0.44380399999999998]
[0.33853850000000002,null,0.4436929]
[0.33847100000000002,null,0.4436929]
[0.33845829999999999,null,0.4436929]
[0.33845829999999999,null,0.44359530000000003]
[0.33845829999999999,null,0.44359530000000003]
[0.33845829999999999,null,0.44359530000000003]
[0.33844190000000002,null,0.44359530000000003]
[0.33842729999999999,null,0.44359530000000003]
[0.33842729999999999,null,0.44349670000000002]
[0.33837610000000001,null,0.4433996]
[0.33836339999999998,null,0.4433996]
[0.3383507,null,0.4433996]
[0.33833350000000001,null,0.4433996]
[0.33833350000000001,null,0.4433996]
[0.33830149999999998,null,0.4433996]
[0.33826590000000001,null,0.4433996]
[0.33826590000000001,null,0.4433996]
[0.33826590000000001,null,0.4433996]
[0.3382385,null,0.4433996]
[0.33822210000000003,null,0.44325550000000002]
[0.33822210000000003,null,0.4431445]
[0.33822210000000003,null,0.4431445]
[0.33819310000000002,null,0.44304729999999998]
[0.3381612,null,0.44304729999999998]
[0.33814650000000002,null,0.44304729999999998]
[0.33813379999999998,null,0.44304729999999998]
[0.33813379999999998,null,0.44304729999999998]
[0.33813379999999998,null,0.44304729999999998]
[0.33811459999999999,null,0.4429497]
[0.33809529999999999,null,0.4428512]
[0.33808070000000001,null,0.4428512]
[0.33803149999999998,null,0.4428511]
[0.33801880000000001,null,0.44274010000000003]
[0.33800609999999998,null,0.44274010000000003]
[0.3379742,null,0.44274010000000003]
[0.33795779999999997,null,0.44274010000000003]
[0.33793859999999998,null,0.44274010000000003]
[0.33792220000000001,null,0.44274010000000003]
[0.33788570000000001,null,0.44274010000000003]
[0.3378546,null,0.44274010000000003]
[0.3378546,null,0.44274010000000003]
[0.33784189999999997,null,0.44274010000000003]
[0.3378273,null,0.44274010000000003]
[0.33779160000000003,null,0.44249889999999997]
[0.33779160000000003,null,0.44249889999999997]
[0.33777439999999997,null,0.44249889999999997]
[0.3377617,null,0.44249889999999997]
[0.33774530000000003,null,0.44240040000000003]
[0.33773069999999999,null,0.44240040000000003]
[0.33769870000000002,null,0.44240040000000003]
[0.33768229999999999,null,0.4422893]
[0.33761849999999999,null,0.4422893]
[0.33761849999999999,null,0.4422893]
[0.33756930000000002,null,0.4422893]
[0.33756930000000002,null,0.4422893]
[0.33756930000000002,null,0.44219170000000002]
[0.33756930000000002,null,0.44219160000000002]
[0.33756930000000002,null,0.4420945]
[0.33753650000000002,null,0.4420945]
[0.33750920000000001,null,0.4420945]
[0.33749279999999998,null,0.4420945]
[0.33747349999999998,null,0.4420945]
[0.33747349999999998,null,0.4420945]
[0.33745629999999999,null,0.4420945]
[0.33745629999999999,null,0.4420945]
[0.33741169999999998,null,0.4420945]
[0.33736509999999997,null,0.4420945]
[0.33736509999999997,null,0.4420945]
[0.33734779999999998,null,0.4420945]
[0.3373351,null,0.4420945]
[0.33731879999999997,null,0.4420945]
[0.33729949999999997,null,0.4420945]
[0.33729949999999997,null,0.4420945]
[0.3372868,null,0.44183939999999999]
[0.3372868,null,0.44183939999999999]
[0.3372868,null,0.44183939999999999]
[0.33727220000000002,null,0.44174079999999999]
[0.33724110000000002,null,0.44164369999999997]
[0.33724110000000002,null,0.4415461]
[0.33722839999999998,null,0.4415461]
[0.33718009999999998,null,0.4415461]
[0.3371654,null,0.4415461]
[0.33714899999999998,null,0.4415461]
[0.33711259999999998,null,0.4415461]
[0.33709620000000001,null,0.4415461]
[0.33707890000000001,null,0.4415461]
[0.33707890000000001,null,0.4415461]
[0.33704980000000001,null,0.4415461]
[0.33701789999999998,null,0.4415461]
[0.33701789999999998,null,0.4415461]
[0.33699050000000003,null,0.4415461]
[0.33697329999999998,null,0.44154599999999999]
[0.33697329999999998,null,0.44154599999999999]
[0.33697329999999998,null,0.44143500000000002]
[0.3369586,null,0.44133790000000001]
[0.33694400000000002,null,0.4412394]
[0.33694400000000002,null,0.4412394]
[0.3369104,null,0.4412393]
[0.3368911,null,0.4412393]
[0.3368546,null,0.44114170000000003]
[0.3368546,null,0.44099759999999999]
[0.3368043,null,0.44099759999999999]
[0.3368043,null,0.44099759999999999]
[0.3368043,null,0.44099759999999999]
[0.3367733,null,0.44099759999999999]
[0.33676060000000002,null,0.44099759999999999]
[0.33676060000000002,null,0.44099759999999999]
[0.33673520000000001,null,0.44099759999999999]
[0.33672049999999998,null,0.44088660000000002]
[0.33672049999999998,null,0.44088660000000002]
[0.33667029999999998,null,0.44088660000000002]
[0.3366556,null,0.44088660000000002]
[0.33662199999999998,null,0.44088650000000001]
[0.33662199999999998,null,0.4407894]
[0.33660269999999998,null,0.4407894]
[0.3365881,null,0.4407894]
[0.336559,null,0.4407894]
[0.336559,null,0.4407894]
[0.336559,null,0.44064530000000002]
[0.33654440000000002,null,0.44064530000000002]
[0.33649519999999999,null,0.44054680000000002]
[0.33649519999999999,null,0.44054680000000002]
[0.33649519999999999,null,0.44054680000000002]
[0.33647880000000002,null,0.44054680000000002]
[0.33643420000000002,null,0.44054680000000002]
[0.33641779999999999,null,0.44054680000000002]
[0.33638129999999999,null,0.44054680000000002]
[0.33636670000000002,null,0.44054680000000002]
[0.33634740000000002,null,0.44054680000000002]
[0.33631179999999999,null,0.44054680000000002]
[0.33628439999999998,null,0.4404497]
[0.33628439999999998,null,0.4404497]
[0.33626980000000001,null,0.44035200000000002]
[0.3362271,null,0.44035200000000002]
[0.3362271,null,0.44035200000000002]
[0.33621250000000003,null,0.44035200000000002]
[0.33621250000000003,null,0.44035200000000002]
[0.33618049999999999,null,0.44024099999999999]
[0.33616410000000002,null,0.44024099999999999]
[0.33616410000000002,null,0.44024099999999999]
[0.33615139999999999,null,0.44024099999999999]
[0.33615139999999999,null,0.44024099999999999]
[0.33612239999999999,null,0.44024099999999999]
[0.33612229999999998,null,0.44014379999999997]
[0.33612229999999998,null,0.43990119999999999]
[0.33612229999999998,null,0.43990119999999999]
[0.33610509999999999,null,0.43990119999999999]
[0.33608589999999999,null,0.43990119999999999]
[0.33606950000000002,null,0.43990119999999999]
[0.33603749999999999,null,0.43990119999999999]
[0.33602480000000001,null,0.43979020000000002]
[0.33599289999999998,null,0.43979020000000002]
[0.3359509,null,0.43979020000000002]
[0.3359509,null,0.43969249999999999]
[0.3359337,null,0.43969249999999999]
[0.3359337,null,0.43959540000000003]
[0.3359144,null,0.43959540000000003]
[0.33589799999999997,null,0.43959540000000003]
[0.33588079999999998,null,0.43959540000000003]
[0.33584799999999998,null,0.43959540000000003]
[0.3358141,null,0.43959540000000003]
[0.3358141,null,0.43959540000000003]
[0.33576299999999998,null,0.43959540000000003]
[0.33576299999999998,null,0.43948429999999999]
[0.33576299999999998,null,0.43948429999999999]
[0.33576299999999998,null,0.43948429999999999]
[0.3357503,null,0.43948429999999999]
[0.3357503,null,0.43938579999999999]
[0.33573389999999997,null,0.43938579999999999]
[0.33570660000000002,null,0.43924170000000001]
[0.33570660000000002,null,0.43924170000000001]
[0.33569389999999999,null,0.4391446]
[0.335671,null,0.4391446]
[0.33562720000000001,null,0.4391446]
[0.33562720000000001,null,0.43904690000000002]
[0.33560790000000001,null,0.43904690000000002]
[0.33559329999999998,null,0.43904690000000002]
[0.33557399999999998,null,0.43904690000000002]
[0.33556130000000001,null,0.43904690000000002]
[0.33554669999999998,null,0.43904690000000002]
[0.3355303,null,0.43893589999999999]
[0.33551760000000003,null,0.43893589999999999]
[0.3355012,null,0.43893589999999999]
[0.3355012,null,0.43893589999999999]
[0.33546730000000002,null,0.43879180000000001]
[0.33546730000000002,null,0.43879180000000001]
[0.33545009999999997,null,0.43879180000000001]
[0.33543079999999997,null,0.43879180000000001]
[0.33543079999999997,null,0.43879180000000001]
[0.3354144,null,0.43869330000000001]
[0.3354144,null,0.43869330000000001]
[0.33536519999999997,null,0.43859609999999999]
[0.33536519999999997,null,0.43859609999999999]
[0.33534799999999998,null,0.43859609999999999]
[0.33531519999999998,null,0.43859609999999999]
[0.33528780000000002,null,0.43859609999999999]
[0.33528780000000002,null,0.43859609999999999]
[0.33521220000000002,null,0.43859609999999999]
[0.33519490000000002,null,0.43859609999999999]
[0.33519490000000002,null,0.43838739999999998]
[0.33519490000000002,null,0.43838739999999998]
[0.33519490000000002,null,0.43838739999999998]
[0.33519490000000002,null,0.43838739999999998]
[0.33517570000000002,null,0.43838739999999998]
[0.33511180000000002,null,0.43829030000000002]
[0.33511180000000002,null,0.43829030000000002]
[0.33509719999999998,null,0.43829030000000002]
[0.33507179999999998,null,0.43829030000000002]
[0.33507179999999998,null,0.43814619999999999]
[0.33504080000000003,null,0.43814619999999999]
[0.3350281,null,0.43814619999999999]
[0.33501540000000002,null,0.43814619999999999]
[0.33498339999999999,null,0.43814619999999999]
[0.33496619999999999,null,0.43814619999999999]
[0.33494980000000002,null,0.43803510000000001]
[0.33494980000000002,null,0.43803510000000001]
[0.33494980000000002,null,0.43803510000000001]
[0.33494980000000002,null,0.43803510000000001]
[0.33493339999999999,null,0.43793660000000001]
[0.33493339999999999,null,0.43793660000000001]
[0.33491409999999999,null,0.43793660000000001]
[0.33488420000000002,null,0.43783949999999999]
[0.33485219999999999,null,0.43774180000000001]
[0.33482309999999998,null,0.43759769999999998]
[0.33482309999999998,null,0.43759769999999998]
[0.33480670000000001,null,0.43759769999999998]
[0.33477679999999999,null,0.43759769999999998]
[0.33477679999999999,null,0.43759769999999998]
[0.33474680000000001,null,0.43759769999999998]
[0.33470119999999998,null,0.43759769999999998]
[0.33468189999999998,null,0.43750060000000002]
[0.3346692,null,0.43738959999999999]
[0.33465460000000002,null,0.43738959999999999]
[0.33465460000000002,null,0.43738959999999999]
[0.33463730000000003,null,0.43738959999999999]
[0.33461809999999997,null,0.43738959999999999]
[0.33459879999999997,null,0.43738949999999999]
[0.3345861,null,0.43738949999999999]
[0.33455509999999999,null,0.43729099999999999]
[0.33455509999999999,null,0.43729099999999999]
[0.33448139999999998,null,0.43729099999999999]
[0.33446419999999999,null,0.43729099999999999]
[0.33444780000000002,null,0.43729099999999999]
[0.33444780000000002,null,0.43719390000000002]
[0.33444780000000002,null,0.43693880000000002]
[0.33442850000000002,null,0.43693880000000002]
[0.33441579999999999,null,0.43693880000000002]
[0.33440120000000001,null,0.43684109999999998]
[0.33438190000000001,null,0.43684109999999998]
[0.33433109999999999,null,0.43684109999999998]
[0.33433109999999999,null,0.43684109999999998]
[0.33428469999999999,null,0.43684109999999998]
[0.33428469999999999,null,0.43684109999999998]
[0.33425080000000001,null,0.43684109999999998]
[0.33425080000000001,null,0.43684109999999998]
[0.33425080000000001,null,0.43684109999999998]
[0.33423809999999998,null,0.43684109999999998]
[0.33422350000000001,null,0.43684109999999998]
[0.3341944,null,0.43684109999999998]
[0.3341944,null,0.43684109999999998]
[0.33415869999999998,null,0.43684109999999998]
[0.33412310000000001,null,0.43684109999999998]
[0.3340977,null,0.43664540000000002]
[0.33406669999999999,null,0.43639030000000001]
[0.33406669999999999,null,0.43639030000000001]
[0.33406669999999999,null,0.43639030000000001]
[0.33403100000000002,null,0.43639030000000001]
[0.33403100000000002,null,0.43639030000000001]
[0.33400370000000001,null,0.43629269999999998]
[0.33399099999999998,null,0.43629259999999997]
[0.33399099999999998,null,0.43629259999999997]
[0.33397369999999998,null,0.43629259999999997]
[0.33394439999999997,null,0.43629259999999997]
[0.3339145,null,0.43629259999999997]
[0.33389530000000001,null,0.43629259999999997]
[0.33386159999999998,null,0.43629259999999997]
[0.33384239999999998,null,0.43629259999999997]
[0.33382970000000001,null,0.43629259999999997]
[0.33382970000000001,null,0.43629259999999997]
[0.33381329999999998,null,0.43629259999999997]
[0.33379399999999998,null,0.43619409999999997]
[0.3337813,null,0.43619409999999997]
[0.3337813,null,0.43619409999999997]
[0.33374939999999997,null,0.43619409999999997]
[0.33374939999999997,null,0.43598589999999998]
[0.33371840000000003,null,0.43598589999999998]
[0.33370119999999998,null,0.43598589999999998]
[0.3336848,null,0.43598589999999998]
[0.3336848,null,0.43598589999999998]
[0.33367010000000003,null,0.43598589999999998]
[0.33367010000000003,null,0.43598589999999998]
[0.33365739999999999,null,0.43598589999999998]
[0.33364100000000002,null,0.43588830000000001]
[0.33364100000000002,null,0.43588830000000001]
[0.33364100000000002,null,0.43574420000000003]
[0.33360450000000003,null,0.43574420000000003]
[0.33357910000000002,null,0.43564710000000001]
[0.33355990000000002,null,0.43564710000000001]
[0.33353250000000001,null,0.43564710000000001]
[0.33351330000000001,null,0.43564710000000001]
[0.33351330000000001,null,0.43564710000000001]
[0.33349859999999998,null,0.43554850000000001]
[0.33349859999999998,null,0.43554850000000001]
[0.33347939999999998,null,0.43554850000000001]
[0.33345209999999997,null,0.43554850000000001]
[0.33343479999999998,null,0.43543749999999998]
[0.33339020000000003,null,0.43543749999999998]
[0.33337090000000003,null,0.43543749999999998]
[0.33337090000000003,null,0.43543749999999998]
[0.33335369999999998,null,0.43543749999999998]
[0.33335369999999998,null,0.43543749999999998]
[0.33335369999999998,null,0.4353398]
[0.3333373,null,0.43524269999999998]
[0.33330799999999999,null,0.43524269999999998]
[0.33327800000000002,null,0.43524269999999998]
[0.33326169999999999,null,0.43524269999999998]
[0.33324700000000002,null,0.43513160000000001]
[0.33323429999999998,null,0.43498759999999997]
[0.33321790000000001,null,0.43498759999999997]
[0.33320519999999998,null,0.43498759999999997]
[0.33318799999999998,null,0.43498750000000003]
[0.33318799999999998,null,0.43498750000000003]
[0.33317330000000001,null,0.43488900000000003]
[0.33317330000000001,null,0.43488900000000003]
[0.33315410000000001,null,0.43488900000000003]
[0.33313480000000001,null,0.43488900000000003]
[0.33310119999999999,null,0.43488900000000003]
[0.33308650000000001,null,0.43488900000000003]
[0.33308650000000001,null,0.43488900000000003]
[0.3330227,null,0.43488900000000003]
[0.33300999999999997,null,0.43479190000000001]
[0.33300999999999997,null,0.43479190000000001]
[0.3329936,null,0.43469419999999998]
[0.3329936,null,0.4345832]
[0.33296629999999999,null,0.4345832]
[0.33296629999999999,null,0.4345832]
[0.33294899999999999,null,0.43448609999999999]
[0.33294899999999999,null,0.43448599999999998]
[0.33291799999999999,null,0.43448599999999998]
[0.33289069999999998,null,0.43438749999999998]
[0.33285870000000001,null,0.43438749999999998]
[0.33284150000000001,null,0.4342434]
[0.33282220000000001,null,0.4342434]
[0.33279229999999999,null,0.4342434]
[0.33279229999999999,null,0.4342434]
[0.33277760000000001,null,0.43414629999999998]
[0.33277760000000001,null,0.43414629999999998]
[0.33277760000000001,null,0.43403530000000001]
[0.33276299999999998,null,0.43403530000000001]
[0.3327483,null,0.43403530000000001]
[0.33273190000000002,null,0.43403530000000001]
[0.33271269999999997,null,0.43403530000000001]
[0.33271269999999997,null,0.43403530000000001]
[0.33268360000000002,null,0.43403520000000001]
[0.33268360000000002,null,0.43393809999999999]
[0.3326672,null,0.43393809999999999]
[0.332648,null,0.43393809999999999]
[0.332648,null,0.43393809999999999]
[0.33263530000000002,null,0.43384050000000002]
[0.33263530000000002,null,0.43384050000000002]
[0.33261600000000002,null,0.43384040000000001]
[0.33260329999999999,null,0.43363089999999999]
[0.3325861,null,0.43363089999999999]
[0.3325861,null,0.43363089999999999]
[0.3325861,null,0.43363089999999999]
[0.33253490000000002,null,0.43363089999999999]
[0.33252029999999999,null,0.43353380000000002]
[0.33247660000000001,null,0.43353380000000002]
[0.33247660000000001,null,0.43353380000000002]
[0.33245930000000001,null,0.43353380000000002]
[0.33245930000000001,null,0.43353380000000002]
[0.33244289999999999,null,0.43338969999999999]
[0.33244289999999999,null,0.43338969999999999]
[0.33239639999999998,null,0.43338969999999999]
[0.33235989999999999,null,0.43338969999999999]
[0.33233079999999998,null,0.43338969999999999]
[0.33231810000000001,null,0.43327860000000001]
[0.33226699999999998,null,0.43327860000000001]
[0.33226699999999998,null,0.43327860000000001]
[0.3322543,null,0.43327860000000001]
[0.332235,null,0.43327860000000001]
[0.33222230000000003,null,0.43327860000000001]
[0.33222230000000003,null,0.4331815]
[0.33219500000000002,null,0.4331815]
[0.33217570000000002,null,0.43298530000000002]
[0.33215929999999999,null,0.43298530000000002]
[0.3321421,null,0.43298530000000002]
[0.33211020000000002,null,0.43298530000000002]
[0.33207829999999999,null,0.43298530000000002]
[0.33207829999999999,null,0.43298530000000002]
[0.33204270000000002,null,0.43298530000000002]
[0.33202340000000002,null,0.43298530000000002]
[0.33202340000000002,null,0.43298530000000002]
[0.332007,null,0.43298530000000002]
[0.332007,null,0.43298530000000002]
[0.332007,null,0.4328882]
[0.33199240000000002,null,0.4328882]
[0.33199240000000002,null,0.43277710000000003]
[0.33197969999999999,null,0.43277710000000003]
[0.33196239999999999,null,0.43277710000000003]
[0.33194780000000002,null,0.43263299999999999]
[0.33192050000000001,null,0.43263299999999999]
[0.3319204,null,0.43263299999999999]
[0.3319204,null,0.43263299999999999]
[0.33190770000000003,null,0.43263299999999999]
[0.3318914,null,0.43253449999999999]
[0.3318721,null,0.43253449999999999]
[0.3318448,null,0.43253449999999999]
[0.33177440000000002,null,0.43253449999999999]
[0.33177440000000002,null,0.43243740000000003]
[0.33175710000000003,null,0.43233969999999999]
[0.33172610000000002,null,0.43233969999999999]
[0.33171339999999999,null,0.43233969999999999]
[0.33171339999999999,null,0.43233969999999999]
[0.33168429999999999,null,0.43233969999999999]
[0.33166709999999999,null,0.43233969999999999]
[0.33165440000000002,null,0.43233969999999999]
[0.33161869999999999,null,0.43233969999999999]
[0.33160600000000001,null,0.43233969999999999]
[0.33155309999999999,null,0.43219560000000001]
[0.33154040000000001,null,0.43208459999999999]
[0.33154040000000001,null,0.43208459999999999]
[0.33154040000000001,null,0.43208459999999999]
[0.33154040000000001,null,0.43208459999999999]
[0.33154040000000001,null,0.43208459999999999]
[0.33147480000000001,null,0.43198740000000002]
[0.33147480000000001,null,0.43198740000000002]
[0.33147480000000001,null,0.43198740000000002]
[0.33145839999999999,null,0.43188890000000002]
[0.33145839999999999,null,0.43188890000000002]
[0.33145839999999999,null,0.43188890000000002]
[0.33144380000000001,null,0.43188890000000002]
[0.33142739999999998,null,0.43188890000000002]
[0.33141470000000001,null,0.43188890000000002]
[0.3313644,null,0.43188890000000002]
[0.3313644,null,0.43174479999999998]
[0.33134520000000001,null,0.43174479999999998]
[0.33129599999999998,null,0.43174479999999998]
[0.33126410000000001,null,0.43174479999999998]
[0.33126410000000001,null,0.43163380000000001]
[0.33126410000000001,null,0.43153609999999998]
[0.33124680000000001,null,0.43153609999999998]
[0.33124680000000001,null,0.43153609999999998]
[0.33120500000000003,null,0.43153609999999998]
[0.3311923,null,0.43153609999999998]
[0.3311923,null,0.43143900000000002]
[0.33117770000000002,null,0.43143900000000002]
[0.33117770000000002,null,0.43143900000000002]
[0.33117770000000002,null,0.43143900000000002]
[0.33114379999999999,null,0.43143900000000002]
[0.33114379999999999,null,0.43143900000000002]
[0.33114379999999999,null,0.43129489999999998]
[0.33114379999999999,null,0.43129489999999998]
[0.33112740000000002,null,0.4310853]
[0.33107819999999999,null,0.4310853]
[0.33107819999999999,null,0.4310853]
[0.33104830000000002,null,0.4310853]
[0.33103559999999999,null,0.4310853]
[0.33100170000000001,null,0.43098819999999999]
[0.33100170000000001,null,0.43098819999999999]
[0.33098529999999998,null,0.43098819999999999]
[0.33097260000000001,null,0.43098819999999999]
[0.33095989999999997,null,0.43098819999999999]
[0.33095989999999997,null,0.43098819999999999]
[0.33093060000000002,null,0.43098819999999999]
[0.33091340000000002,null,0.43098819999999999]
[0.33087949999999999,null,0.43087710000000001]
[0.3308622,null,0.43087710000000001]
[0.3308102,null,0.43077860000000001]
[0.33077830000000003,null,0.43068099999999998]
[0.3307464,null,0.43068099999999998]
[0.33073170000000002,null,0.43068099999999998]
[0.33073170000000002,null,0.43068099999999998]
[0.33069809999999999,null,0.43068099999999998]
[0.33069809999999999,null,0.43068089999999998]
[0.33069809999999999,null,0.43068089999999998]
[0.33069809999999999,null,0.4305369]
[0.33069809999999999,null,0.43043969999999998]
[0.33068340000000002,null,0.43043969999999998]
[0.33066620000000002,null,0.43023020000000001]
[0.33066620000000002,null,0.43023020000000001]
[0.33066620000000002,null,0.43023020000000001]
[0.33063880000000001,null,0.43023020000000001]
[0.33063880000000001,null,0.43023020000000001]
[0.33060689999999998,null,0.43023020000000001]
[0.33057589999999998,null,0.43023020000000001]
[0.33057589999999998,null,0.43023020000000001]
[0.33052300000000001,null,0.43023020000000001]
[0.33048909999999998,null,0.43023020000000001]
[0.33045999999999998,null,0.43023020000000001]
[0.33044269999999998,null,0.43023020000000001]
[0.33044269999999998,null,0.4302301]
[0.33044269999999998,null,0.43002200000000002]
[0.33042349999999998,null,0.43002200000000002]
[0.33037519999999998,null,0.43002200000000002]
[0.33037509999999998,null,0.43002200000000002]
[0.33035589999999998,null,0.43002200000000002]
[0.33035589999999998,null,0.42992429999999998]
[0.33033950000000001,null,0.42992429999999998]
[0.33030759999999998,null,0.42992429999999998]
[0.3302949,null,0.4296817]
[0.33028030000000003,null,0.4296817]
[0.33021640000000002,null,0.4296817]
[0.33019720000000002,null,0.4296817]
[0.33017790000000002,null,0.4296817]
[0.33017790000000002,null,0.4296817]
[0.330148,null,0.4296817]
[0.33011889999999999,null,0.4296817]
[0.33011889999999999,null,0.42957070000000003]
[0.33011889999999999,null,0.42957070000000003]
[0.33007150000000002,null,0.42957070000000003]
[0.33007150000000002,null,0.42957070000000003]
[0.33003579999999999,null,0.42957060000000002]
[0.33000849999999998,null,0.42957060000000002]
[0.33000849999999998,null,0.42947350000000001]
[0.33000849999999998,null,0.42947350000000001]
[0.33000849999999998,null,0.42947350000000001]
[0.32998919999999998,null,0.42947350000000001]
[0.32995819999999998,null,0.42947350000000001]
[0.32993889999999998,null,0.42947350000000001]
[0.32993889999999998,null,0.42947350000000001]
[0.32993889999999998,null,0.42937500000000001]
[0.3298952,null,0.42926399999999998]
[0.32988250000000002,null,0.42926399999999998]
[0.32988250000000002,null,0.4291199]
[0.3298661,null,0.4291199]
[0.3298489,null,0.4291199]
[0.32981690000000002,null,0.42902220000000002]
[0.32978499999999999,null,0.42902220000000002]
[0.32978499999999999,null,0.42902220000000002]
[0.32973390000000002,null,0.42902220000000002]
[0.32971460000000002,null,0.42902220000000002]
[0.3296983,null,0.42902220000000002]
[0.32968190000000003,null,0.42902220000000002]
[0.32968190000000003,null,0.42902220000000002]
[0.3296692,null,0.4289251]
[0.32965450000000002,null,0.4289251]
[0.32963730000000002,null,0.4289251]
[0.3296036,null,0.42881399999999997]
[0.32958900000000002,null,0.42881399999999997]
[0.32958900000000002,null,0.42881399999999997]
[0.32956170000000001,null,0.42881399999999997]
[0.32956170000000001,null,0.42881399999999997]
[0.32956160000000001,null,0.42881399999999997]
[0.32954440000000002,null,0.42881399999999997]
[0.32952520000000002,null,0.42881399999999997]
[0.32952520000000002,null,0.42881399999999997]
[0.32950590000000002,null,0.42881399999999997]
[0.32948870000000002,null,0.42871550000000003]
[0.32945869999999999,null,0.42871550000000003]
[0.32945869999999999,null,0.42871550000000003]
[0.32944410000000002,null,0.42861840000000001]
[0.32942480000000002,null,0.42861840000000001]
[0.32942480000000002,null,0.42861840000000001]
[0.32940760000000002,null,0.42861830000000001]
[0.32939489999999999,null,0.4284097]
[0.32936579999999999,null,0.42826560000000002]
[0.32933649999999998,null,0.42826560000000002]
[0.32930739999999997,null,0.42826560000000002]
[0.32928819999999998,null,0.42826560000000002]
[0.32928819999999998,null,0.42826560000000002]
[0.32925450000000001,null,0.42826560000000002]
[0.32925450000000001,null,0.42826560000000002]
[0.32924179999999997,null,0.42826560000000002]
[0.32922259999999998,null,0.42826560000000002]
[0.32922259999999998,null,0.42826560000000002]
[0.32922259999999998,null,0.42826560000000002]
[0.32922259999999998,null,0.42826560000000002]
[0.32920529999999998,null,0.42826560000000002]
[0.32918890000000001,null,0.4281684]
[0.32915699999999998,null,0.4281684]
[0.3291443,null,0.4281684]
[0.3291153,null,0.4280699]
[0.32910060000000002,null,0.4280699]
[0.32910060000000002,null,0.4280699]
[0.32908599999999999,null,0.4280699]
[0.32908599999999999,null,0.4280699]
[0.32906669999999999,null,0.42795889999999998]
[0.32905210000000001,null,0.42795889999999998]
[0.32902300000000001,null,0.42795889999999998]
[0.32902300000000001,null,0.42795889999999998]
[0.3289956,null,0.42795889999999998]
[0.3289591,null,0.42795889999999998]
[0.32894279999999998,null,0.42795879999999997]
[0.32894269999999998,null,0.42795879999999997]
[0.32890910000000001,null,0.42786170000000001]
[0.32885989999999998,null,0.42786170000000001]
[0.32884350000000001,null,0.42762]
[0.32882889999999998,null,0.42762]
[0.32882889999999998,null,0.42762]
[0.32882889999999998,null,0.42762]
[0.32880959999999998,null,0.42762]
[0.32880959999999998,null,0.42750890000000002]
[0.32880959999999998,null,0.42741040000000002]
[0.328795,null,0.42741040000000002]
[0.32877859999999998,null,0.42731330000000001]
[0.3287639,null,0.42731330000000001]
[0.3287467,null,0.42731330000000001]
[0.32871939999999999,null,0.42731330000000001]
[0.32870670000000002,null,0.42731330000000001]
[0.32868740000000002,null,0.42731330000000001]
[0.32867020000000002,null,0.42731330000000001]
[0.32864110000000002,null,0.42731330000000001]
[0.32862639999999999,null,0.42731330000000001]
[0.32862639999999999,null,0.42731330000000001]
[0.32857819999999999,null,0.42731330000000001]
[0.32857819999999999,null,0.42731330000000001]
[0.32855889999999999,null,0.42731330000000001]
[0.32854620000000001,null,0.42731330000000001]
[0.32852700000000001,null,0.42731330000000001]
[0.32851229999999998,null,0.4273132]
[0.32851229999999998,null,0.42716920000000003]
[0.32851229999999998,null,0.42716920000000003]
[0.32848319999999998,null,0.42696050000000002]
[0.3284513,null,0.4267648]
[0.3284513,null,0.4267648]
[0.32843670000000003,null,0.4267648]
[0.32840760000000002,null,0.4267648]
[0.32840760000000002,null,0.4267648]
[0.32835730000000002,null,0.4267648]
[0.32832080000000002,null,0.4267648]
[0.32832080000000002,null,0.4267648]
[0.32830160000000003,null,0.4267648]
[0.32828889999999999,null,0.4267648]
[0.32828889999999999,null,0.4267648]
[0.32827620000000002,null,0.4267648]
[0.32827620000000002,null,0.4267648]
[0.32827620000000002,null,0.4267648]
[0.32825890000000002,null,0.4267648]
[0.32824619999999999,null,0.4267648]
[0.32824619999999999,null,0.4267648]
[0.32823350000000001,null,0.42665380000000003]
[0.32821889999999998,null,0.42665380000000003]
[0.3282042,null,0.42665380000000003]
[0.32818779999999997,null,0.42648459999999999]
[0.32818779999999997,null,0.42641250000000003]
[0.3281732,null,0.42641250000000003]
[0.3281232,null,0.42641250000000003]
[0.3280978,null,0.42641250000000003]
[0.3280785,null,0.42641250000000003]
[0.3280785,null,0.4262164]
[0.3280785,null,0.4262164]
[0.3280785,null,0.4262164]
[0.3280593,null,0.4262164]
[0.32802740000000002,null,0.4262164]
[0.32800810000000002,null,0.4262164]
[0.32798080000000002,null,0.4262164]
[0.32796350000000002,null,0.4262164]
[0.32796350000000002,null,0.4262164]
[0.32793450000000002,null,0.4262164]
[0.32792179999999999,null,0.4262164]
[0.32790540000000001,null,0.4262164]
[0.32787349999999998,null,0.42610530000000002]
[0.32787349999999998,null,0.42610530000000002]
[0.32787349999999998,null,0.42610530000000002]
[0.32787349999999998,null,0.42610530000000002]
[0.32783960000000001,null,0.42610530000000002]
[0.32782319999999998,null,0.42600680000000002]
[0.32782319999999998,null,0.42600680000000002]
[0.32779580000000003,null,0.4259097]
[0.32779580000000003,null,0.4259097]
[0.32775320000000002,null,0.4259096]
[0.32771929999999999,null,0.4259096]
[0.32771929999999999,null,0.4259096]
[0.32770290000000002,null,0.42579860000000003]
[0.32768570000000002,null,0.42579860000000003]
[0.32768570000000002,null,0.42579860000000003]
[0.32768570000000002,null,0.42579860000000003]
[0.32766030000000002,null,0.42570089999999999]
[0.32762639999999998,null,0.42570089999999999]
[0.32762639999999998,null,0.42570089999999999]
[0.32761000000000001,null,0.42560379999999998]
[0.32761000000000001,null,0.4254597]
[0.32761000000000001,null,0.4254597]
[0.32755709999999999,null,0.4254597]
[0.32754440000000001,null,0.4254597]
[0.32754440000000001,null,0.4254597]
[0.32752979999999998,null,0.42536119999999999]
[0.32747399999999999,null,0.42536119999999999]
[0.32747399999999999,null,0.42536119999999999]
[0.32745940000000001,null,0.42536119999999999]
[0.32745940000000001,null,0.42536119999999999]
[0.32744210000000001,null,0.42536119999999999]
[0.32742569999999999,null,0.42536119999999999]
[0.32741300000000001,null,0.42526409999999998]
[0.32739659999999998,null,0.42526409999999998]
[0.32737119999999997,null,0.42526409999999998]
[0.3273548,null,0.42526409999999998]
[0.3273548,null,0.425153]
[0.32734020000000003,null,0.42500890000000002]
[0.32734020000000003,null,0.42500890000000002]
[0.32734020000000003,null,0.42500890000000002]
[0.32729360000000002,null,0.42500890000000002]
[0.32729360000000002,null,0.42500890000000002]
[0.32729360000000002,null,0.42500890000000002]
[0.32727899999999999,null,0.42500890000000002]
[0.32726630000000001,null,0.42500890000000002]
[0.32725359999999998,null,0.42500890000000002]
[0.32725359999999998,null,0.42491129999999999]
[0.32723629999999998,null,0.42481269999999999]
[0.32723629999999998,null,0.42481269999999999]
[0.32718340000000001,null,0.42471560000000003]
[0.32718340000000001,null,0.42471560000000003]
[0.32716420000000002,null,0.42471560000000003]
[0.32715149999999998,null,0.4246046]
[0.32708660000000001,null,0.4246046]
[0.32706930000000001,null,0.4246046]
[0.327042,null,0.4246046]
[0.327042,null,0.4246046]
[0.32702560000000003,null,0.4246046]
[0.32700630000000003,null,0.4246046]
[0.3269936,null,0.4246046]
[0.3269571,null,0.4246045]
[0.3269571,null,0.4243633]
[0.3269571,null,0.4243633]
[0.32694250000000002,null,0.4243633]
[0.32694250000000002,null,0.4243633]
[0.32692520000000003,null,0.4243633]
[0.32692520000000003,null,0.42426570000000002]
[0.3269106,null,0.42426570000000002]
[0.3269106,null,0.42407]
[0.3269106,null,0.42407]
[0.32689600000000002,null,0.42395899999999997]
[0.32687959999999999,null,0.42395899999999997]
[0.32686690000000002,null,0.42395899999999997]
[0.32685049999999999,null,0.42395899999999997]
[0.32680579999999998,null,0.42395899999999997]
[0.32677479999999998,null,0.42395899999999997]
[0.3267409,null,0.42395899999999997]
[0.3267409,null,0.42386180000000001]
[0.3267236,null,0.42386180000000001]
[0.32668979999999997,null,0.42386180000000001]
[0.32668979999999997,null,0.42386180000000001]
[0.32666070000000003,null,0.42386180000000001]
[0.3266443,null,0.42371769999999997]
[0.32663160000000002,null,0.42371769999999997]
[0.32659510000000003,null,0.42361919999999997]
[0.32658239999999999,null,0.42361919999999997]
[0.3265631,null,0.42361919999999997]
[0.32654850000000002,null,0.42361919999999997]
[0.32654850000000002,null,0.42352210000000001]
[0.32651200000000002,null,0.42352210000000001]
[0.32649729999999999,null,0.42341099999999998]
[0.32646999999999998,null,0.42341099999999998]
[0.32645279999999999,null,0.42341099999999998]
[0.32642369999999998,null,0.42341099999999998]
[0.32642369999999998,null,0.42341099999999998]
[0.32642369999999998,null,0.42331340000000001]
[0.32642369999999998,null,0.42331340000000001]
[0.32641100000000001,null,0.42331340000000001]
[0.32641100000000001,null,0.42331340000000001]
[0.32641100000000001,null,0.42331340000000001]
[0.32639170000000001,null,0.42331340000000001]
[0.32636179999999998,null,0.42331340000000001]
[0.3263279,null,0.42331340000000001]
[0.32631149999999998,null,0.4232149]
[0.32631149999999998,null,0.4232149]
[0.3262448,null,0.4232149]
[0.32623210000000002,null,0.4232149]
[0.32621749999999999,null,0.42307080000000002]
[0.32621749999999999,null,0.42307080000000002]
[0.32618750000000002,null,0.42307080000000002]
[0.3261539,null,0.42295969999999999]
[0.3261346,null,0.42295969999999999]
[0.3261346,null,0.42295969999999999]
[0.3261346,null,0.42295969999999999]
[0.3261346,null,0.42286259999999998]
[0.32610270000000002,null,0.42286259999999998]
[0.3260863,null,0.42286259999999998]
[0.326069,null,0.42286259999999998]
[0.3260498,null,0.42286259999999998]
[0.3260498,null,0.4227649]
[0.32603710000000002,null,0.4226664]
[0.3260207,null,0.4226664]
[0.3260035,null,0.4226664]
[0.3260035,null,0.4226664]
[0.3259862,null,0.4226664]
[0.32597350000000003,null,0.4226664]
[0.32593499999999997,null,0.4226664]
[0.32591579999999998,null,0.4226664]
[0.32591579999999998,null,0.42256929999999998]
[0.32589940000000001,null,0.42256929999999998]
[0.32589940000000001,null,0.42256929999999998]
[0.32589940000000001,null,0.42256929999999998]
[0.32588470000000003,null,0.42245820000000001]
[0.3258683,null,0.42245820000000001]
[0.3258683,null,0.42245820000000001]
[0.32584099999999999,null,0.42231410000000003]
[0.32582630000000001,null,0.42231410000000003]
[0.32582630000000001,null,0.42231410000000003]
[0.32578000000000001,null,0.42231410000000003]
[0.32578000000000001,null,0.42231410000000003]
[0.32574350000000002,null,0.42231410000000003]
[0.32572430000000002,null,0.42221649999999999]
[0.32572430000000002,null,0.42221649999999999]
[0.32570959999999999,null,0.42211799999999999]
[0.32569690000000001,null,0.42202079999999997]
[0.32566499999999998,null,0.42202079999999997]
[0.32564579999999999,null,0.42202079999999997]
[0.32564579999999999,null,0.42202079999999997]
[0.32564579999999999,null,0.42202079999999997]
[0.32564579999999999,null,0.42202079999999997]
[0.32564579999999999,null,0.4219098]
[0.32563110000000001,null,0.4219098]
[0.32561839999999997,null,0.4219098]
[0.32556839999999998,null,0.4219098]
[0.3255557,null,0.4219098]
[0.32553650000000001,null,0.4219098]
[0.32553650000000001,null,0.4219098]
[0.32548729999999998,null,0.4219098]
[0.32547090000000001,null,0.4219098]
[0.32545619999999997,null,0.4219098]
[0.3254416,null,0.4219098]
[0.32541419999999999,null,0.4219098]
[0.32536589999999999,null,0.42181210000000002]
[0.32534869999999999,null,0.42166799999999999]
[0.32534859999999999,null,0.42166799999999999]
[0.32531959999999999,null,0.42157090000000003]
[0.32531959999999999,null,0.42157090000000003]
[0.32531959999999999,null,0.42157090000000003]
[0.32530229999999999,null,0.42157090000000003]
[0.32528770000000001,null,0.42157090000000003]
[0.32527499999999998,null,0.42147240000000002]
[0.32527499999999998,null,0.42147240000000002]
[0.32524130000000001,null,0.42136129999999999]
[0.32524130000000001,null,0.42136129999999999]
[0.32522210000000001,null,0.42136129999999999]
[0.32519209999999998,null,0.42136129999999999]
[0.32517750000000001,null,0.42126419999999998]
[0.32517750000000001,null,0.42126419999999998]
[0.32515820000000001,null,0.42126419999999998]
[0.32514359999999998,null,0.42126419999999998]
[0.3251309,null,0.4211201]
[0.32511630000000002,null,0.42102240000000002]
[0.32511630000000002,null,0.42102240000000002]
[0.32509900000000003,null,0.42102240000000002]
[0.32505529999999999,null,0.42102240000000002]
[0.32500869999999998,null,0.42102240000000002]
[0.32500869999999998,null,0.42102240000000002]
[0.32497959999999998,null,0.42102240000000002]
[0.32497959999999998,null,0.42102240000000002]
[0.32497959999999998,null,0.42102240000000002]
[0.32496320000000001,null,0.42102240000000002]
[0.32496320000000001,null,0.42102240000000002]
[0.32494600000000001,null,0.42102240000000002]
[0.32494600000000001,null,0.42092390000000002]
[0.32490950000000002,null,0.42092390000000002]
[0.32490950000000002,null,0.4208268]
[0.32489309999999999,null,0.4208268]
[0.32489309999999999,null,0.42071570000000003]
[0.32489309999999999,null,0.42071570000000003]
[0.32487670000000002,null,0.42071570000000003]
[0.32485940000000002,null,0.42071570000000003]
[0.32484669999999999,null,0.42071570000000003]
[0.32482749999999999,null,0.42071570000000003]
[0.3247855,null,0.42071570000000003]
[0.32477089999999997,null,0.42057159999999999]
[0.32471800000000001,null,0.42057159999999999]
[0.32471800000000001,null,0.42057159999999999]
[0.32470529999999997,null,0.42057159999999999]
[0.32470529999999997,null,0.42057159999999999]
[0.32470529999999997,null,0.42057159999999999]
[0.3246541,null,0.42047400000000001]
[0.3246349,null,0.42047400000000001]
[0.3245865,null,0.42036289999999998]
[0.3245865,null,0.42026439999999998]
[0.32455919999999999,null,0.42026439999999998]
[0.32455919999999999,null,0.42016730000000002]
[0.32455919999999999,null,0.42016730000000002]
[0.32454280000000002,null,0.42016730000000002]
[0.32452639999999999,null,0.42016730000000002]
[0.32452639999999999,null,0.42016730000000002]
[0.32452639999999999,null,0.42016730000000002]
[0.32449909999999998,null,0.42016730000000002]
[0.32449909999999998,null,0.42016730000000002]
[0.32449909999999998,null,0.42016730000000002]
[0.32448640000000001,null,0.42016730000000002]
[0.32447169999999997,null,0.42016730000000002]
[0.32442969999999999,null,0.42016730000000002]
[0.32441700000000001,null,0.42002319999999999]
[0.32441700000000001,null,0.42002319999999999]
[0.32441700000000001,null,0.41992600000000002]
[0.32441700000000001,null,0.41992600000000002]
[0.32440429999999998,null,0.41992600000000002]
[0.3243897,null,0.41981499999999999]
[0.3243704,null,0.41981499999999999]
[0.3243704,null,0.41981499999999999]
[0.32433679999999998,null,0.41981499999999999]
[0.3243241,null,0.41981499999999999]
[0.32428849999999998,null,0.41981499999999999]
[0.3242738,null,0.41981499999999999]
[0.3242738,null,0.41971730000000002]
[0.32422269999999997,null,0.41971730000000002]
[0.32420539999999998,null,0.41971730000000002]
[0.3241927,null,0.41961880000000001]
[0.3241927,null,0.41961880000000001]
[0.32417639999999998,null,0.41961880000000001]
[0.3241425,null,0.41961880000000001]
[0.32410860000000002,null,0.41961880000000001]
[0.32409389999999999,null,0.41961880000000001]
[0.32409389999999999,null,0.41961880000000001]
[0.32409389999999999,null,0.41961880000000001]
[0.32409389999999999,null,0.4195217]
[0.32407469999999999,null,0.4195217]
[0.32405830000000002,null,0.4195217]
[0.32404559999999999,null,0.4195217]
[0.32404559999999999,null,0.4195217]
[0.32401560000000001,null,0.41941060000000002]
[0.32398199999999999,null,0.41941060000000002]
[0.32398199999999999,null,0.41941060000000002]
[0.32396930000000002,null,0.41941060000000002]
[0.32396930000000002,null,0.41926649999999999]
[0.32396930000000002,null,0.41926649999999999]
[0.32395000000000002,null,0.41926649999999999]
[0.32395000000000002,null,0.41926649999999999]
[0.32393080000000002,null,0.41926649999999999]
[0.32389430000000002,null,0.41926649999999999]
[0.32387969999999999,null,0.41916799999999999]
[0.32384859999999999,null,0.41916799999999999]
[0.32381670000000001,null,0.41916799999999999]
[0.32378390000000001,null,0.41916799999999999]
[0.32376670000000002,null,0.41916799999999999]
[0.32376670000000002,null,0.41916799999999999]
[0.32373020000000002,null,0.41916799999999999]
[0.3237138,null,0.41907090000000002]
[0.3237138,null,0.41907090000000002]
[0.3237138,null,0.41886220000000002]
[0.3237138,null,0.41886220000000002]
[0.32370110000000002,null,0.41886220000000002]
[0.32370110000000002,null,0.41886220000000002]
[0.32370110000000002,null,0.41886220000000002]
[0.32368839999999999,null,0.41886220000000002]
[0.32363809999999998,null,0.41886220000000002]
[0.32362540000000001,null,0.41886220000000002]
[0.32361079999999998,null,0.41886220000000002]
[0.32359149999999998,null,0.41886220000000002]
[0.32359149999999998,null,0.41871809999999998]
[0.32357429999999998,null,0.41862100000000002]
[0.32357429999999998,null,0.41862100000000002]
[0.32352690000000001,null,0.41862100000000002]
[0.32352690000000001,null,0.41862090000000002]
[0.32351419999999997,null,0.41862090000000002]
[0.32349489999999997,null,0.41852240000000002]
[0.32347569999999998,null,0.41852240000000002]
[0.32347569999999998,null,0.41841139999999999]
[0.3234437,null,0.41841139999999999]
[0.32342910000000002,null,0.41841139999999999]
[0.3234127,null,0.41841139999999999]
[0.3234127,null,0.41841139999999999]
[0.32338359999999999,null,0.41841139999999999]
[0.32338359999999999,null,0.41841139999999999]
[0.32334990000000002,null,0.41841139999999999]
[0.3232988,null,0.41841139999999999]
[0.3232988,null,0.41841139999999999]
[0.32328420000000002,null,0.41841139999999999]
[0.32328420000000002,null,0.41841139999999999]
[0.32328420000000002,null,0.41841139999999999]
[0.32327149999999999,null,0.41841139999999999]
[0.32325880000000001,null,0.41831370000000001]
[0.32322489999999998,null,0.41810550000000002]
[0.3232102,null,0.41810550000000002]
[0.32319750000000003,null,0.41796149999999999]
[0.3231636,null,0.41786289999999998]
[0.3231464,null,0.41786289999999998]
[0.3231464,null,0.41786289999999998]
[0.32312920000000001,null,0.41786289999999998]
[0.32311279999999998,null,0.41786289999999998]
[0.32311279999999998,null,0.41786289999999998]
[0.32307629999999998,null,0.41786289999999998]
[0.32302599999999998,null,0.41786289999999998]
[0.32302599999999998,null,0.41786289999999998]
[0.3229822,null,0.41786289999999998]
[0.32296760000000002,null,0.41786289999999998]
[0.32296760000000002,null,0.41786289999999998]
[0.32296760000000002,null,0.41776580000000002]
[0.32295119999999999,null,0.41776580000000002]
[0.32291730000000002,null,0.41765469999999999]
[0.32291730000000002,null,0.41765469999999999]
[0.32288800000000001,null,0.41765469999999999]
[0.32287529999999998,null,0.41765469999999999]
[0.32284429999999997,null,0.41765469999999999]
[0.32282959999999999,null,0.41765469999999999]
[0.32282959999999999,null,0.41765469999999999]
[0.32282959999999999,null,0.41765469999999999]
[0.32279770000000002,null,0.41765469999999999]
[0.32278129999999999,null,0.41765469999999999]
[0.3227448,null,0.41755619999999999]
[0.3227448,null,0.41755619999999999]
[0.3227448,null,0.41755619999999999]
[0.3227448,null,0.41755619999999999]
[0.32271090000000002,null,0.41755619999999999]
[0.32269819999999999,null,0.41755619999999999]
[0.32268550000000001,null,0.41731499999999999]
[0.32264090000000001,null,0.41731499999999999]
[0.32262629999999998,null,0.41721730000000001]
[0.32262629999999998,null,0.41721730000000001]
[0.3226116,null,0.41721730000000001]
[0.32259529999999997,null,0.41721730000000001]
[0.3225596,null,0.41721730000000001]
[0.3225596,null,0.41721730000000001]
[0.32250669999999998,null,0.41710629999999999]
[0.3224921,null,0.41710629999999999]
[0.3224728,null,0.41700779999999998]
[0.3224728,null,0.41700779999999998]
[0.3224225,null,0.41700779999999998]
[0.3224225,null,0.41700779999999998]
[0.32240790000000003,null,0.41700779999999998]
[0.32240790000000003,null,0.41700779999999998]
[0.32238860000000003,null,0.41700779999999998]
[0.32235219999999998,null,0.41700779999999998]
[0.3223395,null,0.41700779999999998]
[0.32232680000000002,null,0.41691060000000002]
[0.3223104,null,0.41691060000000002]
[0.3223104,null,0.41676649999999998]
[0.32228129999999999,null,0.41676649999999998]
[0.32226660000000001,null,0.41676649999999998]
[0.32224940000000002,null,0.41676649999999998]
[0.32223669999999999,null,0.41676649999999998]
[0.32223669999999999,null,0.41676649999999998]
[0.3221929,null,0.41676649999999998]
[0.3221929,null,0.41655779999999998]
[0.3221929,null,0.41655779999999998]
[0.3221929,null,0.41655779999999998]
[0.32217829999999997,null,0.41655779999999998]
[0.32214470000000001,null,0.41655779999999998]
[0.32214470000000001,null,0.41655779999999998]
[0.32213199999999997,null,0.41645929999999998]
[0.32211269999999997,null,0.41645929999999998]
[0.32211269999999997,null,0.41645929999999998]
[0.32211269999999997,null,0.41645929999999998]
[0.3220963,null,0.41645929999999998]
[0.32206439999999997,null,0.41636220000000002]
[0.32206439999999997,null,0.41625109999999999]
[0.3220344,null,0.41625109999999999]
[0.3220344,null,0.41625109999999999]
[0.3220344,null,0.41625109999999999]
[0.32198520000000003,null,0.416107]
[0.32196799999999998,null,0.416107]
[0.32196799999999998,null,0.416107]
[0.32193870000000002,null,0.416107]
[0.32192409999999999,null,0.416107]
[0.32190770000000002,null,0.416107]
[0.32189499999999999,null,0.416107]
[0.32187769999999999,null,0.416107]
[0.32184210000000002,null,0.416107]
[0.32182280000000002,null,0.41600989999999999]
[0.32182280000000002,null,0.41600989999999999]
[0.32180639999999999,null,0.41591220000000001]
[0.32180639999999999,null,0.41591220000000001]
[0.32178099999999998,null,0.41591220000000001]
[0.32176379999999999,null,0.41581370000000001]
[0.32172990000000001,null,0.41581370000000001]
[0.32169799999999998,null,0.41581370000000001]
[0.32169799999999998,null,0.41581370000000001]
[0.32169799999999998,null,0.41581370000000001]
[0.32168160000000001,null,0.41581370000000001]
[0.32168160000000001,null,0.41581370000000001]
[0.32162429999999997,null,0.41581370000000001]
[0.3216079,null,0.41570269999999998]
[0.32158059999999999,null,0.41570269999999998]
[0.32158059999999999,null,0.41570269999999998]
[0.32154870000000002,null,0.41570269999999998]
[0.3215151,null,0.41570269999999998]
[0.3214958,null,0.41570269999999998]
[0.32146190000000002,null,0.41546149999999998]
[0.32146190000000002,null,0.41546139999999998]
[0.32146190000000002,null,0.41546139999999998]
[0.32144919999999999,null,0.41546139999999998]
[0.32144919999999999,null,0.41546139999999998]
[0.32141360000000002,null,0.41546139999999998]
[0.32139889999999999,null,0.41546139999999998]
[0.32138260000000002,null,0.41546139999999998]
[0.32136989999999999,null,0.41546139999999998]
[0.32135350000000001,null,0.41546139999999998]
[0.32133879999999998,null,0.41546139999999998]
[0.3213261,null,0.41536289999999998]
[0.32131150000000003,null,0.41536289999999998]
[0.32131150000000003,null,0.41515469999999999]
[0.32129419999999997,null,0.41515469999999999]
[0.32129419999999997,null,0.41505710000000001]
[0.3212796,null,0.41505710000000001]
[0.3212796,null,0.41505710000000001]
[0.32124570000000002,null,0.41505710000000001]
[0.32120199999999999,null,0.41505710000000001]
[0.32118469999999999,null,0.41505710000000001]
[0.32116749999999999,null,0.41505710000000001]
[0.32113550000000002,null,0.41505710000000001]
[0.32113550000000002,null,0.41505710000000001]
[0.32113550000000002,null,0.41505710000000001]
[0.32111630000000002,null,0.41491299999999998]
[0.32110359999999999,null,0.41481590000000002]
[0.32110359999999999,null,0.41481590000000002]
[0.32108629999999999,null,0.41481590000000002]
[0.32108629999999999,null,0.41481580000000001]
[0.32106990000000002,null,0.41481580000000001]
[0.32105270000000002,null,0.41481580000000001]
[0.32105270000000002,null,0.41481580000000001]
[0.3210363,null,0.41471730000000001]
[0.3210363,null,0.41471730000000001]
[0.32100430000000002,null,0.41471730000000001]
[0.32097700000000001,null,0.41460629999999998]
[0.32097700000000001,null,0.41460629999999998]
[0.32094129999999998,null,0.41460629999999998]
[0.32091029999999998,null,0.41460629999999998]
[0.32088040000000001,null,0.4144622]
[0.32084469999999998,null,0.4144622]
[0.32083010000000001,null,0.4144622]
[0.32083010000000001,null,0.41436450000000002]
[0.32083010000000001,null,0.41426740000000001]
[0.32083010000000001,null,0.41426740000000001]
[0.32080009999999998,null,0.41426740000000001]
[0.32080009999999998,null,0.41426740000000001]
[0.32080009999999998,null,0.41426740000000001]
[0.32080009999999998,null,0.41426740000000001]
[0.32077020000000001,null,0.41426740000000001]
[0.3207256,null,0.41426740000000001]
[0.32071100000000002,null,0.41426740000000001]
[0.32071100000000002,null,0.41426740000000001]
[0.32071100000000002,null,0.4140123]
[0.3206946,null,0.4140123]
[0.3206773,null,0.4139137]
[0.3206773,null,0.4139137]
[0.3206773,null,0.4139137]
[0.32066090000000003,null,0.4139137]
[0.3206463,null,0.4139137]
[0.32063360000000002,null,0.4139137]
[0.32059799999999999,null,0.4139137]
[0.32056600000000002,null,0.4139137]
[0.32054680000000002,null,0.4139137]
[0.32053409999999999,null,0.4139137]
[0.32053409999999999,null,0.41381659999999998]
[0.32051940000000001,null,0.41381659999999998]
[0.32051940000000001,null,0.41370560000000001]
[0.32050479999999998,null,0.41370560000000001]
[0.3204901,null,0.4137055]
[0.3204729,null,0.41360789999999997]
[0.3204729,null,0.41360789999999997]
[0.32044289999999997,null,0.41360789999999997]
[0.32042369999999998,null,0.41360789999999997]
[0.32037529999999997,null,0.41360789999999997]
[0.3203607,null,0.41360789999999997]
[0.3203607,null,0.41360789999999997]
[0.32032709999999998,null,0.41360789999999997]
[0.3202951,null,0.41360789999999997]
[0.32028050000000002,null,0.41360789999999997]
[0.32028050000000002,null,0.41360789999999997]
[0.32026579999999999,null,0.41360789999999997]
[0.32024859999999999,null,0.41350940000000003]
[0.3202313,null,0.41341220000000001]
[0.3202313,null,0.41341220000000001]
[0.3202313,null,0.41341220000000001]
[0.32021670000000002,null,0.41326819999999997]
[0.32021670000000002,null,0.41326810000000003]
[0.32018940000000001,null,0.41326810000000003]
[0.32011980000000001,null,0.4131571]
[0.32011980000000001,null,0.4131571]
[0.32011980000000001,null,0.4131571]
[0.32011980000000001,null,0.4131571]
[0.32010060000000001,null,0.4131571]
[0.32010060000000001,null,0.4131571]
[0.32007150000000001,null,0.4131571]
[0.32005509999999998,null,0.4131571]
[0.32005509999999998,null,0.41305940000000002]
[0.32000220000000001,null,0.41305940000000002]
[0.32000220000000001,null,0.41305940000000002]
[0.32000220000000001,null,0.41305940000000002]
[0.32000220000000001,null,0.4128638]
[0.31996570000000002,null,0.4128638]
[0.31996570000000002,null,0.4128638]
[0.31995299999999999,null,0.41275269999999997]
[0.31990010000000002,null,0.41275269999999997]
[0.31987080000000001,null,0.41275269999999997]
[0.31985619999999998,null,0.41275269999999997]
[0.3198435,null,0.41275269999999997]
[0.31982709999999998,null,0.41275269999999997]
[0.3198144,null,0.41275269999999997]
[0.3198144,null,0.41275269999999997]
[0.3198144,null,0.41275269999999997]
[0.31979800000000003,null,0.41275269999999997]
[0.31978529999999999,null,0.41275269999999997]
[0.31978529999999999,null,0.41275269999999997]
[0.31978529999999999,null,0.41260859999999999]
[0.31977070000000002,null,0.41260859999999999]
[0.31973879999999999,null,0.41260859999999999]
[0.31973879999999999,null,0.41251149999999998]
[0.31973879999999999,null,0.4124005]
[0.31973879999999999,null,0.4123019]
[0.31971949999999999,null,0.4123019]
[0.31970229999999999,null,0.4123019]
[0.31966840000000002,null,0.41220430000000002]
[0.31963639999999999,null,0.41220430000000002]
[0.31962000000000002,null,0.41220430000000002]
[0.31962000000000002,null,0.41220430000000002]
[0.31958900000000001,null,0.41220430000000002]
[0.31957180000000002,null,0.41220430000000002]
[0.31954270000000001,null,0.41220430000000002]
[0.31954270000000001,null,0.41220430000000002]
[0.31952799999999998,null,0.41220430000000002]
[0.31952799999999998,null,0.41209319999999999]
[0.31950070000000003,null,0.41209319999999999]
[0.31950070000000003,null,0.41209319999999999]
[0.31950070000000003,null,0.41209319999999999]
[0.31948339999999997,null,0.41209319999999999]
[0.31948339999999997,null,0.41209319999999999]
[0.3194707,null,0.41199609999999998]
[0.31944080000000002,null,0.41199609999999998]
[0.31940689999999999,null,0.41199609999999998]
[0.31939420000000002,null,0.41199609999999998]
[0.31939420000000002,null,0.41199609999999998]
[0.31939420000000002,null,0.41199609999999998]
[0.31935770000000002,null,0.41199609999999998]
[0.31935770000000002,null,0.41189759999999997]
[0.31932579999999999,null,0.41189759999999997]
[0.31929839999999998,null,0.41189759999999997]
[0.31929839999999998,null,0.41175349999999999]
[0.31929839999999998,null,0.41175349999999999]
[0.31928380000000001,null,0.41165629999999998]
[0.31927109999999997,null,0.41165629999999998]
[0.31925179999999997,null,0.4115453]
[0.3192354,null,0.4115453]
[0.31921620000000001,null,0.4115453]
[0.31920349999999997,null,0.41144760000000002]
[0.3191871,null,0.41144760000000002]
[0.31915710000000003,null,0.41144760000000002]
[0.31915710000000003,null,0.41144760000000002]
[0.31915710000000003,null,0.41144760000000002]
[0.31913789999999997,null,0.41144760000000002]
[0.3191232,null,0.41144760000000002]
[0.3190769,null,0.41144760000000002]
[0.3190597,null,0.41144760000000002]
[0.31904500000000002,null,0.41144760000000002]
[0.31902580000000003,null,0.41135050000000001]
[0.31902580000000003,null,0.41135050000000001]
[0.31902580000000003,null,0.41135050000000001]
[0.31902580000000003,null,0.41135050000000001]
[0.3190094,null,0.41125200000000001]
[0.31897829999999999,null,0.41114089999999998]
[0.31896560000000002,null,0.41114089999999998]
[0.31896560000000002,null,0.4109968]
[0.31896560000000002,null,0.4109968]
[0.31894640000000002,null,0.4109968]
[0.31894640000000002,null,0.4109968]
[0.31890010000000002,null,0.4109968]
[0.31890010000000002,null,0.4109968]
[0.31888280000000002,null,0.4109968]
[0.31887009999999999,null,0.4109968]
[0.31885089999999999,null,0.4109968]
[0.31883359999999999,null,0.4109968]
[0.31883359999999999,null,0.4109968]
[0.31881900000000002,null,0.4109968]
[0.31880629999999999,null,0.4109968]
[0.31879160000000001,null,0.41069099999999997]
[0.31876060000000001,null,0.41069099999999997]
[0.31876060000000001,null,0.41069099999999997]
[0.3187333,null,0.41069099999999997]
[0.31870130000000002,null,0.41069099999999997]
[0.31868669999999999,null,0.41069099999999997]
[0.31867030000000002,null,0.41069099999999997]
[0.31867030000000002,null,0.41069099999999997]
[0.31867030000000002,null,0.41069099999999997]
[0.31863639999999999,null,0.41069099999999997]
[0.31862000000000001,null,0.41059250000000003]
[0.31862000000000001,null,0.41059250000000003]
[0.31862000000000001,null,0.41059250000000003]
[0.31858799999999998,null,0.41059250000000003]
[0.31858799999999998,null,0.41059250000000003]
[0.31858799999999998,null,0.41059250000000003]
[0.31857079999999999,null,0.41059250000000003]
[0.31852619999999998,null,0.4104814]
[0.31852619999999998,null,0.41033730000000002]
[0.31847510000000001,null,0.4102402]
[0.31847510000000001,null,0.4102402]
[0.3184285,null,0.4102402]
[0.31841209999999998,null,0.4102402]
[0.31841209999999998,null,0.4102402]
[0.31841209999999998,null,0.4102402]
[0.31839479999999998,null,0.4102402]
[0.3183802,null,0.4102402]
[0.31834449999999997,null,0.4102402]
[0.31832729999999998,null,0.4102402]
[0.31832729999999998,null,0.4102402]
[0.31831090000000001,null,0.4102402]
[0.3182816,null,0.4101417]
[0.3182816,null,0.4101417]
[0.3182816,null,0.41003060000000002]
[0.3182816,null,0.41003060000000002]
[0.3182644,null,0.40993299999999999]
[0.31825170000000003,null,0.40993299999999999]
[0.31823899999999999,null,0.40993299999999999]
[0.31822430000000002,null,0.40993299999999999]
[0.31820969999999998,null,0.40993299999999999]
[0.31819700000000001,null,0.40993299999999999]
[0.31814589999999998,null,0.40983579999999997]
[0.31814589999999998,null,0.40969179999999999]
[0.31811220000000001,null,0.40969179999999999]
[0.31809500000000002,null,0.40969179999999999]
[0.31809500000000002,null,0.40969169999999999]
[0.31809500000000002,null,0.40969169999999999]
[0.31806960000000001,null,0.40969169999999999]
[0.31803389999999998,null,0.40969169999999999]
[0.31801469999999998,null,0.40969169999999999]
[0.318,null,0.40969169999999999]
[0.31798359999999998,null,0.40969169999999999]
[0.317971,null,0.40969169999999999]
[0.3179709,null,0.40969169999999999]
[0.31795370000000001,null,0.40969169999999999]
[0.31793909999999997,null,0.40958070000000002]
[0.31791979999999997,null,0.40948220000000002]
[0.31789250000000002,null,0.40948220000000002]
[0.31789250000000002,null,0.409385]
[0.31787320000000002,null,0.409385]
[0.31786049999999999,null,0.409385]
[0.31786049999999999,null,0.40928740000000002]
[0.3178433,null,0.40928740000000002]
[0.3178433,null,0.40928740000000002]
[0.317826,null,0.40928740000000002]
[0.31779410000000002,null,0.40928740000000002]
[0.31776300000000002,null,0.40914329999999999]
[0.31774839999999999,null,0.40914329999999999]
[0.31774839999999999,null,0.40914329999999999]
[0.31773570000000001,null,0.40914329999999999]
[0.31773570000000001,null,0.40914329999999999]
[0.31773570000000001,null,0.40903220000000001]
[0.31771929999999998,null,0.40903220000000001]
[0.31768940000000001,null,0.4089351]
[0.31767210000000001,null,0.4089351]
[0.31762180000000001,null,0.4089351]
[0.31760909999999998,null,0.4089351]
[0.31757259999999998,null,0.4089351]
[0.31757259999999998,null,0.4089351]
[0.31754529999999997,null,0.4089351]
[0.31751800000000002,null,0.4089351]
[0.31750159999999999,null,0.4089351]
[0.31745499999999999,null,0.40883659999999999]
[0.31743860000000002,null,0.40883659999999999]
[0.31742130000000002,null,0.40883659999999999]
[0.31740410000000002,null,0.40873949999999998]
[0.31738680000000002,null,0.40873949999999998]
[0.31738680000000002,null,0.40873949999999998]
[0.31737219999999999,null,0.40873939999999997]
[0.31737219999999999,null,0.4086284]
[0.31737219999999999,null,0.4086284]
[0.31735950000000002,null,0.4086284]
[0.31734230000000002,null,0.4086284]
[0.31728040000000002,null,0.40853070000000002]
[0.31724930000000001,null,0.40853070000000002]
[0.31724930000000001,null,0.40853070000000002]
[0.31724930000000001,null,0.40853070000000002]
[0.3172027,null,0.40853070000000002]
[0.31717079999999997,null,0.40838669999999999]
[0.31717079999999997,null,0.40838659999999999]
[0.31717079999999997,null,0.40838659999999999]
[0.31717079999999997,null,0.40828950000000003]
[0.31714170000000003,null,0.40828950000000003]
[0.31714170000000003,null,0.4081785]
[0.31712449999999998,null,0.4081785]
[0.3171098,null,0.40808]
[0.31706610000000002,null,0.40808]
[0.31703219999999999,null,0.40808]
[0.31703219999999999,null,0.40808]
[0.31703219999999999,null,0.40808]
[0.31700309999999998,null,0.4080799]
[0.31697110000000001,null,0.4080799]
[0.31697110000000001,null,0.4080799]
[0.31693460000000001,null,0.4080799]
[0.31693460000000001,null,0.40798230000000002]
[0.31688749999999999,null,0.40798230000000002]
[0.31688749999999999,null,0.40798230000000002]
[0.31688749999999999,null,0.40798230000000002]
[0.31688749999999999,null,0.40798230000000002]
[0.31685839999999998,null,0.40777409999999997]
[0.31684370000000001,null,0.40777409999999997]
[0.31682909999999997,null,0.40777409999999997]
[0.31682909999999997,null,0.40767560000000003]
[0.31682909999999997,null,0.40767560000000003]
[0.3167681,null,0.40767560000000003]
[0.31675170000000002,null,0.40767560000000003]
[0.31675170000000002,null,0.40767560000000003]
[0.31675170000000002,null,0.40767560000000003]
[0.3167353,null,0.40753149999999999]
[0.31672070000000002,null,0.40753149999999999]
[0.31672070000000002,null,0.40753149999999999]
[0.31670429999999999,null,0.40753149999999999]
[0.31667240000000002,null,0.40753149999999999]
[0.31665310000000002,null,0.40753149999999999]
[0.31662400000000002,null,0.40742040000000002]
[0.31662400000000002,null,0.40742040000000002]
[0.31662400000000002,null,0.40742040000000002]
[0.31657489999999999,null,0.40742040000000002]
[0.31656210000000001,null,0.4073233]
[0.31654290000000002,null,0.40722570000000002]
[0.31652829999999998,null,0.40722570000000002]
[0.31652829999999998,null,0.40722570000000002]
[0.31652829999999998,null,0.40722560000000002]
[0.31651099999999999,null,0.40712710000000002]
[0.31651099999999999,null,0.40712710000000002]
[0.31651099999999999,null,0.40712710000000002]
[0.31647910000000001,null,0.40712710000000002]
[0.31646449999999998,null,0.40712710000000002]
[0.31645180000000001,null,0.40712710000000002]
[0.31641989999999998,null,0.40701609999999999]
[0.3164072,null,0.40701609999999999]
[0.31639080000000003,null,0.40701609999999999]
[0.31639080000000003,null,0.40701609999999999]
[0.3163744,null,0.40701609999999999]
[0.31633879999999998,null,0.40701609999999999]
[0.31631140000000002,null,0.40691889999999997]
[0.31631140000000002,null,0.40691889999999997]
[0.31631140000000002,null,0.40691889999999997]
[0.31629220000000002,null,0.40691889999999997]
[0.31629220000000002,null,0.40677489999999999]
[0.31627949999999999,null,0.40677489999999999]
[0.31627949999999999,null,0.40677489999999999]
[0.31627949999999999,null,0.40677489999999999]
[0.31624839999999999,null,0.40677489999999999]
[0.31622919999999999,null,0.40677489999999999]
[0.31616820000000001,null,0.40677489999999999]
[0.31616820000000001,null,0.40677479999999999]
[0.31616820000000001,null,0.40666380000000002]
[0.31616820000000001,null,0.40666380000000002]
[0.31615549999999998,null,0.40666380000000002]
[0.31615549999999998,null,0.40666380000000002]
[0.31613829999999998,null,0.40666380000000002]
[0.31611899999999998,null,0.40656609999999999]
[0.31610440000000001,null,0.40656609999999999]
[0.31610440000000001,null,0.40646900000000002]
[0.31608799999999998,null,0.40646900000000002]
[0.31602669999999999,null,0.40637050000000002]
[0.3160095,null,0.40637050000000002]
[0.31597750000000002,null,0.40637050000000002]
[0.31597750000000002,null,0.40637050000000002]
[0.3159612,null,0.40637050000000002]
[0.31594850000000002,null,0.40637050000000002]
[0.31594850000000002,null,0.40637050000000002]
[0.31591570000000002,null,0.40637050000000002]
[0.31591570000000002,null,0.40622639999999999]
[0.31591570000000002,null,0.40622639999999999]
[0.31591570000000002,null,0.40611540000000002]
[0.31591570000000002,null,0.40611540000000002]
[0.31589640000000002,null,0.4060182]
[0.31589640000000002,null,0.4060182]
[0.31589640000000002,null,0.4060182]
[0.31589640000000002,null,0.4060182]
[0.31585010000000002,null,0.4060182]
[0.31583539999999999,null,0.4060182]
[0.31578889999999998,null,0.4060182]
[0.31578889999999998,null,0.4060182]
[0.31578889999999998,null,0.4060182]
[0.31575330000000001,null,0.4060182]
[0.31575330000000001,null,0.4060182]
[0.31573400000000001,null,0.4060182]
[0.31570209999999999,null,0.4060182]
[0.31568940000000001,null,0.4060182]
[0.3156621,null,0.40587410000000002]
[0.31564569999999997,null,0.40577560000000001]
[0.31564569999999997,null,0.40567789999999998]
[0.31564569999999997,null,0.40567789999999998]
[0.31564569999999997,null,0.40556690000000001]
[0.31564569999999997,null,0.40556690000000001]
[0.31563099999999999,null,0.40556690000000001]
[0.3156118,null,0.40556690000000001]
[0.31558639999999999,null,0.40546979999999999]
[0.31556919999999999,null,0.40546979999999999]
[0.31554989999999999,null,0.40546979999999999]
[0.31553350000000002,null,0.40546979999999999]
[0.31548690000000001,null,0.40546979999999999]
[0.31546970000000002,null,0.40546979999999999]
[0.31545329999999999,null,0.40546979999999999]
[0.31545329999999999,null,0.40546979999999999]
[0.31545329999999999,null,0.40537119999999999]
[0.31543599999999999,null,0.40537119999999999]
[0.31540499999999999,null,0.40526020000000001]
[0.31540499999999999,null,0.40526020000000001]
[0.31537959999999998,null,0.40526020000000001]
[0.31536500000000001,null,0.40526020000000001]
[0.31536500000000001,null,0.40516249999999998]
[0.31536500000000001,null,0.40516249999999998]
[0.31535229999999997,null,0.40516249999999998]
[0.31533499999999998,null,0.40492129999999998]
[0.31533499999999998,null,0.40492129999999998]
[0.31533499999999998,null,0.40492129999999998]
[0.31533499999999998,null,0.40492129999999998]
[0.3153204,null,0.40492129999999998]
[0.3153204,null,0.40492129999999998]
[0.31530770000000002,null,0.40492129999999998]
[0.31527119999999997,null,0.40492129999999998]
[0.31525189999999997,null,0.40492129999999998]
[0.31525189999999997,null,0.40492129999999998]
[0.31521539999999998,null,0.40492129999999998]
[0.3152008,null,0.40482279999999998]
[0.3151717,null,0.40482279999999998]
[0.31515710000000002,null,0.40482279999999998]
[0.3151407,null,0.40471170000000001]
[0.3151407,null,0.40461459999999999]
[0.31510680000000002,null,0.40461459999999999]
[0.31504379999999998,null,0.40461459999999999]
[0.31503110000000001,null,0.40461459999999999]
[0.31503110000000001,null,0.40461459999999999]
[0.31498730000000003,null,0.40461459999999999]
[0.3149537,null,0.40461459999999999]
[0.3149537,null,0.40461459999999999]
[0.31492379999999998,null,0.40461459999999999]
[0.31492379999999998,null,0.40461459999999999]
[0.31490649999999998,null,0.40461459999999999]
[0.31490649999999998,null,0.40461459999999999]
[0.31489010000000001,null,0.40461459999999999]
[0.31489010000000001,null,0.40450350000000002]
[0.31487090000000001,null,0.40450350000000002]
[0.31485819999999998,null,0.4044064]
[0.31485819999999998,null,0.40430880000000002]
[0.31485819999999998,null,0.40421020000000002]
[0.3148455,null,0.40421020000000002]
[0.31482909999999997,null,0.40421020000000002]
[0.31482909999999997,null,0.40421020000000002]
[0.3148164,null,0.40421020000000002]
[0.3148164,null,0.40421020000000002]
[0.3148164,null,0.40421020000000002]
[0.31476520000000002,null,0.40421020000000002]
[0.31473610000000002,null,0.40406609999999998]
[0.31473610000000002,null,0.40395510000000001]
[0.31470619999999999,null,0.40395510000000001]
[0.31467889999999998,null,0.40395510000000001]
[0.31462600000000002,null,0.40395510000000001]
[0.31462600000000002,null,0.40395510000000001]
[0.31461129999999998,null,0.40395510000000001]
[0.31461129999999998,null,0.40395510000000001]
[0.31459209999999999,null,0.40395510000000001]
[0.31459209999999999,null,0.40385799999999999]
[0.31457570000000001,null,0.40385799999999999]
[0.31457570000000001,null,0.40375939999999999]
[0.31457570000000001,null,0.40375939999999999]
[0.31457570000000001,null,0.40375939999999999]
[0.31455840000000002,null,0.40375939999999999]
[0.31455840000000002,null,0.40375939999999999]
[0.31451099999999999,null,0.40375939999999999]
[0.31449379999999999,null,0.40375939999999999]
[0.31447910000000001,null,0.40375939999999999]
[0.31445990000000001,null,0.40375939999999999]
[0.31444719999999998,null,0.40375939999999999]
[0.31444719999999998,null,0.40375939999999999]
[0.31443450000000001,null,0.40364840000000002]
[0.31439800000000001,null,0.40364840000000002]
[0.31438329999999998,null,0.40364840000000002]
[0.31438329999999998,null,0.40364840000000002]
[0.3143706,null,0.40355069999999998]
[0.31433499999999998,null,0.40345219999999998]
[0.31433499999999998,null,0.40345219999999998]
[0.31431779999999998,null,0.40345219999999998]
[0.31431779999999998,null,0.40345219999999998]
[0.31428590000000001,null,0.40345219999999998]
[0.31428590000000001,null,0.4033081]
[0.31426949999999998,null,0.4033081]
[0.3142548,null,0.4033081]
[0.3142356,null,0.4033081]
[0.31417,null,0.4033081]
[0.31417,null,0.40321099999999999]
[0.31415539999999997,null,0.40321099999999999]
[0.31413809999999998,null,0.40321099999999999]
[0.31413809999999998,null,0.40321099999999999]
[0.3141042,null,0.40321099999999999]
[0.31409150000000002,null,0.40321099999999999]
[0.31407689999999999,null,0.40321099999999999]
[0.31407689999999999,null,0.40309990000000001]
[0.31406220000000001,null,0.40309990000000001]
[0.31404500000000002,null,0.40309990000000001]
[0.31404500000000002,null,0.40309990000000001]
[0.31404500000000002,null,0.40309990000000001]
[0.31401499999999999,null,0.40309990000000001]
[0.3139711,null,0.40309990000000001]
[0.3139711,null,0.40309990000000001]
[0.3139711,null,0.40309990000000001]
[0.31395840000000003,null,0.40309990000000001]
[0.3139285,null,0.40300229999999998]
[0.3139092,null,0.4028582]
[0.31389650000000002,null,0.40276109999999998]
[0.31387930000000003,null,0.40266249999999998]
[0.31385999999999997,null,0.40266249999999998]
[0.31385999999999997,null,0.40266249999999998]
[0.31384279999999998,null,0.40255150000000001]
[0.31380710000000001,null,0.40255150000000001]
[0.31380710000000001,null,0.40255150000000001]
[0.31380710000000001,null,0.40255150000000001]
[0.3137761,null,0.40255150000000001]
[0.31376150000000003,null,0.40255150000000001]
[0.31376150000000003,null,0.40255150000000001]
[0.31374679999999999,null,0.40255150000000001]
[0.31371120000000002,null,0.40255150000000001]
[0.31371120000000002,null,0.40255150000000001]
[0.31369849999999999,null,0.40255150000000001]
[0.31369849999999999,null,0.40255150000000001]
[0.31368879999999999,null,0.40245429999999999]
[0.31367919999999999,null,0.40245429999999999]
[0.31367919999999999,null,0.40245429999999999]
[0.31365189999999998,null,0.40245429999999999]
[0.31363920000000001,null,0.40245429999999999]
[0.31360549999999998,null,0.40245429999999999]
[0.31359090000000001,null,0.40245429999999999]
[0.31357819999999997,null,0.40237109999999998]
[0.31354169999999998,null,0.40234330000000001]
[0.31352530000000001,null,0.40234330000000001]
[0.31351259999999997,null,0.40234330000000001]
[0.31351259999999997,null,0.40234330000000001]
[0.31349539999999998,null,0.40234330000000001]
[0.3134615,null,0.40234330000000001]
[0.31341029999999998,null,0.40219919999999998]
[0.31341029999999998,null,0.40219919999999998]
[0.31341029999999998,null,0.40219919999999998]
[0.31341029999999998,null,0.40210210000000002]
[0.3133939,null,0.40210210000000002]
[0.3133939,null,0.40200360000000002]
[0.31337920000000002,null,0.40200360000000002]
[0.31334279999999998,null,0.40200360000000002]
[0.3133281,null,0.40200360000000002]
[0.3133281,null,0.40200350000000001]
[0.3133109,null,0.40200350000000001]
[0.3133109,null,0.40200350000000001]
[0.3132606,null,0.40190589999999998]
[0.3132606,null,0.40190589999999998]
[0.3132122,null,0.40179480000000001]
[0.31319950000000002,null,0.40179480000000001]
[0.31319950000000002,null,0.40179480000000001]
[0.31318230000000002,null,0.40179480000000001]
[0.31315490000000001,null,0.40179480000000001]
[0.31315490000000001,null,0.40179480000000001]
[0.31315490000000001,null,0.40169769999999999]
[0.31313859999999999,null,0.40169769999999999]
[0.31312390000000001,null,0.40169769999999999]
[0.31310670000000002,null,0.40169769999999999]
[0.31309199999999998,null,0.40169769999999999]
[0.31304480000000001,null,0.40169769999999999]
[0.31302560000000001,null,0.40169769999999999]
[0.31302560000000001,null,0.40169769999999999]
[0.31301289999999998,null,0.40169769999999999]
[0.31299650000000001,null,0.40169769999999999]
[0.31299650000000001,null,0.40169769999999999]
[0.31297720000000001,null,0.40169769999999999]
[0.31296449999999998,null,0.40155360000000001]
[0.31296449999999998,null,0.40145510000000001]
[0.31291819999999998,null,0.40145510000000001]
[0.31289899999999998,null,0.40134409999999998]
[0.3128843,null,0.40134409999999998]
[0.31286789999999998,null,0.40134409999999998]
[0.3128552,null,0.40134399999999998]
[0.31284060000000002,null,0.40134399999999998]
[0.31282589999999999,null,0.40124690000000002]
[0.31282589999999999,null,0.40124690000000002]
[0.3128087,null,0.40124690000000002]
[0.31279600000000002,null,0.40124690000000002]
[0.31279600000000002,null,0.40124690000000002]
[0.31277870000000002,null,0.40124690000000002]
[0.31277870000000002,null,0.40124690000000002]
[0.31277870000000002,null,0.40124690000000002]
[0.31277870000000002,null,0.40124690000000002]
[0.31276229999999999,null,0.40124690000000002]
[0.31271120000000002,null,0.40124690000000002]
[0.31269849999999999,null,0.40124690000000002]
[0.31269849999999999,null,0.40124690000000002]
[0.31268390000000001,null,0.40124690000000002]
[0.31268390000000001,null,0.40114919999999998]
[0.31264999999999998,null,0.40105210000000002]
[0.31263269999999999,null,0.40090799999999999]
[0.31261630000000001,null,0.40079700000000001]
[0.31258720000000001,null,0.40079700000000001]
[0.31258720000000001,null,0.40079700000000001]
[0.31255080000000002,null,0.40079700000000001]
[0.31255080000000002,null,0.40079700000000001]
[0.31255080000000002,null,0.40079700000000001]
[0.31253809999999999,null,0.40079700000000001]
[0.31252340000000001,null,0.40069850000000001]
[0.31252340000000001,null,0.40069850000000001]
[0.31252340000000001,null,0.40069850000000001]
[0.31248949999999998,null,0.40069850000000001]
[0.31248949999999998,null,0.40069850000000001]
[0.31247029999999998,null,0.40069850000000001]
[0.31247029999999998,null,0.40069840000000001]
[0.31247029999999998,null,0.40060129999999999]
[0.31247029999999998,null,0.40060129999999999]
[0.31247029999999998,null,0.40060129999999999]
[0.31247029999999998,null,0.40060129999999999]
[0.31244290000000002,null,0.40060129999999999]
[0.3124073,null,0.40060129999999999]
[0.31239090000000003,null,0.40049030000000002]
[0.31236550000000002,null,0.40049030000000002]
[0.31234909999999999,null,0.40049030000000002]
[0.31234909999999999,null,0.40049030000000002]
[0.31231550000000002,null,0.40049030000000002]
[0.31231540000000002,null,0.40034619999999999]
[0.31230079999999999,null,0.40034619999999999]
[0.31228159999999999,null,0.40024850000000001]
[0.31224790000000002,null,0.40024850000000001]
[0.31224790000000002,null,0.40024850000000001]
[0.31222870000000003,null,0.40024850000000001]
[0.31221399999999999,null,0.40024850000000001]
[0.3121775,null,0.40024850000000001]
[0.31216290000000002,null,0.40024850000000001]
[0.31216290000000002,null,0.40024850000000001]
[0.31216290000000002,null,0.40024850000000001]
[0.31214560000000002,null,0.40024850000000001]
[0.31214560000000002,null,0.40015000000000001]
[0.31211460000000002,null,0.40015000000000001]
[0.31211460000000002,null,0.40015000000000001]
[0.31210189999999999,null,0.40015000000000001]
[0.31210189999999999,null,0.40005289999999999]
[0.31205270000000002,null,0.39994180000000001]
[0.31203999999999998,null,0.39994180000000001]
[0.31203999999999998,null,0.39994180000000001]
[0.31203999999999998,null,0.39994180000000001]
[0.31203999999999998,null,0.39994180000000001]
[0.31202540000000001,null,0.39994180000000001]
[0.3119963,null,0.39994180000000001]
[0.31197900000000001,null,0.39994180000000001]
[0.3119517,null,0.39994180000000001]
[0.3119324,null,0.39994180000000001]
[0.3119324,null,0.39994180000000001]
[0.3119324,null,0.39979769999999998]
[0.31191600000000003,null,0.39979769999999998]
[0.31190329999999999,null,0.39979769999999998]
[0.3118669,null,0.39979769999999998]
[0.3118358,null,0.39979769999999998]
[0.31180590000000002,null,0.39979769999999998]
[0.31177589999999999,null,0.39979769999999998]
[0.31177589999999999,null,0.39960289999999998]
[0.3117374,null,0.39960289999999998]
[0.31171009999999999,null,0.39960289999999998]
[0.31169550000000001,null,0.39960289999999998]
[0.31169550000000001,null,0.39950439999999998]
[0.31167909999999999,null,0.39950439999999998]
[0.31167909999999999,null,0.39950439999999998]
[0.31162620000000002,null,0.39939340000000001]
[0.31162620000000002,null,0.39939340000000001]
[0.31162620000000002,null,0.39939340000000001]
[0.31161349999999999,null,0.39939340000000001]
[0.31161349999999999,null,0.39939340000000001]
[0.31159710000000002,null,0.39939340000000001]
[0.31159710000000002,null,0.39939340000000001]
[0.31159710000000002,null,0.39939340000000001]
[0.31159710000000002,null,0.39939340000000001]
[0.31159710000000002,null,0.39929619999999999]
[0.31157980000000002,null,0.39929619999999999]
[0.31155070000000001,null,0.39929619999999999]
[0.31153350000000002,null,0.39929619999999999]
[0.31153350000000002,null,0.39929619999999999]
[0.31150440000000001,null,0.39915210000000001]
[0.31150440000000001,null,0.39915210000000001]
[0.31148799999999999,null,0.39915210000000001]
[0.31147340000000001,null,0.39915210000000001]
[0.31145869999999998,null,0.39915210000000001]
[0.31145869999999998,null,0.39915210000000001]
[0.31145869999999998,null,0.39905360000000001]
[0.311446,null,0.39895599999999998]
[0.31141869999999999,null,0.3988449]
[0.31141869999999999,null,0.3988449]
[0.31140139999999999,null,0.3988449]
[0.31140139999999999,null,0.3988449]
[0.31138870000000002,null,0.39874779999999999]
[0.31135220000000002,null,0.39874779999999999]
[0.31135220000000002,null,0.39874779999999999]
[0.31133499999999997,null,0.39874779999999999]
[0.3113204,null,0.39874779999999999]
[0.31132029999999999,null,0.39874779999999999]
[0.31130400000000003,null,0.39874779999999999]
[0.31127009999999999,null,0.39874779999999999]
[0.31127009999999999,null,0.39874779999999999]
[0.31125079999999999,null,0.39874779999999999]
[0.31125079999999999,null,0.39874779999999999]
[0.31123440000000002,null,0.39874779999999999]
[0.31123440000000002,null,0.39874779999999999]
[0.31121979999999999,null,0.39874779999999999]
[0.31121979999999999,null,0.39865060000000002]
[0.31120710000000001,null,0.39850649999999999]
[0.31120710000000001,null,0.39850649999999999]
[0.31120710000000001,null,0.39829700000000001]
[0.31112689999999998,null,0.39829700000000001]
[0.31112679999999998,null,0.39829700000000001]
[0.31109500000000001,null,0.39829700000000001]
[0.31108229999999998,null,0.39829700000000001]
[0.31106299999999998,null,0.39829700000000001]
[0.31106299999999998,null,0.39829700000000001]
[0.31106299999999998,null,0.39829700000000001]
[0.31104579999999998,null,0.39829700000000001]
[0.31101469999999998,null,0.39829700000000001]
[0.3109828,null,0.39829700000000001]
[0.31096639999999998,null,0.39829700000000001]
[0.3109537,null,0.39819929999999998]
[0.3109537,null,0.39819929999999998]
[0.3109537,null,0.39819929999999998]
[0.31094100000000002,null,0.39819929999999998]
[0.3109246,null,0.39819929999999998]
[0.3109073,null,0.39808830000000001]
[0.3109073,null,0.39808830000000001]
[0.31087090000000001,null,0.39808830000000001]
[0.31083699999999997,null,0.3979897]
[0.31083699999999997,null,0.39784570000000002]
[0.31083699999999997,null,0.39784570000000002]
[0.3108206,null,0.39784570000000002]
[0.31080150000000001,null,0.39784570000000002]
[0.31077589999999999,null,0.39784570000000002]
[0.31077589999999999,null,0.3977485]
[0.31076130000000002,null,0.3977485]
[0.31071490000000002,null,0.3977485]
[0.31071490000000002,null,0.3977485]
[0.31071490000000002,null,0.3977485]
[0.31071490000000002,null,0.3977485]
[0.31067929999999999,null,0.3977485]
[0.31067929999999999,null,0.3977485]
[0.31066460000000001,null,0.3977485]
[0.31065199999999998,null,0.39763749999999998]
[0.31065189999999998,null,0.39763749999999998]
[0.31065189999999998,null,0.39763749999999998]
[0.31063269999999998,null,0.39763749999999998]
[0.31058550000000001,null,0.39763749999999998]
[0.31058550000000001,null,0.39763749999999998]
[0.31056630000000002,null,0.3975398]
[0.31053629999999999,null,0.39744269999999998]
[0.31050529999999998,null,0.39744269999999998]
[0.31048599999999998,null,0.39744269999999998]
[0.31048599999999998,null,0.39744269999999998]
[0.31045869999999998,null,0.39734419999999998]
[0.31045869999999998,null,0.39734419999999998]
[0.31040760000000001,null,0.39734419999999998]
[0.31040760000000001,null,0.39734419999999998]
[0.31037189999999998,null,0.39734419999999998]
[0.31037189999999998,null,0.39734419999999998]
[0.31037189999999998,null,0.39734419999999998]
[0.3103592,null,0.39734419999999998]
[0.31034279999999997,null,0.3972001]
[0.31034279999999997,null,0.3972001]
[0.3103301,null,0.39708900000000003]
[0.3103301,null,0.39708900000000003]
[0.3103301,null,0.39708900000000003]
[0.31031550000000002,null,0.39708900000000003]
[0.31029820000000002,null,0.39708900000000003]
[0.31029820000000002,null,0.39699190000000001]
[0.31029820000000002,null,0.39699190000000001]
[0.3102646,null,0.39699190000000001]
[0.3102646,null,0.39699190000000001]
[0.3102336,null,0.39699190000000001]
[0.3102335,null,0.39699190000000001]
[0.31022090000000002,null,0.39699190000000001]
[0.31022090000000002,null,0.39699190000000001]
[0.31017260000000002,null,0.39699190000000001]
[0.31017260000000002,null,0.39699190000000001]
[0.31014259999999999,null,0.39699190000000001]
[0.31012339999999999,null,0.39684779999999997]
[0.31012339999999999,null,0.39675070000000001]
[0.3101061,null,0.39675070000000001]
[0.3101061,null,0.39675070000000001]
[0.31009340000000002,null,0.39665210000000001]
[0.31007420000000002,null,0.39655449999999998]
[0.31005490000000002,null,0.3964434]
[0.31005490000000002,null,0.3964434]
[0.31005490000000002,null,0.3964434]
[0.31004029999999999,null,0.3964434]
[0.31004029999999999,null,0.3964434]
[0.31002099999999999,null,0.3964434]
[0.30999369999999998,null,0.3964434]
[0.30999369999999998,null,0.3964434]
[0.30997639999999999,null,0.3964434]
[0.30994739999999998,null,0.3964434]
[0.30993009999999999,null,0.3964434]
[0.30989450000000002,null,0.3964434]
[0.30987720000000002,null,0.3964434]
[0.30987720000000002,null,0.3964434]
[0.30984620000000002,null,0.39634629999999998]
[0.30982890000000002,null,0.39634629999999998]
[0.30982890000000002,null,0.39634629999999998]
[0.30982890000000002,null,0.39623520000000001]
[0.30979699999999999,null,0.39623520000000001]
[0.30976510000000002,null,0.39623520000000001]
[0.30976510000000002,null,0.39623520000000001]
[0.30975049999999998,null,0.39623520000000001]
[0.30975049999999998,null,0.39623520000000001]
[0.30971480000000001,null,0.39613670000000001]
[0.30970019999999998,null,0.39613670000000001]
[0.30970019999999998,null,0.39613670000000001]
[0.30966450000000001,null,0.39599259999999997]
[0.30963459999999998,null,0.39599259999999997]
[0.30962190000000001,null,0.39599259999999997]
[0.30960260000000001,null,0.39599259999999997]
[0.30958799999999997,null,0.39599259999999997]
[0.3095753,null,0.39599259999999997]
[0.3095753,null,0.395895]
[0.30955890000000003,null,0.395895]
[0.30954169999999998,null,0.395895]
[0.309529,null,0.39578390000000002]
[0.309529,null,0.39578390000000002]
[0.3095117,null,0.39578390000000002]
[0.30949710000000002,null,0.39578390000000002]
[0.30944680000000002,null,0.39578390000000002]
[0.30942960000000003,null,0.39578390000000002]
[0.30942950000000002,null,0.39578390000000002]
[0.30941489999999999,null,0.39568680000000001]
[0.3093957,null,0.39568680000000001]
[0.30936659999999999,null,0.39568680000000001]
[0.30936659999999999,null,0.39568680000000001]
[0.30935020000000002,null,0.39568680000000001]
[0.30929899999999999,null,0.39568680000000001]
[0.30928630000000001,null,0.39568680000000001]
[0.30925530000000001,null,0.39557569999999997]
[0.30925530000000001,null,0.3954317]
[0.30923800000000001,null,0.3954317]
[0.30921880000000002,null,0.3954317]
[0.30918230000000002,null,0.3954317]
[0.30915320000000002,null,0.39543159999999999]
[0.30915320000000002,null,0.39543159999999999]
[0.30913400000000002,null,0.39533309999999999]
[0.30910490000000002,null,0.39533309999999999]
[0.30910490000000002,null,0.39533309999999999]
[0.30908760000000002,null,0.39533309999999999]
[0.30905769999999999,null,0.39533309999999999]
[0.30905769999999999,null,0.39533309999999999]
[0.30904039999999999,null,0.39533309999999999]
[0.30904039999999999,null,0.39533309999999999]
[0.30904039999999999,null,0.39523550000000002]
[0.30904039999999999,null,0.39523550000000002]
[0.30904039999999999,null,0.3951383]
[0.30902580000000002,null,0.3951383]
[0.30900939999999999,null,0.3951383]
[0.30899219999999999,null,0.3951383]
[0.30897940000000002,null,0.3951383]
[0.30893310000000002,null,0.3951383]
[0.30893310000000002,null,0.39499420000000002]
[0.30891849999999998,null,0.39499420000000002]
[0.30887389999999998,null,0.39499420000000002]
[0.30885750000000001,null,0.39499420000000002]
[0.30885750000000001,null,0.39499420000000002]
[0.30885750000000001,null,0.39499420000000002]
[0.30884020000000001,null,0.39499420000000002]
[0.30884020000000001,null,0.39499420000000002]
[0.30882100000000001,null,0.39499420000000002]
[0.30882100000000001,null,0.39478609999999997]
[0.30882100000000001,null,0.39478609999999997]
[0.3087937,null,0.39478609999999997]
[0.3087937,null,0.39468750000000002]
[0.30875979999999997,null,0.39468750000000002]
[0.3087298,null,0.39468750000000002]
[0.3087106,null,0.39468750000000002]
[0.30869790000000003,null,0.39468750000000002]
[0.30868319999999999,null,0.39468750000000002]
[0.30868319999999999,null,0.39468750000000002]
[0.30868319999999999,null,0.39468750000000002]
[0.30868319999999999,null,0.39468750000000002]
[0.30865409999999999,null,0.39468750000000002]
[0.30863489999999999,null,0.39468750000000002]
[0.30858849999999999,null,0.39468750000000002]
[0.30857580000000001,null,0.39447939999999998]
[0.30857580000000001,null,0.39447939999999998]
[0.30854480000000001,null,0.39447939999999998]
[0.30851089999999998,null,0.39447939999999998]
[0.3084982,null,0.39447939999999998]
[0.3084982,null,0.39447929999999998]
[0.3084982,null,0.3943817]
[0.30848360000000002,null,0.3943817]
[0.30846630000000003,null,0.3943817]
[0.30845359999999999,null,0.39423760000000002]
[0.30841800000000003,null,0.39423760000000002]
[0.30840070000000003,null,0.39423760000000002]
[0.3083708,null,0.39423760000000002]
[0.3083708,null,0.39423760000000002]
[0.30833890000000003,null,0.39423760000000002]
[0.30833890000000003,null,0.39423760000000002]
[0.30833890000000003,null,0.394042]
[0.30833890000000003,null,0.394042]
[0.308309,null,0.394042]
[0.30827789999999999,null,0.3940419]
[0.3082607,null,0.39393089999999997]
[0.30822870000000002,null,0.39393089999999997]
[0.30821409999999999,null,0.39393089999999997]
[0.30820140000000001,null,0.39393089999999997]
[0.30818220000000002,null,0.39393089999999997]
[0.30818210000000001,null,0.39393089999999997]
[0.30816490000000002,null,0.39393089999999997]
[0.30814770000000002,null,0.39393089999999997]
[0.30811660000000002,null,0.39393089999999997]
[0.30811660000000002,null,0.39393089999999997]
[0.30809940000000002,null,0.39393089999999997]
[0.30808469999999999,null,0.39393089999999997]
[0.30806549999999999,null,0.39393089999999997]
[0.30806549999999999,null,0.39393089999999997]
[0.30806549999999999,null,0.39393089999999997]
[0.30806549999999999,null,0.39393089999999997]
[0.30804910000000002,null,0.39393089999999997]
[0.30803439999999999,null,0.39383370000000001]
[0.30800080000000002,null,0.39348100000000003]
[0.30798809999999999,null,0.39338250000000002]
[0.30795820000000002,null,0.39338250000000002]
[0.30795820000000002,null,0.39338250000000002]
[0.30792819999999999,null,0.39338250000000002]
[0.30792819999999999,null,0.39338250000000002]
[0.30790899999999999,null,0.39338240000000002]
[0.30790899999999999,null,0.39338240000000002]
[0.30789260000000002,null,0.39338240000000002]
[0.30787989999999998,null,0.39338240000000002]
[0.30786350000000001,null,0.39338240000000002]
[0.30785079999999998,null,0.39338240000000002]
[0.30785079999999998,null,0.39338240000000002]
[0.30785079999999998,null,0.39338240000000002]
[0.3078169,null,0.39338240000000002]
[0.30778689999999997,null,0.39338240000000002]
[0.30778689999999997,null,0.39338240000000002]
[0.30776769999999998,null,0.39338240000000002]
[0.30773410000000001,null,0.39327139999999999]
[0.3077067,null,0.39327139999999999]
[0.30769210000000002,null,0.39317289999999999]
[0.30767280000000002,null,0.39317289999999999]
[0.3076372,null,0.39307569999999997]
[0.3076372,null,0.39307569999999997]
[0.3076372,null,0.39307569999999997]
[0.30760520000000002,null,0.39307569999999997]
[0.30760520000000002,null,0.39307569999999997]
[0.30758799999999997,null,0.39307569999999997]
[0.30758799999999997,null,0.39307569999999997]
[0.30757329999999999,null,0.39293159999999999]
[0.30752960000000001,null,0.39293159999999999]
[0.30752960000000001,null,0.39293159999999999]
[0.30751689999999998,null,0.39293159999999999]
[0.30751689999999998,null,0.39293159999999999]
[0.30751689999999998,null,0.39293159999999999]
[0.30751689999999998,null,0.39293159999999999]
[0.30751689999999998,null,0.39283400000000002]
[0.30751689999999998,null,0.39283400000000002]
[0.30747059999999998,null,0.39272289999999999]
[0.3074559,null,0.39262439999999998]
[0.30744320000000003,null,0.39252730000000002]
[0.3074268,null,0.39252730000000002]
[0.3074268,null,0.39252730000000002]
[0.30740960000000001,null,0.39252730000000002]
[0.30740960000000001,null,0.39252730000000002]
[0.30739230000000001,null,0.39252730000000002]
[0.30739230000000001,null,0.39252730000000002]
[0.30739230000000001,null,0.39252730000000002]
[0.307365,null,0.39252730000000002]
[0.30735040000000002,null,0.39252730000000002]
[0.30733769999999999,null,0.39252730000000002]
[0.30732300000000001,null,0.39252730000000002]
[0.30732300000000001,null,0.39252730000000002]
[0.30730380000000002,null,0.39238319999999999]
[0.30730380000000002,null,0.39238319999999999]
[0.30727379999999999,null,0.39238319999999999]
[0.30727379999999999,null,0.39238319999999999]
[0.30725920000000001,null,0.39238319999999999]
[0.30725920000000001,null,0.39238319999999999]
[0.30722349999999998,null,0.39238319999999999]
[0.30722349999999998,null,0.39238319999999999]
[0.30720710000000001,null,0.39238319999999999]
[0.30717349999999999,null,0.39227210000000001]
[0.30715629999999999,null,0.392175]
[0.30713699999999999,null,0.392175]
[0.30713699999999999,null,0.392175]
[0.30712240000000002,null,0.392175]
[0.30710969999999999,null,0.39207649999999999]
[0.30709039999999999,null,0.39207649999999999]
[0.30707119999999999,null,0.39207649999999999]
[0.30704379999999998,null,0.39207649999999999]
[0.30702659999999998,null,0.39197880000000002]
[0.30702659999999998,null,0.39197880000000002]
[0.30699660000000001,null,0.39197880000000002]
[0.30699660000000001,null,0.39197880000000002]
[0.30698199999999998,null,0.39197880000000002]
[0.30693169999999997,null,0.39197880000000002]
[0.30693169999999997,null,0.39186779999999999]
[0.3069171,null,0.39186779999999999]
[0.3068998,null,0.39177060000000002]
[0.30688339999999997,null,0.39162659999999999]
[0.3068707,null,0.39162659999999999]
[0.3068707,null,0.39162659999999999]
[0.30685800000000002,null,0.39162659999999999]
[0.30685800000000002,null,0.39162659999999999]
[0.30685800000000002,null,0.39162659999999999]
[0.30685800000000002,null,0.39162649999999999]
[0.30683880000000002,null,0.39162649999999999]
[0.30683880000000002,null,0.39162649999999999]
[0.30683880000000002,null,0.39162649999999999]
[0.3068224,null,0.39162649999999999]
[0.3068031,null,0.39162649999999999]
[0.3067839,null,0.39151550000000002]
[0.30677120000000002,null,0.39151550000000002]
[0.30675390000000002,null,0.39151550000000002]
[0.30675390000000002,null,0.39141700000000001]
[0.30675390000000002,null,0.39141700000000001]
[0.30675390000000002,null,0.39127289999999998]
[0.3067221,null,0.39127289999999998]
[0.30669099999999999,null,0.39127289999999998]
[0.30667830000000001,null,0.39127289999999998]
[0.30664920000000001,null,0.39127289999999998]
[0.30663459999999998,null,0.39117580000000002]
[0.30661529999999998,null,0.39117580000000002]
[0.30656899999999998,null,0.39117580000000002]
[0.30656899999999998,null,0.39117580000000002]
[0.30656899999999998,null,0.39117580000000002]
[0.3065543,null,0.39106469999999999]
[0.30652249999999998,null,0.39106469999999999]
[0.30648599999999998,null,0.39106469999999999]
[0.30646960000000001,null,0.39106469999999999]
[0.30646960000000001,null,0.39096700000000001]
[0.30645689999999998,null,0.39096700000000001]
[0.306423,null,0.39086850000000001]
[0.306423,null,0.39086850000000001]
[0.3064057,null,0.39086850000000001]
[0.30639110000000003,null,0.39086850000000001]
[0.3063572,null,0.39086850000000001]
[0.30634450000000002,null,0.39086850000000001]
[0.30631350000000002,null,0.39086850000000001]
[0.30631350000000002,null,0.39086850000000001]
[0.30629420000000002,null,0.39086850000000001]
[0.30626690000000001,null,0.39086850000000001]
[0.30625049999999998,null,0.39086850000000001]
[0.30625049999999998,null,0.39086850000000001]
[0.30623119999999998,null,0.39086850000000001]
[0.30623119999999998,null,0.39066030000000002]
[0.30621660000000001,null,0.39066030000000002]
[0.30621660000000001,null,0.39066030000000002]
[0.30618669999999998,null,0.39066030000000002]
[0.306172,null,0.39066030000000002]
[0.30614209999999997,null,0.39066030000000002]
[0.30614209999999997,null,0.39066030000000002]
[0.30614209999999997,null,0.39051629999999998]
[0.30609570000000003,null,0.39051629999999998]
[0.30609570000000003,null,0.39051629999999998]
[0.30609570000000003,null,0.39051619999999998]
[0.30609570000000003,null,0.39051619999999998]
[0.30609570000000003,null,0.39051619999999998]
[0.30608109999999999,null,0.39051619999999998]
[0.30606470000000002,null,0.39051619999999998]
[0.30604540000000002,null,0.39051619999999998]
[0.30603079999999999,null,0.39051619999999998]
[0.30599979999999999,null,0.39040520000000001]
[0.30596329999999999,null,0.39040520000000001]
[0.30596329999999999,null,0.39040520000000001]
[0.30596329999999999,null,0.39020899999999997]
[0.30596329999999999,null,0.39020899999999997]
[0.30596329999999999,null,0.39020899999999997]
[0.30596329999999999,null,0.39011190000000001]
[0.30596329999999999,null,0.39011190000000001]
[0.30594399999999999,null,0.39011190000000001]
[0.30594399999999999,null,0.39011190000000001]
[0.30591410000000002,null,0.39011190000000001]
[0.30591410000000002,null,0.39011190000000001]
[0.30589680000000002,null,0.39011190000000001]
[0.30589680000000002,null,0.39011190000000001]
[0.30586770000000002,null,0.39011190000000001]
[0.30584850000000002,null,0.39011190000000001]
[0.30583379999999999,null,0.39011190000000001]
[0.30581459999999999,null,0.39011190000000001]
[0.30581459999999999,null,0.39011190000000001]
[0.30580190000000002,null,0.39001469999999999]
[0.30576829999999999,null,0.39001469999999999]
[0.30575360000000001,null,0.38990370000000002]
[0.30573640000000002,null,0.38990370000000002]
[0.30572169999999999,null,0.38975959999999998]
[0.30570449999999999,null,0.38975959999999998]
[0.30565609999999999,null,0.38975959999999998]
[0.30565609999999999,null,0.38966109999999998]
[0.30565609999999999,null,0.38966109999999998]
[0.30564340000000001,null,0.38966109999999998]
[0.30561240000000001,null,0.38966109999999998]
[0.30559599999999998,null,0.38966109999999998]
[0.30559599999999998,null,0.38966109999999998]
[0.30559599999999998,null,0.38966109999999998]
[0.3055814,null,0.38966109999999998]
[0.30556410000000001,null,0.38966109999999998]
[0.30556410000000001,null,0.38956400000000002]
[0.30554490000000001,null,0.38956400000000002]
[0.3055158,null,0.38956400000000002]
[0.30548389999999997,null,0.38956400000000002]
[0.30546459999999998,null,0.38946629999999999]
[0.30544539999999998,null,0.38946629999999999]
[0.30541180000000001,null,0.38946629999999999]
[0.30541170000000001,null,0.38946629999999999]
[0.30539899999999998,null,0.38946629999999999]
[0.30539899999999998,null,0.38946629999999999]
[0.30537170000000002,null,0.38946629999999999]
[0.30537170000000002,null,0.38946629999999999]
[0.30534260000000002,null,0.38946629999999999]
[0.30534260000000002,null,0.38935520000000001]
[0.30532540000000002,null,0.38935520000000001]
[0.30527510000000002,null,0.38935520000000001]
[0.30525780000000002,null,0.38935520000000001]
[0.30525780000000002,null,0.38935520000000001]
[0.30525780000000002,null,0.38935520000000001]
[0.30524509999999999,null,0.38921119999999998]
[0.30521330000000002,null,0.38921119999999998]
[0.30521330000000002,null,0.38921119999999998]
[0.30519400000000002,null,0.38921119999999998]
[0.30519400000000002,null,0.38911259999999998]
[0.3051584,null,0.38911259999999998]
[0.3051584,null,0.38901550000000001]
[0.30514370000000002,null,0.38901550000000001]
[0.30514370000000002,null,0.38901550000000001]
[0.30514370000000002,null,0.38901550000000001]
[0.3050908,null,0.38901550000000001]
[0.30507810000000002,null,0.38901550000000001]
[0.30507810000000002,null,0.38890449999999999]
[0.30505579999999999,null,0.38890439999999998]
[0.30501250000000002,null,0.38890439999999998]
[0.30501250000000002,null,0.38890439999999998]
[0.30499789999999999,null,0.38890439999999998]
[0.30497859999999999,null,0.38890439999999998]
[0.30497859999999999,null,0.38890439999999998]
[0.30496139999999999,null,0.38880680000000001]
[0.30493409999999999,null,0.38880680000000001]
[0.30493409999999999,null,0.38880680000000001]
[0.30492140000000001,null,0.38880680000000001]
[0.30492140000000001,null,0.38880680000000001]
[0.30490869999999998,null,0.38870969999999999]
[0.30490869999999998,null,0.38870969999999999]
[0.30487500000000001,null,0.38861109999999999]
[0.30487500000000001,null,0.38861109999999999]
[0.30487500000000001,null,0.38861109999999999]
[0.30487500000000001,null,0.38861109999999999]
[0.30486039999999998,null,0.38861109999999999]
[0.304844,null,0.38850010000000001]
[0.30482670000000001,null,0.38850010000000001]
[0.30481209999999997,null,0.38850010000000001]
[0.30481209999999997,null,0.38850010000000001]
[0.30478110000000003,null,0.38850010000000001]
[0.30476180000000003,null,0.38850010000000001]
[0.30474459999999998,null,0.38850010000000001]
[0.3047319,null,0.38850010000000001]
[0.30468070000000003,null,0.38835599999999998]
[0.30466799999999999,null,0.38835599999999998]
[0.30466799999999999,null,0.38835599999999998]
[0.30466799999999999,null,0.38835599999999998]
[0.30466799999999999,null,0.38825890000000002]
[0.30466799999999999,null,0.38825890000000002]
[0.30466799999999999,null,0.38825890000000002]
[0.30466799999999999,null,0.38825890000000002]
[0.30466799999999999,null,0.38825890000000002]
[0.3046507,null,0.38825890000000002]
[0.3046507,null,0.38825890000000002]
[0.3046335,null,0.38825890000000002]
[0.3046335,null,0.38825890000000002]
[0.30459700000000001,null,0.38825890000000002]
[0.30455690000000002,null,0.38814779999999999]
[0.30454059999999999,null,0.38805020000000001]
[0.30452790000000002,null,0.38805020000000001]
[0.30450860000000002,null,0.38795160000000001]
[0.30449399999999999,null,0.38795160000000001]
[0.30447760000000001,null,0.38795160000000001]
[0.30447760000000001,null,0.38780750000000003]
[0.30444850000000001,null,0.38780750000000003]
[0.30443379999999998,null,0.38780750000000003]
[0.30443379999999998,null,0.38780750000000003]
[0.3044211,null,0.38780750000000003]
[0.30440840000000002,null,0.38780750000000003]
[0.30440840000000002,null,0.38780750000000003]
[0.30440840000000002,null,0.38780750000000003]
[0.30440840000000002,null,0.38780750000000003]
[0.30439379999999999,null,0.38780750000000003]
[0.30435810000000002,null,0.38771040000000001]
[0.30435810000000002,null,0.38771040000000001]
[0.30434090000000003,null,0.38771040000000001]
[0.30434090000000003,null,0.38771040000000001]
[0.30432819999999999,null,0.38771040000000001]
[0.30429630000000002,null,0.38771040000000001]
[0.30429630000000002,null,0.38771040000000001]
[0.30429630000000002,null,0.38771040000000001]
[0.3042627,null,0.38771040000000001]
[0.30425000000000002,null,0.38771040000000001]
[0.30423070000000002,null,0.38771040000000001]
[0.30418410000000001,null,0.38759939999999998]
[0.30418410000000001,null,0.38759929999999998]
[0.30418410000000001,null,0.38750220000000002]
[0.30416690000000002,null,0.38750220000000002]
[0.30414960000000002,null,0.38750220000000002]
[0.30414960000000002,null,0.38740370000000002]
[0.30413040000000002,null,0.38740370000000002]
[0.30408669999999999,null,0.38740370000000002]
[0.30408669999999999,null,0.38725959999999998]
[0.30408669999999999,null,0.38725959999999998]
[0.30408669999999999,null,0.38725959999999998]
[0.30402940000000001,null,0.38716200000000001]
[0.30401010000000001,null,0.38716200000000001]
[0.30399369999999998,null,0.38716200000000001]
[0.30399369999999998,null,0.38716200000000001]
[0.30399369999999998,null,0.38716200000000001]
[0.3039791,null,0.38716200000000001]
[0.3039791,null,0.3871619]
[0.3039791,null,0.3871619]
[0.3039791,null,0.3871619]
[0.30396269999999997,null,0.3871619]
[0.30394539999999998,null,0.3871619]
[0.30390899999999998,null,0.3871619]
[0.30390889999999998,null,0.38706479999999999]
[0.30387789999999998,null,0.38706479999999999]
[0.3038652,null,0.38695380000000001]
[0.30383329999999997,null,0.38695380000000001]
[0.30383329999999997,null,0.38695380000000001]
[0.3038033,null,0.38695380000000001]
[0.3038033,null,0.38695380000000001]
[0.3038033,null,0.38695380000000001]
[0.30376940000000002,null,0.38695380000000001]
[0.30376940000000002,null,0.38695380000000001]
[0.30376940000000002,null,0.38695380000000001]
[0.30373549999999999,null,0.38695380000000001]
[0.30373549999999999,null,0.38695380000000001]
[0.30371910000000002,null,0.38695380000000001]
[0.30370190000000002,null,0.38695380000000001]
[0.30367,null,0.38685520000000001]
[0.30365730000000002,null,0.38685520000000001]
[0.30365720000000002,null,0.38671119999999998]
[0.30365720000000002,null,0.38671119999999998]
[0.30365720000000002,null,0.38671119999999998]
[0.30364089999999999,null,0.38671119999999998]
[0.30360900000000002,null,0.38671119999999998]
[0.30360900000000002,null,0.3866001]
[0.30360900000000002,null,0.38650299999999999]
[0.30360900000000002,null,0.38650299999999999]
[0.30359429999999998,null,0.38650299999999999]
[0.30359429999999998,null,0.38650299999999999]
[0.30356070000000002,null,0.38640530000000001]
[0.30353330000000001,null,0.38640530000000001]
[0.30353330000000001,null,0.38640530000000001]
[0.30353330000000001,null,0.38640530000000001]
[0.30349769999999998,null,0.38640530000000001]
[0.30349769999999998,null,0.38640530000000001]
[0.303485,null,0.38640530000000001]
[0.30347229999999997,null,0.38640530000000001]
[0.3034404,null,0.38640530000000001]
[0.3034231,null,0.38640530000000001]
[0.3034039,null,0.38640530000000001]
[0.3034039,null,0.38640530000000001]
[0.3034039,null,0.38640530000000001]
[0.30338660000000001,null,0.38629429999999998]
[0.3033556,null,0.38629429999999998]
[0.3033265,null,0.38614789999999999]
[0.3033265,null,0.38609860000000001]
[0.3033092,null,0.38609860000000001]
[0.3033092,null,0.38609860000000001]
[0.30329460000000003,null,0.38595449999999998]
[0.30329460000000003,null,0.38595449999999998]
[0.30327999999999999,null,0.38595449999999998]
[0.30327999999999999,null,0.38595449999999998]
[0.30324800000000002,null,0.38595449999999998]
[0.30324800000000002,null,0.38595449999999998]
[0.30323339999999999,null,0.38595449999999998]
[0.30320140000000001,null,0.38595449999999998]
[0.30320140000000001,null,0.38595449999999998]
[0.30320140000000001,null,0.38595449999999998]
[0.30320140000000001,null,0.38595449999999998]
[0.30318420000000001,null,0.38595449999999998]
[0.30316949999999998,null,0.38595449999999998]
[0.30315310000000001,null,0.38595449999999998]
[0.30314039999999998,null,0.3858569]
[0.30312319999999998,null,0.38574580000000003]
[0.30309320000000001,null,0.38574580000000003]
[0.30309320000000001,null,0.38574580000000003]
[0.30309320000000001,null,0.38574580000000003]
[0.30304300000000001,null,0.38574580000000003]
[0.30304300000000001,null,0.38574580000000003]
[0.30303029999999997,null,0.38574580000000003]
[0.30303029999999997,null,0.38564730000000003]
[0.3030139,null,0.38564730000000003]
[0.3030139,null,0.38564730000000003]
[0.3029966,null,0.38564730000000003]
[0.3029966,null,0.38555020000000001]
[0.3029966,null,0.38555020000000001]
[0.30297740000000001,null,0.38555020000000001]
[0.30294349999999998,null,0.38555020000000001]
[0.30294349999999998,null,0.38555020000000001]
[0.30294349999999998,null,0.38540609999999997]
[0.3029116,null,0.38540609999999997]
[0.3028923,null,0.38540609999999997]
[0.30287599999999998,null,0.38540609999999997]
[0.30287599999999998,null,0.38540609999999997]
[0.30287589999999998,null,0.38540609999999997]
[0.3028632,null,0.38540609999999997]
[0.30283589999999999,null,0.38540609999999997]
[0.30281950000000002,null,0.38530890000000001]
[0.30281950000000002,null,0.38519789999999998]
[0.30281950000000002,null,0.38519789999999998]
[0.30281950000000002,null,0.38519789999999998]
[0.30280679999999999,null,0.38519789999999998]
[0.30278759999999999,null,0.38519789999999998]
[0.30278759999999999,null,0.38519789999999998]
[0.30275390000000002,null,0.38519789999999998]
[0.30273470000000002,null,0.38519789999999998]
[0.30273470000000002,null,0.38519789999999998]
[0.30271540000000002,null,0.38509929999999998]
[0.30270269999999999,null,0.3850017]
[0.30267539999999998,null,0.3850017]
[0.30267539999999998,null,0.3850017]
[0.30267539999999998,null,0.38489060000000003]
[0.30265900000000001,null,0.38489060000000003]
[0.30265900000000001,null,0.38489060000000003]
[0.30262899999999998,null,0.38489060000000003]
[0.30262899999999998,null,0.38479350000000001]
[0.30259340000000001,null,0.38479350000000001]
[0.30257699999999998,null,0.38464939999999997]
[0.30252590000000001,null,0.38464939999999997]
[0.30252590000000001,null,0.38464939999999997]
[0.30249589999999998,null,0.38464939999999997]
[0.30247669999999999,null,0.38464939999999997]
[0.30247669999999999,null,0.38464939999999997]
[0.30245129999999998,null,0.38464939999999997]
[0.3024366,null,0.38464939999999997]
[0.3024366,null,0.38464939999999997]
[0.30242019999999997,null,0.38464939999999997]
[0.30242019999999997,null,0.38464939999999997]
[0.30242019999999997,null,0.38464939999999997]
[0.3024075,null,0.38464939999999997]
[0.3024075,null,0.38464939999999997]
[0.3024075,null,0.38464939999999997]
[0.3023903,null,0.38455230000000001]
[0.30237560000000002,null,0.38455230000000001]
[0.302342,null,0.38455230000000001]
[0.302342,null,0.38445380000000001]
[0.30232930000000002,null,0.38445380000000001]
[0.30229279999999997,null,0.38434269999999998]
[0.3022782,null,0.38434269999999998]
[0.3022782,null,0.38434269999999998]
[0.30226550000000002,null,0.38434269999999998]
[0.30223440000000001,null,0.38434269999999998]
[0.30221520000000002,null,0.38434269999999998]
[0.30221520000000002,null,0.38434269999999998]
[0.30221520000000002,null,0.38434269999999998]
[0.30221520000000002,null,0.38434269999999998]
[0.30219790000000002,null,0.38434269999999998]
[0.30219790000000002,null,0.38424510000000001]
[0.30216599999999999,null,0.38424510000000001]
[0.30214869999999999,null,0.38424510000000001]
[0.30212339999999999,null,0.38424510000000001]
[0.30210700000000001,null,0.384245]
[0.30210700000000001,null,0.38414789999999999]
[0.30207329999999999,null,0.38414789999999999]
[0.30207329999999999,null,0.38389279999999998]
[0.30207329999999999,null,0.38389279999999998]
[0.30207329999999999,null,0.38389279999999998]
[0.30201840000000002,null,0.38389279999999998]
[0.30201840000000002,null,0.38389279999999998]
[0.30201840000000002,null,0.38389279999999998]
[0.30200379999999999,null,0.38389279999999998]
[0.30200379999999999,null,0.38389279999999998]
[0.30200379999999999,null,0.38389279999999998]
[0.30200379999999999,null,0.38389279999999998]
[0.30200379999999999,null,0.38389279999999998]
[0.30198449999999999,null,0.38379429999999998]
[0.30195519999999998,null,0.38379429999999998]
[0.30195519999999998,null,0.38369710000000001]
[0.30195519999999998,null,0.38369710000000001]
[0.30193799999999998,null,0.38358609999999999]
[0.30192530000000001,null,0.38358609999999999]
[0.30190610000000001,null,0.38358609999999999]
[0.30189139999999998,null,0.38348840000000001]
[0.3018787,null,0.38348840000000001]
[0.3018787,null,0.38348840000000001]
[0.30182579999999998,null,0.38348840000000001]
[0.3018112,null,0.38348840000000001]
[0.30177549999999997,null,0.38348840000000001]
[0.3017628,null,0.38348840000000001]
[0.3017628,null,0.38348840000000001]
[0.3017456,null,0.38348840000000001]
[0.30172919999999998,null,0.38339129999999999]
[0.30172919999999998,null,0.38339129999999999]
[0.30172919999999998,null,0.38329279999999999]
[0.30170190000000002,null,0.38329279999999999]
[0.30170190000000002,null,0.38314870000000001]
[0.30166989999999999,null,0.38314870000000001]
[0.30166989999999999,null,0.38314870000000001]
[0.30166989999999999,null,0.38314870000000001]
[0.30166989999999999,null,0.38314870000000001]
[0.30166989999999999,null,0.38314870000000001]
[0.30162359999999999,null,0.38314870000000001]
[0.30160429999999999,null,0.38303759999999998]
[0.30160429999999999,null,0.38303759999999998]
[0.3015871,null,0.38303759999999998]
[0.30154049999999999,null,0.38303759999999998]
[0.30154049999999999,null,0.38303759999999998]
[0.30151139999999998,null,0.38303759999999998]
[0.30151139999999998,null,0.38303759999999998]
[0.30149670000000001,null,0.38303759999999998]
[0.30146679999999998,null,0.38303759999999998]
[0.30146679999999998,null,0.38303759999999998]
[0.30145040000000001,null,0.38303759999999998]
[0.30139729999999998,null,0.38294050000000002]
[0.3013846,null,0.38282939999999999]
[0.3013846,null,0.38282939999999999]
[0.3013653,null,0.38282939999999999]
[0.30134810000000001,null,0.38282939999999999]
[0.30133080000000001,null,0.38282939999999999]
[0.30133080000000001,null,0.38282939999999999]
[0.30129719999999999,null,0.38273180000000001]
[0.30126619999999998,null,0.38273180000000001]
[0.30126619999999998,null,0.38273180000000001]
[0.30124069999999997,null,0.38273180000000001]
[0.30124069999999997,null,0.38263330000000001]
[0.30124069999999997,null,0.38248919999999997]
[0.3012244,null,0.38248919999999997]
[0.3012244,null,0.38248919999999997]
[0.30116310000000002,null,0.38248919999999997]
[0.30115039999999998,null,0.38248919999999997]
[0.30110120000000001,null,0.38248919999999997]
[0.30110120000000001,null,0.38248919999999997]
[0.30108479999999999,null,0.38248919999999997]
[0.30108479999999999,null,0.38248919999999997]
[0.30106559999999999,null,0.38248919999999997]
[0.30106559999999999,null,0.38228099999999998]
[0.30106559999999999,null,0.38228099999999998]
[0.30105090000000001,null,0.38228099999999998]
[0.30101729999999999,null,0.38228099999999998]
[0.30100460000000001,null,0.38228099999999998]
[0.30099189999999998,null,0.38228099999999998]
[0.30099189999999998,null,0.38228099999999998]
[0.3009773,null,0.38228099999999998]
[0.30094359999999998,null,0.38228099999999998]
[0.300929,null,0.38228099999999998]
[0.300929,null,0.38228099999999998]
[0.3009117,null,0.38228099999999998]
[0.30089900000000003,null,0.38228099999999998]
[0.30087979999999998,null,0.38228099999999998]
[0.30086249999999998,null,0.3821369]
[0.30086249999999998,null,0.3820384]
[0.30084529999999998,null,0.3820384]
[0.30080970000000001,null,0.3820384]
[0.30080960000000001,null,0.38192730000000003]
[0.30080960000000001,null,0.38192730000000003]
[0.30080960000000001,null,0.38192730000000003]
[0.30078060000000001,null,0.38192730000000003]
[0.30076130000000001,null,0.38192730000000003]
[0.30074859999999998,null,0.38192730000000003]
[0.30074859999999998,null,0.38183020000000001]
[0.30074859999999998,null,0.38183020000000001]
[0.30071949999999997,null,0.38183020000000001]
[0.30071949999999997,null,0.38183020000000001]
[0.30071949999999997,null,0.38183020000000001]
[0.3007049,null,0.38173249999999997]
[0.3006876,null,0.38173249999999997]
[0.3006704,null,0.38173249999999997]
[0.30065570000000003,null,0.38173249999999997]
[0.30063649999999997,null,0.38173249999999997]
[0.30063649999999997,null,0.3816215]
[0.30059380000000002,null,0.3816215]
[0.30055999999999999,null,0.3816215]
[0.30054730000000002,null,0.3816215]
[0.30054730000000002,null,0.3816215]
[0.30052800000000002,null,0.3816215]
[0.30052800000000002,null,0.38152429999999998]
[0.30051080000000002,null,0.38152429999999998]
[0.30047970000000002,null,0.38152429999999998]
[0.30044609999999999,null,0.38152429999999998]
[0.30042970000000002,null,0.38152429999999998]
[0.30042970000000002,null,0.38152429999999998]
[0.30042970000000002,null,0.38152429999999998]
[0.30042970000000002,null,0.3813802]
[0.30039579999999999,null,0.38128309999999999]
[0.30038310000000001,null,0.38128309999999999]
[0.30038310000000001,null,0.38118459999999998]
[0.30038310000000001,null,0.38118459999999998]
[0.30038310000000001,null,0.38118459999999998]
[0.30036669999999999,null,0.38118459999999998]
[0.30036669999999999,null,0.38118459999999998]
[0.30036669999999999,null,0.38118459999999998]
[0.30033470000000001,null,0.38118459999999998]
[0.30031839999999999,null,0.38118459999999998]
[0.30030200000000001,null,0.38118459999999998]
[0.30027199999999998,null,0.38118459999999998]
[0.30025740000000001,null,0.38118459999999998]
[0.30023810000000001,null,0.38118459999999998]
[0.30023810000000001,null,0.38118459999999998]
[0.30023810000000001,null,0.38107350000000001]
[0.30023810000000001,null,0.38107350000000001]
[0.30019810000000002,null,0.38107350000000001]
[0.30018539999999999,null,0.38107350000000001]
[0.30016900000000002,null,0.38107350000000001]
[0.30016900000000002,null,0.38107350000000001]
[0.30015439999999999,null,0.38107350000000001]
[0.30012159999999999,null,0.38107350000000001]
[0.30010429999999999,null,0.38092949999999998]
[0.30008509999999999,null,0.38092939999999997]
[0.30007040000000001,null,0.38083230000000001]
[0.30007040000000001,null,0.38083230000000001]
[0.30005320000000002,null,0.38083230000000001]
[0.30003590000000002,null,0.38073469999999998]
[0.30002319999999999,null,0.38073469999999998]
[0.29997299999999999,null,0.38073469999999998]
[0.29997299999999999,null,0.38063619999999998]
[0.29996030000000001,null,0.38063609999999998]
[0.29996020000000001,null,0.38063609999999998]
[0.29996020000000001,null,0.38063609999999998]
[0.29996020000000001,null,0.38063609999999998]
[0.29991109999999999,null,0.38063609999999998]
[0.29989470000000001,null,0.38063609999999998]
[0.29989470000000001,null,0.38063609999999998]
[0.29989470000000001,null,0.38063609999999998]
[0.29987999999999998,null,0.38052510000000001]
[0.29986360000000001,null,0.38052510000000001]
[0.29986360000000001,null,0.38052510000000001]
[0.29986360000000001,null,0.38052510000000001]
[0.29984899999999998,null,0.38052510000000001]
[0.29983169999999998,null,0.38052510000000001]
[0.29981530000000001,null,0.38042799999999999]
[0.29979810000000001,null,0.38042799999999999]
[0.29979810000000001,null,0.38042799999999999]
[0.29978539999999998,null,0.38042799999999999]
[0.29975629999999998,null,0.38042799999999999]
[0.29972529999999997,null,0.38028390000000001]
[0.29972529999999997,null,0.38028390000000001]
[0.29970799999999997,null,0.38028390000000001]
[0.2996953,null,0.38028390000000001]
[0.29968070000000002,null,0.38028390000000001]
[0.29968070000000002,null,0.38028390000000001]
[0.29968070000000002,null,0.38028390000000001]
[0.29964879999999999,null,0.38028390000000001]
[0.29962949999999999,null,0.38028390000000001]
[0.29962949999999999,null,0.38028390000000001]
[0.2996123,null,0.38028390000000001]
[0.2995931,null,0.38008769999999997]
[0.29958040000000002,null,0.3799766]
[0.29956110000000002,null,0.37987949999999998]
[0.29956110000000002,null,0.37987949999999998]
[0.29954649999999999,null,0.37987949999999998]
[0.29951739999999999,null,0.37987949999999998]
[0.29951739999999999,null,0.37987949999999998]
[0.29948629999999998,null,0.37987949999999998]
[0.29948629999999998,null,0.37987949999999998]
[0.29945440000000001,null,0.37987949999999998]
[0.29945440000000001,null,0.37987949999999998]
[0.29940610000000001,null,0.37987949999999998]
[0.29938890000000001,null,0.37987949999999998]
[0.29935689999999998,null,0.37987949999999998]
[0.29933969999999999,null,0.37987949999999998]
[0.29933969999999999,null,0.37987949999999998]
[0.29933969999999999,null,0.37987949999999998]
[0.29933969999999999,null,0.37987949999999998]
[0.29932700000000001,null,0.37987949999999998]
[0.29931059999999998,null,0.37987949999999998]
[0.29929790000000001,null,0.37987949999999998]
[0.29927860000000001,null,0.37987949999999998]
[0.29927860000000001,null,0.37987949999999998]
[0.29926399999999997,null,0.37987949999999998]
[0.29926399999999997,null,0.37987949999999998]
[0.29926399999999997,null,0.37978240000000002]
[0.29922019999999999,null,0.37978240000000002]
[0.29920750000000002,null,0.37967129999999999]
[0.29920750000000002,null,0.37967129999999999]
[0.29920750000000002,null,0.37967129999999999]
[0.29920750000000002,null,0.37967129999999999]
[0.29917100000000002,null,0.37942959999999998]
[0.29910809999999999,null,0.37942959999999998]
[0.29910809999999999,null,0.37942959999999998]
[0.29909079999999999,null,0.37942959999999998]
[0.29909079999999999,null,0.37933109999999998]
[0.29907159999999999,null,0.37933109999999998]
[0.29905690000000001,null,0.37933109999999998]
[0.29905690000000001,null,0.37933109999999998]
[0.29904229999999998,null,0.37933109999999998]
[0.29904229999999998,null,0.37933109999999998]
[0.29902499999999999,null,0.37933099999999997]
[0.29899399999999998,null,0.37933099999999997]
[0.29897479999999999,null,0.37933099999999997]
[0.29897479999999999,null,0.37933099999999997]
[0.29897479999999999,null,0.37933099999999997]
[0.29895549999999999,null,0.37933099999999997]
[0.29895549999999999,null,0.37933099999999997]
[0.29893910000000001,null,0.37933099999999997]
[0.2988864,null,0.37933099999999997]
[0.2988519,null,0.37933099999999997]
[0.2988326,null,0.37922]
[0.2988326,null,0.37922]
[0.29881619999999998,null,0.37922]
[0.29881619999999998,null,0.37922]
[0.29879899999999998,null,0.37922]
[0.2987863,null,0.37922]
[0.29877169999999997,null,0.37912289999999998]
[0.2987397,null,0.37912289999999998]
[0.2987397,null,0.37912289999999998]
[0.29872510000000002,null,0.37912289999999998]
[0.29870580000000002,null,0.37912289999999998]
[0.29870580000000002,null,0.37912289999999998]
[0.29870580000000002,null,0.37907360000000001]
[0.29868860000000003,null,0.3788803]
[0.29865750000000002,null,0.3788803]
[0.29862559999999999,null,0.3788803]
[0.29862559999999999,null,0.3788803]
[0.29862559999999999,null,0.3788803]
[0.29861090000000001,null,0.3788802]
[0.29857899999999998,null,0.3788802]
[0.29857899999999998,null,0.3788802]
[0.29856270000000001,null,0.3788802]
[0.29856260000000001,null,0.3788802]
[0.29853269999999998,null,0.37876919999999997]
[0.29851630000000001,null,0.37876919999999997]
[0.29850359999999998,null,0.37876919999999997]
[0.29850359999999998,null,0.37876919999999997]
[0.2984909,null,0.37867149999999999]
[0.2984909,null,0.37857439999999998]
[0.2984909,null,0.37857439999999998]
[0.29847370000000001,null,0.37857439999999998]
[0.29847370000000001,null,0.37857439999999998]
[0.29847370000000001,null,0.37857439999999998]
[0.29845640000000001,null,0.37857439999999998]
[0.29843720000000001,null,0.37857439999999998]
[0.29842449999999998,null,0.37857439999999998]
[0.29839080000000001,null,0.37857439999999998]
[0.29839080000000001,null,0.37847589999999998]
[0.29837619999999998,null,0.37847589999999998]
[0.29834060000000001,null,0.3783648]
[0.29834060000000001,null,0.3783648]
[0.29834060000000001,null,0.3783648]
[0.29832589999999998,null,0.3783648]
[0.29830950000000001,null,0.37822070000000002]
[0.29830950000000001,null,0.37822070000000002]
[0.29827759999999998,null,0.37822070000000002]
[0.2982629,null,0.3781236]
[0.2982629,null,0.3781236]
[0.2982629,null,0.3781236]
[0.2982629,null,0.3781236]
[0.2982457,null,0.3781236]
[0.2982457,null,0.3781236]
[0.2981799,null,0.3781236]
[0.2981799,null,0.3780251]
[0.29813070000000003,null,0.3780251]
[0.29813070000000003,null,0.3780251]
[0.29813070000000003,null,0.3780251]
[0.29813070000000003,null,0.3780251]
[0.29813070000000003,null,0.3780251]
[0.29811149999999997,null,0.3780251]
[0.29808410000000002,null,0.3780251]
[0.29808410000000002,null,0.3780251]
[0.29807139999999999,null,0.3780251]
[0.29805419999999999,null,0.3780251]
[0.29805419999999999,null,0.37788100000000002]
[0.29803689999999999,null,0.37767279999999998]
[0.29800779999999999,null,0.37767279999999998]
[0.29800779999999999,null,0.37767279999999998]
[0.29799140000000002,null,0.37767279999999998]
[0.29799140000000002,null,0.37767279999999998]
[0.29795749999999999,null,0.37767279999999998]
[0.29794120000000002,null,0.37767279999999998]
[0.29792390000000002,null,0.37767279999999998]
[0.29790470000000002,null,0.3775752]
[0.29787540000000001,null,0.3775752]
[0.29787540000000001,null,0.3775752]
[0.29787540000000001,null,0.3775752]
[0.29785610000000001,null,0.3774766]
[0.29785610000000001,null,0.3774766]
[0.29785610000000001,null,0.3774766]
[0.29783890000000002,null,0.3774766]
[0.29783890000000002,null,0.3774766]
[0.29780319999999999,null,0.3774766]
[0.29777130000000002,null,0.3774766]
[0.29777130000000002,null,0.3774766]
[0.29775210000000002,null,0.3774766]
[0.29773569999999999,null,0.37737949999999998]
[0.29772300000000002,null,0.37737949999999998]
[0.29770580000000002,null,0.37712440000000003]
[0.29769309999999999,null,0.37712440000000003]
[0.29767840000000001,null,0.37712440000000003]
[0.29763010000000001,null,0.37712440000000003]
[0.29763010000000001,null,0.37712440000000003]
[0.29763010000000001,null,0.37712440000000003]
[0.29761280000000001,null,0.37712440000000003]
[0.29759819999999998,null,0.37712440000000003]
[0.2975855,null,0.37712440000000003]
[0.2975855,null,0.37712440000000003]
[0.2975855,null,0.37712440000000003]
[0.2975855,null,0.37712440000000003]
[0.29756909999999998,null,0.37712440000000003]
[0.2975564,null,0.37712440000000003]
[0.2975391,null,0.37712440000000003]
[0.29750349999999998,null,0.37712440000000003]
[0.29750349999999998,null,0.37712440000000003]
[0.29745519999999998,null,0.37702669999999999]
[0.29745519999999998,null,0.37702669999999999]
[0.29745519999999998,null,0.37692819999999999]
[0.29742790000000002,null,0.37692819999999999]
[0.29742790000000002,null,0.37683109999999997]
[0.29740860000000002,null,0.37683109999999997]
[0.29740860000000002,null,0.37683109999999997]
[0.29740860000000002,null,0.37683100000000003]
[0.29739399999999999,null,0.37683100000000003]
[0.29739399999999999,null,0.37683100000000003]
[0.29737760000000002,null,0.37672]
[0.29735830000000002,null,0.37672]
[0.29734110000000002,null,0.37672]
[0.29734110000000002,null,0.37672]
[0.2973247,null,0.37672]
[0.29731200000000002,null,0.37672]
[0.29731200000000002,null,0.37672]
[0.29731200000000002,null,0.37672]
[0.29729480000000003,null,0.37672]
[0.29726570000000002,null,0.37672]
[0.29726570000000002,null,0.37672]
[0.29724840000000002,null,0.37672]
[0.29724840000000002,null,0.37672]
[0.29723569999999999,null,0.37657590000000002]
[0.29721649999999999,null,0.37657590000000002]
[0.29721649999999999,null,0.37657590000000002]
[0.29721649999999999,null,0.37657590000000002]
[0.29719719999999999,null,0.37657590000000002]
[0.29719719999999999,null,0.37657590000000002]
[0.29718260000000002,null,0.3764788]
[0.29718260000000002,null,0.3764788]
[0.29715350000000001,null,0.3764788]
[0.29715350000000001,null,0.3764788]
[0.29713879999999998,null,0.3764788]
[0.29713879999999998,null,0.3764788]
[0.29711959999999998,null,0.37636770000000003]
[0.29710500000000001,null,0.37636770000000003]
[0.29710500000000001,null,0.37626920000000003]
[0.29710490000000001,null,0.37626920000000003]
[0.2970759,null,0.37617149999999999]
[0.2970759,null,0.37617149999999999]
[0.2970759,null,0.37617149999999999]
[0.29705860000000001,null,0.37617149999999999]
[0.29705860000000001,null,0.37617149999999999]
[0.29704589999999997,null,0.37617149999999999]
[0.29699560000000003,null,0.37617149999999999]
[0.29697839999999998,null,0.37617149999999999]
[0.29696109999999998,null,0.37617149999999999]
[0.29696109999999998,null,0.37607439999999998]
[0.29694189999999998,null,0.37607439999999998]
[0.2969272,null,0.37607439999999998]
[0.2969272,null,0.3759303]
[0.29691450000000003,null,0.3759303]
[0.29691450000000003,null,0.3759303]
[0.2968654,null,0.3759303]
[0.2968654,null,0.3759303]
[0.29683540000000003,null,0.3759303]
[0.29683540000000003,null,0.3759303]
[0.29683540000000003,null,0.37581930000000002]
[0.29683540000000003,null,0.37581930000000002]
[0.29681819999999998,null,0.37581930000000002]
[0.29681819999999998,null,0.37581930000000002]
[0.29679889999999998,null,0.37581930000000002]
[0.2967843,null,0.37581930000000002]
[0.296765,null,0.37581930000000002]
[0.29674859999999997,null,0.37572070000000002]
[0.29674859999999997,null,0.37572070000000002]
[0.29671209999999998,null,0.37572070000000002]
[0.2966975,null,0.37572070000000002]
[0.29668280000000002,null,0.3756236]
[0.2966664,null,0.3756236]
[0.29663,null,0.3756236]
[0.29661530000000003,null,0.3756236]
[0.2965834,null,0.3756236]
[0.29655140000000002,null,0.3756236]
[0.29653869999999999,null,0.3756236]
[0.29650510000000002,null,0.3756236]
[0.29650510000000002,null,0.37547950000000002]
[0.29650510000000002,null,0.37547950000000002]
[0.29650510000000002,null,0.37547950000000002]
[0.29650510000000002,null,0.37547950000000002]
[0.29650510000000002,null,0.37547950000000002]
[0.29650510000000002,null,0.37547950000000002]
[0.29649039999999999,null,0.37538189999999999]
[0.29646129999999998,null,0.37538189999999999]
[0.29646129999999998,null,0.37528329999999999]
[0.29642940000000001,null,0.37517230000000001]
[0.29639549999999998,null,0.37517230000000001]
[0.29637910000000001,null,0.37517230000000001]
[0.29637910000000001,null,0.37517230000000001]
[0.29634519999999998,null,0.37517230000000001]
[0.29634519999999998,null,0.3750752]
[0.2963153,null,0.3750752]
[0.29630060000000003,null,0.3750752]
[0.29630060000000003,null,0.3750752]
[0.29628599999999999,null,0.3750752]
[0.29628599999999999,null,0.3750752]
[0.29628599999999999,null,0.3750752]
[0.29625689999999999,null,0.3750752]
[0.29624230000000001,null,0.3750752]
[0.29624230000000001,null,0.3750752]
[0.29620780000000002,null,0.3750752]
[0.29619509999999999,null,0.37507509999999999]
[0.29619509999999999,null,0.37493110000000002]
[0.29618240000000001,null,0.37493110000000002]
[0.29618240000000001,null,0.37493110000000002]
[0.29618240000000001,null,0.37493110000000002]
[0.29618240000000001,null,0.37493110000000002]
[0.29616969999999998,null,0.37493110000000002]
[0.29616969999999998,null,0.37493110000000002]
[0.29616969999999998,null,0.3747354]
[0.29613400000000001,null,0.3747354]
[0.29613400000000001,null,0.37462440000000002]
[0.29613400000000001,null,0.37462440000000002]
[0.29613400000000001,null,0.37462440000000002]
[0.29610039999999999,null,0.37462440000000002]
[0.29610039999999999,null,0.37462440000000002]
[0.29606929999999998,null,0.37462440000000002]
[0.29602020000000001,null,0.37462440000000002]
[0.29602010000000001,null,0.37462440000000002]
[0.29600549999999998,null,0.37462440000000002]
[0.2959736,null,0.37462440000000002]
[0.2959736,null,0.37462440000000002]
[0.2959736,null,0.37462440000000002]
[0.29593989999999998,null,0.37462430000000002]
[0.2959253,null,0.37462430000000002]
[0.2959253,null,0.37462430000000002]
[0.295906,null,0.37462430000000002]
[0.29588680000000001,null,0.37462430000000002]
[0.29587409999999997,null,0.37442959999999997]
[0.29587409999999997,null,0.37442959999999997]
[0.29587409999999997,null,0.37442959999999997]
[0.2958577,null,0.37428549999999999]
[0.2958577,null,0.37428549999999999]
[0.2958266,null,0.37428549999999999]
[0.29578199999999999,null,0.37428549999999999]
[0.29578199999999999,null,0.37417440000000002]
[0.29576740000000001,null,0.37417440000000002]
[0.29576740000000001,null,0.37417440000000002]
[0.29576730000000001,null,0.37417440000000002]
[0.29575099999999999,null,0.37417440000000002]
[0.29575099999999999,null,0.37417440000000002]
[0.29573630000000001,null,0.37417440000000002]
[0.29571989999999998,null,0.37417440000000002]
[0.29570069999999998,null,0.37417440000000002]
[0.29568339999999999,null,0.37417440000000002]
[0.29567070000000001,null,0.37417440000000002]
[0.29565150000000001,null,0.37417440000000002]
[0.29561579999999998,null,0.3739788]
[0.29561579999999998,null,0.3739788]
[0.29559859999999999,null,0.3739788]
[0.29558590000000001,null,0.3739788]
[0.29556860000000001,null,0.3739788]
[0.29555399999999998,null,0.3739788]
[0.29555399999999998,null,0.3739788]
[0.29554130000000001,null,0.37388110000000002]
[0.29552200000000001,null,0.37388110000000002]
[0.29550739999999998,null,0.37388110000000002]
[0.29550739999999998,null,0.37388110000000002]
[0.29547089999999998,null,0.37388110000000002]
[0.29547089999999998,null,0.37388110000000002]
[0.29545630000000001,null,0.37388110000000002]
[0.29542629999999998,null,0.37388110000000002]
[0.29542629999999998,null,0.37377009999999999]
[0.2954136,null,0.37362600000000001]
[0.2954136,null,0.37362600000000001]
[0.2953944,null,0.37362600000000001]
[0.2953944,null,0.37362600000000001]
[0.29537970000000002,null,0.37362600000000001]
[0.29536249999999997,null,0.37362600000000001]
[0.29536249999999997,null,0.37362600000000001]
[0.29536249999999997,null,0.37362600000000001]
[0.29536249999999997,null,0.37362600000000001]
[0.29533340000000002,null,0.37352879999999999]
[0.29533340000000002,null,0.37352879999999999]
[0.29533340000000002,null,0.37352879999999999]
[0.29533340000000002,null,0.37352879999999999]
[0.295317,null,0.37352879999999999]
[0.29526590000000003,null,0.37352879999999999]
[0.29522130000000002,null,0.37352879999999999]
[0.29522130000000002,null,0.37352879999999999]
[0.29522130000000002,null,0.37343029999999999]
[0.29522130000000002,null,0.37343029999999999]
[0.29517290000000002,null,0.37343029999999999]
[0.29515570000000002,null,0.37343029999999999]
[0.29513640000000002,null,0.37343029999999999]
[0.29511999999999999,null,0.37343029999999999]
[0.29510730000000002,null,0.37343029999999999]
[0.29509099999999999,null,0.37322159999999999]
[0.29509099999999999,null,0.37312450000000003]
[0.29509089999999999,null,0.37312450000000003]
[0.29507369999999999,null,0.37312450000000003]
[0.29505910000000002,null,0.37312450000000003]
[0.29505910000000002,null,0.37312450000000003]
[0.29504269999999999,null,0.37312450000000003]
[0.29502800000000001,null,0.37312450000000003]
[0.29502800000000001,null,0.37312450000000003]
[0.29502800000000001,null,0.37312450000000003]
[0.29502800000000001,null,0.37312450000000003]
[0.29501080000000002,null,0.37298039999999999]
[0.29497689999999999,null,0.37298039999999999]
[0.29494490000000001,null,0.37298039999999999]
[0.29490929999999999,null,0.37298039999999999]
[0.29489209999999999,null,0.37298039999999999]
[0.29489209999999999,null,0.37298039999999999]
[0.29489199999999999,null,0.37298039999999999]
[0.29487570000000002,null,0.37298039999999999]
[0.29483999999999999,null,0.37298039999999999]
[0.29483999999999999,null,0.37298039999999999]
[0.29482730000000001,null,0.37298039999999999]
[0.29480810000000002,null,0.37298039999999999]
[0.29479080000000002,null,0.37286930000000001]
[0.29479080000000002,null,0.37286930000000001]
[0.29477809999999999,null,0.37277080000000001]
[0.29477809999999999,null,0.3726737]
[0.29477809999999999,null,0.3726737]
[0.29476089999999999,null,0.3726737]
[0.29474159999999999,null,0.3726737]
[0.29474159999999999,null,0.3726737]
[0.29469899999999999,null,0.3726737]
[0.29468260000000002,null,0.3726737]
[0.29466989999999998,null,0.3726737]
[0.29465520000000001,null,0.3726737]
[0.29465520000000001,null,0.37257600000000002]
[0.29465520000000001,null,0.37257600000000002]
[0.29465520000000001,null,0.37257600000000002]
[0.29464059999999997,null,0.37257600000000002]
[0.29464059999999997,null,0.37243189999999998]
[0.2946242,null,0.37243189999999998]
[0.2946242,null,0.37243189999999998]
[0.29458970000000001,null,0.37243189999999998]
[0.29454140000000001,null,0.37243189999999998]
[0.29452220000000001,null,0.37243189999999998]
[0.29452220000000001,null,0.37243189999999998]
[0.29452220000000001,null,0.37243189999999998]
[0.29452220000000001,null,0.37243189999999998]
[0.29450949999999998,null,0.37243189999999998]
[0.29449019999999998,null,0.37232090000000001]
[0.29445830000000001,null,0.37232090000000001]
[0.29444569999999998,null,0.37232090000000001]
[0.29444569999999998,null,0.37232090000000001]
[0.29442639999999998,null,0.37232090000000001]
[0.2944137,null,0.37232090000000001]
[0.29439729999999997,null,0.37222369999999999]
[0.29438009999999998,null,0.37222369999999999]
[0.2943462,null,0.37222369999999999]
[0.2943462,null,0.37222369999999999]
[0.29430770000000001,null,0.37222369999999999]
[0.29426390000000002,null,0.37222369999999999]
[0.29426390000000002,null,0.37222369999999999]
[0.29423480000000002,null,0.37222369999999999]
[0.29421760000000002,null,0.37222369999999999]
[0.29421760000000002,null,0.37212519999999999]
[0.29421760000000002,null,0.37212519999999999]
[0.29418369999999999,null,0.37198110000000001]
[0.29418369999999999,null,0.37198110000000001]
[0.29418369999999999,null,0.37198110000000001]
[0.29417100000000002,null,0.37198110000000001]
[0.29417100000000002,null,0.37198110000000001]
[0.29413709999999998,null,0.37198110000000001]
[0.29411989999999999,null,0.37198110000000001]
[0.29408990000000002,null,0.37198110000000001]
[0.29408990000000002,null,0.37187009999999998]
[0.29407529999999998,null,0.3717724]
[0.29406260000000001,null,0.3717724]
[0.29403059999999998,null,0.37167529999999999]
[0.29403059999999998,null,0.37167529999999999]
[0.29401339999999998,null,0.37167529999999999]
[0.29401339999999998,null,0.37167529999999999]
[0.29399700000000001,null,0.37167529999999999]
[0.29399700000000001,null,0.37167529999999999]
[0.29399700000000001,null,0.37167529999999999]
[0.29398059999999998,null,0.37167529999999999]
[0.2939679,null,0.37167529999999999]
[0.29395329999999997,null,0.37167529999999999]
[0.29395329999999997,null,0.37167529999999999]
[0.2939369,null,0.37167529999999999]
[0.2939369,null,0.37157679999999998]
[0.29390690000000003,null,0.37157679999999998]
[0.29389419999999999,null,0.37157679999999998]
[0.29389419999999999,null,0.37157679999999998]
[0.29389419999999999,null,0.37157679999999998]
[0.29387960000000002,null,0.37157679999999998]
[0.29386319999999999,null,0.37157679999999998]
[0.29384589999999999,null,0.37157679999999998]
[0.29383130000000002,null,0.37157679999999998]
[0.29381489999999999,null,0.37157679999999998]
[0.29379769999999999,null,0.37157679999999998]
[0.29376570000000002,null,0.37157679999999998]
[0.29376570000000002,null,0.37132159999999997]
[0.29374650000000002,null,0.37132159999999997]
[0.29373379999999999,null,0.37132159999999997]
[0.29372110000000001,null,0.37122450000000001]
[0.29370180000000001,null,0.37122450000000001]
[0.29368719999999998,null,0.37122450000000001]
[0.29367080000000001,null,0.37122450000000001]
[0.29365350000000001,null,0.37122450000000001]
[0.29363889999999998,null,0.37122450000000001]
[0.29362159999999998,null,0.37122450000000001]
[0.29360700000000001,null,0.37122450000000001]
[0.29357050000000001,null,0.37122450000000001]
[0.29357050000000001,null,0.37122450000000001]
[0.29357050000000001,null,0.37122450000000001]
[0.29357050000000001,null,0.37122450000000001]
[0.29352220000000001,null,0.37122450000000001]
[0.29350949999999998,null,0.37112679999999998]
[0.29350949999999998,null,0.37101580000000001]
[0.29350949999999998,null,0.37091869999999999]
[0.29348039999999997,null,0.37091869999999999]
[0.29348039999999997,null,0.37091869999999999]
[0.29346109999999997,null,0.37091869999999999]
[0.29346109999999997,null,0.37091869999999999]
[0.2934447,null,0.37091859999999999]
[0.29343200000000003,null,0.37082009999999999]
[0.29341479999999998,null,0.37082009999999999]
[0.29341479999999998,null,0.37082009999999999]
[0.2933636,null,0.37082009999999999]
[0.2933463,null,0.37082009999999999]
[0.29332989999999998,null,0.37082009999999999]
[0.29332989999999998,null,0.37082009999999999]
[0.29332989999999998,null,0.37082009999999999]
[0.29327880000000001,null,0.37082009999999999]
[0.29326239999999998,null,0.37082009999999999]
[0.29326239999999998,null,0.37082009999999999]
[0.2932497,null,0.37082009999999999]
[0.2932497,null,0.37070910000000001]
[0.29323700000000003,null,0.37070910000000001]
[0.2932206,null,0.37070910000000001]
[0.2932206,null,0.37070910000000001]
[0.2932206,null,0.37061189999999999]
[0.29320790000000002,null,0.37061189999999999]
[0.29317599999999999,null,0.37061189999999999]
[0.29317599999999999,null,0.37061189999999999]
[0.29316330000000002,null,0.37061189999999999]
[0.29314410000000002,null,0.37061189999999999]
[0.29312939999999998,null,0.37061189999999999]
[0.29312939999999998,null,0.37061189999999999]
[0.29311300000000001,null,0.37061189999999999]
[0.29309580000000002,null,0.37061189999999999]
[0.29309580000000002,null,0.37061189999999999]
[0.29306019999999999,null,0.37061189999999999]
[0.29304740000000001,null,0.37061189999999999]
[0.29304740000000001,null,0.37051430000000002]
[0.29304740000000001,null,0.37051430000000002]
[0.29297990000000002,null,0.37051430000000002]
[0.29296719999999998,null,0.37051430000000002]
[0.29296719999999998,null,0.37040319999999999]
[0.29295260000000001,null,0.37040319999999999]
[0.29295260000000001,null,0.37040319999999999]
[0.29293989999999998,null,0.37040319999999999]
[0.292906,null,0.37030469999999999]
[0.292906,null,0.37030469999999999]
[0.2928867,null,0.37020760000000003]
[0.2928867,null,0.37020760000000003]
[0.2928867,null,0.37020760000000003]
[0.2928867,null,0.37020760000000003]
[0.29287400000000002,null,0.37020760000000003]
[0.29287400000000002,null,0.37006349999999999]
[0.29286129999999999,null,0.37006349999999999]
[0.29284209999999999,null,0.37006349999999999]
[0.29282740000000002,null,0.37006349999999999]
[0.29282740000000002,null,0.37006349999999999]
[0.29279749999999999,null,0.37006349999999999]
[0.29278110000000002,null,0.37006349999999999]
[0.29276649999999999,null,0.37006349999999999]
[0.29274919999999999,null,0.37006349999999999]
[0.29273280000000002,null,0.37006349999999999]
[0.29273280000000002,null,0.37006349999999999]
[0.29273280000000002,null,0.37006349999999999]
[0.29270180000000001,null,0.37006349999999999]
[0.29270180000000001,null,0.37006349999999999]
[0.29270180000000001,null,0.37001489999999998]
[0.29268450000000001,null,0.36975770000000002]
[0.29268450000000001,null,0.36975770000000002]
[0.29268450000000001,null,0.36975770000000002]
[0.29268450000000001,null,0.36975770000000002]
[0.29266989999999998,null,0.36975760000000002]
[0.29266989999999998,null,0.36975760000000002]
[0.29266989999999998,null,0.36975760000000002]
[0.29265350000000001,null,0.36975760000000002]
[0.29265350000000001,null,0.36975760000000002]
[0.29265350000000001,null,0.36951499999999998]
[0.29265350000000001,null,0.36951499999999998]
[0.29263709999999998,null,0.36951499999999998]
[0.29258790000000001,null,0.36951499999999998]
[0.29257329999999998,null,0.36951499999999998]
[0.29257329999999998,null,0.36951499999999998]
[0.2925586,null,0.36941790000000002]
[0.29254590000000003,null,0.36941790000000002]
[0.29254590000000003,null,0.36941790000000002]
[0.2925103,null,0.36941790000000002]
[0.29249310000000001,null,0.36941790000000002]
[0.29248030000000003,null,0.36941790000000002]
[0.29248030000000003,null,0.36941790000000002]
[0.29246109999999997,null,0.36941790000000002]
[0.29246109999999997,null,0.36930689999999999]
[0.2924447,null,0.36930689999999999]
[0.29242750000000001,null,0.36930689999999999]
[0.29242750000000001,null,0.36930689999999999]
[0.29241109999999998,null,0.36930679999999999]
[0.2923984,null,0.36930679999999999]
[0.29238370000000002,null,0.36930679999999999]
[0.29236450000000003,null,0.36930679999999999]
[0.29236450000000003,null,0.36930679999999999]
[0.29236450000000003,null,0.36930679999999999]
[0.2923481,null,0.36930679999999999]
[0.29230149999999999,null,0.36930679999999999]
[0.29230149999999999,null,0.36930679999999999]
[0.29228419999999999,null,0.36930679999999999]
[0.292267,null,0.36930679999999999]
[0.292267,null,0.36909730000000002]
[0.292267,null,0.3690001]
[0.292267,null,0.36885610000000002]
[0.29225430000000002,null,0.36885610000000002]
[0.29222330000000002,null,0.36885610000000002]
[0.29222330000000002,null,0.36885610000000002]
[0.29220600000000002,null,0.36875839999999999]
[0.29218680000000002,null,0.36875839999999999]
[0.29217409999999999,null,0.36875839999999999]
[0.29217409999999999,null,0.36875839999999999]
[0.29216140000000002,null,0.36875839999999999]
[0.29216140000000002,null,0.36875839999999999]
[0.29216140000000002,null,0.36875839999999999]
[0.29216140000000002,null,0.36875839999999999]
[0.29212569999999999,null,0.36875839999999999]
[0.29212569999999999,null,0.36875839999999999]
[0.29211300000000001,null,0.36875839999999999]
[0.29207650000000002,null,0.36875839999999999]
[0.29207650000000002,null,0.36875839999999999]
[0.29205730000000002,null,0.36875839999999999]
[0.29204089999999999,null,0.36864740000000001]
[0.29202359999999999,null,0.36864730000000001]
[0.29201090000000002,null,0.36864730000000001]
[0.29201090000000002,null,0.36864730000000001]
[0.29199370000000002,null,0.36864730000000001]
[0.29199370000000002,null,0.36864730000000001]
[0.29199370000000002,null,0.36864730000000001]
[0.29199370000000002,null,0.36864730000000001]
[0.29197899999999999,null,0.36864730000000001]
[0.29197899999999999,null,0.36864730000000001]
[0.29197899999999999,null,0.36864730000000001]
[0.29192879999999999,null,0.36864730000000001]
[0.29189880000000001,null,0.36855019999999999]
[0.29189880000000001,null,0.36855019999999999]
[0.29188239999999999,null,0.36855019999999999]
[0.29186319999999999,null,0.36855019999999999]
[0.29183120000000001,null,0.36855019999999999]
[0.29179759999999999,null,0.36855019999999999]
[0.29178290000000001,null,0.36855019999999999]
[0.29178290000000001,null,0.36840610000000001]
[0.29178290000000001,null,0.36840610000000001]
[0.29178290000000001,null,0.36840610000000001]
[0.29177019999999998,null,0.36830760000000001]
[0.29177019999999998,null,0.36830760000000001]
[0.29173830000000001,null,0.36830760000000001]
[0.29173830000000001,null,0.36830760000000001]
[0.29173830000000001,null,0.36830760000000001]
[0.29172559999999997,null,0.36830760000000001]
[0.29172559999999997,null,0.36820989999999998]
[0.291711,null,0.36820989999999998]
[0.291711,null,0.36809890000000001]
[0.2916937,null,0.36809890000000001]
[0.2916745,null,0.36809890000000001]
[0.2916745,null,0.36809890000000001]
[0.29164060000000003,null,0.36809890000000001]
[0.29164060000000003,null,0.36809890000000001]
[0.29164060000000003,null,0.36809890000000001]
[0.29164060000000003,null,0.36800179999999999]
[0.29164060000000003,null,0.36800179999999999]
[0.29164060000000003,null,0.36800179999999999]
[0.29164060000000003,null,0.36800179999999999]
[0.29162589999999999,null,0.36800179999999999]
[0.29159679999999999,null,0.36800179999999999]
[0.29156490000000002,null,0.36800179999999999]
[0.29155219999999998,null,0.36800179999999999]
[0.29155219999999998,null,0.36800179999999999]
[0.29152119999999998,null,0.36790319999999999]
[0.29150399999999999,null,0.36790319999999999]
[0.29148669999999999,null,0.36790319999999999]
[0.29148669999999999,null,0.36790319999999999]
[0.29144300000000001,null,0.36790319999999999]
[0.29144300000000001,null,0.36790319999999999]
[0.29144300000000001,null,0.36790319999999999]
[0.29144300000000001,null,0.36790319999999999]
[0.29144300000000001,null,0.36790319999999999]
[0.29144300000000001,null,0.36779220000000001]
[0.29144300000000001,null,0.36779220000000001]
[0.29143029999999998,null,0.36779220000000001]
[0.29143029999999998,null,0.36779220000000001]
[0.2914139,null,0.36779220000000001]
[0.29139660000000001,null,0.3676951]
[0.29136469999999998,null,0.36755100000000002]
[0.2913501,null,0.36755100000000002]
[0.2913501,null,0.36755100000000002]
[0.2913501,null,0.36755100000000002]
[0.29133740000000002,null,0.36755100000000002]
[0.29133740000000002,null,0.36755100000000002]
[0.29131810000000002,null,0.36755100000000002]
[0.2912652,null,0.36755100000000002]
[0.2912652,null,0.36755100000000002]
[0.2912652,null,0.36755100000000002]
[0.2912652,null,0.36755100000000002]
[0.29124800000000001,null,0.36755100000000002]
[0.29124800000000001,null,0.36745329999999998]
[0.29124800000000001,null,0.36745329999999998]
[0.29124800000000001,null,0.36735620000000002]
[0.2912014,null,0.36735620000000002]
[0.29116570000000003,null,0.36735620000000002]
[0.29116570000000003,null,0.36735620000000002]
[0.29113840000000002,null,0.36725760000000002]
[0.29113840000000002,null,0.36725760000000002]
[0.29112569999999999,null,0.36725760000000002]
[0.29112569999999999,null,0.36725760000000002]
[0.29110839999999999,null,0.36725760000000002]
[0.29109119999999999,null,0.36725760000000002]
[0.29107480000000002,null,0.36725760000000002]
[0.29105560000000003,null,0.36725760000000002]
[0.29104089999999999,null,0.36714659999999999]
[0.29101179999999999,null,0.36714659999999999]
[0.29099459999999999,null,0.36714659999999999]
[0.29099459999999999,null,0.36714659999999999]
[0.29097820000000002,null,0.36714659999999999]
[0.29097820000000002,null,0.36714659999999999]
[0.29096549999999999,null,0.36704949999999997]
[0.29093809999999998,null,0.36704949999999997]
[0.29091889999999998,null,0.36704949999999997]
[0.2909043,null,0.36704949999999997]
[0.290885,null,0.36704949999999997]
[0.290885,null,0.36704949999999997]
[0.290885,null,0.36690539999999999]
[0.29086580000000001,null,0.36690539999999999]
[0.29086580000000001,null,0.36690539999999999]
[0.29084939999999998,null,0.36690539999999999]
[0.29083009999999998,null,0.36690539999999999]
[0.2908174,null,0.36690539999999999]
[0.29080470000000003,null,0.36690539999999999]
[0.2907883,null,0.36690539999999999]
[0.29077190000000003,null,0.36679430000000002]
[0.29077190000000003,null,0.36679430000000002]
[0.2907592,null,0.36679430000000002]
[0.29074,null,0.36679430000000002]
[0.2907227,null,0.36679430000000002]
[0.2907227,null,0.36679430000000002]
[0.29068620000000001,null,0.36669580000000002]
[0.29068620000000001,null,0.36659809999999998]
[0.29066900000000001,null,0.36659809999999998]
[0.29066900000000001,null,0.36659809999999998]
[0.29065259999999998,null,0.36659809999999998]
[0.29065259999999998,null,0.36659809999999998]
[0.29065259999999998,null,0.36659809999999998]
[0.29063620000000001,null,0.36659809999999998]
[0.29063620000000001,null,0.36659809999999998]
[0.29063620000000001,null,0.36659809999999998]
[0.29060229999999998,null,0.36650100000000002]
[0.29057040000000001,null,0.36650100000000002]
[0.29055399999999998,null,0.36650100000000002]
[0.2905394,null,0.36638999999999999]
[0.2905201,null,0.36638999999999999]
[0.29050740000000003,null,0.36638999999999999]
[0.29050740000000003,null,0.36638999999999999]
[0.2904755,null,0.36638999999999999]
[0.29046280000000002,null,0.36638999999999999]
[0.29044550000000002,null,0.36638999999999999]
[0.29044550000000002,null,0.36638999999999999]
[0.29044550000000002,null,0.36638999999999999]
[0.29044550000000002,null,0.36638999999999999]
[0.29044550000000002,null,0.36624590000000001]
[0.29044550000000002,null,0.36624590000000001]
[0.29042829999999997,null,0.36624590000000001]
[0.2904137,null,0.36624590000000001]
[0.2904137,null,0.36624590000000001]
[0.2904137,null,0.36624590000000001]
[0.29038829999999999,null,0.36624590000000001]
[0.29037360000000001,null,0.36624590000000001]
[0.29037360000000001,null,0.36624590000000001]
[0.29037360000000001,null,0.36624590000000001]
[0.29037360000000001,null,0.36614730000000001]
[0.29037360000000001,null,0.36604969999999998]
[0.29036089999999998,null,0.3659386]
[0.29032730000000001,null,0.3659386]
[0.29031259999999998,null,0.3659386]
[0.29029539999999998,null,0.36584149999999999]
[0.29029539999999998,null,0.36584149999999999]
[0.29027900000000001,null,0.36584149999999999]
[0.29027900000000001,null,0.36584149999999999]
[0.29026170000000001,null,0.36584149999999999]
[0.29026170000000001,null,0.36584149999999999]
[0.29026170000000001,null,0.36584149999999999]
[0.29026170000000001,null,0.36584149999999999]
[0.29023270000000001,null,0.36584149999999999]
[0.29023260000000001,null,0.36584149999999999]
[0.29019879999999998,null,0.36584149999999999]
[0.2901688,null,0.36584149999999999]
[0.29015419999999997,null,0.36584149999999999]
[0.2901415,null,0.36584149999999999]
[0.290107,null,0.36584149999999999]
[0.2900877,null,0.36584149999999999]
[0.2900877,null,0.36584149999999999]
[0.2900877,null,0.36584149999999999]
[0.29007309999999997,null,0.36584149999999999]
[0.29007309999999997,null,0.36584149999999999]
[0.2900276,null,0.36574299999999998]
[0.2900276,null,0.3655989]
[0.2900084,null,0.3655989]
[0.28999570000000002,null,0.36550179999999999]
[0.28999570000000002,null,0.36550169999999998]
[0.28999560000000002,null,0.36550169999999998]
[0.28998299999999999,null,0.36550169999999998]
[0.2899465,null,0.36539070000000001]
[0.28993180000000002,null,0.36539070000000001]
[0.28991539999999999,null,0.36539070000000001]
[0.28989619999999999,null,0.36539070000000001]
[0.28989619999999999,null,0.36529309999999998]
[0.28987889999999999,null,0.36529299999999998]
[0.28987889999999999,null,0.36529299999999998]
[0.28984900000000002,null,0.36529299999999998]
[0.28984900000000002,null,0.36529299999999998]
[0.28984900000000002,null,0.36529299999999998]
[0.28983629999999999,null,0.36529299999999998]
[0.28983629999999999,null,0.36529299999999998]
[0.28981699999999999,null,0.36529299999999998]
[0.28980060000000002,null,0.36519449999999998]
[0.28980060000000002,null,0.36519449999999998]
[0.28976210000000002,null,0.36519449999999998]
[0.28976210000000002,null,0.36519449999999998]
[0.28971839999999999,null,0.36509740000000002]
[0.28971839999999999,null,0.36509740000000002]
[0.28971839999999999,null,0.36509740000000002]
[0.28971839999999999,null,0.36509740000000002]
[0.28968450000000001,null,0.36498629999999999]
[0.28968450000000001,null,0.36498629999999999]
[0.28968450000000001,null,0.36484230000000001]
[0.28966809999999998,null,0.36484230000000001]
[0.28966809999999998,null,0.36484230000000001]
[0.28965089999999999,null,0.36484230000000001]
[0.28963620000000001,null,0.36484230000000001]
[0.28961979999999998,null,0.36484230000000001]
[0.28960259999999999,null,0.36484230000000001]
[0.28960259999999999,null,0.36484220000000001]
[0.28958529999999999,null,0.36484220000000001]
[0.28958529999999999,null,0.36484220000000001]
[0.28958529999999999,null,0.36484220000000001]
[0.28957070000000001,null,0.36484220000000001]
[0.28950969999999998,null,0.36484220000000001]
[0.28950969999999998,null,0.36484220000000001]
[0.28949330000000001,null,0.36484220000000001]
[0.28948059999999998,null,0.36484220000000001]
[0.28946329999999998,null,0.36484220000000001]
[0.28946329999999998,null,0.36484220000000001]
[0.28944609999999998,null,0.36484220000000001]
[0.28943140000000001,null,0.36484220000000001]
[0.28941499999999998,null,0.36464609999999997]
[0.28937940000000001,null,0.36454890000000001]
[0.28937940000000001,null,0.36454890000000001]
[0.28937940000000001,null,0.36443789999999998]
[0.28937940000000001,null,0.36443789999999998]
[0.2893503,null,0.36443789999999998]
[0.2893503,null,0.36443789999999998]
[0.289331,null,0.36443789999999998]
[0.28930109999999998,null,0.36443789999999998]
[0.28930109999999998,null,0.36443789999999998]
[0.28930109999999998,null,0.36443789999999998]
[0.28930109999999998,null,0.36443789999999998]
[0.2892865,null,0.36443789999999998]
[0.2892865,null,0.36443789999999998]
[0.28927380000000003,null,0.36443789999999998]
[0.28925650000000003,null,0.36443789999999998]
[0.2892419,null,0.36443789999999998]
[0.2892226,null,0.36443789999999998]
[0.2892226,null,0.36443789999999998]
[0.2892054,null,0.3642938]
[0.28917150000000003,null,0.3642938]
[0.28917150000000003,null,0.3642938]
[0.28915879999999999,null,0.3642938]
[0.2891416,null,0.3642938]
[0.28912890000000002,null,0.3642938]
[0.28910960000000002,null,0.3642938]
[0.28910960000000002,null,0.3642938]
[0.28909689999999999,null,0.3642938]
[0.28908230000000001,null,0.36418270000000003]
[0.28908230000000001,null,0.36418270000000003]
[0.28908230000000001,null,0.36418270000000003]
[0.28906759999999998,null,0.36418270000000003]
[0.2890549,null,0.36408420000000002]
[0.2890549,null,0.36408420000000002]
[0.28903849999999998,null,0.36408420000000002]
[0.28902129999999998,null,0.36398710000000001]
[0.28902129999999998,null,0.36388939999999997]
[0.28902129999999998,null,0.36388939999999997]
[0.28900490000000001,null,0.36388939999999997]
[0.28899219999999998,null,0.36388939999999997]
[0.28895569999999998,null,0.36388939999999997]
[0.28893839999999998,null,0.36388939999999997]
[0.28893839999999998,null,0.36388939999999997]
[0.28893839999999998,null,0.36388939999999997]
[0.28891109999999998,null,0.36388939999999997]
[0.28887550000000001,null,0.36388939999999997]
[0.28887550000000001,null,0.36388939999999997]
[0.28885620000000001,null,0.36388939999999997]
[0.28885620000000001,null,0.36388939999999997]
[0.2888308,null,0.36388939999999997]
[0.28881810000000002,null,0.36388939999999997]
[0.28881810000000002,null,0.36388939999999997]
[0.28881810000000002,null,0.36388939999999997]
[0.28881810000000002,null,0.36388939999999997]
[0.28880090000000003,null,0.36388939999999997]
[0.28878619999999999,null,0.36379230000000001]
[0.288769,null,0.3635372]
[0.28875430000000002,null,0.3635372]
[0.28873789999999999,null,0.3634386]
[0.28871869999999999,null,0.3634386]
[0.28871869999999999,null,0.3634386]
[0.28868680000000002,null,0.3634386]
[0.28868680000000002,null,0.3634386]
[0.28868680000000002,null,0.3634386]
[0.28866760000000002,null,0.3634386]
[0.28863850000000002,null,0.3634386]
[0.28863850000000002,null,0.3634386]
[0.28863850000000002,null,0.3634386]
[0.28861920000000002,null,0.3634386]
[0.28860649999999999,null,0.3634386]
[0.28859380000000001,null,0.36334100000000003]
[0.28857919999999998,null,0.36334100000000003]
[0.28857919999999998,null,0.36334100000000003]
[0.28857919999999998,null,0.36334100000000003]
[0.28856280000000001,null,0.36334100000000003]
[0.28856280000000001,null,0.36334100000000003]
[0.28856280000000001,null,0.36334100000000003]
[0.28856280000000001,null,0.36334100000000003]
[0.28854350000000001,null,0.36334100000000003]
[0.28854350000000001,null,0.36324380000000001]
[0.28853079999999998,null,0.36324380000000001]
[0.28853079999999998,null,0.36324380000000001]
[0.28853079999999998,null,0.36313279999999998]
[0.28853079999999998,null,0.36313279999999998]
[0.28853079999999998,null,0.36313279999999998]
[0.28846699999999997,null,0.36313279999999998]
[0.2884313,null,0.36313279999999998]
[0.2884313,null,0.36313279999999998]
[0.28839769999999998,null,0.36313279999999998]
[0.28839769999999998,null,0.36313279999999998]
[0.288385,null,0.36313279999999998]
[0.288385,null,0.3628902]
[0.28837040000000003,null,0.3628902]
[0.288354,null,0.3628902]
[0.2883367,null,0.3628902]
[0.2883367,null,0.3628902]
[0.2883367,null,0.3628902]
[0.2883367,null,0.36279299999999998]
[0.28832400000000002,null,0.36279299999999998]
[0.28830480000000003,null,0.36279299999999998]
[0.2882921,null,0.36279299999999998]
[0.28827740000000002,null,0.36279299999999998]
[0.28824179999999999,null,0.36279299999999998]
[0.28821180000000002,null,0.36279299999999998]
[0.28821180000000002,null,0.36279299999999998]
[0.28817999999999999,null,0.36279299999999998]
[0.28816069999999999,null,0.36279299999999998]
[0.28814610000000002,null,0.362682]
[0.28812969999999999,null,0.362682]
[0.28811700000000001,null,0.362682]
[0.28809770000000001,null,0.362682]
[0.28806409999999999,null,0.362682]
[0.28804479999999999,null,0.362682]
[0.28803210000000001,null,0.362682]
[0.28803210000000001,null,0.362682]
[0.28803210000000001,null,0.362682]
[0.28801939999999998,null,0.36258430000000003]
[0.28801939999999998,null,0.36248580000000002]
[0.28801939999999998,null,0.36248580000000002]
[0.28801939999999998,null,0.36248580000000002]
[0.28801939999999998,null,0.36248580000000002]
[0.28798750000000001,null,0.36248580000000002]
[0.28797109999999998,null,0.36248580000000002]
[0.28795379999999998,null,0.36248580000000002]
[0.28795379999999998,null,0.36248580000000002]
[0.28792390000000001,null,0.3623748]
[0.28789290000000001,null,0.3623748]
[0.28789290000000001,null,0.3623748]
[0.28786289999999998,null,0.3621336]
[0.2878483,null,0.3621335]
[0.2878483,null,0.3621335]
[0.28783360000000002,null,0.3621335]
[0.2878172,null,0.3621335]
[0.2878172,null,0.3621335]
[0.2878172,null,0.3621335]
[0.287798,null,0.3621335]
[0.287798,null,0.3621335]
[0.287798,null,0.3621335]
[0.287798,null,0.3621335]
[0.28778340000000002,null,0.3621335]
[0.28778330000000002,null,0.3621335]
[0.28776869999999999,null,0.3621335]
[0.28773219999999999,null,0.3621335]
[0.28773219999999999,null,0.3621335]
[0.287713,null,0.362035]
[0.287713,null,0.362035]
[0.287713,null,0.362035]
[0.28768559999999999,null,0.362035]
[0.28768559999999999,null,0.36193740000000002]
[0.28768559999999999,null,0.36182629999999999]
[0.28768559999999999,null,0.36182629999999999]
[0.28767290000000001,null,0.36182629999999999]
[0.28767290000000001,null,0.36182629999999999]
[0.28766019999999998,null,0.36182629999999999]
[0.28761370000000003,null,0.36172919999999997]
[0.28759439999999997,null,0.36172919999999997]
[0.28759439999999997,null,0.36172919999999997]
[0.28759439999999997,null,0.36172919999999997]
[0.2875798,null,0.36172919999999997]
[0.28754990000000002,null,0.36172919999999997]
[0.28754990000000002,null,0.36172919999999997]
[0.28750150000000002,null,0.36172919999999997]
[0.28750150000000002,null,0.36172919999999997]
[0.28750150000000002,null,0.3616181]
[0.28750150000000002,null,0.3616181]
[0.28748879999999999,null,0.3616181]
[0.28748879999999999,null,0.3616181]
[0.28747159999999999,null,0.3616181]
[0.28745690000000002,null,0.3616181]
[0.28743970000000002,null,0.3616181]
[0.28743970000000002,null,0.3616181]
[0.28740769999999999,null,0.36147400000000002]
[0.28740769999999999,null,0.36147400000000002]
[0.28739130000000002,null,0.36147400000000002]
[0.28737859999999998,null,0.36147400000000002]
[0.28737859999999998,null,0.36147400000000002]
[0.28733229999999998,null,0.36147400000000002]
[0.28733229999999998,null,0.36147400000000002]
[0.28731770000000001,null,0.36147400000000002]
[0.28731770000000001,null,0.36137550000000002]
[0.28731770000000001,null,0.36137550000000002]
[0.28730499999999998,null,0.36137550000000002]
[0.2872923,null,0.3612784]
[0.2872923,null,0.3612784]
[0.28726489999999999,null,0.3612784]
[0.28724569999999999,null,0.3612784]
[0.28723300000000002,null,0.3612784]
[0.28720190000000001,null,0.3612784]
[0.28716799999999998,null,0.36118070000000002]
[0.2871553,null,0.36118070000000002]
[0.2871553,null,0.36106969999999999]
[0.28714070000000003,null,0.36106969999999999]
[0.28714070000000003,null,0.36106969999999999]
[0.28714070000000003,null,0.36106969999999999]
[0.2871243,null,0.36106969999999999]
[0.2871051,null,0.36106969999999999]
[0.28709240000000003,null,0.36106969999999999]
[0.28709240000000003,null,0.36106969999999999]
[0.28709240000000003,null,0.36106969999999999]
[0.28709240000000003,null,0.36106969999999999]
[0.28709240000000003,null,0.36106969999999999]
[0.28709240000000003,null,0.36106969999999999]
[0.2870587,null,0.36106969999999999]
[0.2870587,null,0.36106969999999999]
[0.2870587,null,0.36106969999999999]
[0.2870587,null,0.36106969999999999]
[0.2870587,null,0.36092560000000001]
[0.2870415,null,0.36092560000000001]
[0.2870415,null,0.36092560000000001]
[0.2870415,null,0.36092560000000001]
[0.28702220000000001,null,0.36082710000000001]
[0.28700500000000001,null,0.36082710000000001]
[0.28699229999999998,null,0.36071599999999998]
[0.28699229999999998,null,0.36071599999999998]
[0.28696319999999997,null,0.36061890000000002]
[0.2869505,null,0.36061890000000002]
[0.28693410000000003,null,0.36061890000000002]
[0.2869177,null,0.36061890000000002]
[0.2869177,null,0.36061890000000002]
[0.2869177,null,0.36061890000000002]
[0.2868984,null,0.36061890000000002]
[0.2868984,null,0.36061890000000002]
[0.28688570000000002,null,0.36061890000000002]
[0.28686850000000003,null,0.36061890000000002]
[0.28686850000000003,null,0.36061890000000002]
[0.2868329,null,0.36061890000000002]
[0.28682020000000003,null,0.36061890000000002]
[0.28680290000000003,null,0.36061890000000002]
[0.28680290000000003,null,0.36061890000000002]
[0.2867902,null,0.36061890000000002]
[0.2867902,null,0.36061890000000002]
[0.2867902,null,0.36061890000000002]
[0.2867902,null,0.36061890000000002]
[0.2867902,null,0.36061890000000002]
[0.2867902,null,0.36061890000000002]
[0.28677750000000002,null,0.36042269999999998]
[0.28676109999999999,null,0.36042269999999998]
[0.28673379999999998,null,0.36031170000000001]
[0.28669729999999999,null,0.36031170000000001]
[0.28669729999999999,null,0.36031170000000001]
[0.28669729999999999,null,0.36031170000000001]
[0.28665069999999998,null,0.36031170000000001]
[0.28663430000000001,null,0.36031160000000001]
[0.28663430000000001,null,0.36031160000000001]
[0.28661969999999998,null,0.36031160000000001]
[0.28660039999999998,null,0.36031160000000001]
[0.28658319999999998,null,0.36016759999999998]
[0.28657050000000001,null,0.36016759999999998]
[0.28657050000000001,null,0.36016759999999998]
[0.28657050000000001,null,0.36016759999999998]
[0.28657050000000001,null,0.36016759999999998]
[0.28655320000000001,null,0.36007040000000001]
[0.28655320000000001,null,0.36007040000000001]
[0.28655320000000001,null,0.36007040000000001]
[0.28653859999999998,null,0.36007040000000001]
[0.28653859999999998,null,0.36007040000000001]
[0.2865259,null,0.36007040000000001]
[0.28647470000000003,null,0.36007040000000001]
[0.28647470000000003,null,0.36007040000000001]
[0.28644560000000002,null,0.36007040000000001]
[0.28642640000000003,null,0.36007040000000001]
[0.28642640000000003,null,0.36007040000000001]
[0.28642640000000003,null,0.35995939999999998]
[0.28640710000000003,null,0.35995939999999998]
[0.28640710000000003,null,0.35995939999999998]
[0.28639439999999999,null,0.35995939999999998]
[0.28637800000000002,null,0.35995939999999998]
[0.28637800000000002,null,0.35995939999999998]
[0.28633150000000002,null,0.35986089999999998]
[0.28633150000000002,null,0.35986089999999998]
[0.28633150000000002,null,0.35986089999999998]
[0.28633150000000002,null,0.35986079999999998]
[0.28627859999999999,null,0.35986079999999998]
[0.28626590000000002,null,0.35976320000000001]
[0.28626590000000002,null,0.35976320000000001]
[0.28626590000000002,null,0.35976320000000001]
[0.28623199999999999,null,0.35976320000000001]
[0.28623199999999999,null,0.35976320000000001]
[0.28621469999999999,null,0.35976320000000001]
[0.28621469999999999,null,0.35976320000000001]
[0.28621469999999999,null,0.35976320000000001]
[0.28621469999999999,null,0.35976320000000001]
[0.28619749999999999,null,0.35966609999999999]
[0.28619749999999999,null,0.35966609999999999]
[0.28616360000000002,null,0.35966609999999999]
[0.28616360000000002,null,0.35966609999999999]
[0.28616360000000002,null,0.35966609999999999]
[0.28616360000000002,null,0.35966609999999999]
[0.28612969999999999,null,0.35966609999999999]
[0.28612969999999999,null,0.35966609999999999]
[0.28612969999999999,null,0.35966609999999999]
[0.28612969999999999,null,0.35952200000000001]
[0.28611049999999999,null,0.35952200000000001]
[0.28609780000000001,null,0.35952200000000001]
[0.28606589999999998,null,0.35952200000000001]
[0.28606589999999998,null,0.35941089999999998]
[0.28605320000000001,null,0.35941089999999998]
[0.28605320000000001,null,0.35941089999999998]
[0.28605320000000001,null,0.35941089999999998]
[0.28602319999999998,null,0.35931380000000002]
[0.28600399999999998,null,0.35931380000000002]
[0.28597289999999997,null,0.35931380000000002]
[0.2859583,null,0.35931380000000002]
[0.28592469999999998,null,0.35931380000000002]
[0.28590539999999998,null,0.35921530000000002]
[0.28590539999999998,null,0.35921530000000002]
[0.28590539999999998,null,0.35921530000000002]
[0.285889,null,0.35921530000000002]
[0.28585709999999998,null,0.35921530000000002]
[0.2858444,null,0.35921530000000002]
[0.2858444,null,0.35921530000000002]
[0.2858444,null,0.35921530000000002]
[0.2858444,null,0.35911759999999998]
[0.28582970000000002,null,0.35911759999999998]
[0.28582970000000002,null,0.35911759999999998]
[0.28581699999999999,null,0.35911759999999998]
[0.28581699999999999,null,0.35911759999999998]
[0.28580240000000001,null,0.35911759999999998]
[0.28578769999999998,null,0.35911759999999998]
[0.28578769999999998,null,0.35911759999999998]
[0.28576849999999998,null,0.35911759999999998]
[0.28575210000000001,null,0.35911759999999998]
[0.28573280000000001,null,0.35911759999999998]
[0.28573280000000001,null,0.35911759999999998]
[0.28572009999999998,null,0.35911759999999998]
[0.2857037,null,0.35887639999999998]
[0.2857037,null,0.35887639999999998]
[0.28567179999999998,null,0.35887639999999998]
[0.28567179999999998,null,0.35876530000000001]
[0.28565459999999998,null,0.35876530000000001]
[0.28565459999999998,null,0.35876530000000001]
[0.28565459999999998,null,0.35876530000000001]
[0.28563820000000001,null,0.35876530000000001]
[0.28562090000000001,null,0.35876530000000001]
[0.28562090000000001,null,0.35876530000000001]
[0.28560819999999998,null,0.35876530000000001]
[0.28560819999999998,null,0.35876530000000001]
[0.28559099999999998,null,0.35876530000000001]
[0.28559099999999998,null,0.35876530000000001]
[0.28559099999999998,null,0.35876530000000001]
[0.28559099999999998,null,0.35866680000000001]
[0.28559099999999998,null,0.35866680000000001]
[0.28559099999999998,null,0.35866680000000001]
[0.28557630000000001,null,0.35866680000000001]
[0.28555989999999998,null,0.35866680000000001]
[0.28553260000000003,null,0.35866680000000001]
[0.28553260000000003,null,0.35866680000000001]
[0.2854969,null,0.35866680000000001]
[0.2854969,null,0.35866680000000001]
[0.28544779999999997,null,0.35866680000000001]
[0.28544779999999997,null,0.35866680000000001]
[0.2854159,null,0.35866680000000001]
[0.28539949999999997,null,0.35866680000000001]
[0.2853868,null,0.35856969999999999]
[0.2853868,null,0.35856969999999999]
[0.2853868,null,0.35845860000000002]
[0.2853868,null,0.35845860000000002]
[0.2853675,null,0.35845860000000002]
[0.28535480000000002,null,0.35845860000000002]
[0.28535480000000002,null,0.35836099999999999]
[0.28535480000000002,null,0.35836099999999999]
[0.28535480000000002,null,0.35836099999999999]
[0.28534209999999999,null,0.35836099999999999]
[0.28531109999999998,null,0.3582169]
[0.28528110000000001,null,0.3582169]
[0.28528110000000001,null,0.3582169]
[0.28528110000000001,null,0.3582169]
[0.28528110000000001,null,0.3582169]
[0.28524719999999998,null,0.3582169]
[0.28524719999999998,null,0.3582169]
[0.28521079999999999,null,0.3582169]
[0.28519440000000001,null,0.3581184]
[0.28517710000000002,null,0.3581184]
[0.28517710000000002,null,0.3581184]
[0.28517710000000002,null,0.3581184]
[0.28517710000000002,null,0.3581184]
[0.28514060000000002,null,0.3581184]
[0.28510960000000002,null,0.3581184]
[0.28510960000000002,null,0.3581184]
[0.28510960000000002,null,0.3581184]
[0.28510960000000002,null,0.3581183]
[0.28510960000000002,null,0.35800729999999997]
[0.28509489999999998,null,0.35800729999999997]
[0.28506500000000001,null,0.35800729999999997]
[0.28504570000000001,null,0.35791020000000001]
[0.28503109999999998,null,0.35776609999999998]
[0.28499920000000001,null,0.35776609999999998]
[0.28498279999999998,null,0.35776609999999998]
[0.28498279999999998,null,0.35776609999999998]
[0.28498279999999998,null,0.35776609999999998]
[0.28498279999999998,null,0.35776609999999998]
[0.28493639999999998,null,0.35776609999999998]
[0.28493639999999998,null,0.35776609999999998]
[0.28493639999999998,null,0.35776609999999998]
[0.28491919999999998,null,0.35776609999999998]
[0.28489989999999998,null,0.35776609999999998]
[0.28488350000000001,null,0.35776609999999998]
[0.28486889999999998,null,0.35776609999999998]
[0.2848562,null,0.35776609999999998]
[0.28484350000000003,null,0.35776609999999998]
[0.28484350000000003,null,0.357655]
[0.28480699999999998,null,0.357655]
[0.28480699999999998,null,0.357655]
[0.28480699999999998,null,0.357655]
[0.28480699999999998,null,0.357655]
[0.28480699999999998,null,0.357655]
[0.28480699999999998,null,0.35745890000000002]
[0.28478979999999998,null,0.35745890000000002]
[0.28477710000000001,null,0.35745890000000002]
[0.28475980000000001,null,0.35745890000000002]
[0.28474060000000001,null,0.35745890000000002]
[0.28474060000000001,null,0.35745880000000002]
[0.28474060000000001,null,0.35745880000000002]
[0.28474060000000001,null,0.35745880000000002]
[0.28474060000000001,null,0.35745880000000002]
[0.28472789999999998,null,0.35745880000000002]
[0.2847132,null,0.35745880000000002]
[0.284694,null,0.35745880000000002]
[0.284694,null,0.35745880000000002]
[0.284694,null,0.35745880000000002]
[0.284694,null,0.35745880000000002]
[0.284694,null,0.3573617]
[0.28468130000000003,null,0.3573617]
[0.28465390000000002,null,0.3573617]
[0.28465390000000002,null,0.35721760000000002]
[0.28465390000000002,null,0.35721760000000002]
[0.28465390000000002,null,0.35721760000000002]
[0.28462399999999999,null,0.35721760000000002]
[0.28458830000000002,null,0.3571066]
[0.28457369999999998,null,0.3571066]
[0.28457369999999998,null,0.3571066]
[0.28455649999999999,null,0.3571066]
[0.28452080000000002,null,0.3571066]
[0.28452080000000002,null,0.3571066]
[0.28449350000000001,null,0.3571066]
[0.28446159999999998,null,0.3571066]
[0.28443249999999998,null,0.3571066]
[0.28441319999999998,null,0.3571066]
[0.28441319999999998,null,0.3571066]
[0.28441319999999998,null,0.3571066]
[0.28441319999999998,null,0.35700890000000002]
[0.28441319999999998,null,0.35700890000000002]
[0.28438140000000001,null,0.35700890000000002]
[0.28438140000000001,null,0.35700890000000002]
[0.284356,null,0.3569118]
[0.28434330000000002,null,0.3569118]
[0.28434330000000002,null,0.3569118]
[0.28434330000000002,null,0.3568133]
[0.28432689999999999,null,0.3568133]
[0.28432689999999999,null,0.3568133]
[0.28432689999999999,null,0.35670220000000002]
[0.2843096,null,0.35670220000000002]
[0.2843096,null,0.35670220000000002]
[0.28429320000000002,null,0.35670220000000002]
[0.28427599999999997,null,0.35670220000000002]
[0.28427599999999997,null,0.35655809999999999]
[0.28427599999999997,null,0.35655809999999999]
[0.2842596,null,0.35655809999999999]
[0.2842211,null,0.35655809999999999]
[0.2842018,null,0.35655809999999999]
[0.2842018,null,0.35655809999999999]
[0.28418719999999997,null,0.35655809999999999]
[0.28418719999999997,null,0.35644710000000002]
[0.28415980000000002,null,0.35644710000000002]
[0.28415980000000002,null,0.35644710000000002]
[0.28412340000000003,null,0.35644710000000002]
[0.28409600000000002,null,0.35644710000000002]
[0.28407959999999999,null,0.35644710000000002]
[0.28406239999999999,null,0.35644710000000002]
[0.28403329999999999,null,0.35644710000000002]
[0.28401399999999999,null,0.35644710000000002]
[0.28399760000000002,null,0.3563499]
[0.28399760000000002,null,0.3562514]
[0.28399760000000002,null,0.3562514]
[0.28398299999999999,null,0.3562514]
[0.28398299999999999,null,0.3562514]
[0.28398299999999999,null,0.3562514]
[0.28398299999999999,null,0.3562514]
[0.28393380000000001,null,0.3562514]
[0.28393380000000001,null,0.3562514]
[0.28391919999999998,null,0.3562514]
[0.28391919999999998,null,0.3562514]
[0.28390650000000001,null,0.3562514]
[0.28389009999999998,null,0.3562514]
[0.28389009999999998,null,0.3562514]
[0.28389009999999998,null,0.3562514]
[0.28389009999999998,null,0.3562514]
[0.28389009999999998,null,0.35614040000000002]
[0.2838774,null,0.35614040000000002]
[0.2838774,null,0.35614040000000002]
[0.28384350000000003,null,0.35614040000000002]
[0.2838271,null,0.35614040000000002]
[0.2838271,null,0.35614040000000002]
[0.2838098,null,0.35614040000000002]
[0.2838098,null,0.35614040000000002]
[0.28379339999999997,null,0.35614040000000002]
[0.28377419999999998,null,0.35614030000000002]
[0.28375489999999998,null,0.35599629999999999]
[0.28375489999999998,null,0.35589769999999998]
[0.2837422,null,0.35580060000000002]
[0.2837422,null,0.35570299999999999]
[0.28372950000000002,null,0.35570299999999999]
[0.28370220000000002,null,0.35570299999999999]
[0.28370220000000002,null,0.35559190000000002]
[0.28368490000000002,null,0.35559190000000002]
[0.28365390000000001,null,0.35559190000000002]
[0.28364119999999998,null,0.35559190000000002]
[0.28364119999999998,null,0.35559190000000002]
[0.28360930000000001,null,0.35559190000000002]
[0.28359659999999998,null,0.35559190000000002]
[0.28356100000000001,null,0.35559190000000002]
[0.28354829999999998,null,0.35559190000000002]
[0.28354829999999998,null,0.35559190000000002]
[0.2835319,null,0.35559190000000002]
[0.2835319,null,0.35559190000000002]
[0.2835319,null,0.35559190000000002]
[0.2835319,null,0.35559190000000002]
[0.28345340000000002,null,0.35559190000000002]
[0.28345340000000002,null,0.35559190000000002]
[0.28343620000000003,null,0.35559190000000002]
[0.2834023,null,0.35559190000000002]
[0.2834023,null,0.35559190000000002]
[0.28338960000000002,null,0.35559190000000002]
[0.28337230000000002,null,0.35559190000000002]
[0.28337230000000002,null,0.35559190000000002]
[0.28337230000000002,null,0.35559190000000002]
[0.28335769999999999,null,0.35548089999999999]
[0.28335769999999999,null,0.35548089999999999]
[0.28333839999999999,null,0.35548089999999999]
[0.28333839999999999,null,0.35548079999999999]
[0.28329179999999998,null,0.35548079999999999]
[0.28329179999999998,null,0.35548079999999999]
[0.28327259999999999,null,0.35538229999999998]
[0.28324159999999998,null,0.35538229999999998]
[0.28324159999999998,null,0.35538229999999998]
[0.28324159999999998,null,0.35538229999999998]
[0.28324159999999998,null,0.35538229999999998]
[0.28322520000000001,null,0.35528520000000002]
[0.28322520000000001,null,0.35528520000000002]
[0.28320790000000001,null,0.35514109999999999]
[0.28320790000000001,null,0.35514109999999999]
[0.28319149999999998,null,0.35514109999999999]
[0.28319149999999998,null,0.35514109999999999]
[0.28317429999999999,null,0.35514109999999999]
[0.28317429999999999,null,0.35514109999999999]
[0.28315699999999999,null,0.35514109999999999]
[0.28315699999999999,null,0.35493239999999998]
[0.28315699999999999,null,0.35493239999999998]
[0.28314430000000002,null,0.35493239999999998]
[0.28312510000000002,null,0.35493239999999998]
[0.28311239999999999,null,0.35493239999999998]
[0.28311239999999999,null,0.35493239999999998]
[0.28309309999999999,null,0.35493239999999998]
[0.28308040000000001,null,0.35493239999999998]
[0.28306399999999998,null,0.35493239999999998]
[0.28306399999999998,null,0.35493239999999998]
[0.28302749999999999,null,0.35493239999999998]
[0.28302749999999999,null,0.35493239999999998]
[0.28298380000000001,null,0.35493239999999998]
[0.28296660000000001,null,0.35493239999999998]
[0.28296660000000001,null,0.35483530000000002]
[0.28296660000000001,null,0.35483530000000002]
[0.28295389999999998,null,0.35483530000000002]
[0.28292,null,0.35483530000000002]
[0.28292,null,0.35483530000000002]
[0.28290359999999998,null,0.35483530000000002]
[0.28288429999999998,null,0.35483530000000002]
[0.28288429999999998,null,0.35473680000000002]
[0.2828697,null,0.35473670000000002]
[0.2828524,null,0.35473670000000002]
[0.28283970000000003,null,0.35473670000000002]
[0.28283970000000003,null,0.35473670000000002]
[0.28283970000000003,null,0.35473670000000002]
[0.28283970000000003,null,0.35473670000000002]
[0.28283970000000003,null,0.35462569999999999]
[0.28283970000000003,null,0.35462569999999999]
[0.2828041,null,0.35462569999999999]
[0.2828041,null,0.35462569999999999]
[0.2828041,null,0.35462569999999999]
[0.2828041,null,0.35462569999999999]
[0.28279140000000003,null,0.35462569999999999]
[0.28277409999999997,null,0.35462569999999999]
[0.28277409999999997,null,0.35448160000000001]
[0.28274310000000002,null,0.35448160000000001]
[0.2826939,null,0.35448160000000001]
[0.28268120000000002,null,0.35448160000000001]
[0.28268120000000002,null,0.35448160000000001]
[0.28264470000000003,null,0.35448160000000001]
[0.28264470000000003,null,0.35438449999999999]
[0.2826301,null,0.35438449999999999]
[0.2826108,null,0.35438449999999999]
[0.28259440000000002,null,0.35438449999999999]
[0.28259440000000002,null,0.35438449999999999]
[0.28259440000000002,null,0.35438449999999999]
[0.28259440000000002,null,0.35438449999999999]
[0.28259440000000002,null,0.35438449999999999]
[0.28258169999999999,null,0.35438449999999999]
[0.28258169999999999,null,0.35438449999999999]
[0.28258169999999999,null,0.35438449999999999]
[0.2825645,null,0.35438449999999999]
[0.28254990000000002,null,0.35428680000000001]
[0.28253719999999999,null,0.35428680000000001]
[0.28253719999999999,null,0.35428680000000001]
[0.28250150000000002,null,0.35417579999999999]
[0.28250150000000002,null,0.35417579999999999]
[0.28247159999999999,null,0.35407729999999998]
[0.28247159999999999,null,0.35407719999999998]
[0.28247159999999999,null,0.35407719999999998]
[0.28247159999999999,null,0.35407719999999998]
[0.28245429999999999,null,0.35407719999999998]
[0.28243970000000002,null,0.35407719999999998]
[0.28243970000000002,null,0.35407719999999998]
[0.28243970000000002,null,0.35407719999999998]
[0.28243970000000002,null,0.35407719999999998]
[0.28240860000000001,null,0.35407719999999998]
[0.28238940000000001,null,0.35407719999999998]
[0.28235739999999998,null,0.35407719999999998]
[0.28235739999999998,null,0.3539332]
[0.2823447,null,0.3539332]
[0.2823137,null,0.3539331]
[0.28229650000000001,null,0.35383599999999998]
[0.28229650000000001,null,0.35383599999999998]
[0.28228379999999997,null,0.35383599999999998]
[0.2822674,null,0.35383599999999998]
[0.2822674,null,0.35383599999999998]
[0.2822674,null,0.35383599999999998]
[0.2822501,null,0.35383599999999998]
[0.2822501,null,0.35383599999999998]
[0.28219719999999998,null,0.35383599999999998]
[0.28219719999999998,null,0.35383599999999998]
[0.28218260000000001,null,0.35383599999999998]
[0.28216330000000001,null,0.35383599999999998]
[0.28216330000000001,null,0.35383599999999998]
[0.28212769999999998,null,0.35383599999999998]
[0.28212769999999998,null,0.35383599999999998]
[0.28212769999999998,null,0.35383599999999998]
[0.28212769999999998,null,0.35383599999999998]
[0.28211310000000001,null,0.35383599999999998]
[0.28211310000000001,null,0.35383599999999998]
[0.28211310000000001,null,0.35383599999999998]
[0.28211310000000001,null,0.35372500000000001]
[0.28211310000000001,null,0.35362640000000001]
[0.28209840000000003,null,0.35362640000000001]
[0.28209840000000003,null,0.35352929999999999]
[0.28209840000000003,null,0.35352929999999999]
[0.28208569999999999,null,0.35352929999999999]
[0.28208569999999999,null,0.35352929999999999]
[0.28208569999999999,null,0.35343170000000002]
[0.28207110000000002,null,0.35343170000000002]
[0.28205839999999999,null,0.35343170000000002]
[0.28205839999999999,null,0.35343170000000002]
[0.28205839999999999,null,0.35343170000000002]
[0.28205839999999999,null,0.35343170000000002]
[0.28205839999999999,null,0.35343170000000002]
[0.28204570000000001,null,0.35343170000000002]
[0.28203099999999998,null,0.35343160000000001]
[0.28199449999999998,null,0.35332059999999998]
[0.28199449999999998,null,0.35332059999999998]
[0.2819818,null,0.35332059999999998]
[0.28194619999999998,null,0.35332059999999998]
[0.2819316,null,0.35332059999999998]
[0.28191889999999997,null,0.35332059999999998]
[0.28190159999999997,null,0.3531765]
[0.28188439999999998,null,0.3531765]
[0.28188439999999998,null,0.3531765]
[0.28188439999999998,null,0.3531765]
[0.28184870000000001,null,0.3531765]
[0.28184870000000001,null,0.3531765]
[0.28184870000000001,null,0.35307939999999999]
[0.28184870000000001,null,0.35307939999999999]
[0.28183229999999998,null,0.35307939999999999]
[0.2818196,null,0.35307939999999999]
[0.2818196,null,0.35307939999999999]
[0.28178310000000001,null,0.35307939999999999]
[0.28178310000000001,null,0.35307939999999999]
[0.28176390000000001,null,0.35307939999999999]
[0.28174660000000001,null,0.35307939999999999]
[0.28171750000000001,null,0.35307939999999999]
[0.28171750000000001,null,0.35296830000000001]
[0.28171750000000001,null,0.35296830000000001]
[0.28170289999999998,null,0.35296830000000001]
[0.28168569999999998,null,0.35296830000000001]
[0.28168569999999998,null,0.35287069999999998]
[0.28163729999999998,null,0.35287069999999998]
[0.28163729999999998,null,0.35277219999999998]
[0.2816227,null,0.35277219999999998]
[0.2816227,null,0.35277219999999998]
[0.28159079999999997,null,0.35267500000000002]
[0.28159079999999997,null,0.35267500000000002]
[0.2815608,null,0.35267500000000002]
[0.2815608,null,0.35267500000000002]
[0.2815608,null,0.35267500000000002]
[0.28154439999999997,null,0.35267500000000002]
[0.28152719999999998,null,0.35267500000000002]
[0.28152719999999998,null,0.35267500000000002]
[0.2815126,null,0.35267500000000002]
[0.2815126,null,0.35267500000000002]
[0.2814933,null,0.35267500000000002]
[0.28148060000000003,null,0.35267500000000002]
[0.28148060000000003,null,0.35267500000000002]
[0.28148060000000003,null,0.35267500000000002]
[0.28148060000000003,null,0.35267500000000002]
[0.28143400000000002,null,0.35267500000000002]
[0.28141680000000002,null,0.35267500000000002]
[0.28141680000000002,null,0.35267500000000002]
[0.28136840000000002,null,0.35267500000000002]
[0.28136840000000002,null,0.35257650000000001]
[0.28136840000000002,null,0.35257650000000001]
[0.28135379999999999,null,0.3524794]
[0.28135379999999999,null,0.3524794]
[0.28135379999999999,null,0.3524794]
[0.28133740000000002,null,0.35233530000000002]
[0.28131810000000002,null,0.35222419999999999]
[0.28130169999999999,null,0.35222419999999999]
[0.28125260000000002,null,0.35222419999999999]
[0.28123789999999999,null,0.35222419999999999]
[0.28121869999999999,null,0.35222419999999999]
[0.28121869999999999,null,0.35222419999999999]
[0.28117039999999999,null,0.35222419999999999]
[0.28117039999999999,null,0.35222419999999999]
[0.28115770000000001,null,0.35222419999999999]
[0.28114129999999998,null,0.35222419999999999]
[0.28114129999999998,null,0.35222419999999999]
[0.2811266,null,0.35212660000000001]
[0.28111029999999998,null,0.35212660000000001]
[0.2810976,null,0.35212660000000001]
[0.2810783,null,0.35212660000000001]
[0.281059,null,0.35212660000000001]
[0.281059,null,0.35202939999999999]
[0.28104180000000001,null,0.35202939999999999]
[0.28102250000000001,null,0.35202939999999999]
[0.28102250000000001,null,0.35202939999999999]
[0.28098889999999999,null,0.35202939999999999]
[0.28097250000000001,null,0.35202939999999999]
[0.28097250000000001,null,0.35202939999999999]
[0.28094259999999999,null,0.35202939999999999]
[0.28094259999999999,null,0.35191840000000002]
[0.28092620000000001,null,0.35191840000000002]
[0.28091349999999998,null,0.35191840000000002]
[0.2808988,null,0.35191840000000002]
[0.2808988,null,0.35191840000000002]
[0.28088610000000003,null,0.35191840000000002]
[0.28088610000000003,null,0.35191840000000002]
[0.28088610000000003,null,0.35191840000000002]
[0.28088610000000003,null,0.35191840000000002]
[0.28088610000000003,null,0.35191840000000002]
[0.2808715,null,0.35191840000000002]
[0.28083950000000002,null,0.35191840000000002]
[0.28082679999999999,null,0.3518212]
[0.28081410000000001,null,0.3518212]
[0.28078029999999998,null,0.35167720000000002]
[0.28076099999999998,null,0.35167720000000002]
[0.28076099999999998,null,0.35167720000000002]
[0.28076099999999998,null,0.35167720000000002]
[0.28076099999999998,null,0.35167710000000002]
[0.28074830000000001,null,0.35167710000000002]
[0.28074830000000001,null,0.35167710000000002]
[0.28074830000000001,null,0.35157860000000002]
[0.28074830000000001,null,0.35157860000000002]
[0.28071439999999998,null,0.35157860000000002]
[0.28068159999999998,null,0.35157860000000002]
[0.2806689,null,0.35157860000000002]
[0.28065620000000002,null,0.35157860000000002]
[0.28063700000000003,null,0.35157860000000002]
[0.28062229999999999,null,0.35136990000000001]
[0.28060590000000002,null,0.35136990000000001]
[0.28060590000000002,null,0.35136990000000001]
[0.28058870000000002,null,0.35136990000000001]
[0.28058870000000002,null,0.35136990000000001]
[0.28054210000000002,null,0.35136990000000001]
[0.28054210000000002,null,0.35136990000000001]
[0.28054210000000002,null,0.35136990000000001]
[0.28054210000000002,null,0.35136990000000001]
[0.28054210000000002,null,0.35136990000000001]
[0.28050849999999999,null,0.35136990000000001]
[0.28049210000000002,null,0.35136990000000001]
[0.28049210000000002,null,0.35136990000000001]
[0.28047939999999999,null,0.3512728]
[0.28046009999999999,null,0.3512728]
[0.28044289999999999,null,0.3512728]
[0.28043020000000002,null,0.35112870000000002]
[0.28043020000000002,null,0.35112870000000002]
[0.28039449999999999,null,0.35112870000000002]
[0.28039449999999999,null,0.35112870000000002]
[0.28039449999999999,null,0.35112870000000002]
[0.28039449999999999,null,0.35112870000000002]
[0.28037990000000002,null,0.35112870000000002]
[0.28036060000000002,null,0.35112870000000002]
[0.28036060000000002,null,0.35112870000000002]
[0.28036060000000002,null,0.35112870000000002]
[0.28033330000000001,null,0.35101759999999999]
[0.28029969999999998,null,0.35091909999999998]
[0.28029969999999998,null,0.35091909999999998]
[0.28028500000000001,null,0.35091909999999998]
[0.28028500000000001,null,0.35091909999999998]
[0.28027229999999997,null,0.35091909999999998]
[0.28023870000000001,null,0.35091909999999998]
[0.28020669999999998,null,0.35091909999999998]
[0.28020669999999998,null,0.35091909999999998]
[0.28020669999999998,null,0.35091909999999998]
[0.28020669999999998,null,0.35091909999999998]
[0.28017570000000003,null,0.35091909999999998]
[0.28017570000000003,null,0.35091909999999998]
[0.28017570000000003,null,0.35091909999999998]
[0.28017570000000003,null,0.35091909999999998]
[0.28016099999999999,null,0.35091909999999998]
[0.2801418,null,0.35091909999999998]
[0.2801418,null,0.35091909999999998]
[0.28012720000000002,null,0.35091909999999998]
[0.28011079999999999,null,0.35091909999999998]
[0.2800743,null,0.35091909999999998]
[0.2800743,null,0.35091909999999998]
[0.2800743,null,0.35091909999999998]
[0.2800743,null,0.35091909999999998]
[0.2800743,null,0.35091909999999998]
[0.2800743,null,0.35091909999999998]
[0.2800743,null,0.35082200000000002]
[0.28003050000000002,null,0.35082200000000002]
[0.28001409999999999,null,0.35067789999999999]
[0.28001409999999999,null,0.35058020000000001]
[0.27999689999999999,null,0.35048170000000001]
[0.27995690000000001,null,0.35048170000000001]
[0.27995690000000001,null,0.35037069999999998]
[0.27995680000000001,null,0.35037069999999998]
[0.27992319999999998,null,0.35037069999999998]
[0.27992319999999998,null,0.35037069999999998]
[0.27990399999999999,null,0.35037069999999998]
[0.27987030000000002,null,0.35037069999999998]
[0.27985569999999999,null,0.35037069999999998]
[0.27982000000000001,null,0.35037069999999998]
[0.27980729999999998,null,0.35037069999999998]
[0.27980729999999998,null,0.35037069999999998]
[0.27980729999999998,null,0.35037069999999998]
[0.27977540000000001,null,0.35037069999999998]
[0.27975810000000001,null,0.35037069999999998]
[0.27975810000000001,null,0.35037069999999998]
[0.27974539999999998,null,0.35037069999999998]
[0.27974539999999998,null,0.35037069999999998]
[0.27974539999999998,null,0.35037069999999998]
[0.2797308,null,0.35037069999999998]
[0.2797308,null,0.35037069999999998]
[0.2797308,null,0.35027350000000002]
[0.2797308,null,0.35027350000000002]
[0.27969889999999997,null,0.35027350000000002]
[0.27969889999999997,null,0.35027350000000002]
[0.27969889999999997,null,0.35027350000000002]
[0.279669,null,0.35027350000000002]
[0.2796497,null,0.35016249999999999]
[0.2796497,null,0.35016249999999999]
[0.2796497,null,0.35016249999999999]
[0.27961780000000003,null,0.35001840000000001]
[0.27960309999999999,null,0.34992069999999997]
[0.27957120000000002,null,0.34992069999999997]
[0.27957120000000002,null,0.34992069999999997]
[0.27957120000000002,null,0.34992069999999997]
[0.27957120000000002,null,0.34992069999999997]
[0.27957120000000002,null,0.34992069999999997]
[0.27957120000000002,null,0.34992069999999997]
[0.27957120000000002,null,0.34992069999999997]
[0.27957120000000002,null,0.34992069999999997]
[0.27955479999999999,null,0.34992069999999997]
[0.27952739999999998,null,0.34992069999999997]
[0.27952739999999998,null,0.34992069999999997]
[0.27949750000000001,null,0.34982220000000003]
[0.27948289999999998,null,0.34982220000000003]
[0.27946359999999998,null,0.34982220000000003]
[0.27946359999999998,null,0.34982220000000003]
[0.27943000000000001,null,0.34982220000000003]
[0.27943000000000001,null,0.34982220000000003]
[0.27939799999999998,null,0.34982220000000003]
[0.27939799999999998,null,0.34982220000000003]
[0.27939799999999998,null,0.34982220000000003]
[0.27934969999999998,null,0.34972510000000001]
[0.27934969999999998,null,0.34972510000000001]
[0.27934969999999998,null,0.34972510000000001]
[0.27934969999999998,null,0.34972510000000001]
[0.27934969999999998,null,0.34961399999999998]
[0.27933049999999998,null,0.34961399999999998]
[0.27933049999999998,null,0.34961399999999998]
[0.27933049999999998,null,0.34961399999999998]
[0.27931410000000001,null,0.34961399999999998]
[0.27930139999999998,null,0.34961399999999998]
[0.27928500000000001,null,0.34961399999999998]
[0.27928500000000001,null,0.34961399999999998]
[0.27928500000000001,null,0.34961399999999998]
[0.27928500000000001,null,0.34961399999999998]
[0.27926570000000001,null,0.34961399999999998]
[0.27924939999999998,null,0.34961399999999998]
[0.27923009999999998,null,0.34961399999999998]
[0.2792174,null,0.34961399999999998]
[0.2792174,null,0.34961399999999998]
[0.2791981,null,0.3494699]
[0.27918539999999997,null,0.3493714]
[0.27918539999999997,null,0.3493714]
[0.2791691,null,0.3493714]
[0.2791691,null,0.34927380000000002]
[0.27915180000000001,null,0.34927380000000002]
[0.27915180000000001,null,0.3491766]
[0.2791015,null,0.3491766]
[0.27908430000000001,null,0.3491766]
[0.27908430000000001,null,0.34906559999999998]
[0.27906789999999998,null,0.34906559999999998]
[0.27906789999999998,null,0.34906559999999998]
[0.27906789999999998,null,0.34906559999999998]
[0.279034,null,0.34906559999999998]
[0.27901680000000001,null,0.34906559999999998]
[0.27898289999999998,null,0.34906559999999998]
[0.27898289999999998,null,0.34906559999999998]
[0.2789702,null,0.34906559999999998]
[0.2789702,null,0.34906559999999998]
[0.2789702,null,0.34906559999999998]
[0.2789702,null,0.34896709999999997]
[0.27894279999999999,null,0.34896709999999997]
[0.27894279999999999,null,0.34896709999999997]
[0.27891090000000002,null,0.34896709999999997]
[0.27889449999999999,null,0.34896700000000003]
[0.2788872,null,0.34896700000000003]
[0.27886260000000002,null,0.34896700000000003]
[0.27884530000000002,null,0.34896700000000003]
[0.27884530000000002,null,0.34896700000000003]
[0.27883259999999999,null,0.34886990000000001]
[0.27880159999999998,null,0.34886990000000001]
[0.27878239999999999,null,0.34886990000000001]
[0.27873399999999998,null,0.34886990000000001]
[0.27873399999999998,null,0.34886990000000001]
[0.27872130000000001,null,0.34886990000000001]
[0.27872130000000001,null,0.34886990000000001]
[0.27870410000000001,null,0.34886990000000001]
[0.27868769999999998,null,0.34875889999999998]
[0.27868769999999998,null,0.3486148]
[0.278673,null,0.34851710000000002]
[0.2786439,null,0.34851710000000002]
[0.2786439,null,0.34851710000000002]
[0.2786439,null,0.34851710000000002]
[0.27862749999999997,null,0.34851710000000002]
[0.27862749999999997,null,0.34851710000000002]
[0.2786129,null,0.34851710000000002]
[0.2786129,null,0.34851710000000002]
[0.27860020000000002,null,0.34851710000000002]
[0.27858300000000003,null,0.34851710000000002]
[0.27858300000000003,null,0.34851710000000002]
[0.27856829999999999,null,0.34851710000000002]
[0.27856829999999999,null,0.34841860000000002]
[0.27855560000000001,null,0.34841860000000002]
[0.27853840000000002,null,0.34841860000000002]
[0.27853840000000002,null,0.34841860000000002]
[0.27853840000000002,null,0.34841860000000002]
[0.27853840000000002,null,0.34841860000000002]
[0.27851910000000002,null,0.34841860000000002]
[0.27851910000000002,null,0.34830749999999999]
[0.27849990000000002,null,0.34821039999999998]
[0.27849990000000002,null,0.34821039999999998]
[0.2784642,null,0.34821039999999998]
[0.2784642,null,0.34821039999999998]
[0.27843059999999997,null,0.34821039999999998]
[0.2784179,null,0.34821039999999998]
[0.2784179,null,0.34821039999999998]
[0.27836759999999999,null,0.34821039999999998]
[0.27836759999999999,null,0.34821039999999998]
[0.27836759999999999,null,0.34821039999999998]
[0.27833560000000002,null,0.34821039999999998]
[0.27832289999999998,null,0.34821039999999998]
[0.27830660000000002,null,0.34821039999999998]
[0.27830660000000002,null,0.34821039999999998]
[0.27829189999999998,null,0.3480994]
[0.27827550000000001,null,0.3480994]
[0.27824359999999998,null,0.34795530000000002]
[0.27821170000000001,null,0.34795530000000002]
[0.27821170000000001,null,0.34785680000000002]
[0.27819899999999997,null,0.34785680000000002]
[0.2781863,null,0.34785680000000002]
[0.2781863,null,0.34785680000000002]
[0.27813310000000002,null,0.34785680000000002]
[0.27813310000000002,null,0.34785680000000002]
[0.27811669999999999,null,0.34785680000000002]
[0.27808290000000002,null,0.34785680000000002]
[0.27808290000000002,null,0.34785680000000002]
[0.27806560000000002,null,0.34785680000000002]
[0.27806560000000002,null,0.34785670000000002]
[0.27805099999999999,null,0.34785670000000002]
[0.27803460000000002,null,0.34785670000000002]
[0.27801819999999999,null,0.3477596]
[0.27801819999999999,null,0.34764859999999997]
[0.2780009,null,0.34764859999999997]
[0.27798820000000002,null,0.3475509]
[0.27796900000000002,null,0.3475509]
[0.27795259999999999,null,0.3475509]
[0.27795259999999999,null,0.3475509]
[0.27795259999999999,null,0.3475509]
[0.27793990000000002,null,0.3475509]
[0.27793990000000002,null,0.3475509]
[0.27792719999999999,null,0.3475509]
[0.27791080000000001,null,0.3475509]
[0.27789150000000001,null,0.3475509]
[0.27789150000000001,null,0.34740680000000002]
[0.27787509999999999,null,0.34729579999999999]
[0.27786240000000001,null,0.34729579999999999]
[0.27782600000000002,null,0.34729579999999999]
[0.27781329999999999,null,0.34729579999999999]
[0.27777960000000002,null,0.34729579999999999]
[0.27776499999999998,null,0.34719860000000002]
[0.27774769999999999,null,0.34719860000000002]
[0.27772039999999998,null,0.34719860000000002]
[0.27772039999999998,null,0.34719860000000002]
[0.2777057,null,0.34719860000000002]
[0.2777057,null,0.34719860000000002]
[0.27767839999999999,null,0.34719860000000002]
[0.27767839999999999,null,0.34719860000000002]
[0.27767839999999999,null,0.34719860000000002]
[0.27764450000000002,null,0.34719860000000002]
[0.27764450000000002,null,0.34719860000000002]
[0.27761540000000001,null,0.34719860000000002]
[0.27761540000000001,null,0.34719860000000002]
[0.27759899999999998,null,0.34710010000000002]
[0.27758440000000001,null,0.34710010000000002]
[0.27758440000000001,null,0.34710010000000002]
[0.27756799999999998,null,0.34710010000000002]
[0.27756799999999998,null,0.34710010000000002]
[0.277536,null,0.34710010000000002]
[0.27751680000000001,null,0.34710010000000002]
[0.27751680000000001,null,0.34710010000000002]
[0.27751680000000001,null,0.34689140000000002]
[0.27750219999999998,null,0.3467943]
[0.27750219999999998,null,0.3467943]
[0.2774895,null,0.3467943]
[0.2774895,null,0.3467943]
[0.27747480000000002,null,0.3467943]
[0.27745760000000003,null,0.3467943]
[0.27743020000000002,null,0.34665020000000002]
[0.27741300000000002,null,0.34665020000000002]
[0.27741300000000002,null,0.34665020000000002]
[0.27739570000000002,null,0.34665020000000002]
[0.27738299999999999,null,0.34665020000000002]
[0.27738299999999999,null,0.34665020000000002]
[0.27738299999999999,null,0.34665020000000002]
[0.2773658,null,0.34665020000000002]
[0.2773658,null,0.34665020000000002]
[0.2773658,null,0.34665020000000002]
[0.27733839999999998,null,0.34665020000000002]
[0.27732119999999999,null,0.34665020000000002]
[0.27729389999999998,null,0.34665020000000002]
[0.27729389999999998,null,0.34665020000000002]
[0.27727750000000001,null,0.34665020000000002]
[0.27725820000000001,null,0.34653909999999999]
[0.27724179999999998,null,0.34653909999999999]
[0.27719519999999997,null,0.34653909999999999]
[0.2771788,null,0.34644059999999999]
[0.27716160000000001,null,0.34644059999999999]
[0.27712880000000001,null,0.34644059999999999]
[0.27712880000000001,null,0.34644059999999999]
[0.27711239999999998,null,0.34644059999999999]
[0.27711239999999998,null,0.34644059999999999]
[0.27709319999999998,null,0.34634350000000003]
[0.27709319999999998,null,0.34634350000000003]
[0.27709319999999998,null,0.34634350000000003]
[0.27709319999999998,null,0.34634350000000003]
[0.27707389999999998,null,0.34634350000000003]
[0.27705930000000001,null,0.34634350000000003]
[0.27704000000000001,null,0.3462324]
[0.27702359999999998,null,0.3462324]
[0.27699370000000001,null,0.3462324]
[0.27699370000000001,null,0.34608830000000002]
[0.27697899999999998,null,0.34599069999999998]
[0.27693719999999999,null,0.34599069999999998]
[0.27693719999999999,null,0.34599069999999998]
[0.27692,null,0.34599069999999998]
[0.27692,null,0.34589219999999998]
[0.27688439999999997,null,0.34589219999999998]
[0.2768697,null,0.34589219999999998]
[0.27683980000000002,null,0.34589219999999998]
[0.27683980000000002,null,0.34589219999999998]
[0.27683980000000002,null,0.34589219999999998]
[0.27683980000000002,null,0.34589209999999998]
[0.27683980000000002,null,0.34589209999999998]
[0.27683980000000002,null,0.34579500000000002]
[0.27681070000000002,null,0.34579500000000002]
[0.27681070000000002,null,0.34579500000000002]
[0.27679340000000002,null,0.34579500000000002]
[0.27679340000000002,null,0.34579500000000002]
[0.2767578,null,0.34568399999999999]
[0.27673039999999999,null,0.34568399999999999]
[0.27673039999999999,null,0.34568399999999999]
[0.27667550000000002,null,0.34568399999999999]
[0.27667550000000002,null,0.34568399999999999]
[0.27665830000000002,null,0.34568399999999999]
[0.27664369999999999,null,0.34568399999999999]
[0.27664369999999999,null,0.34568399999999999]
[0.27663100000000002,null,0.34568399999999999]
[0.27657979999999999,null,0.34568399999999999]
[0.27656710000000001,null,0.34553990000000001]
[0.27656710000000001,null,0.34553990000000001]
[0.27655439999999998,null,0.34553990000000001]
[0.27655439999999998,null,0.34553990000000001]
[0.27653800000000001,null,0.34553990000000001]
[0.27652529999999997,null,0.34553990000000001]
[0.27652529999999997,null,0.34553990000000001]
[0.27650809999999998,null,0.34542879999999998]
[0.27650809999999998,null,0.34542879999999998]
[0.2764934,null,0.34542879999999998]
[0.2764742,null,0.34542879999999998]
[0.27645779999999998,null,0.34542879999999998]
[0.2764432,null,0.34542879999999998]
[0.2764141,null,0.34542879999999998]
[0.27638020000000002,null,0.3453312]
[0.27636290000000002,null,0.3452826]
[0.27636290000000002,null,0.34523399999999999]
[0.27635019999999999,null,0.34523399999999999]
[0.276333,null,0.34523399999999999]
[0.276333,null,0.34513549999999998]
[0.276333,null,0.34513549999999998]
[0.27632030000000002,null,0.34513549999999998]
[0.27630759999999999,null,0.34513549999999998]
[0.27629490000000001,null,0.34513549999999998]
[0.27629490000000001,null,0.3449914]
[0.27626099999999998,null,0.3449914]
[0.27626099999999998,null,0.3449914]
[0.2762464,null,0.3449914]
[0.2762464,null,0.3449914]
[0.2762271,null,0.3449914]
[0.2762078,null,0.3449914]
[0.2762078,null,0.3449914]
[0.27616410000000002,null,0.3449914]
[0.27615139999999999,null,0.3449914]
[0.27615139999999999,null,0.3449914]
[0.27613870000000001,null,0.34488039999999998]
[0.27613870000000001,null,0.34488039999999998]
[0.27613870000000001,null,0.34488039999999998]
[0.27612599999999998,null,0.34488039999999998]
[0.27609689999999998,null,0.34488039999999998]
[0.27609689999999998,null,0.34488039999999998]
[0.27606330000000001,null,0.34488039999999998]
[0.2760359,null,0.34478320000000001]
[0.27601870000000001,null,0.34478320000000001]
[0.27599940000000001,null,0.34478320000000001]
[0.27599940000000001,null,0.34478320000000001]
[0.27598479999999997,null,0.34478320000000001]
[0.27598479999999997,null,0.34478320000000001]
[0.27596559999999998,null,0.34478320000000001]
[0.2759509,null,0.34478320000000001]
[0.27592100000000003,null,0.34478320000000001]
[0.2759046,null,0.34478320000000001]
[0.27589190000000002,null,0.34468559999999998]
[0.27584350000000002,null,0.34468559999999998]
[0.27584350000000002,null,0.34468559999999998]
[0.27584350000000002,null,0.34468559999999998]
[0.27582709999999999,null,0.34468559999999998]
[0.27581440000000002,null,0.34468559999999998]
[0.27579520000000002,null,0.34468559999999998]
[0.27577590000000002,null,0.34458709999999998]
[0.27575870000000002,null,0.34458709999999998]
[0.27575870000000002,null,0.34448990000000002]
[0.27575870000000002,null,0.34448990000000002]
[0.27574599999999999,null,0.34437889999999999]
[0.27571600000000002,null,0.34437889999999999]
[0.27569680000000002,null,0.34423480000000001]
[0.27568039999999999,null,0.34423480000000001]
[0.27568039999999999,null,0.34423480000000001]
[0.27566580000000002,null,0.34423480000000001]
[0.27566580000000002,null,0.34423480000000001]
[0.27563209999999999,null,0.34423480000000001]
[0.27559210000000001,null,0.34423480000000001]
[0.27555639999999998,null,0.34423480000000001]
[0.27552450000000001,null,0.34423480000000001]
[0.27552450000000001,null,0.34423480000000001]
[0.27550980000000003,null,0.34423480000000001]
[0.27550980000000003,null,0.34423480000000001]
[0.27549259999999998,null,0.34423480000000001]
[0.27545900000000001,null,0.34423480000000001]
[0.27543970000000001,null,0.34423480000000001]
[0.27543970000000001,null,0.34423480000000001]
[0.27543970000000001,null,0.34423480000000001]
[0.27540609999999999,null,0.34423480000000001]
[0.27540609999999999,null,0.34423480000000001]
[0.27540609999999999,null,0.34423480000000001]
[0.27537040000000002,null,0.34413630000000001]
[0.27535320000000002,null,0.34413630000000001]
[0.27534049999999999,null,0.34413630000000001]
[0.27532780000000001,null,0.34413630000000001]
[0.27532780000000001,null,0.34403909999999999]
[0.27531509999999998,null,0.34403909999999999]
[0.2753024,null,0.34403909999999999]
[0.27528970000000003,null,0.34392810000000001]
[0.27525319999999998,null,0.34392810000000001]
[0.27525319999999998,null,0.34392810000000001]
[0.27525319999999998,null,0.34392810000000001]
[0.27523389999999998,null,0.34392810000000001]
[0.2752212,null,0.34392810000000001]
[0.27520480000000003,null,0.34383039999999998]
[0.27520480000000003,null,0.34383039999999998]
[0.27520480000000003,null,0.34383039999999998]
[0.2751712,null,0.34383039999999998]
[0.27513929999999998,null,0.34383039999999998]
[0.27511190000000002,null,0.34383039999999998]
[0.27509549999999999,null,0.34383039999999998]
[0.27509549999999999,null,0.34383039999999998]
[0.27506360000000002,null,0.3436863]
[0.27504889999999999,null,0.3436863]
[0.27502969999999999,null,0.3436863]
[0.27502969999999999,null,0.3436863]
[0.27502969999999999,null,0.3436863]
[0.27502969999999999,null,0.3436863]
[0.27502969999999999,null,0.3435878]
[0.27502969999999999,null,0.3435878]
[0.27498509999999998,null,0.3435878]
[0.27498509999999998,null,0.34347680000000003]
[0.27498509999999998,null,0.34347680000000003]
[0.27498509999999998,null,0.34347680000000003]
[0.27498509999999998,null,0.34347680000000003]
[0.27495150000000002,null,0.34347680000000003]
[0.27495140000000001,null,0.34347680000000003]
[0.27495140000000001,null,0.34347680000000003]
[0.27490880000000001,null,0.34347680000000003]
[0.27489239999999998,null,0.34347680000000003]
[0.27489239999999998,null,0.34347680000000003]
[0.27484209999999998,null,0.34337960000000001]
[0.27484209999999998,null,0.34337960000000001]
[0.27481480000000003,null,0.34337960000000001]
[0.27480209999999999,null,0.34337960000000001]
[0.27476820000000002,null,0.34337960000000001]
[0.27476820000000002,null,0.34337960000000001]
[0.27473619999999999,null,0.34337960000000001]
[0.27473619999999999,null,0.34337960000000001]
[0.27473619999999999,null,0.34337960000000001]
[0.27471980000000001,null,0.34337960000000001]
[0.27471980000000001,null,0.34337960000000001]
[0.27468880000000001,null,0.34337960000000001]
[0.27468880000000001,null,0.34326859999999998]
[0.27468880000000001,null,0.3431245]
[0.27468880000000001,null,0.34302680000000002]
[0.27465970000000001,null,0.34302680000000002]
[0.2746343,null,0.34302680000000002]
[0.27460040000000002,null,0.34302680000000002]
[0.27460040000000002,null,0.34302680000000002]
[0.27460040000000002,null,0.34302680000000002]
[0.27458120000000003,null,0.34302680000000002]
[0.27453660000000002,null,0.34302680000000002]
[0.27453660000000002,null,0.34302680000000002]
[0.27452389999999999,null,0.34302680000000002]
[0.27447359999999998,null,0.34302680000000002]
[0.27447359999999998,null,0.34302680000000002]
[0.27445639999999999,null,0.34292830000000002]
[0.27442729999999999,null,0.34292830000000002]
[0.27441260000000001,null,0.34292830000000002]
[0.27439540000000001,null,0.3428312]
[0.27439540000000001,null,0.3428312]
[0.27437899999999998,null,0.3428312]
[0.27435969999999998,null,0.3428312]
[0.27433239999999998,null,0.3428312]
[0.27433239999999998,null,0.3428312]
[0.27433239999999998,null,0.3428312]
[0.2743197,null,0.3428312]
[0.2743025,null,0.34272010000000003]
[0.27426859999999997,null,0.34272010000000003]
[0.27423950000000002,null,0.34272010000000003]
[0.27423950000000002,null,0.34272010000000003]
[0.27423950000000002,null,0.34272010000000003]
[0.2742231,null,0.34272010000000003]
[0.27419569999999999,null,0.34272010000000003]
[0.27414650000000002,null,0.34272010000000003]
[0.27414650000000002,null,0.34272010000000003]
[0.27414650000000002,null,0.34272010000000003]
[0.27413379999999998,null,0.34272010000000003]
[0.27411740000000001,null,0.3426225]
[0.27411740000000001,null,0.3426225]
[0.27411740000000001,null,0.3426225]
[0.27410469999999998,null,0.34252529999999998]
[0.27407740000000003,null,0.34252529999999998]
[0.27406469999999999,null,0.34252529999999998]
[0.27406469999999999,null,0.34252529999999998]
[0.27406469999999999,null,0.34242679999999998]
[0.27406469999999999,null,0.3423158]
[0.27401180000000003,null,0.3423158]
[0.27401180000000003,null,0.3423158]
[0.27401180000000003,null,0.3423158]
[0.2739954,null,0.3423158]
[0.2739954,null,0.3423158]
[0.2739954,null,0.3423158]
[0.27397820000000001,null,0.3423158]
[0.27396179999999998,null,0.3423158]
[0.27394249999999998,null,0.34217170000000002]
[0.27394249999999998,null,0.34217170000000002]
[0.27392529999999998,null,0.34217170000000002]
[0.27392529999999998,null,0.34217170000000002]
[0.27391260000000001,null,0.34217170000000002]
[0.2738852,null,0.34217170000000002]
[0.27387250000000002,null,0.34206059999999999]
[0.27385530000000002,null,0.34206059999999999]
[0.27379599999999998,null,0.34206059999999999]
[0.27379599999999998,null,0.34206059999999999]
[0.27378330000000001,null,0.34206059999999999]
[0.27378330000000001,null,0.34206059999999999]
[0.27376689999999998,null,0.34196349999999998]
[0.27376689999999998,null,0.34196349999999998]
[0.2737523,null,0.34196349999999998]
[0.2737523,null,0.34196349999999998]
[0.27373960000000003,null,0.34196349999999998]
[0.27372030000000003,null,0.34196349999999998]
[0.2737039,null,0.34186499999999997]
[0.27368749999999997,null,0.34186499999999997]
[0.27366829999999998,null,0.34186499999999997]
[0.27365099999999998,null,0.34186499999999997]
[0.2736383,null,0.34186499999999997]
[0.27362189999999997,null,0.3417539]
[0.27357819999999999,null,0.3417539]
[0.27354630000000002,null,0.3417539]
[0.27354630000000002,null,0.3417539]
[0.27354630000000002,null,0.3417539]
[0.27352900000000002,null,0.3417539]
[0.27351629999999999,null,0.3417539]
[0.27348529999999999,null,0.3417539]
[0.27347260000000001,null,0.3417539]
[0.27347260000000001,null,0.3417539]
[0.27345789999999998,null,0.3417539]
[0.2734452,null,0.3417539]
[0.2734452,null,0.3417539]
[0.2734452,null,0.34165679999999998]
[0.27340340000000002,null,0.34165679999999998]
[0.27340340000000002,null,0.34165679999999998]
[0.27338620000000002,null,0.34165679999999998]
[0.2733698,null,0.34165679999999998]
[0.27335520000000002,null,0.34165679999999998]
[0.27334049999999999,null,0.3414606]
[0.27334049999999999,null,0.34134959999999998]
[0.27334049999999999,null,0.34134959999999998]
[0.27334049999999999,null,0.34134959999999998]
[0.27334049999999999,null,0.34134959999999998]
[0.27329219999999999,null,0.34134959999999998]
[0.27327750000000001,null,0.34134959999999998]
[0.27326479999999997,null,0.34134949999999997]
[0.27324559999999998,null,0.34134949999999997]
[0.27322829999999998,null,0.34134949999999997]
[0.27322829999999998,null,0.34134949999999997]
[0.2732156,null,0.34134949999999997]
[0.27317910000000001,null,0.34134949999999997]
[0.27314729999999998,null,0.34120549999999999]
[0.27312189999999997,null,0.34120549999999999]
[0.27312189999999997,null,0.34120549999999999]
[0.27312189999999997,null,0.34120549999999999]
[0.27312189999999997,null,0.34120549999999999]
[0.27309080000000002,null,0.34120549999999999]
[0.27305889999999999,null,0.34120549999999999]
[0.27305889999999999,null,0.34110829999999998]
[0.27303149999999998,null,0.34110829999999998]
[0.27301880000000001,null,0.34110829999999998]
[0.2729705,null,0.34110829999999998]
[0.2729705,null,0.34110829999999998]
[0.2729705,null,0.3409973]
[0.27295779999999997,null,0.3409973]
[0.2729414,null,0.3409973]
[0.2729414,null,0.3409973]
[0.27290940000000002,null,0.3408988]
[0.27289479999999999,null,0.3408988]
[0.27288020000000002,null,0.3408988]
[0.27288020000000002,null,0.3408988]
[0.27286749999999999,null,0.3408987]
[0.27285280000000001,null,0.3408987]
[0.27281719999999998,null,0.34080110000000002]
[0.27280080000000001,null,0.34080110000000002]
[0.27280080000000001,null,0.34080110000000002]
[0.27276709999999998,null,0.34080110000000002]
[0.27273520000000001,null,0.34080110000000002]
[0.27270529999999998,null,0.34070400000000001]
[0.27265610000000001,null,0.34070400000000001]
[0.27265610000000001,null,0.34070400000000001]
[0.27265610000000001,null,0.34070400000000001]
[0.27265610000000001,null,0.34059289999999998]
[0.27265610000000001,null,0.34059289999999998]
[0.27265610000000001,null,0.3404488]
[0.27265610000000001,null,0.3404488]
[0.27261960000000002,null,0.3404488]
[0.27261960000000002,null,0.3404488]
[0.27261960000000002,null,0.3404488]
[0.27261960000000002,null,0.3404488]
[0.27261960000000002,null,0.3404488]
[0.27261960000000002,null,0.3404488]
[0.27257039999999999,null,0.3404488]
[0.27254129999999999,null,0.34035029999999999]
[0.27254129999999999,null,0.34035029999999999]
[0.27252660000000001,null,0.34035029999999999]
[0.27251019999999998,null,0.34035029999999999]
[0.2724473,null,0.34035029999999999]
[0.27243260000000002,null,0.34035029999999999]
[0.27243260000000002,null,0.34035029999999999]
[0.27243260000000002,null,0.34035029999999999]
[0.27241539999999997,null,0.34035029999999999]
[0.27239000000000002,null,0.34035029999999999]
[0.27239000000000002,null,0.34035029999999999]
[0.27237529999999999,null,0.34035029999999999]
[0.27237529999999999,null,0.34025319999999998]
[0.27234989999999998,null,0.3401555]
[0.27231430000000001,null,0.3401555]
[0.27229789999999998,null,0.3401555]
[0.27228059999999998,null,0.3401555]
[0.27226139999999999,null,0.3401555]
[0.27224670000000001,null,0.3401555]
[0.27223399999999998,null,0.3401555]
[0.27221679999999998,null,0.3401555]
[0.27221679999999998,null,0.3401555]
[0.27218490000000001,null,0.3401555]
[0.2721538,null,0.34004450000000003]
[0.27213660000000001,null,0.34004450000000003]
[0.27213660000000001,null,0.34004450000000003]
[0.27212389999999997,null,0.34004450000000003]
[0.27212389999999997,null,0.34004450000000003]
[0.27212389999999997,null,0.33990039999999999]
[0.27209480000000003,null,0.33990039999999999]
[0.27206940000000002,null,0.33990039999999999]
[0.27206940000000002,null,0.33990039999999999]
[0.27202559999999998,null,0.33990039999999999]
[0.2720129,null,0.33990039999999999]
[0.2720129,null,0.33990039999999999]
[0.2720129,null,0.33990039999999999]
[0.27197929999999998,null,0.33990039999999999]
[0.27196009999999998,null,0.33990039999999999]
[0.27196009999999998,null,0.33990039999999999]
[0.2719454,null,0.33990039999999999]
[0.2719454,null,0.33990039999999999]
[0.27192620000000001,null,0.33980179999999999]
[0.27190979999999998,null,0.33970470000000003]
[0.27187790000000001,null,0.33970470000000003]
[0.27187790000000001,null,0.33970470000000003]
[0.27184219999999998,null,0.33970470000000003]
[0.27184219999999998,null,0.33970470000000003]
[0.2718276,null,0.33970470000000003]
[0.27181040000000001,null,0.33970470000000003]
[0.27179769999999998,null,0.33970470000000003]
[0.2717849,null,0.33970470000000003]
[0.27175589999999999,null,0.3395937]
[0.27173659999999999,null,0.3395937]
[0.27173659999999999,null,0.3395937]
[0.27168740000000002,null,0.3395937]
[0.27167279999999999,null,0.33949600000000002]
[0.27167279999999999,null,0.3393989]
[0.27166010000000002,null,0.3393989]
[0.27164369999999999,null,0.3393989]
[0.27162639999999999,null,0.33925480000000002]
[0.27157619999999999,null,0.33925480000000002]
[0.27156350000000001,null,0.33925480000000002]
[0.27156340000000001,null,0.33925480000000002]
[0.27152169999999998,null,0.33925480000000002]
[0.27148159999999999,null,0.33925480000000002]
[0.27146439999999999,null,0.33925480000000002]
[0.27143899999999999,null,0.33925480000000002]
[0.27143899999999999,null,0.33925480000000002]
[0.27143899999999999,null,0.33925480000000002]
[0.27142430000000001,null,0.33915630000000002]
[0.27142430000000001,null,0.33915630000000002]
[0.27140510000000001,null,0.33915630000000002]
[0.27140510000000001,null,0.33904519999999999]
[0.27139039999999998,null,0.33904519999999999]
[0.27139039999999998,null,0.33904519999999999]
[0.27137119999999998,null,0.33904519999999999]
[0.2713585,null,0.33904519999999999]
[0.2713585,null,0.33904519999999999]
[0.2713585,null,0.33904519999999999]
[0.27132650000000003,null,0.33904519999999999]
[0.27132650000000003,null,0.33904519999999999]
[0.27132650000000003,null,0.33904519999999999]
[0.27132650000000003,null,0.33904519999999999]
[0.27131379999999999,null,0.33904519999999999]
[0.27131379999999999,null,0.33904519999999999]
[0.2712946,null,0.33890110000000001]
[0.2712946,null,0.33890110000000001]
[0.27127820000000002,null,0.33890110000000001]
[0.27127820000000002,null,0.33890110000000001]
[0.27127820000000002,null,0.33880399999999999]
[0.27124619999999999,null,0.33880399999999999]
[0.27121889999999998,null,0.33880399999999999]
[0.27118330000000002,null,0.33880399999999999]
[0.27116859999999998,null,0.33880399999999999]
[0.27113949999999998,null,0.33880399999999999]
[0.27112229999999998,null,0.33880399999999999]
[0.2710842,null,0.33880399999999999]
[0.27105030000000002,null,0.33880399999999999]
[0.27105030000000002,null,0.33870630000000002]
[0.27105030000000002,null,0.33870630000000002]
[0.2710167,null,0.33870630000000002]
[0.27100030000000003,null,0.33870630000000002]
[0.27100030000000003,null,0.33859529999999999]
[0.27098559999999999,null,0.33859529999999999]
[0.27096019999999998,null,0.33859529999999999]
[0.2709009,null,0.33849679999999999]
[0.27088370000000001,null,0.33849679999999999]
[0.27084979999999997,null,0.33849679999999999]
[0.27084979999999997,null,0.33849669999999998]
[0.2708371,null,0.33849669999999998]
[0.27080799999999999,null,0.33849669999999998]
[0.27080799999999999,null,0.33849669999999998]
[0.27080799999999999,null,0.33849669999999998]
[0.27080799999999999,null,0.33849669999999998]
[0.27080799999999999,null,0.33849669999999998]
[0.27077610000000002,null,0.33839960000000002]
[0.27076339999999999,null,0.33825549999999999]
[0.27075070000000001,null,0.33825549999999999]
[0.27075070000000001,null,0.33825549999999999]
[0.27073609999999998,null,0.33825549999999999]
[0.27070699999999998,null,0.33825549999999999]
[0.27070699999999998,null,0.33825549999999999]
[0.27067590000000002,null,0.33825549999999999]
[0.27067590000000002,null,0.33825549999999999]
[0.2706423,null,0.33825549999999999]
[0.2706423,null,0.33825549999999999]
[0.27062770000000003,null,0.33825549999999999]
[0.27062770000000003,null,0.33825549999999999]
[0.27062770000000003,null,0.33825549999999999]
[0.27061499999999999,null,0.33825549999999999]
[0.27056839999999999,null,0.33825549999999999]
[0.27054099999999998,null,0.33825549999999999]
[0.27049269999999997,null,0.33825549999999999]
[0.27048,null,0.33825549999999999]
[0.2704627,null,0.33825549999999999]
[0.27039609999999997,null,0.33804600000000001]
[0.27039609999999997,null,0.33804600000000001]
[0.27039609999999997,null,0.33804600000000001]
[0.27036870000000002,null,0.33804600000000001]
[0.27036870000000002,null,0.33804600000000001]
[0.27031840000000001,null,0.33804600000000001]
[0.27031840000000001,null,0.33804590000000001]
[0.27030199999999999,null,0.33794829999999998]
[0.27030199999999999,null,0.33794829999999998]
[0.27028930000000001,null,0.33794829999999998]
[0.27025369999999999,null,0.33794829999999998]
[0.27022829999999998,null,0.33794829999999998]
[0.27022829999999998,null,0.33794829999999998]
[0.2702156,null,0.33794829999999998]
[0.2701963,null,0.33785120000000002]
[0.27017910000000001,null,0.33774009999999999]
[0.27017910000000001,null,0.33774009999999999]
[0.27016639999999997,null,0.33774009999999999]
[0.27016639999999997,null,0.33759600000000001]
[0.2701537,null,0.33759600000000001]
[0.2701537,null,0.33759600000000001]
[0.27012380000000003,null,0.33759600000000001]
[0.27011109999999999,null,0.33759600000000001]
[0.27007910000000002,null,0.33759600000000001]
[0.27004519999999999,null,0.33759600000000001]
[0.27004519999999999,null,0.33759600000000001]
[0.27004519999999999,null,0.33759600000000001]
[0.27002599999999999,null,0.33759600000000001]
[0.27002599999999999,null,0.33759600000000001]
[0.27000869999999999,null,0.33759600000000001]
[0.26999230000000002,null,0.33759600000000001]
[0.26996500000000001,null,0.33759600000000001]
[0.26994859999999998,null,0.33759600000000001]
[0.26994859999999998,null,0.33749750000000001]
[0.26992119999999997,null,0.33749750000000001]
[0.26990399999999998,null,0.33749750000000001]
[0.2698721,null,0.33749750000000001]
[0.26985569999999998,null,0.33749750000000001]
[0.26985569999999998,null,0.33749750000000001]
[0.26985569999999998,null,0.33749750000000001]
[0.269843,null,0.33749750000000001]
[0.26983030000000002,null,0.33749750000000001]
[0.26983030000000002,null,0.33728930000000001]
[0.26983030000000002,null,0.33728930000000001]
[0.26981759999999999,null,0.33728930000000001]
[0.26979829999999999,null,0.33728930000000001]
[0.26979829999999999,null,0.33728930000000001]
[0.26974189999999998,null,0.33728930000000001]
[0.26972459999999998,null,0.33728930000000001]
[0.2697119,null,0.33728930000000001]
[0.26969729999999997,null,0.33728930000000001]
[0.26966820000000002,null,0.33728930000000001]
[0.26962350000000002,null,0.33728930000000001]
[0.26962350000000002,null,0.33728930000000001]
[0.26962350000000002,null,0.33719169999999998]
[0.26959620000000001,null,0.33719159999999998]
[0.26956629999999998,null,0.33719159999999998]
[0.26953719999999998,null,0.33719159999999998]
[0.26953719999999998,null,0.33719159999999998]
[0.26951789999999998,null,0.33719159999999998]
[0.26948230000000001,null,0.33719159999999998]
[0.26948230000000001,null,0.33719159999999998]
[0.26948230000000001,null,0.33693650000000003]
[0.26948230000000001,null,0.33693650000000003]
[0.2694165,null,0.33693650000000003]
[0.2694165,null,0.33693650000000003]
[0.2693855,null,0.33693650000000003]
[0.2693855,null,0.33693650000000003]
[0.26937280000000002,null,0.33674090000000001]
[0.26935550000000003,null,0.33674090000000001]
[0.26934279999999999,null,0.33674090000000001]
[0.26931290000000002,null,0.33674090000000001]
[0.26929649999999999,null,0.33674090000000001]
[0.26929649999999999,null,0.33674090000000001]
[0.26927109999999999,null,0.33674090000000001]
[0.26924369999999997,null,0.33674090000000001]
[0.26924369999999997,null,0.33674090000000001]
[0.26924369999999997,null,0.33674090000000001]
[0.26924369999999997,null,0.33674090000000001]
[0.269231,null,0.33674090000000001]
[0.269231,null,0.33674090000000001]
[0.26916519999999999,null,0.33674090000000001]
[0.26913609999999999,null,0.33674090000000001]
[0.26913609999999999,null,0.33674090000000001]
[0.26911679999999999,null,0.33674090000000001]
[0.26910410000000001,null,0.33674080000000001]
[0.2690768,null,0.33674080000000001]
[0.26906409999999997,null,0.33662979999999998]
[0.2690477,null,0.33662979999999998]
[0.26903500000000002,null,0.33662979999999998]
[0.26903500000000002,null,0.33662979999999998]
[0.26900770000000002,null,0.33662979999999998]
[0.26897860000000001,null,0.33662979999999998]
[0.26896389999999998,null,0.33662979999999998]
[0.26894469999999998,null,0.33662979999999998]
[0.26892739999999998,null,0.33653270000000002]
[0.26891280000000001,null,0.33653270000000002]
[0.26889350000000001,null,0.33653270000000002]
[0.26889350000000001,null,0.33643420000000002]
[0.26889350000000001,null,0.33629009999999998]
[0.2688391,null,0.33629009999999998]
[0.2688198,null,0.33629009999999998]
[0.2688026,null,0.33629009999999998]
[0.26878990000000003,null,0.33629009999999998]
[0.26878990000000003,null,0.33629009999999998]
[0.26878990000000003,null,0.33629009999999998]
[0.26874150000000002,null,0.33629009999999998]
[0.26872689999999999,null,0.33629009999999998]
[0.26869690000000002,null,0.33629009999999998]
[0.26868049999999999,null,0.3361924]
[0.26866590000000001,null,0.3361924]
[0.26866590000000001,null,0.3361924]
[0.26858480000000001,null,0.3361924]
[0.26856750000000001,null,0.3361924]
[0.26855479999999998,null,0.3361924]
[0.26855479999999998,null,0.3361924]
[0.26854020000000001,null,0.3361924]
[0.26854020000000001,null,0.33609529999999999]
[0.26854020000000001,null,0.33609529999999999]
[0.26850819999999997,null,0.33598420000000001]
[0.26850819999999997,null,0.33598420000000001]
[0.26848090000000002,null,0.33598420000000001]
[0.26848090000000002,null,0.33598420000000001]
[0.26844899999999999,null,0.33598420000000001]
[0.26843630000000002,null,0.33598420000000001]
[0.26843630000000002,null,0.33598420000000001]
[0.26843630000000002,null,0.33588570000000001]
[0.26842359999999998,null,0.33588570000000001]
[0.26840900000000001,null,0.33588570000000001]
[0.26839259999999998,null,0.33588570000000001]
[0.26839259999999998,null,0.33588570000000001]
[0.26834789999999997,null,0.33588570000000001]
[0.2683315,null,0.33588570000000001]
[0.2683315,null,0.33588570000000001]
[0.2683315,null,0.3356306]
[0.26831509999999997,null,0.3356306]
[0.26829589999999998,null,0.3356306]
[0.26829589999999998,null,0.3356306]
[0.2682812,null,0.3356306]
[0.26826850000000002,null,0.3356306]
[0.26825579999999999,null,0.3356306]
[0.26821119999999998,null,0.3356305]
[0.26819850000000001,null,0.33553339999999998]
[0.26819850000000001,null,0.33553339999999998]
[0.26818579999999997,null,0.33553339999999998]
[0.26818579999999997,null,0.33553339999999998]
[0.26814209999999999,null,0.33553339999999998]
[0.26812570000000002,null,0.33553339999999998]
[0.26811299999999999,null,0.33543580000000001]
[0.26807039999999999,null,0.33543580000000001]
[0.26807039999999999,null,0.33543580000000001]
[0.26807039999999999,null,0.33543580000000001]
[0.26801750000000002,null,0.33543580000000001]
[0.26800479999999999,null,0.33532469999999998]
[0.26800479999999999,null,0.33532469999999998]
[0.26797090000000001,null,0.33532469999999998]
[0.26797090000000001,null,0.33532469999999998]
[0.26793889999999998,null,0.33532469999999998]
[0.2679243,null,0.33532469999999998]
[0.267897,null,0.33522619999999997]
[0.267897,null,0.33522619999999997]
[0.2678797,null,0.33522619999999997]
[0.26781060000000001,null,0.33512910000000001]
[0.26779419999999998,null,0.33512910000000001]
[0.2677504,null,0.33512910000000001]
[0.26773580000000002,null,0.33512910000000001]
[0.26772309999999999,null,0.33512910000000001]
[0.26771040000000002,null,0.33512910000000001]
[0.26771040000000002,null,0.33498499999999998]
[0.26769320000000002,null,0.33498499999999998]
[0.26767679999999999,null,0.33498499999999998]
[0.26766410000000002,null,0.33498499999999998]
[0.26766410000000002,null,0.33498499999999998]
[0.26761570000000001,null,0.33498499999999998]
[0.26759929999999998,null,0.33498499999999998]
[0.26758470000000001,null,0.33498499999999998]
[0.26758470000000001,null,0.3348739]
[0.26757199999999998,null,0.3348739]
[0.2675363,null,0.3348739]
[0.26750449999999998,null,0.3348739]
[0.26745170000000001,null,0.33477679999999999]
[0.26745170000000001,null,0.33477679999999999]
[0.26745170000000001,null,0.33467829999999998]
[0.26741609999999999,null,0.33467829999999998]
[0.26737230000000001,null,0.33467829999999998]
[0.26737230000000001,null,0.33467829999999998]
[0.26737230000000001,null,0.33458060000000001]
[0.26731310000000003,null,0.33458060000000001]
[0.26728760000000001,null,0.33458060000000001]
[0.26727489999999998,null,0.33458060000000001]
[0.26724110000000001,null,0.33458060000000001]
[0.26724110000000001,null,0.33458060000000001]
[0.26722380000000001,null,0.33458060000000001]
[0.26722380000000001,null,0.33458060000000001]
[0.26722380000000001,null,0.33458060000000001]
[0.26721109999999998,null,0.33458060000000001]
[0.26715840000000002,null,0.33443650000000003]
[0.26715840000000002,null,0.33443650000000003]
[0.26711180000000001,null,0.33443650000000003]
[0.26711180000000001,null,0.3343255]
[0.26702910000000002,null,0.3343255]
[0.26701269999999999,null,0.3343255]
[0.26701269999999999,null,0.3343255]
[0.26701269999999999,null,0.3343255]
[0.26694970000000001,null,0.3343255]
[0.26694970000000001,null,0.3343255]
[0.26694970000000001,null,0.3343255]
[0.26688869999999998,null,0.3343255]
[0.26686949999999998,null,0.33422829999999998]
[0.26684219999999997,null,0.33422829999999998]
[0.26684210000000003,null,0.33422829999999998]
[0.26679750000000002,null,0.33422829999999998]
[0.26678479999999999,null,0.33422829999999998]
[0.26676840000000002,null,0.33422829999999998]
[0.26676840000000002,null,0.33422829999999998]
[0.26675199999999999,null,0.33422829999999998]
[0.26671810000000001,null,0.33422829999999998]
[0.26668900000000001,null,0.3340188]
[0.26667629999999998,null,0.3340188]
[0.2666617,null,0.3340188]
[0.26664900000000002,null,0.3340188]
[0.26664900000000002,null,0.3340188]
[0.26663429999999999,null,0.3340188]
[0.26660519999999999,null,0.3340188]
[0.26655689999999999,null,0.3340188]
[0.26655689999999999,null,0.3340188]
[0.26654420000000001,null,0.3340188]
[0.26650859999999998,null,0.33377699999999999]
[0.26649590000000001,null,0.33377699999999999]
[0.26649590000000001,null,0.33377699999999999]
[0.26649590000000001,null,0.33377699999999999]
[0.26648319999999998,null,0.33377699999999999]
[0.2664668,null,0.33377699999999999]
[0.2664475,null,0.33367989999999997]
[0.26643480000000003,null,0.33367989999999997]
[0.2663992,null,0.33367989999999997]
[0.2663992,null,0.33367989999999997]
[0.26638650000000003,null,0.33367989999999997]
[0.26635740000000002,null,0.33367989999999997]
[0.26634010000000002,null,0.33367989999999997]
[0.26632739999999999,null,0.33367989999999997]
[0.26631470000000002,null,0.33367989999999997]
[0.26623910000000001,null,0.33367989999999997]
[0.26622269999999998,null,0.33367989999999997]
[0.26622259999999998,null,0.33367989999999997]
[0.26620539999999998,null,0.33367989999999997]
[0.2661617,null,0.3335688]
[0.2661617,null,0.3335688]
[0.26614900000000002,null,0.3335688]
[0.26613629999999999,null,0.3335688]
[0.26612160000000001,null,0.3335688]
[0.26608349999999997,null,0.3335688]
[0.26608349999999997,null,0.3335688]
[0.26603900000000003,null,0.3335688]
[0.26603890000000002,null,0.3335688]
[0.26602619999999999,null,0.3335688]
[0.26599889999999998,null,0.3334703]
[0.26598620000000001,null,0.33337319999999998]
[0.26598620000000001,null,0.33337319999999998]
[0.2659589,null,0.33337319999999998]
[0.26594620000000002,null,0.33337319999999998]
[0.26592979999999999,null,0.33337319999999998]
[0.26590069999999999,null,0.33337319999999998]
[0.26585799999999998,null,0.33337319999999998]
[0.26585799999999998,null,0.3332291]
[0.26574429999999999,null,0.3332291]
[0.26572960000000001,null,0.3332291]
[0.2657023,null,0.3332291]
[0.26568589999999997,null,0.3332291]
[0.26564320000000002,null,0.3332291]
[0.2656076,null,0.3332291]
[0.2655785,null,0.3332291]
[0.26556580000000002,null,0.3332291]
[0.26553379999999999,null,0.3332291]
[0.26553379999999999,null,0.33302039999999999]
[0.26553379999999999,null,0.33302039999999999]
[0.26550649999999998,null,0.33302039999999999]
[0.26548110000000003,null,0.33302039999999999]
[0.26548110000000003,null,0.33302039999999999]
[0.26546839999999999,null,0.33292319999999997]
[0.26546839999999999,null,0.33292319999999997]
[0.26543480000000003,null,0.33292319999999997]
[0.26540940000000002,null,0.33292319999999997]
[0.2653566,null,0.33292319999999997]
[0.26532470000000002,null,0.33282469999999997]
[0.26532470000000002,null,0.33282469999999997]
[0.26526820000000001,null,0.33282469999999997]
[0.26525549999999998,null,0.33282469999999997]
[0.2652429,null,0.33282469999999997]
[0.26522649999999998,null,0.33282469999999997]
[0.26520719999999998,null,0.33282469999999997]
[0.26520719999999998,null,0.33282469999999997]
[0.26514799999999999,null,0.33282469999999997]
[0.26511689999999999,null,0.33282469999999997]
[0.26511689999999999,null,0.33282469999999997]
[0.26510420000000001,null,0.33282469999999997]
[0.26506160000000001,null,0.33272760000000001]
[0.26499159999999999,null,0.33272760000000001]
[0.26499149999999999,null,0.33272760000000001]
[0.26497880000000001,null,0.33272760000000001]
[0.26496249999999999,null,0.33272760000000001]
[0.26491409999999999,null,0.33258349999999998]
[0.26489689999999999,null,0.33258349999999998]
[0.26489689999999999,null,0.3324724]
[0.26484609999999997,null,0.3324724]
[0.2648297,null,0.3324724]
[0.26477230000000002,null,0.33237480000000003]
[0.26471410000000001,null,0.33237480000000003]
[0.26471410000000001,null,0.33237480000000003]
[0.26470139999999998,null,0.33237480000000003]
[0.26470139999999998,null,0.33237480000000003]
[0.26470139999999998,null,0.33237480000000003]
[0.26467220000000002,null,0.33237480000000003]
[0.26465290000000002,null,0.33237480000000003]
[0.26464019999999999,null,0.33237480000000003]
[0.26461030000000002,null,0.33227760000000001]
[0.26459559999999999,null,0.33227760000000001]
[0.26458290000000001,null,0.33227760000000001]
[0.26456649999999998,null,0.33227760000000001]
[0.26456649999999998,null,0.33227760000000001]
[0.26451989999999997,null,0.33227760000000001]
[0.2645072,null,0.3321791]
[0.26446170000000002,null,0.33206809999999998]
[0.26446170000000002,null,0.33206809999999998]
[0.26443250000000001,null,0.33206809999999998]
[0.26437709999999998,null,0.33206809999999998]
[0.26437709999999998,null,0.33206809999999998]
[0.2643607,null,0.33206809999999998]
[0.26434800000000003,null,0.33206809999999998]
[0.26429970000000003,null,0.33206809999999998]
[0.26427040000000002,null,0.33206809999999998]
[0.26422780000000001,null,0.33206809999999998]
[0.26418770000000003,null,0.33206809999999998]
[0.2641713,null,0.33206809999999998]
[0.2641713,null,0.33206809999999998]
[0.26413740000000002,null,0.33206809999999998]
[0.26413740000000002,null,0.33206809999999998]
[0.26412020000000003,null,0.33206809999999998]
[0.2641075,null,0.33206809999999998]
[0.26409110000000002,null,0.33206809999999998]
[0.26402389999999998,null,0.33197090000000001]
[0.2640093,null,0.33197090000000001]
[0.26397730000000003,null,0.33187329999999998]
[0.26391829999999999,null,0.33187329999999998]
[0.26390560000000002,null,0.33187329999999998]
[0.26389089999999998,null,0.33187329999999998]
[0.26385239999999999,null,0.33187329999999998]
[0.26382329999999998,null,0.33187329999999998]
[0.26382329999999998,null,0.3317292]
[0.26380609999999999,null,0.3317292]
[0.26379340000000001,null,0.3317292]
[0.26378069999999998,null,0.3317292]
[0.2637661,null,0.3317292]
[0.26374969999999998,null,0.3317292]
[0.263737,null,0.3317292]
[0.26369320000000002,null,0.3317292]
[0.26366590000000001,null,0.3317292]
[0.26366590000000001,null,0.33161810000000003]
[0.2636405,null,0.33161810000000003]
[0.26362780000000002,null,0.33151960000000003]
[0.26360240000000001,null,0.33151960000000003]
[0.26357039999999998,null,0.33151960000000003]
[0.26357039999999998,null,0.33151960000000003]
[0.2635286,null,0.33151960000000003]
[0.26351590000000003,null,0.33151960000000003]
[0.26345859999999999,null,0.33151960000000003]
[0.26344590000000001,null,0.33142250000000001]
[0.26344590000000001,null,0.33142250000000001]
[0.26342949999999998,null,0.33142250000000001]
[0.26338289999999998,null,0.33142250000000001]
[0.26338289999999998,null,0.33142250000000001]
[0.26338289999999998,null,0.33142250000000001]
[0.26335560000000002,null,0.33142250000000001]
[0.2633392,null,0.33142250000000001]
[0.2633392,null,0.33142250000000001]
[0.26332450000000002,null,0.33142250000000001]
[0.26331179999999998,null,0.33142250000000001]
[0.26327990000000001,null,0.33142250000000001]
[0.2632545,null,0.33142250000000001]
[0.26322449999999997,null,0.33142250000000001]
[0.26318639999999999,null,0.33127839999999997]
[0.26317370000000001,null,0.33118069999999999]
[0.26315909999999998,null,0.33118069999999999]
[0.26312920000000001,null,0.33118069999999999]
[0.26309529999999998,null,0.33118069999999999]
[0.2630826,null,0.33118069999999999]
[0.2630535,null,0.33118069999999999]
[0.2630535,null,0.33108219999999999]
[0.26301340000000001,null,0.33108219999999999]
[0.26296710000000001,null,0.33097120000000002]
[0.26296710000000001,null,0.33097120000000002]
[0.26291680000000001,null,0.33097120000000002]
[0.26291680000000001,null,0.330874]
[0.26290219999999997,null,0.330874]
[0.26287680000000002,null,0.330874]
[0.26284940000000001,null,0.330874]
[0.26284940000000001,null,0.330874]
[0.26280480000000001,null,0.330874]
[0.26277289999999998,null,0.330874]
[0.26275359999999998,null,0.330874]
[0.2626889,null,0.330874]
[0.2626889,null,0.330874]
[0.2626616,null,0.330874]
[0.26262970000000002,null,0.330874]
[0.26260060000000002,null,0.330874]
[0.26260060000000002,null,0.330874]
[0.26257320000000001,null,0.330874]
[0.26251219999999997,null,0.330874]
[0.2624958,null,0.33076299999999997]
[0.26243040000000001,null,0.3306653]
[0.26241399999999998,null,0.3306653]
[0.26239469999999998,null,0.3306653]
[0.26239469999999998,null,0.3306653]
[0.26236739999999997,null,0.33056679999999999]
[0.2623547,null,0.33056679999999999]
[0.26232270000000002,null,0.33056679999999999]
[0.26230550000000002,null,0.33056679999999999]
[0.26230550000000002,null,0.33046969999999998]
[0.26226369999999999,null,0.33046969999999998]
[0.26226369999999999,null,0.33046969999999998]
[0.26225100000000001,null,0.33046969999999998]
[0.26223829999999998,null,0.33046969999999998]
[0.262181,null,0.33046969999999998]
[0.26215369999999999,null,0.33046969999999998]
[0.26213900000000001,null,0.33046969999999998]
[0.2621136,null,0.33046969999999998]
[0.26209719999999997,null,0.33046969999999998]
[0.26207999999999998,null,0.3303256]
[0.262048,null,0.3303256]
[0.2620207,null,0.3303256]
[0.26199159999999999,null,0.3303256]
[0.26197700000000002,null,0.3303256]
[0.26197700000000002,null,0.3303256]
[0.26195770000000002,null,0.33021450000000002]
[0.26190239999999998,null,0.33021450000000002]
[0.26188309999999998,null,0.33021450000000002]
[0.26186670000000001,null,0.33021450000000002]
[0.2618376,null,0.33011600000000002]
[0.2618103,null,0.33011600000000002]
[0.2618103,null,0.33011600000000002]
[0.26177929999999999,null,0.33011600000000002]
[0.26176460000000001,null,0.33011600000000002]
[0.26175189999999998,null,0.33011600000000002]
[0.26173730000000001,null,0.33011600000000002]
[0.26173730000000001,null,0.33011600000000002]
[0.26173730000000001,null,0.33011600000000002]
[0.26172459999999997,null,0.33011600000000002]
[0.26172459999999997,null,0.3300189]
[0.26167180000000001,null,0.3300189]
[0.26165460000000001,null,0.3300189]
[0.2616272,null,0.3300189]
[0.26161450000000003,null,0.3300189]
[0.26158350000000002,null,0.3300189]
[0.26154539999999998,null,0.32990779999999997]
[0.26152619999999999,null,0.32990779999999997]
[0.26151350000000001,null,0.3298102]
[0.26145239999999997,null,0.3298102]
[0.26145239999999997,null,0.3298102]
[0.26141429999999999,null,0.3298102]
[0.26133859999999998,null,0.3298102]
[0.2613259,null,0.3298102]
[0.26129599999999997,null,0.3298102]
[0.26126319999999997,null,0.3298102]
[0.2612486,null,0.3298102]
[0.26121050000000001,null,0.3298102]
[0.26117940000000001,null,0.3298102]
[0.26114949999999998,null,0.32966610000000002]
[0.26114949999999998,null,0.32966610000000002]
[0.26110109999999997,null,0.3294704]
[0.26110109999999997,null,0.3294704]
[0.26103759999999998,null,0.3294704]
[0.2610249,null,0.3294704]
[0.26100859999999998,null,0.3294704]
[0.26100849999999998,null,0.32935940000000002]
[0.26096219999999998,null,0.32935940000000002]
[0.2609303,null,0.32935940000000002]
[0.26091760000000003,null,0.32935940000000002]
[0.26090289999999999,null,0.32935940000000002]
[0.26090289999999999,null,0.32935940000000002]
[0.26086480000000001,null,0.32935940000000002]
[0.26081650000000001,null,0.32935940000000002]
[0.26080379999999997,null,0.32935940000000002]
[0.2607874,null,0.32935940000000002]
[0.26075749999999998,null,0.32935940000000002]
[0.26070919999999997,null,0.32935940000000002]
[0.2606945,null,0.32935940000000002]
[0.2606945,null,0.32935940000000002]
[0.26067810000000002,null,0.32935940000000002]
[0.26064900000000002,null,0.32932270000000002]
[0.26060899999999998,null,0.32926169999999999]
[0.26053989999999999,null,0.32926169999999999]
[0.26053989999999999,null,0.32926169999999999]
[0.26052520000000001,null,0.32926169999999999]
[0.26049329999999998,null,0.32926169999999999]
[0.2604786,null,0.32926169999999999]
[0.2604532,null,0.32926169999999999]
[0.2604532,null,0.32900659999999998]
[0.26042130000000002,null,0.32900659999999998]
[0.26040659999999999,null,0.32900659999999998]
[0.2603473,null,0.32900659999999998]
[0.2603473,null,0.32890799999999998]
[0.26029279999999999,null,0.32890799999999998]
[0.26027820000000002,null,0.32881090000000002]
[0.26026179999999999,null,0.32881090000000002]
[0.26024540000000002,null,0.32881090000000002]
[0.26020339999999997,null,0.32881090000000002]
[0.26017800000000002,null,0.32881090000000002]
[0.26016529999999999,null,0.32881090000000002]
[0.26014609999999999,null,0.32881090000000002]
[0.26012970000000002,null,0.32881090000000002]
[0.26008969999999998,null,0.32881090000000002]
[0.26003520000000002,null,0.32881090000000002]
[0.26002249999999999,null,0.32869989999999999]
[0.26000780000000001,null,0.32869989999999999]
[0.2599805,null,0.32869989999999999]
[0.25994850000000003,null,0.32869989999999999]
[0.25994850000000003,null,0.32869989999999999]
[0.2599129,null,0.32869989999999999]
[0.25987480000000002,null,0.32869989999999999]
[0.25976300000000002,null,0.32869989999999999]
[0.25971559999999999,null,0.32869989999999999]
[0.25969829999999999,null,0.32869989999999999]
[0.2596791,null,0.32869989999999999]
[0.25966270000000002,null,0.32869989999999999]
[0.25961810000000002,null,0.32869989999999999]
[0.25958619999999999,null,0.32869989999999999]
[0.25955709999999999,null,0.32860220000000001]
[0.25951049999999998,null,0.32860220000000001]
[0.25949410000000001,null,0.32860220000000001]
[0.25949410000000001,null,0.32850509999999999]
[0.25946669999999999,null,0.32836100000000001]
[0.25946669999999999,null,0.32836100000000001]
[0.25945400000000002,null,0.32836100000000001]
[0.25944129999999999,null,0.32836100000000001]
[0.25941219999999998,null,0.32824989999999998]
[0.25935580000000003,null,0.32824989999999998]
[0.25935580000000003,null,0.32824989999999998]
[0.2593222,null,0.32824989999999998]
[0.25930750000000002,null,0.32824989999999998]
[0.25927559999999999,null,0.32824989999999998]
[0.25926100000000002,null,0.32824989999999998]
[0.25926100000000002,null,0.32824989999999998]
[0.25926100000000002,null,0.32815139999999998]
[0.25919799999999998,null,0.32815139999999998]
[0.25914350000000003,null,0.32815139999999998]
[0.2591271,null,0.32815139999999998]
[0.25909720000000003,null,0.32815139999999998]
[0.25909720000000003,null,0.32815139999999998]
[0.2590633,null,0.32815139999999998]
[0.25903419999999999,null,0.32815139999999998]
[0.25901489999999999,null,0.32815139999999998]
[0.25901489999999999,null,0.32815139999999998]
[0.25900030000000002,null,0.32815139999999998]
[0.25898759999999998,null,0.32815139999999998]
[0.2589476,null,0.3280073]
[0.2589185,null,0.3280073]
[0.25886399999999998,null,0.3280073]
[0.25884669999999999,null,0.3280073]
[0.2588048,null,0.32791019999999999]
[0.25879210000000002,null,0.32791019999999999]
[0.25877280000000003,null,0.32791019999999999]
[0.25873099999999999,null,0.32779910000000001]
[0.25871830000000001,null,0.32779910000000001]
[0.25871830000000001,null,0.32779910000000001]
[0.25867200000000001,null,0.32779910000000001]
[0.25865270000000001,null,0.32779910000000001]
[0.25863629999999999,null,0.32770149999999998]
[0.25862360000000001,null,0.32770149999999998]
[0.25862360000000001,null,0.32770149999999998]
[0.25860640000000001,null,0.32770149999999998]
[0.25853920000000002,null,0.32770149999999998]
[0.25850990000000001,null,0.32770149999999998]
[0.25848080000000001,null,0.32770149999999998]
[0.25846160000000001,null,0.32770149999999998]
[0.25843250000000001,null,0.32770149999999998]
[0.25834689999999999,null,0.32760430000000001]
[0.25833420000000001,null,0.32760430000000001]
[0.25827319999999998,null,0.32760430000000001]
[0.25825389999999998,null,0.32760430000000001]
[0.2582412,null,0.32760430000000001]
[0.2581927,null,0.32749329999999999]
[0.2581755,null,0.32749329999999999]
[0.25814809999999999,null,0.32739479999999999]
[0.25813540000000001,null,0.32739479999999999]
[0.25808989999999998,null,0.32739479999999999]
[0.25808989999999998,null,0.32739479999999999]
[0.258025,null,0.32739479999999999]
[0.25801039999999997,null,0.32725070000000001]
[0.25801039999999997,null,0.32715349999999999]
[0.25799569999999999,null,0.32715349999999999]
[0.25795570000000001,null,0.32715349999999999]
[0.25791389999999997,null,0.32715349999999999]
[0.2578975,null,0.32715349999999999]
[0.25787019999999999,null,0.32715349999999999]
[0.25782100000000002,null,0.32715349999999999]
[0.25779099999999999,null,0.32715349999999999]
[0.25775100000000001,null,0.32715349999999999]
[0.2577199,null,0.32715349999999999]
[0.2577199,null,0.32715349999999999]
[0.2577199,null,0.32715349999999999]
[0.2577007,null,0.32715349999999999]
[0.25764429999999999,null,0.32715349999999999]
[0.25763160000000002,null,0.32715349999999999]
[0.25761519999999999,null,0.32715349999999999]
[0.25760250000000001,null,0.32715349999999999]
[0.25755329999999999,null,0.32715349999999999]
[0.25752419999999998,null,0.32705590000000001]
[0.25749680000000003,null,0.32705590000000001]
[0.25745420000000002,null,0.32705590000000001]
[0.25744149999999999,null,0.32705590000000001]
[0.25739119999999999,null,0.32705590000000001]
[0.25736579999999998,null,0.32705590000000001]
[0.2573319,null,0.32705590000000001]
[0.2572836,null,0.32684629999999998]
[0.2572836,null,0.32684629999999998]
[0.25724550000000002,null,0.32660509999999998]
[0.25722909999999999,null,0.32660509999999998]
[0.25721640000000001,null,0.32660509999999998]
[0.25720179999999998,null,0.32660509999999998]
[0.25716,null,0.32660509999999998]
[0.25713459999999999,null,0.32660509999999998]
[0.25710359999999999,null,0.32660509999999998]
[0.25708720000000002,null,0.32660509999999998]
[0.25705519999999998,null,0.32660509999999998]
[0.25705519999999998,null,0.32660509999999998]
[0.2569979,null,0.32660509999999998]
[0.25695220000000002,null,0.32660509999999998]
[0.25693579999999999,null,0.32660509999999998]
[0.25688919999999998,null,0.32660509999999998]
[0.25686379999999998,null,0.32660509999999998]
[0.2568511,null,0.32660509999999998]
[0.25680930000000002,null,0.32660509999999998]
[0.25679469999999999,null,0.32660509999999998]
[0.25676539999999998,null,0.32650790000000002]
[0.25673629999999997,null,0.32650790000000002]
[0.2567236,null,0.32650790000000002]
[0.25667990000000002,null,0.32650790000000002]
[0.25666349999999999,null,0.32650790000000002]
[0.25664619999999999,null,0.32639689999999999]
[0.25660440000000001,null,0.32639689999999999]
[0.25656250000000003,null,0.32639689999999999]
[0.25656250000000003,null,0.32629920000000001]
[0.25651610000000002,null,0.32629920000000001]
[0.25649690000000003,null,0.32615519999999998]
[0.25646780000000002,null,0.32615519999999998]
[0.25642310000000001,null,0.32615519999999998]
[0.25642310000000001,null,0.32615519999999998]
[0.2563684,null,0.32615519999999998]
[0.25632470000000002,null,0.32615519999999998]
[0.25630829999999999,null,0.32615519999999998]
[0.25624930000000001,null,0.32615509999999998]
[0.25624930000000001,null,0.32615509999999998]
[0.25623459999999998,null,0.32595950000000001]
[0.25620359999999998,null,0.32584849999999999]
[0.25617820000000002,null,0.32584849999999999]
[0.25612990000000002,null,0.32584849999999999]
[0.25610250000000001,null,0.32584839999999998]
[0.25607340000000001,null,0.32584839999999998]
[0.25606069999999997,null,0.32584839999999998]
[0.256048,null,0.32584839999999998]
[0.25598870000000001,null,0.32584839999999998]
[0.25596140000000001,null,0.32584839999999998]
[0.25588949999999999,null,0.32584839999999998]
[0.25585669999999999,null,0.32584839999999998]
[0.25580920000000001,null,0.32584839999999998]
[0.25573469999999998,null,0.32575130000000002]
[0.25571830000000001,null,0.32575130000000002]
[0.25570359999999998,null,0.32575130000000002]
[0.25570359999999998,null,0.32575130000000002]
[0.25565529999999997,null,0.32564029999999999]
[0.25561149999999999,null,0.32564029999999999]
[0.25557590000000002,null,0.32564029999999999]
[0.25551049999999997,null,0.32564029999999999]
[0.2554941,null,0.32564029999999999]
[0.25547940000000002,null,0.32564029999999999]
[0.25541750000000002,null,0.32554260000000002]
[0.25541750000000002,null,0.32554260000000002]
[0.25538559999999999,null,0.32554260000000002]
[0.25532369999999999,null,0.32554260000000002]
[0.25531100000000001,null,0.32554260000000002]
[0.25531100000000001,null,0.32544410000000001]
[0.25531100000000001,null,0.32544410000000001]
[0.25523800000000002,null,0.32544410000000001]
[0.25522329999999999,null,0.32544410000000001]
[0.25522329999999999,null,0.32520290000000002]
[0.25515660000000001,null,0.32520290000000002]
[0.25515660000000001,null,0.32520290000000002]
[0.2550847,null,0.32520290000000002]
[0.2550847,null,0.32520290000000002]
[0.2550364,null,0.32520290000000002]
[0.2550171,null,0.32520290000000002]
[0.25500250000000002,null,0.32520290000000002]
[0.25495879999999999,null,0.32520290000000002]
[0.25495879999999999,null,0.32520290000000002]
[0.25494610000000001,null,0.32509179999999999]
[0.2548916,null,0.32509179999999999]
[0.25480799999999998,null,0.32509179999999999]
[0.25479069999999998,null,0.32509179999999999]
[0.25477610000000001,null,0.32509179999999999]
[0.2547278,null,0.32499470000000003]
[0.25471319999999997,null,0.32499470000000003]
[0.25465870000000002,null,0.32499470000000003]
[0.25461119999999998,null,0.32499470000000003]
[0.2545731,null,0.32499470000000003]
[0.2545731,null,0.32499470000000003]
[0.25454389999999999,null,0.32499470000000003]
[0.2545058,null,0.32499470000000003]
[0.25447009999999998,null,0.32499470000000003]
[0.25437729999999997,null,0.32499470000000003]
[0.2543454,null,0.32489620000000002]
[0.25429800000000002,null,0.32479849999999999]
[0.25423669999999998,null,0.32479849999999999]
[0.25421129999999997,null,0.32479849999999999]
[0.2541949,null,0.32479849999999999]
[0.25413479999999999,null,0.32479849999999999]
[0.25409280000000001,null,0.32470139999999997]
[0.2540482,null,0.32470139999999997]
[0.2540482,null,0.32470139999999997]
[0.25399549999999999,null,0.32470139999999997]
[0.25399549999999999,null,0.32470139999999997]
[0.25394470000000002,null,0.32455729999999999]
[0.25391540000000001,null,0.32444620000000002]
[0.25382969999999999,null,0.32444620000000002]
[0.25377230000000001,null,0.32444620000000002]
[0.25375599999999998,null,0.32444620000000002]
[0.25372230000000001,null,0.32444620000000002]
[0.25366699999999998,null,0.32444620000000002]
[0.2535985,null,0.32444620000000002]
[0.25353500000000001,null,0.32444620000000002]
[0.25352229999999998,null,0.32444620000000002]
[0.25343680000000002,null,0.32444620000000002]
[0.25342409999999999,null,0.32444620000000002]
[0.25339869999999998,null,0.32444620000000002]
[0.25335669999999999,null,0.32444620000000002]
[0.25329570000000001,null,0.3243491]
[0.25328109999999998,null,0.3243491]
[0.25326470000000001,null,0.3243491]
[0.25321440000000001,null,0.3242506]
[0.25316280000000002,null,0.3242506]
[0.2531004,null,0.3242506]
[0.2530521,null,0.3242506]
[0.25302019999999997,null,0.32415290000000002]
[0.25302019999999997,null,0.32404189999999999]
[0.25296000000000002,null,0.32404189999999999]
[0.25292189999999998,null,0.32404189999999999]
[0.25287559999999998,null,0.32404189999999999]
[0.252861,null,0.32404189999999999]
[0.2528164,null,0.32404189999999999]
[0.2528164,null,0.32389780000000001]
[0.25276169999999998,null,0.32389780000000001]
[0.252718,null,0.32389780000000001]
[0.25270330000000002,null,0.32389780000000001]
[0.25262570000000001,null,0.32389780000000001]
[0.25262570000000001,null,0.32389780000000001]
[0.25260929999999998,null,0.32380059999999999]
[0.25254919999999997,null,0.32380059999999999]
[0.2525328,null,0.32380059999999999]
[0.25249270000000001,null,0.32380059999999999]
[0.25246540000000001,null,0.32380059999999999]
[0.25246540000000001,null,0.32380059999999999]
[0.25240050000000003,null,0.32380059999999999]
[0.25234400000000001,null,0.32380059999999999]
[0.25232759999999999,null,0.32380059999999999]
[0.25228099999999998,null,0.32380059999999999]
[0.25225560000000002,null,0.32380059999999999]
[0.2522392,null,0.32370209999999999]
[0.25218089999999999,null,0.32370209999999999]
[0.25218089999999999,null,0.32370209999999999]
[0.252108,null,0.32359110000000002]
[0.25209169999999997,null,0.32359110000000002]
[0.25203890000000001,null,0.32359110000000002]
[0.25199519999999997,null,0.32359110000000002]
[0.2519825,null,0.3234939]
[0.25196980000000002,null,0.3234939]
[0.25192120000000001,null,0.3234939]
[0.2518958,null,0.3234939]
[0.25188310000000003,null,0.3234939]
[0.2518685,null,0.3234939]
[0.25183460000000002,null,0.3234939]
[0.2517528,null,0.32339630000000003]
[0.25170530000000002,null,0.32339630000000003]
[0.25164219999999998,null,0.32339630000000003]
[0.25159209999999999,null,0.32339630000000003]
[0.25156299999999998,null,0.32339630000000003]
[0.25149759999999999,null,0.32339630000000003]
[0.25143379999999999,null,0.32339630000000003]
[0.25141910000000001,null,0.32339630000000003]
[0.25140639999999997,null,0.32339630000000003]
[0.25136009999999998,null,0.32339630000000003]
[0.2513474,null,0.32339630000000003]
[0.25126189999999998,null,0.32328519999999999]
[0.25124259999999998,null,0.32318809999999998]
[0.25121159999999998,null,0.323044]
[0.25114239999999999,null,0.323044]
[0.25109409999999999,null,0.323044]
[0.251056,null,0.323044]
[0.25100679999999997,null,0.3229455]
[0.2509941,null,0.3229455]
[0.25095600000000001,null,0.3229455]
[0.25090479999999998,null,0.3229455]
[0.25089020000000001,null,0.3229455]
[0.25089020000000001,null,0.3229455]
[0.25084450000000003,null,0.3229455]
[0.25080079999999999,null,0.32284829999999998]
[0.25075249999999999,null,0.32284829999999998]
[0.25075249999999999,null,0.32284829999999998]
[0.25064730000000002,null,0.32284829999999998]
[0.25063010000000002,null,0.32284829999999998]
[0.25057170000000001,null,0.32284829999999998]
[0.25052799999999997,null,0.3227373]
[0.25048599999999999,null,0.3227373]
[0.25046960000000001,null,0.3227373]
[0.25042039999999999,null,0.3227373]
[0.25037579999999998,null,0.3227373]
[0.2503338,null,0.32263960000000003]
[0.25031920000000002,null,0.32249549999999999]
[0.25021969999999999,null,0.32249549999999999]
[0.25020700000000001,null,0.32249549999999999]
[0.25016070000000001,null,0.32249549999999999]
[0.25008130000000001,null,0.32239839999999997]
[0.250052,null,0.32239839999999997]
[0.25001839999999997,null,0.32239839999999997]
[0.250002,null,0.32239839999999997]
[0.24996189999999999,null,0.32239839999999997]
[0.24993650000000001,null,0.32239839999999997]
[0.2499111,null,0.32229989999999997]
[0.24989839999999999,null,0.3221888]
[0.24985840000000001,null,0.3221888]
[0.2498293,null,0.3221888]
[0.2497954,null,0.3221888]
[0.2497635,null,0.3221888]
[0.2497325,null,0.3221888]
[0.24967800000000001,null,0.3221888]
[0.24967800000000001,null,0.3221888]
[0.249638,null,0.3221888]
[0.24960689999999999,null,0.3221888]
[0.24960689999999999,null,0.3221888]
[0.2495713,null,0.3221888]
[0.24949379999999999,null,0.3221888]
[0.24946840000000001,null,0.32209169999999998]
[0.24941930000000001,null,0.32209169999999998]
[0.24938930000000001,null,0.3219476]
[0.2493436,null,0.3219476]
[0.2493272,null,0.3219476]
[0.24924460000000001,null,0.3219476]
[0.2492172,null,0.3219476]
[0.2492026,null,0.3219476]
[0.24917520000000001,null,0.3219476]
[0.2490994,null,0.3219476]
[0.24905389999999999,null,0.3219476]
[0.24903919999999999,null,0.32183659999999997]
[0.2489682,null,0.32183659999999997]
[0.24892349999999999,null,0.32173889999999999]
[0.24890889999999999,null,0.32173889999999999]
[0.24887699999999999,null,0.32173889999999999]
[0.2488496,null,0.32173889999999999]
[0.2488177,null,0.32173889999999999]
[0.2488177,null,0.32173889999999999]
[0.2488177,null,0.32164039999999999]
[0.2488004,null,0.32154319999999997]
[0.2487878,null,0.32154319999999997]
[0.2487877,null,0.32154319999999997]
[0.2487587,null,0.32154319999999997]
[0.24871299999999999,null,0.32154319999999997]
[0.2486729,null,0.32154319999999997]
[0.2486246,null,0.32154319999999997]
[0.24853649999999999,null,0.32154319999999997]
[0.24849080000000001,null,0.32154319999999997]
[0.24845800000000001,null,0.32154319999999997]
[0.2484162,null,0.32154319999999997]
[0.2483659,null,0.32154319999999997]
[0.2483495,null,0.32154319999999997]
[0.24829109999999999,null,0.32154319999999997]
[0.24824260000000001,null,0.3214322]
[0.24819340000000001,null,0.3214322]
[0.24819340000000001,null,0.32128810000000002]
[0.2481661,null,0.32128810000000002]
[0.2481661,null,0.32128810000000002]
[0.24812600000000001,null,0.32128810000000002]
[0.24811140000000001,null,0.32128810000000002]
[0.24811140000000001,null,0.32128810000000002]
[0.2479992,null,0.321191]
[0.2479865,null,0.321191]
[0.24792639999999999,null,0.32109330000000003]
[0.24792639999999999,null,0.32109330000000003]
[0.24789449999999999,null,0.32109330000000003]
[0.24784880000000001,null,0.32109330000000003]
[0.24779409999999999,null,0.32109330000000003]
[0.24773400000000001,null,0.32099480000000002]
[0.24772130000000001,null,0.32099480000000002]
[0.2476922,null,0.32099480000000002]
[0.2476585,null,0.32099480000000002]
[0.2475956,null,0.32099480000000002]
[0.24757009999999999,null,0.32099480000000002]
[0.24753910000000001,null,0.32099480000000002]
[0.24750810000000001,null,0.32099480000000002]
[0.2474934,null,0.32089770000000001]
[0.24742040000000001,null,0.32089770000000001]
[0.24742040000000001,null,0.32089770000000001]
[0.2473784,null,0.32089770000000001]
[0.24736379999999999,null,0.32089770000000001]
[0.2472982,null,0.32089760000000001]
[0.24728359999999999,null,0.32078659999999998]
[0.24725249999999999,null,0.32078659999999998]
[0.2471622,null,0.32078659999999998]
[0.2471622,null,0.32078659999999998]
[0.2471303,null,0.32078659999999998]
[0.24704670000000001,null,0.32078659999999998]
[0.2469837,null,0.3206425]
[0.2469837,null,0.3206425]
[0.2469363,null,0.32054490000000002]
[0.2469199,null,0.3204477]
[0.2468525,null,0.3204477]
[0.2468099,null,0.3204477]
[0.2467906,null,0.3204477]
[0.2467742,null,0.3204477]
[0.2467596,null,0.3204477]
[0.24670690000000001,null,0.3204477]
[0.24665039999999999,null,0.3204477]
[0.2466168,null,0.32033669999999997]
[0.24656020000000001,null,0.32033669999999997]
[0.2465348,null,0.32033669999999997]
[0.2464884,null,0.32033669999999997]
[0.24644179999999999,null,0.32033669999999997]
[0.24637980000000001,null,0.32023819999999997]
[0.2462425,null,0.32023810000000003]
[0.24620069999999999,null,0.32023810000000003]
[0.24617159999999999,null,0.32023810000000003]
[0.24614620000000001,null,0.32023810000000003]
[0.2460861,null,0.32023810000000003]
[0.24604409999999999,null,0.32023810000000003]
[0.24602489999999999,null,0.32023810000000003]
[0.24599560000000001,null,0.32023810000000003]
[0.2459392,null,0.32014100000000001]
[0.24588599999999999,null,0.32014100000000001]
[0.24584790000000001,null,0.32004339999999998]
[0.245785,null,0.32004339999999998]
[0.2457249,null,0.32004339999999998]
[0.24568480000000001,null,0.32004339999999998]
[0.24565380000000001,null,0.3198993]
[0.24562020000000001,null,0.3198993]
[0.24562020000000001,null,0.3198993]
[0.2455784,null,0.3198993]
[0.24552560000000001,null,0.3198993]
[0.24549280000000001,null,0.3198993]
[0.2454635,null,0.3198993]
[0.24542990000000001,null,0.31978820000000002]
[0.24542990000000001,null,0.31978820000000002]
[0.2454026,null,0.31978820000000002]
[0.24535879999999999,null,0.31978820000000002]
[0.24530859999999999,null,0.31978820000000002]
[0.2452521,null,0.31978820000000002]
[0.24521399999999999,null,0.31978820000000002]
[0.24516830000000001,null,0.31978820000000002]
[0.2451246,null,0.31968970000000002]
[0.24505070000000001,null,0.31949490000000003]
[0.245005,null,0.31949490000000003]
[0.2449711,null,0.31949490000000003]
[0.2449412,null,0.31949490000000003]
[0.24487400000000001,null,0.31949490000000003]
[0.24481559999999999,null,0.31949490000000003]
[0.24479919999999999,null,0.31949490000000003]
[0.24475259999999999,null,0.31949490000000003]
[0.24467269999999999,null,0.31949490000000003]
[0.24463270000000001,null,0.31949490000000003]
[0.24454600000000001,null,0.3193839]
[0.24445140000000001,null,0.3193839]
[0.24435470000000001,null,0.3193839]
[0.2443293,null,0.3193839]
[0.24429119999999999,null,0.3193839]
[0.24422940000000001,null,0.3193839]
[0.2442001,null,0.3193838]
[0.24413889999999999,null,0.3191426]
[0.2440262,null,0.3191426]
[0.2440262,null,0.3191426]
[0.24397150000000001,null,0.3191426]
[0.2439442,null,0.3191426]
[0.2439249,null,0.3191426]
[0.24387039999999999,null,0.3191426]
[0.24379670000000001,null,0.3191426]
[0.243753,null,0.3190441]
[0.2437358,null,0.3190441]
[0.2437038,null,0.31894650000000002]
[0.24367279999999999,null,0.31894650000000002]
[0.2436207,null,0.31894640000000002]
[0.24360609999999999,null,0.31894640000000002]
[0.24357619999999999,null,0.31894640000000002]
[0.24354880000000001,null,0.31894640000000002]
[0.2435031,null,0.31894640000000002]
[0.2434867,null,0.31894640000000002]
[0.2434576,null,0.31894640000000002]
[0.2434576,null,0.31894640000000002]
[0.24342369999999999,null,0.31883539999999999]
[0.24339640000000001,null,0.31869130000000001]
[0.24336730000000001,null,0.31869130000000001]
[0.24331990000000001,null,0.31859419999999999]
[0.24328179999999999,null,0.31859419999999999]
[0.24323520000000001,null,0.31849650000000002]
[0.2432079,null,0.31849650000000002]
[0.24316589999999999,null,0.31849650000000002]
[0.24311840000000001,null,0.31849650000000002]
[0.24308279999999999,null,0.31849650000000002]
[0.24305350000000001,null,0.31849650000000002]
[0.2430098,null,0.31849650000000002]
[0.2429934,null,0.31849650000000002]
[0.24296599999999999,null,0.31849650000000002]
[0.24290590000000001,null,0.31849650000000002]
[0.2428438,null,0.31849650000000002]
[0.24277280000000001,null,0.31849650000000002]
[0.2427242,null,0.31849650000000002]
[0.242676,null,0.31849650000000002]
[0.2426596,null,0.31849650000000002]
[0.2426432,null,0.31838549999999999]
[0.2425784,null,0.31838549999999999]
[0.2425784,null,0.31838549999999999]
[0.24253379999999999,null,0.31838549999999999]
[0.24248919999999999,null,0.31838549999999999]
[0.24247450000000001,null,0.31828689999999998]
[0.2424491,null,0.31818930000000001]
[0.2424192,null,0.31818930000000001]
[0.24239189999999999,null,0.31809219999999999]
[0.24236279999999999,null,0.31809219999999999]
[0.242288,null,0.31809219999999999]
[0.24222959999999999,null,0.31809219999999999]
[0.24218590000000001,null,0.31809219999999999]
[0.2421585,null,0.31809219999999999]
[0.2421585,null,0.31809219999999999]
[0.24211289999999999,null,0.31809219999999999]
[0.24206910000000001,null,0.31809219999999999]
[0.2420437,null,0.31809219999999999]
[0.24198710000000001,null,0.31794810000000001]
[0.24191779999999999,null,0.31783699999999998]
[0.24189240000000001,null,0.31783699999999998]
[0.24189240000000001,null,0.31783699999999998]
[0.24180019999999999,null,0.31783699999999998]
[0.24170349999999999,null,0.31783699999999998]
[0.24167810000000001,null,0.31783699999999998]
[0.24165890000000001,null,0.31773990000000002]
[0.2416143,null,0.31773990000000002]
[0.2415889,null,0.31773990000000002]
[0.2415889,null,0.31773990000000002]
[0.2415889,null,0.31773990000000002]
[0.24156159999999999,null,0.31764219999999999]
[0.2414905,null,0.31764219999999999]
[0.24144309999999999,null,0.31764219999999999]
[0.2414066,null,0.31764219999999999]
[0.2414066,null,0.31764219999999999]
[0.2414066,null,0.31764219999999999]
[0.24135580000000001,null,0.31764219999999999]
[0.24130740000000001,null,0.31764219999999999]
[0.2412637,null,0.31749810000000001]
[0.24123439999999999,null,0.31728859999999998]
[0.24121799999999999,null,0.31728859999999998]
[0.24120530000000001,null,0.31719140000000001]
[0.2411008,null,0.31719140000000001]
[0.2410571,null,0.31719140000000001]
[0.2410571,null,0.31719140000000001]
[0.24100060000000001,null,0.31719140000000001]
[0.2409249,null,0.31719140000000001]
[0.2409249,null,0.31709379999999998]
[0.2408913,null,0.31709379999999998]
[0.2407765,null,0.31709379999999998]
[0.24073839999999999,null,0.31709379999999998]
[0.24073839999999999,null,0.31709379999999998]
[0.2406837,null,0.31709379999999998]
[0.24060100000000001,null,0.31709379999999998]
[0.24056820000000001,null,0.31709379999999998]
[0.24056820000000001,null,0.31709379999999998]
[0.2405243,null,0.31709379999999998]
[0.24048249999999999,null,0.31709379999999998]
[0.24043590000000001,null,0.31709379999999998]
[0.2404049,null,0.31709379999999998]
[0.24031,null,0.31699519999999998]
[0.24027899999999999,null,0.31675399999999998]
[0.24025160000000001,null,0.31664300000000001]
[0.24021970000000001,null,0.31664300000000001]
[0.2401751,null,0.31664300000000001]
[0.240115,null,0.31664300000000001]
[0.24005660000000001,null,0.31664300000000001]
[0.24000630000000001,null,0.31664300000000001]
[0.23997350000000001,null,0.31664300000000001]
[0.2399317,null,0.31664300000000001]
[0.23991709999999999,null,0.31664300000000001]
[0.23984249999999999,null,0.31664300000000001]
[0.23977760000000001,null,0.31664300000000001]
[0.23972930000000001,null,0.31664300000000001]
[0.23972930000000001,null,0.31654529999999997]
[0.23962349999999999,null,0.31654529999999997]
[0.23959620000000001,null,0.3164343]
[0.23955609999999999,null,0.3164343]
[0.23951610000000001,null,0.3164343]
[0.23948240000000001,null,0.3164343]
[0.23945050000000001,null,0.3164343]
[0.23943780000000001,null,0.3164343]
[0.2394251,null,0.31633709999999998]
[0.23933699999999999,null,0.31633709999999998]
[0.23932229999999999,null,0.31633709999999998]
[0.239263,null,0.31633709999999998]
[0.2392357,null,0.31633709999999998]
[0.2391093,null,0.31633709999999998]
[0.23906549999999999,null,0.31633709999999998]
[0.23904909999999999,null,0.31623859999999998]
[0.23904909999999999,null,0.31623859999999998]
[0.23903189999999999,null,0.31623859999999998]
[0.2389628,null,0.3160945]
[0.2389628,null,0.31598349999999997]
[0.2389435,null,0.31598349999999997]
[0.23887220000000001,null,0.31598349999999997]
[0.23882390000000001,null,0.31598349999999997]
[0.2387966,null,0.31598349999999997]
[0.23878189999999999,null,0.31598349999999997]
[0.2387292,null,0.31598349999999997]
[0.2386935,null,0.31588630000000001]
[0.2386662,null,0.31588630000000001]
[0.23864079999999999,null,0.31588630000000001]
[0.23864079999999999,null,0.31588630000000001]
[0.23862810000000001,null,0.31588630000000001]
[0.2385863,null,0.31578869999999998]
[0.23856089999999999,null,0.31578869999999998]
[0.23847499999999999,null,0.31578869999999998]
[0.23844399999999999,null,0.31578869999999998]
[0.23842930000000001,null,0.31578869999999998]
[0.23837659999999999,null,0.31578869999999998]
[0.23836019999999999,null,0.31578869999999998]
[0.23832909999999999,null,0.31578869999999998]
[0.23827470000000001,null,0.3156776]
[0.23825830000000001,null,0.3155791]
[0.2382456,null,0.3155791]
[0.2382156,null,0.3155791]
[0.23817189999999999,null,0.3155791]
[0.23814080000000001,null,0.3155791]
[0.23807700000000001,null,0.3155791]
[0.2380333,null,0.3155791]
[0.23797599999999999,null,0.3155791]
[0.23797599999999999,null,0.3155791]
[0.23796139999999999,null,0.3155791]
[0.23794870000000001,null,0.31548140000000002]
[0.2379086,null,0.31538430000000001]
[0.23789399999999999,null,0.31524020000000003]
[0.23786660000000001,null,0.31524020000000003]
[0.2377436,null,0.31524020000000003]
[0.23770549999999999,null,0.31524020000000003]
[0.2376781,null,0.31524020000000003]
[0.23764250000000001,null,0.31524020000000003]
[0.23758679999999999,null,0.31524020000000003]
[0.2375631,null,0.3151292]
[0.23753579999999999,null,0.3151292]
[0.23749200000000001,null,0.3151292]
[0.2374317,null,0.3151292]
[0.23741709999999999,null,0.3151292]
[0.23731150000000001,null,0.3151292]
[0.23726749999999999,null,0.3151292]
[0.23723469999999999,null,0.31503150000000002]
[0.23720740000000001,null,0.3149344]
[0.23712829999999999,null,0.3149344]
[0.23711360000000001,null,0.3149344]
[0.2370699,null,0.3149344]
[0.2370699,null,0.3149344]
[0.23703179999999999,null,0.31479030000000002]
[0.2369937,null,0.31469180000000002]
[0.2369482,null,0.31469180000000002]
[0.23687230000000001,null,0.31469180000000002]
[0.23676739999999999,null,0.31469180000000002]
[0.2367274,null,0.31469180000000002]
[0.2367274,null,0.31469180000000002]
[0.2366644,null,0.31458069999999999]
[0.2366152,null,0.31458069999999999]
[0.23658609999999999,null,0.31458069999999999]
[0.23657339999999999,null,0.31448359999999997]
[0.23654430000000001,null,0.31448359999999997]
[0.2364831,null,0.31448359999999997]
[0.23642469999999999,null,0.31448359999999997]
[0.2363827,null,0.31448359999999997]
[0.2363237,null,0.31448359999999997]
[0.23628560000000001,null,0.31448359999999997]
[0.2362419,null,0.31448359999999997]
[0.23621259999999999,null,0.31448359999999997]
[0.23616599999999999,null,0.31448359999999997]
[0.2360757,null,0.31448359999999997]
[0.2360429,null,0.31433949999999999]
[0.2360429,null,0.31433949999999999]
[0.23601549999999999,null,0.31433949999999999]
[0.23600280000000001,null,0.31424099999999999]
[0.23597360000000001,null,0.31414330000000001]
[0.2359436,null,0.31393510000000002]
[0.23592440000000001,null,0.31393510000000002]
[0.23583870000000001,null,0.31393510000000002]
[0.23578789999999999,null,0.31393510000000002]
[0.23574220000000001,null,0.31393510000000002]
[0.23569580000000001,null,0.31393510000000002]
[0.2356558,null,0.31393510000000002]
[0.23564309999999999,null,0.31393510000000002]
[0.23558470000000001,null,0.31393510000000002]
[0.2354772,null,0.31393510000000002]
[0.23546449999999999,null,0.31393510000000002]
[0.23539950000000001,null,0.31393510000000002]
[0.2353285,null,0.31393510000000002]
[0.23530309999999999,null,0.31383800000000001]
[0.23527200000000001,null,0.31383800000000001]
[0.23522119999999999,null,0.31383800000000001]
[0.23520849999999999,null,0.31383800000000001]
[0.2351665,null,0.31383800000000001]
[0.235122,null,0.31383800000000001]
[0.2351056,null,0.31372689999999998]
[0.23504630000000001,null,0.31362839999999997]
[0.23501720000000001,null,0.31362839999999997]
[0.2349551,null,0.31353130000000001]
[0.23490659999999999,null,0.31353130000000001]
[0.23489189999999999,null,0.31343359999999998]
[0.23487730000000001,null,0.31343359999999998]
[0.23484820000000001,null,0.31343359999999998]
[0.23478979999999999,null,0.31343359999999998]
[0.23473060000000001,null,0.31343359999999998]
[0.2346869,null,0.3132895]
[0.2346221,null,0.3132895]
[0.23460490000000001,null,0.3132895]
[0.23458850000000001,null,0.31319239999999998]
[0.2345438,null,0.31319239999999998]
[0.23449639999999999,null,0.31308140000000001]
[0.23445460000000001,null,0.31308140000000001]
[0.2344253,null,0.31308140000000001]
[0.234398,null,0.31308140000000001]
[0.23436699999999999,null,0.31308140000000001]
[0.23429759999999999,null,0.31308140000000001]
[0.2342456,null,0.31308130000000001]
[0.23419290000000001,null,0.31308130000000001]
[0.23417650000000001,null,0.31308130000000001]
[0.2341028,null,0.31298280000000001]
[0.2341028,null,0.31298280000000001]
[0.23403099999999999,null,0.31298280000000001]
[0.23401830000000001,null,0.31298280000000001]
[0.23398910000000001,null,0.31288519999999997]
[0.23393990000000001,null,0.31288519999999997]
[0.23393990000000001,null,0.31267699999999998]
[0.23390179999999999,null,0.31267699999999998]
[0.23385980000000001,null,0.31267699999999998]
[0.233796,null,0.31267699999999998]
[0.2337542,null,0.31267699999999998]
[0.2337542,null,0.31267699999999998]
[0.23374600000000001,null,0.31267699999999998]
[0.2337205,null,0.31267699999999998]
[0.2337205,null,0.31267699999999998]
[0.2336348,null,0.31267699999999998]
[0.2336029,null,0.31267699999999998]
[0.23355719999999999,null,0.3125329]
[0.2333828,null,0.3125329]
[0.2333517,null,0.3125329]
[0.2333325,null,0.3124344]
[0.23326330000000001,null,0.3124344]
[0.2332323,null,0.3124344]
[0.2332196,null,0.31233670000000002]
[0.23319229999999999,null,0.31233670000000002]
[0.23315659999999999,null,0.31223960000000001]
[0.23310210000000001,null,0.31212849999999998]
[0.23308570000000001,null,0.31212849999999998]
[0.2330711,null,0.31212849999999998]
[0.2330438,null,0.31212849999999998]
[0.23301469999999999,null,0.31212849999999998]
[0.23301469999999999,null,0.31212849999999998]
[0.2329473,null,0.31212849999999998]
[0.23291990000000001,null,0.31212849999999998]
[0.23286709999999999,null,0.31212849999999998]
[0.23283799999999999,null,0.31212849999999998]
[0.23283799999999999,null,0.31212849999999998]
[0.23280519999999999,null,0.31212849999999998]
[0.2327523,null,0.31212849999999998]
[0.23272490000000001,null,0.31212849999999998]
[0.2326783,null,0.31212849999999998]
[0.23260919999999999,null,0.31212849999999998]
[0.23257729999999999,null,0.31203140000000001]
[0.23253360000000001,null,0.31203140000000001]
[0.2324918,null,0.31192029999999998]
[0.23239319999999999,null,0.31182270000000001]
[0.232326,null,0.31167859999999997]
[0.232295,null,0.31158010000000003]
[0.2322467,null,0.31158010000000003]
[0.23219010000000001,null,0.31158010000000003]
[0.23213719999999999,null,0.31158010000000003]
[0.23210810000000001,null,0.31158010000000003]
[0.23204620000000001,null,0.31158010000000003]
[0.23195589999999999,null,0.31158010000000003]
[0.23189570000000001,null,0.31148300000000001]
[0.23187930000000001,null,0.31148290000000001]
[0.2318501,null,0.31148290000000001]
[0.2317178,null,0.31148290000000001]
[0.23165659999999999,null,0.31148290000000001]
[0.2316039,null,0.31148290000000001]
[0.23156379999999999,null,0.31148290000000001]
[0.23153650000000001,null,0.31148290000000001]
[0.2314744,null,0.31148290000000001]
[0.231458,null,0.31148290000000001]
[0.23139879999999999,null,0.31137189999999998]
[0.23138610000000001,null,0.3112742]
[0.23137340000000001,null,0.31113020000000002]
[0.23135610000000001,null,0.311033]
[0.23135610000000001,null,0.311033]
[0.2312979,null,0.311033]
[0.2312651,null,0.311033]
[0.2311521,null,0.311033]
[0.2311018,null,0.3109345]
[0.2310845,null,0.3109345]
[0.23106989999999999,null,0.3109345]
[0.23100499999999999,null,0.3109345]
[0.2309505,null,0.3109345]
[0.23089209999999999,null,0.3109345]
[0.23083020000000001,null,0.3109345]
[0.2307882,null,0.31083739999999999]
[0.2307882,null,0.31083739999999999]
[0.2306706,null,0.31083739999999999]
[0.2306078,null,0.31083739999999999]
[0.230544,null,0.31083739999999999]
[0.2304146,null,0.31083739999999999]
[0.23038349999999999,null,0.31072630000000001]
[0.2303105,null,0.31062919999999999]
[0.2302978,null,0.31062919999999999]
[0.23025039999999999,null,0.31062919999999999]
[0.23023569999999999,null,0.31062919999999999]
[0.23018540000000001,null,0.31062919999999999]
[0.23010340000000001,null,0.31062919999999999]
[0.2300325,null,0.31038739999999998]
[0.23001530000000001,null,0.31038739999999998]
[0.22997719999999999,null,0.31038739999999998]
[0.22995789999999999,null,0.31038739999999998]
[0.22991420000000001,null,0.31028889999999998]
[0.22988320000000001,null,0.31028889999999998]
[0.22979550000000001,null,0.31028889999999998]
[0.22979550000000001,null,0.31028889999999998]
[0.22976640000000001,null,0.31008069999999999]
[0.2297225,null,0.31008069999999999]
[0.22966980000000001,null,0.31008069999999999]
[0.22960939999999999,null,0.31008069999999999]
[0.2295257,null,0.31008069999999999]
[0.2295084,null,0.31008069999999999]
[0.229492,null,0.31008069999999999]
[0.2294756,null,0.31008069999999999]
[0.2294629,null,0.31008069999999999]
[0.22938459999999999,null,0.31008069999999999]
[0.22936819999999999,null,0.30998310000000001]
[0.22935549999999999,null,0.30998310000000001]
[0.22933010000000001,null,0.30998310000000001]
[0.22928100000000001,null,0.30998310000000001]
[0.2291725,null,0.30998310000000001]
[0.2291561,null,0.30998310000000001]
[0.2291397,null,0.30998310000000001]
[0.22908500000000001,null,0.30988589999999999]
[0.22907230000000001,null,0.30988589999999999]
[0.22905510000000001,null,0.30977490000000002]
[0.22900480000000001,null,0.30977490000000002]
[0.22895199999999999,null,0.30967640000000002]
[0.2288974,null,0.30953229999999998]
[0.2288471,null,0.30953229999999998]
[0.22881599999999999,null,0.30953229999999998]
[0.2287266,null,0.30953229999999998]
[0.2286967,null,0.3094346]
[0.2286656,null,0.3094346]
[0.22862389999999999,null,0.3094346]
[0.22857469999999999,null,0.3094346]
[0.22856000000000001,null,0.30933749999999999]
[0.22848009999999999,null,0.30933749999999999]
[0.22843640000000001,null,0.30933749999999999]
[0.22843640000000001,null,0.30933749999999999]
[0.22842000000000001,null,0.30933749999999999]
[0.22840360000000001,null,0.30922640000000001]
[0.22840360000000001,null,0.30922640000000001]
[0.22838439999999999,null,0.30922640000000001]
[0.2283152,null,0.30922640000000001]
[0.22830249999999999,null,0.30922640000000001]
[0.22826250000000001,null,0.30922640000000001]
[0.2282351,null,0.30922640000000001]
[0.22819329999999999,null,0.30922640000000001]
[0.22809560000000001,null,0.30912790000000001]
[0.2280702,null,0.30898379999999998]
[0.2280575,null,0.30898379999999998]
[0.22802649999999999,null,0.30888670000000001]
[0.22798840000000001,null,0.30878899999999998]
[0.227911,null,0.30878899999999998]
[0.2278963,null,0.30878899999999998]
[0.22784969999999999,null,0.30878899999999998]
[0.22782060000000001,null,0.30878899999999998]
[0.22775970000000001,null,0.30867800000000001]
[0.2277286,null,0.30867800000000001]
[0.22764480000000001,null,0.30867800000000001]
[0.2275644,null,0.30867800000000001]
[0.2275517,null,0.30867800000000001]
[0.2275353,null,0.30867800000000001]
[0.22748979999999999,null,0.30867800000000001]
[0.2274562,null,0.30867800000000001]
[0.2274562,null,0.30867800000000001]
[0.22743079999999999,null,0.30867800000000001]
[0.22740350000000001,null,0.30867800000000001]
[0.2273761,null,0.30858079999999999]
[0.22733610000000001,null,0.30858079999999999]
[0.22726150000000001,null,0.30858079999999999]
[0.22717879999999999,null,0.30858079999999999]
[0.2271368,null,0.30858079999999999]
[0.22712209999999999,null,0.30832569999999998]
[0.2270885,null,0.30822719999999998]
[0.22704650000000001,null,0.30822719999999998]
[0.2269844,null,0.3081295]
[0.22696720000000001,null,0.3081295]
[0.22690370000000001,null,0.3081295]
[0.2268783,null,0.30803239999999998]
[0.2268153,null,0.30803239999999998]
[0.22674420000000001,null,0.30803239999999998]
[0.2267132,null,0.30803239999999998]
[0.2266968,null,0.30803239999999998]
[0.2266822,null,0.30803239999999998]
[0.2266658,null,0.30803239999999998]
[0.2266194,null,0.30803239999999998]
[0.2265374,null,0.30803239999999998]
[0.22647419999999999,null,0.30803239999999998]
[0.22644690000000001,null,0.30792130000000001]
[0.22639690000000001,null,0.30777719999999997]
[0.22638420000000001,null,0.30777719999999997]
[0.2263568,null,0.30777719999999997]
[0.22630649999999999,null,0.30777719999999997]
[0.22627659999999999,null,0.30768010000000001]
[0.22620090000000001,null,0.30768010000000001]
[0.2261552,null,0.30768010000000001]
[0.2261552,null,0.30768010000000001]
[0.22610069999999999,null,0.30768010000000001]
[0.22604350000000001,null,0.30768010000000001]
[0.22599430000000001,null,0.30768010000000001]
[0.2259669,null,0.30768010000000001]
[0.2259005,null,0.30768010000000001]
[0.2257933,null,0.30758160000000001]
[0.2257786,null,0.30748389999999998]
[0.22576399999999999,null,0.30748389999999998]
[0.22575129999999999,null,0.30738680000000002]
[0.2257112,null,0.30738680000000002]
[0.2256948,null,0.30727569999999998]
[0.2256339,null,0.30727569999999998]
[0.22559380000000001,null,0.30727569999999998]
[0.22554640000000001,null,0.30727569999999998]
[0.22548799999999999,null,0.30727569999999998]
[0.22547529999999999,null,0.30727569999999998]
[0.22544339999999999,null,0.30713170000000001]
[0.22544339999999999,null,0.30713170000000001]
[0.2253907,null,0.3071316]
[0.225378,null,0.3071316]
[0.2253587,null,0.3071316]
[0.22530040000000001,null,0.3071316]
[0.2252101,null,0.3071316]
[0.22519739999999999,null,0.3071316]
[0.22514290000000001,null,0.30703449999999999]
[0.22512370000000001,null,0.30703449999999999]
[0.22508719999999999,null,0.30703449999999999]
[0.22500339999999999,null,0.30682579999999998]
[0.22497239999999999,null,0.30682579999999998]
[0.22495970000000001,null,0.30682579999999998]
[0.2249323,null,0.30682579999999998]
[0.2249196,null,0.30682579999999998]
[0.22483909999999999,null,0.30682579999999998]
[0.22474359999999999,null,0.30672729999999998]
[0.22472900000000001,null,0.30672729999999998]
[0.2246889,null,0.30672729999999998]
[0.22466159999999999,null,0.30672729999999998]
[0.22464890000000001,null,0.30672729999999998]
[0.2245944,null,0.30663020000000002]
[0.2245441,null,0.30663010000000002]
[0.22449839999999999,null,0.30648609999999998]
[0.2244276,null,0.30648609999999998]
[0.22436719999999999,null,0.30648609999999998]
[0.22434180000000001,null,0.30648609999999998]
[0.2243291,null,0.30648609999999998]
[0.22428719999999999,null,0.30648609999999998]
[0.22427440000000001,null,0.30648609999999998]
[0.22420509999999999,null,0.30637500000000001]
[0.22412860000000001,null,0.30637500000000001]
[0.22408400000000001,null,0.30627789999999999]
[0.2240422,null,0.30627789999999999]
[0.22399820000000001,null,0.30613380000000001]
[0.2239709,null,0.30613380000000001]
[0.2239226,null,0.30613380000000001]
[0.2238889,null,0.30603609999999998]
[0.2238087,null,0.30603609999999998]
[0.22373370000000001,null,0.30603609999999998]
[0.22373370000000001,null,0.30593759999999998]
[0.2237046,null,0.30593759999999998]
[0.22366259999999999,null,0.3058266]
[0.22363530000000001,null,0.3058266]
[0.2235887,null,0.3058266]
[0.2235441,null,0.30572939999999998]
[0.22348219999999999,null,0.30572939999999998]
[0.22346759999999999,null,0.30572939999999998]
[0.22345119999999999,null,0.30572939999999998]
[0.22342580000000001,null,0.30572939999999998]
[0.2233967,null,0.30572939999999998]
[0.22336110000000001,null,0.30548819999999999]
[0.22328790000000001,null,0.30548819999999999]
[0.2232605,null,0.30548819999999999]
[0.2232478,null,0.30548819999999999]
[0.22318479999999999,null,0.30548819999999999]
[0.22312470000000001,null,0.30548819999999999]
[0.2230993,null,0.30548819999999999]
[0.2230847,null,0.30537720000000002]
[0.22303829999999999,null,0.30537720000000002]
[0.22300919999999999,null,0.30537710000000001]
[0.22297739999999999,null,0.30537710000000001]
[0.22294829999999999,null,0.30537710000000001]
[0.22290450000000001,null,0.30537710000000001]
[0.22283169999999999,null,0.30527860000000001]
[0.22281239999999999,null,0.30527860000000001]
[0.22276699999999999,null,0.30527860000000001]
[0.2227333,null,0.30527860000000001]
[0.22269330000000001,null,0.30527860000000001]
[0.2226303,null,0.30527860000000001]
[0.2225829,null,0.30527860000000001]
[0.22253890000000001,null,0.30518099999999998]
[0.2224923,null,0.3050699]
[0.2224796,null,0.3050699]
[0.2224796,null,0.3050699]
[0.22245039999999999,null,0.30492580000000002]
[0.22241230000000001,null,0.30492580000000002]
[0.2223812,null,0.30492580000000002]
[0.22234119999999999,null,0.30492580000000002]
[0.22232479999999999,null,0.30492580000000002]
[0.22229380000000001,null,0.30492580000000002]
[0.22229380000000001,null,0.30492580000000002]
[0.2221892,null,0.30492580000000002]
[0.2221564,null,0.30492580000000002]
[0.2221273,null,0.30492580000000002]
[0.2221146,null,0.30482870000000001]
[0.22207460000000001,null,0.30482870000000001]
[0.2220492,null,0.30482870000000001]
[0.22197359999999999,null,0.30482870000000001]
[0.22195889999999999,null,0.30482870000000001]
[0.22195889999999999,null,0.30473020000000001]
[0.22193160000000001,null,0.30458610000000003]
[0.22184690000000001,null,0.30458610000000003]
[0.22173480000000001,null,0.30458610000000003]
[0.2216718,null,0.30458610000000003]
[0.22165260000000001,null,0.30458610000000003]
[0.2216399,null,0.30448890000000001]
[0.22158520000000001,null,0.30448890000000001]
[0.22153249999999999,null,0.30448890000000001]
[0.22148409999999999,null,0.30437789999999998]
[0.22141479999999999,null,0.3042802]
[0.2213984,null,0.3042802]
[0.2213984,null,0.3042802]
[0.2213647,null,0.3042802]
[0.2213145,null,0.3042802]
[0.22125800000000001,null,0.3042802]
[0.22120529999999999,null,0.3042802]
[0.22118889999999999,null,0.3042802]
[0.2210423,null,0.30413610000000002]
[0.22098499999999999,null,0.30413610000000002]
[0.22094130000000001,null,0.3039405]
[0.220912,null,0.30382940000000003]
[0.22087200000000001,null,0.30382940000000003]
[0.2208136,null,0.30382940000000003]
[0.2207607,null,0.30382940000000003]
[0.2207334,null,0.30382940000000003]
[0.22064610000000001,null,0.30382940000000003]
[0.22063150000000001,null,0.30382940000000003]
[0.2206168,null,0.30382940000000003]
[0.22058949999999999,null,0.30382940000000003]
[0.22057019999999999,null,0.3037318]
[0.22055749999999999,null,0.3037318]
[0.22055749999999999,null,0.30363459999999998]
[0.22053210000000001,null,0.30363459999999998]
[0.2204575,null,0.30363459999999998]
[0.22041359999999999,null,0.30363459999999998]
[0.22037180000000001,null,0.30363459999999998]
[0.2203263,null,0.30363459999999998]
[0.2202173,null,0.3034906]
[0.22013969999999999,null,0.3034906]
[0.22009709999999999,null,0.3034906]
[0.2200443,null,0.3034906]
[0.21995970000000001,null,0.3034906]
[0.2199451,null,0.30339339999999998]
[0.2198948,null,0.30339339999999998]
[0.2198821,null,0.30339339999999998]
[0.21980440000000001,null,0.30328240000000001]
[0.21976270000000001,null,0.30318469999999997]
[0.21968260000000001,null,0.30318469999999997]
[0.21961710000000001,null,0.30318469999999997]
[0.21960440000000001,null,0.30318469999999997]
[0.219579,null,0.30318469999999997]
[0.21953339999999999,null,0.30318469999999997]
[0.21949489999999999,null,0.30318469999999997]
[0.2194082,null,0.30308619999999997]
[0.21932450000000001,null,0.30308619999999997]
[0.2193118,null,0.30308619999999997]
[0.21926999999999999,null,0.30308619999999997]
[0.2192006,null,0.30308619999999997]
[0.2192006,null,0.30294209999999999]
[0.21913879999999999,null,0.30294209999999999]
[0.21913879999999999,null,0.30294209999999999]
[0.21910070000000001,null,0.30283110000000002]
[0.21901470000000001,null,0.30283110000000002]
[0.21892919999999999,null,0.30283100000000002]
[0.21888740000000001,null,0.30283100000000002]
[0.21883469999999999,null,0.30283100000000002]
[0.21883469999999999,null,0.3027339]
[0.21877460000000001,null,0.30263630000000002]
[0.21874350000000001,null,0.30263630000000002]
[0.2187181,null,0.30263630000000002]
[0.21867259999999999,null,0.30263630000000002]
[0.21864159999999999,null,0.30263630000000002]
[0.21859509999999999,null,0.30263630000000002]
[0.21853400000000001,null,0.30263630000000002]
[0.21847549999999999,null,0.30253770000000002]
[0.21842800000000001,null,0.30253770000000002]
[0.21839610000000001,null,0.30253770000000002]
[0.2183351,null,0.30253770000000002]
[0.2182914,null,0.3024406]
[0.21825749999999999,null,0.3024406]
[0.21819649999999999,null,0.3021855]
[0.21817110000000001,null,0.3021855]
[0.2181457,null,0.3021855]
[0.21813299999999999,null,0.3021855]
[0.21805559999999999,null,0.3021855]
[0.21800639999999999,null,0.3021855]
[0.21797449999999999,null,0.3021855]
[0.21788879999999999,null,0.3021855]
[0.21785489999999999,null,0.3021855]
[0.21782489999999999,null,0.3021855]
[0.21774650000000001,null,0.30208780000000002]
[0.21772720000000001,null,0.3019907]
[0.2176999,null,0.30187960000000003]
[0.21767059999999999,null,0.30187960000000003]
[0.21759490000000001,null,0.30187960000000003]
[0.21751290000000001,null,0.30178110000000002]
[0.2174692,null,0.30178110000000002]
[0.21742739999999999,null,0.30178110000000002]
[0.21739549999999999,null,0.30178110000000002]
[0.21728339999999999,null,0.30163699999999999]
[0.21728339999999999,null,0.30163699999999999]
[0.2172288,null,0.30163699999999999]
[0.2172124,null,0.30163699999999999]
[0.2171072,null,0.30163699999999999]
[0.21706719999999999,null,0.30153990000000003]
[0.21705079999999999,null,0.30153990000000003]
[0.21701970000000001,null,0.30153990000000003]
[0.2169751,null,0.3014288]
[0.2169751,null,0.3014288]
[0.2169267,null,0.3014288]
[0.2168957,null,0.3014288]
[0.2168091,null,0.3014288]
[0.21673000000000001,null,0.3014288]
[0.21671070000000001,null,0.3014288]
[0.21668080000000001,null,0.3014288]
[0.21659310000000001,null,0.30108859999999998]
[0.2165658,null,0.30108859999999998]
[0.2165465,null,0.30108859999999998]
[0.21643999999999999,null,0.30099140000000002]
[0.21641270000000001,null,0.30099140000000002]
[0.216367,null,0.30099140000000002]
[0.2163224,null,0.30099140000000002]
[0.21630769999999999,null,0.30099140000000002]
[0.21626590000000001,null,0.30088039999999999]
[0.216224,null,0.30088039999999999]
[0.21613579999999999,null,0.30088039999999999]
[0.21607570000000001,null,0.30088039999999999]
[0.21607570000000001,null,0.30088039999999999]
[0.2160464,null,0.30088039999999999]
[0.21598290000000001,null,0.30088039999999999]
[0.21598290000000001,null,0.30088039999999999]
[0.2158911,null,0.30088039999999999]
[0.2158911,null,0.30088039999999999]
[0.21583659999999999,null,0.30088039999999999]
[0.21577450000000001,null,0.30073630000000001]
[0.21574460000000001,null,0.30073630000000001]
[0.2157319,null,0.30073630000000001]
[0.21567539999999999,null,0.30063859999999998]
[0.21562799999999999,null,0.30063859999999998]
[0.21556790000000001,null,0.30054150000000002]
[0.21550230000000001,null,0.30044300000000002]
[0.2154877,null,0.30044300000000002]
[0.21544569999999999,null,0.30033189999999998]
[0.2153079,null,0.30033189999999998]
[0.21526590000000001,null,0.30033189999999998]
[0.21524950000000001,null,0.30033189999999998]
[0.21523680000000001,null,0.30033189999999998]
[0.2152058,null,0.30033189999999998]
[0.21514649999999999,null,0.30033189999999998]
[0.21509819999999999,null,0.30033189999999998]
[0.2150474,null,0.30033189999999998]
[0.21496080000000001,null,0.30033189999999998]
[0.2149317,null,0.30033189999999998]
[0.214888,null,0.3001878]
[0.21481239999999999,null,0.3001878]
[0.21479970000000001,null,0.30009069999999999]
[0.2147365,null,0.29999300000000001]
[0.21469469999999999,null,0.29999300000000001]
[0.21468010000000001,null,0.29988199999999998]
[0.21466279999999999,null,0.29988199999999998]
[0.2145832,null,0.29988199999999998]
[0.21453759999999999,null,0.29988199999999998]
[0.21453759999999999,null,0.29988199999999998]
[0.2145212,null,0.29988199999999998]
[0.2144501,null,0.29978349999999998]
[0.21439369999999999,null,0.29978349999999998]
[0.21435560000000001,null,0.29968630000000002]
[0.21430089999999999,null,0.29968630000000002]
[0.21426890000000001,null,0.29968630000000002]
[0.21425250000000001,null,0.29968630000000002]
[0.21413679999999999,null,0.29968630000000002]
[0.21410580000000001,null,0.2995892]
[0.2140784,null,0.2995892]
[0.2140784,null,0.2995892]
[0.21398829999999999,null,0.2995892]
[0.21397189999999999,null,0.2995892]
[0.21397189999999999,null,0.2995892]
[0.21393989999999999,null,0.29933409999999999]
[0.21387980000000001,null,0.29923689999999997]
[0.21386340000000001,null,0.29923689999999997]
[0.21384880000000001,null,0.29923689999999997]
[0.21382950000000001,null,0.29923689999999997]
[0.21374099999999999,null,0.2991393]
[0.2136865,null,0.2991393]
[0.2135939,null,0.2991393]
[0.21355209999999999,null,0.2991393]
[0.21349480000000001,null,0.2991393]
[0.21342179999999999,null,0.2991393]
[0.21334049999999999,null,0.2991393]
[0.2133024,null,0.2991393]
[0.21327499999999999,null,0.29904069999999999]
[0.21323110000000001,null,0.29894359999999998]
[0.2132057,null,0.29894359999999998]
[0.21309,null,0.29894359999999998]
[0.21302689999999999,null,0.29894359999999998]
[0.2129722,null,0.2987995]
[0.2129074,null,0.29868850000000002]
[0.21286369999999999,null,0.29868850000000002]
[0.2127627,null,0.29868850000000002]
[0.21271190000000001,null,0.29868850000000002]
[0.2126371,null,0.29868850000000002]
[0.2125177,null,0.29868850000000002]
[0.21244859999999999,null,0.29868850000000002]
[0.2123939,null,0.29868850000000002]
[0.2123939,null,0.29868850000000002]
[0.21233179999999999,null,0.29868850000000002]
[0.2122754,null,0.29868850000000002]
[0.21218970000000001,null,0.29868850000000002]
[0.21217330000000001,null,0.2985913]
[0.2121479,null,0.29849369999999997]
[0.21212049999999999,null,0.29849369999999997]
[0.2120658,null,0.2983826]
[0.21199779999999999,null,0.2983826]
[0.21194950000000001,null,0.2983826]
[0.21190290000000001,null,0.2983826]
[0.21185019999999999,null,0.2983826]
[0.21180840000000001,null,0.2983826]
[0.2117426,null,0.29828549999999998]
[0.21170079999999999,null,0.2980429]
[0.2116133,null,0.2980429]
[0.2116006,null,0.2980429]
[0.21158589999999999,null,0.2980429]
[0.21152409999999999,null,0.2980429]
[0.21149670000000001,null,0.2980429]
[0.211453,null,0.2980429]
[0.21134120000000001,null,0.2980429]
[0.2112782,null,0.2980429]
[0.2112001,null,0.29794569999999998]
[0.211169,null,0.29794569999999998]
[0.21108270000000001,null,0.29794569999999998]
[0.21106340000000001,null,0.29794569999999998]
[0.2110234,null,0.29794569999999998]
[0.2109144,null,0.29794569999999998]
[0.21088699999999999,null,0.29794569999999998]
[0.2107887,null,0.29763899999999999]
[0.21072940000000001,null,0.29763899999999999]
[0.21062040000000001,null,0.29763899999999999]
[0.21055740000000001,null,0.29763899999999999]
[0.2105447,null,0.29763899999999999]
[0.21047540000000001,null,0.29754140000000001]
[0.2104153,null,0.29739729999999998]
[0.2103391,null,0.29739729999999998]
[0.21026710000000001,null,0.29739729999999998]
[0.2102397,null,0.29739729999999998]
[0.2101344,null,0.29739729999999998]
[0.21004610000000001,null,0.2972862]
[0.20999870000000001,null,0.2972862]
[0.20992479999999999,null,0.29709059999999998]
[0.2098556,null,0.29709059999999998]
[0.20981169999999999,null,0.29709059999999998]
[0.20976710000000001,null,0.29709059999999998]
[0.2097416,null,0.29709059999999998]
[0.209618,null,0.29697950000000001]
[0.209559,null,0.29697950000000001]
[0.20950820000000001,null,0.29697950000000001]
[0.2094762,null,0.29697950000000001]
[0.20940520000000001,null,0.29697950000000001]
[0.20939250000000001,null,0.29697950000000001]
[0.20931259999999999,null,0.29697950000000001]
[0.2092494,null,0.29697950000000001]
[0.2092068,null,0.29697950000000001]
[0.20913280000000001,null,0.29688189999999998]
[0.2090928,null,0.29688189999999998]
[0.20902190000000001,null,0.29688189999999998]
[0.20902190000000001,null,0.29688189999999998]
[0.2089819,null,0.29688189999999998]
[0.20888190000000001,null,0.29688189999999998]
[0.2088508,null,0.29668620000000001]
[0.2088217,null,0.29654209999999998]
[0.2087444,null,0.29654209999999998]
[0.20866390000000001,null,0.29654209999999998]
[0.20863480000000001,null,0.2964311]
[0.20859279999999999,null,0.2964311]
[0.20856,null,0.2964311]
[0.20851539999999999,null,0.2964311]
[0.2083796,null,0.2964311]
[0.2082842,null,0.2964311]
[0.20825689999999999,null,0.2964311]
[0.20825689999999999,null,0.29633389999999998]
[0.20825689999999999,null,0.29633389999999998]
[0.2082377,null,0.29633389999999998]
[0.20819960000000001,null,0.29633389999999998]
[0.20813570000000001,null,0.29633389999999998]
[0.20807639999999999,null,0.29623630000000001]
[0.20801810000000001,null,0.29623630000000001]
[0.20790620000000001,null,0.29623630000000001]
[0.20787520000000001,null,0.29609220000000003]
[0.2078478,null,0.29609220000000003]
[0.2078314,null,0.29609220000000003]
[0.2078122,null,0.2959811]
[0.20773649999999999,null,0.29588399999999998]
[0.20772009999999999,null,0.29588399999999998]
[0.2076481,null,0.29578549999999998]
[0.20760809999999999,null,0.29578549999999998]
[0.20758070000000001,null,0.29578549999999998]
[0.20758070000000001,null,0.29578549999999998]
[0.207568,null,0.29578549999999998]
[0.20748430000000001,null,0.29578549999999998]
[0.20741950000000001,null,0.29578549999999998]
[0.2074068,null,0.29578549999999998]
[0.20731649999999999,null,0.29578549999999998]
[0.20727019999999999,null,0.29578549999999998]
[0.20723910000000001,null,0.29568830000000002]
[0.20718909999999999,null,0.29554429999999998]
[0.207151,null,0.29554429999999998]
[0.20707729999999999,null,0.29554429999999998]
[0.20705999999999999,null,0.29554429999999998]
[0.20703460000000001,null,0.29554429999999998]
[0.2070053,null,0.29554429999999998]
[0.2069252,null,0.29543320000000001]
[0.20682049999999999,null,0.29533559999999998]
[0.20682049999999999,null,0.29533559999999998]
[0.2067321,null,0.29533559999999998]
[0.2067194,null,0.29533559999999998]
[0.20669199999999999,null,0.29533559999999998]
[0.20662820000000001,null,0.29533549999999997]
[0.20658080000000001,null,0.29533549999999997]
[0.20650779999999999,null,0.29533549999999997]
[0.2064175,null,0.295126]
[0.2063847,null,0.295126]
[0.20631169999999999,null,0.295126]
[0.20629900000000001,null,0.29502879999999998]
[0.20628260000000001,null,0.29502879999999998]
[0.20619689999999999,null,0.29502879999999998]
[0.20614150000000001,null,0.29502879999999998]
[0.2061269,null,0.29502879999999998]
[0.2061123,null,0.2948848]
[0.20606389999999999,null,0.29478759999999998]
[0.20599719999999999,null,0.29478759999999998]
[0.20596790000000001,null,0.29478759999999998]
[0.20587059999999999,null,0.29478759999999998]
[0.20582510000000001,null,0.29478759999999998]
[0.2057785,null,0.29478759999999998]
[0.2057474,null,0.29478759999999998]
[0.20565449999999999,null,0.29467660000000001]
[0.20563809999999999,null,0.29467660000000001]
[0.20558280000000001,null,0.29467660000000001]
[0.20558280000000001,null,0.29467660000000001]
[0.2055574,null,0.29457939999999999]
[0.20551169999999999,null,0.29448180000000002]
[0.20551169999999999,null,0.29448180000000002]
[0.2054443,null,0.29448180000000002]
[0.20538500000000001,null,0.29448180000000002]
[0.20535139999999999,null,0.29448180000000002]
[0.20532039999999999,null,0.29448180000000002]
[0.20524729999999999,null,0.29438330000000001]
[0.20524729999999999,null,0.29438330000000001]
[0.2051743,null,0.29427219999999998]
[0.2051317,null,0.29427219999999998]
[0.2051026,null,0.2941281]
[0.20505789999999999,null,0.2941281]
[0.20501420000000001,null,0.2941281]
[0.2049869,null,0.2941281]
[0.2049676,null,0.2941281]
[0.20494029999999999,null,0.29403099999999999]
[0.20492099999999999,null,0.29403099999999999]
[0.20492099999999999,null,0.29403099999999999]
[0.20482919999999999,null,0.29403099999999999]
[0.20479720000000001,null,0.29403099999999999]
[0.20478260000000001,null,0.29403099999999999]
[0.2047242,null,0.29403099999999999]
[0.2046385,null,0.29393380000000002]
[0.20460919999999999,null,0.29393380000000002]
[0.2045265,null,0.29393380000000002]
[0.20447380000000001,null,0.29393380000000002]
[0.20442540000000001,null,0.29383619999999999]
[0.2043789,null,0.29373909999999998]
[0.2043498,null,0.29373909999999998]
[0.20431869999999999,null,0.29364050000000003]
[0.20427039999999999,null,0.29364050000000003]
[0.2041646,null,0.29364050000000003]
[0.2041219,null,0.29364050000000003]
[0.20409649999999999,null,0.2935295]
[0.20395679999999999,null,0.29338540000000002]
[0.20389950000000001,null,0.29338540000000002]
[0.20383409999999999,null,0.29338540000000002]
[0.20381769999999999,null,0.2932883]
[0.20380309999999999,null,0.2932883]
[0.20377400000000001,null,0.2932883]
[0.20370289999999999,null,0.2932883]
[0.20367089999999999,null,0.2932883]
[0.20365820000000001,null,0.2932883]
[0.20364360000000001,null,0.2932883]
[0.20358010000000001,null,0.2932882]
[0.2035344,null,0.2932882]
[0.20349880000000001,null,0.29317720000000003]
[0.2034531,null,0.29298160000000001]
[0.20341310000000001,null,0.29298160000000001]
[0.20337740000000001,null,0.29298160000000001]
[0.20336099999999999,null,0.29298160000000001]
[0.2033046,null,0.29298160000000001]
[0.2032919,null,0.29298150000000001]
[0.2032919,null,0.29283749999999997]
[0.2032726,null,0.29283749999999997]
[0.20322699999999999,null,0.29283749999999997]
[0.20314560000000001,null,0.29273979999999999]
[0.20309289999999999,null,0.29273979999999999]
[0.20306099999999999,null,0.29273979999999999]
[0.2030006,null,0.29273979999999999]
[0.202986,null,0.29273979999999999]
[0.2029569,null,0.29273979999999999]
[0.2028895,null,0.29273979999999999]
[0.20282649999999999,null,0.29264269999999998]
[0.20281379999999999,null,0.29264269999999998]
[0.20276730000000001,null,0.29264269999999998]
[0.2027255,null,0.29264269999999998]
[0.2026636,null,0.2925316]
[0.20258619999999999,null,0.2925316]
[0.202487,null,0.2925316]
[0.20243040000000001,null,0.2925316]
[0.2023886,null,0.2925316]
[0.2023259,null,0.2925316]
[0.2022629,null,0.2924331]
[0.20220560000000001,null,0.29233599999999998]
[0.2021336,null,0.2921919]
[0.202098,null,0.2921919]
[0.202067,null,0.29209420000000003]
[0.2019996,null,0.29209420000000003]
[0.2019996,null,0.29209420000000003]
[0.20193929999999999,null,0.29209420000000003]
[0.20189090000000001,null,0.29199710000000001]
[0.2018528,null,0.29199710000000001]
[0.20179639999999999,null,0.29199710000000001]
[0.20176530000000001,null,0.29199710000000001]
[0.2017216,null,0.29188599999999998]
[0.20166229999999999,null,0.29188599999999998]
[0.20159560000000001,null,0.29188599999999998]
[0.2015093,null,0.29188599999999998]
[0.2014946,null,0.29188599999999998]
[0.20144190000000001,null,0.29188599999999998]
[0.2014272,null,0.29188599999999998]
[0.2013981,null,0.29188599999999998]
[0.20135359999999999,null,0.29178890000000002]
[0.20126079999999999,null,0.29178890000000002]
[0.20123340000000001,null,0.29169040000000002]
[0.201186,null,0.29169040000000002]
[0.20112060000000001,null,0.29169040000000002]
[0.2011059,null,0.29157929999999999]
[0.201074,null,0.29143520000000001]
[0.20100119999999999,null,0.29143520000000001]
[0.20096559999999999,null,0.29143520000000001]
[0.20093649999999999,null,0.29143520000000001]
[0.20091919999999999,null,0.29143520000000001]
[0.20082910000000001,null,0.29143520000000001]
[0.200791,null,0.29143520000000001]
[0.20071639999999999,null,0.29143520000000001]
[0.2006598,null,0.29122700000000001]
[0.20062169999999999,null,0.29122700000000001]
[0.2005305,null,0.29122700000000001]
[0.2005305,null,0.29112939999999998]
[0.20044200000000001,null,0.29112939999999998]
[0.20039460000000001,null,0.2909853]
[0.2003499,null,0.2909853]
[0.2003016,null,0.2909853]
[0.2003016,null,0.2909853]
[0.20025409999999999,null,0.2909853]
[0.20022680000000001,null,0.2909853]
[0.2001658,null,0.2909853]
[0.20010910000000001,null,0.29087420000000003]
[0.20004559999999999,null,0.29087420000000003]
[0.19997809999999999,null,0.29087420000000003]
[0.19997809999999999,null,0.29067860000000001]
[0.19991510000000001,null,0.29067860000000001]
[0.1998714,null,0.29067860000000001]
[0.1998423,null,0.29067860000000001]
[0.19981689999999999,null,0.29067860000000001]
[0.19977490000000001,null,0.29067860000000001]
[0.19971649999999999,null,0.29067860000000001]
[0.19968459999999999,null,0.29067860000000001]
[0.1996127,null,0.29043679999999999]
[0.19955619999999999,null,0.29043679999999999]
[0.19950770000000001,null,0.29043679999999999]
[0.1994638,null,0.29033969999999998]
[0.19939290000000001,null,0.29022870000000001]
[0.19930500000000001,null,0.29022870000000001]
[0.19925209999999999,null,0.29022870000000001]
[0.199214,null,0.29022870000000001]
[0.19915939999999999,null,0.29022870000000001]
[0.19914009999999999,null,0.29022870000000001]
[0.19907659999999999,null,0.29013149999999999]
[0.19900709999999999,null,0.29003299999999999]
[0.19897339999999999,null,0.29003299999999999]
[0.19889390000000001,null,0.29003299999999999]
[0.19884930000000001,null,0.29003299999999999]
[0.1988036,null,0.29003299999999999]
[0.1987708,null,0.28992190000000001]
[0.19872819999999999,null,0.28982429999999998]
[0.1986774,null,0.28972720000000002]
[0.1986774,null,0.28972720000000002]
[0.1986144,null,0.28972720000000002]
[0.1985595,null,0.28958309999999998]
[0.1985449,null,0.28958309999999998]
[0.19853019999999999,null,0.28958309999999998]
[0.19846920000000001,null,0.28948590000000002]
[0.1984399,null,0.28948590000000002]
[0.1984399,null,0.28948590000000002]
[0.1984079,null,0.28948590000000002]
[0.19837869999999999,null,0.28948590000000002]
[0.1982968,null,0.28948590000000002]
[0.19828219999999999,null,0.28948590000000002]
[0.19820650000000001,null,0.28948590000000002]
[0.19814809999999999,null,0.28948590000000002]
[0.19812270000000001,null,0.28948590000000002]
[0.1980606,null,0.2892903]
[0.1979677,null,0.28919260000000002]
[0.1979677,null,0.28919260000000002]
[0.1979358,null,0.28908159999999999]
[0.1978666,null,0.28893750000000001]
[0.19780110000000001,null,0.28893750000000001]
[0.19772519999999999,null,0.28893750000000001]
[0.19766420000000001,null,0.28893750000000001]
[0.19765150000000001,null,0.28893750000000001]
[0.19755890000000001,null,0.2888404]
[0.19751150000000001,null,0.28884029999999999]
[0.19744410000000001,null,0.28872930000000002]
[0.19739580000000001,null,0.28872930000000002]
[0.1973577,null,0.28872930000000002]
[0.19726930000000001,null,0.28872930000000002]
[0.19725290000000001,null,0.28872930000000002]
[0.19723830000000001,null,0.28863159999999999]
[0.19713990000000001,null,0.28863159999999999]
[0.1971126,null,0.28863159999999999]
[0.19706419999999999,null,0.28863159999999999]
[0.1969293,null,0.28863159999999999]
[0.1968974,null,0.28839039999999999]
[0.1968781,null,0.28827940000000002]
[0.19684450000000001,null,0.28827940000000002]
[0.19678709999999999,null,0.28827940000000002]
[0.19672510000000001,null,0.28818080000000001]
[0.1966977,null,0.28818080000000001]
[0.1966686,null,0.28818080000000001]
[0.1966223,null,0.28818080000000001]
[0.19656570000000001,null,0.28818080000000001]
[0.196551,null,0.28818080000000001]
[0.1965218,null,0.28818080000000001]
[0.19644700000000001,null,0.2880837]
[0.1964323,null,0.2880837]
[0.1963705,null,0.2880837]
[0.1963558,null,0.2880837]
[0.19627120000000001,null,0.2880837]
[0.1962585,null,0.2880837]
[0.1962294,null,0.28797270000000003]
[0.1961958,null,0.28797270000000003]
[0.19612099999999999,null,0.28797270000000003]
[0.19610630000000001,null,0.28797270000000003]
[0.19600680000000001,null,0.28787499999999999]
[0.19592670000000001,null,0.28787499999999999]
[0.195853,null,0.28773090000000001]
[0.19582759999999999,null,0.28773090000000001]
[0.1957006,null,0.28773090000000001]
[0.19567519999999999,null,0.28773090000000001]
[0.19561029999999999,null,0.28753529999999999]
[0.195581,null,0.28753529999999999]
[0.19549549999999999,null,0.28753529999999999]
[0.19540540000000001,null,0.28753529999999999]
[0.1953636,null,0.28753529999999999]
[0.1953636,null,0.28753529999999999]
[0.1953078,null,0.28753529999999999]
[0.1952258,null,0.28753519999999999]
[0.1951985,null,0.28753519999999999]
[0.19516459999999999,null,0.28742420000000002]
[0.19513069999999999,null,0.28742420000000002]
[0.1950723,null,0.28732649999999998]
[0.19500909999999999,null,0.28722940000000002]
[0.19494,null,0.28722940000000002]
[0.19489819999999999,null,0.28713090000000002]
[0.19488359999999999,null,0.28713090000000002]
[0.19483349999999999,null,0.28713090000000002]
[0.19477230000000001,null,0.28698679999999999]
[0.19475500000000001,null,0.28698679999999999]
[0.19472970000000001,null,0.28698679999999999]
[0.19471330000000001,null,0.28698679999999999]
[0.1946986,null,0.28698679999999999]
[0.19459360000000001,null,0.28698679999999999]
[0.194579,null,0.28698679999999999]
[0.19445490000000001,null,0.28687570000000001]
[0.19442290000000001,null,0.28687570000000001]
[0.19435179999999999,null,0.28677859999999999]
[0.19427530000000001,null,0.28677859999999999]
[0.19424540000000001,null,0.28677859999999999]
[0.19421430000000001,null,0.28677859999999999]
[0.194187,null,0.28668100000000002]
[0.1941485,null,0.28668100000000002]
[0.1940982,null,0.28653689999999998]
[0.1940519,null,0.28643829999999998]
[0.1939535,null,0.28634120000000002]
[0.1939244,null,0.28634120000000002]
[0.19385140000000001,null,0.28634120000000002]
[0.19381570000000001,null,0.28623019999999999]
[0.19381570000000001,null,0.28623019999999999]
[0.19374730000000001,null,0.28623019999999999]
[0.193718,null,0.28623019999999999]
[0.1936824,null,0.28623019999999999]
[0.19364229999999999,null,0.28623019999999999]
[0.19361320000000001,null,0.28613300000000003]
[0.19347020000000001,null,0.28613300000000003]
[0.1934321,null,0.28613300000000003]
[0.1933754,null,0.286022]
[0.19335620000000001,null,0.286022]
[0.19333690000000001,null,0.286022]
[0.19328229999999999,null,0.286022]
[0.1932256,null,0.28592430000000002]
[0.19317529999999999,null,0.28592430000000002]
[0.19308330000000001,null,0.28592430000000002]
[0.19299930000000001,null,0.28592430000000002]
[0.1929556,null,0.28592430000000002]
[0.1929556,null,0.28592430000000002]
[0.19292200000000001,null,0.28566920000000001]
[0.192857,null,0.28566920000000001]
[0.1928443,null,0.28557199999999999]
[0.19276589999999999,null,0.28547440000000002]
[0.19268099999999999,null,0.28547440000000002]
[0.1926225,null,0.28536329999999999]
[0.19246969999999999,null,0.28526479999999999]
[0.19245699999999999,null,0.28526479999999999]
[0.19241530000000001,null,0.28516770000000002]
[0.19235340000000001,null,0.28516770000000002]
[0.19226770000000001,null,0.28516770000000002]
[0.19224840000000001,null,0.28516770000000002]
[0.1921736,null,0.28516770000000002]
[0.19205349999999999,null,0.28495949999999998]
[0.191999,null,0.28495949999999998]
[0.19190409999999999,null,0.28495949999999998]
[0.19187499999999999,null,0.28495949999999998]
[0.19179299999999999,null,0.28495949999999998]
[0.19171550000000001,null,0.28495949999999998]
[0.19166440000000001,null,0.28495949999999998]
[0.19165170000000001,null,0.2848618]
[0.191607,null,0.28476469999999998]
[0.19154869999999999,null,0.28450959999999997]
[0.19153600000000001,null,0.28441100000000002]
[0.19149050000000001,null,0.28441100000000002]
[0.19145400000000001,null,0.28441100000000002]
[0.19143930000000001,null,0.28441100000000002]
[0.19134709999999999,null,0.28441100000000002]
[0.1912567,null,0.28441100000000002]
[0.1912211,null,0.28441100000000002]
[0.1912084,null,0.28441100000000002]
[0.19113269999999999,null,0.28441100000000002]
[0.19105249999999999,null,0.28441100000000002]
[0.1910251,null,0.28441100000000002]
[0.1909786,null,0.28441100000000002]
[0.19091749999999999,null,0.28421629999999998]
[0.19090480000000001,null,0.2841052]
[0.19090480000000001,null,0.2841052]
[0.19080179999999999,null,0.2841052]
[0.19077269999999999,null,0.2841052]
[0.19072900000000001,null,0.28396110000000002]
[0.19069990000000001,null,0.28396110000000002]
[0.19066620000000001,null,0.28396110000000002]
[0.1906408,null,0.28396110000000002]
[0.190557,null,0.28396110000000002]
[0.1905316,null,0.28386260000000002]
[0.19047259999999999,null,0.28386260000000002]
[0.1903444,null,0.2837655]
[0.19032969999999999,null,0.28365439999999997]
[0.1903125,null,0.28365439999999997]
[0.19022939999999999,null,0.28365439999999997]
[0.19021479999999999,null,0.28365439999999997]
[0.1901455,null,0.2835434]
[0.1900927,null,0.2835434]
[0.1899643,null,0.2835434]
[0.1899053,null,0.2835433]
[0.1899053,null,0.28339930000000002]
[0.18981300000000001,null,0.28339930000000002]
[0.1897393,null,0.28339930000000002]
[0.1896514,null,0.28339930000000002]
[0.18962599999999999,null,0.28330159999999999]
[0.18956410000000001,null,0.28330159999999999]
[0.18956410000000001,null,0.28330159999999999]
[0.18947990000000001,null,0.28299489999999999]
[0.1894526,null,0.28299489999999999]
[0.18939329999999999,null,0.28299489999999999]
[0.18936230000000001,null,0.28299489999999999]
[0.1892781,null,0.28299489999999999]
[0.1892316,null,0.28299489999999999]
[0.18917510000000001,null,0.28299489999999999]
[0.18912680000000001,null,0.28299489999999999]
[0.1890492,null,0.28299489999999999]
[0.18899840000000001,null,0.28299489999999999]
[0.18894920000000001,null,0.28299489999999999]
[0.1889091,null,0.28289779999999998]
[0.18882470000000001,null,0.28289779999999998]
[0.1887974,null,0.2827867]
[0.1887499,null,0.2826882]
[0.18867709999999999,null,0.28244649999999999]
[0.18863530000000001,null,0.28244649999999999]
[0.18856229999999999,null,0.28244639999999999]
[0.1885049,null,0.28244639999999999]
[0.1884547,null,0.28244639999999999]
[0.18838969999999999,null,0.28244639999999999]
[0.18834580000000001,null,0.28244639999999999]
[0.18826080000000001,null,0.28234930000000003]
[0.18812590000000001,null,0.28234930000000003]
[0.18812590000000001,null,0.28234930000000003]
[0.1880327,null,0.28234930000000003]
[0.18793409999999999,null,0.2822383]
[0.18787570000000001,null,0.2822383]
[0.1877856,null,0.2822383]
[0.18773480000000001,null,0.28213969999999999]
[0.18767819999999999,null,0.28199560000000001]
[0.18757979999999999,null,0.28189799999999998]
[0.1875105,null,0.28189799999999998]
[0.1874324,null,0.28180090000000002]
[0.1873301,null,0.28180090000000002]
[0.18727469999999999,null,0.28180090000000002]
[0.18727469999999999,null,0.28180090000000002]
[0.18725549999999999,null,0.28180090000000002]
[0.18718879999999999,null,0.28168979999999999]
[0.1871022,null,0.28168979999999999]
[0.18702740000000001,null,0.28168979999999999]
[0.1869856,null,0.28159269999999997]
[0.1869373,null,0.28159269999999997]
[0.1869373,null,0.28159269999999997]
[0.1868293,null,0.28159269999999997]
[0.18677460000000001,null,0.281495]
[0.18667339999999999,null,0.281495]
[0.1866333,null,0.28135090000000001]
[0.18660399999999999,null,0.28135090000000001]
[0.18655749999999999,null,0.28135090000000001]
[0.18651090000000001,null,0.28135090000000001]
[0.18645600000000001,null,0.2811553]
[0.18642690000000001,null,0.28104420000000002]
[0.1863001,null,0.28104420000000002]
[0.1861331,null,0.28104420000000002]
[0.1861331,null,0.28104420000000002]
[0.18609919999999999,null,0.28104420000000002]
[0.18607009999999999,null,0.28104420000000002]
[0.1859846,null,0.28104420000000002]
[0.18596989999999999,null,0.28093319999999999]
[0.18592139999999999,null,0.28093319999999999]
[0.18588779999999999,null,0.28088429999999998]
[0.18582960000000001,null,0.28083550000000002]
[0.18574950000000001,null,0.2807384]
[0.185701,null,0.2807384]
[0.185701,null,0.2807384]
[0.1856071,null,0.28059430000000002]
[0.18557979999999999,null,0.28059430000000002]
[0.18553600000000001,null,0.28059430000000002]
[0.18551960000000001,null,0.28049580000000002]
[0.18546850000000001,null,0.28049580000000002]
[0.1854267,null,0.28038469999999999]
[0.185414,null,0.28038469999999999]
[0.18526229999999999,null,0.28038469999999999]
[0.1852115,null,0.28038469999999999]
[0.18514559999999999,null,0.28038469999999999]
[0.18507560000000001,null,0.28028760000000003]
[0.18500610000000001,null,0.28028760000000003]
[0.1849643,null,0.28028760000000003]
[0.18490590000000001,null,0.28028760000000003]
[0.1848167,null,0.28028760000000003]
[0.18469730000000001,null,0.28028760000000003]
[0.1846846,null,0.28028760000000003]
[0.18466540000000001,null,0.27998089999999998]
[0.184618,null,0.27998089999999998]
[0.1845513,null,0.2798832]
[0.18450469999999999,null,0.2798832]
[0.18444820000000001,null,0.2798832]
[0.18436549999999999,null,0.27973910000000002]
[0.18433160000000001,null,0.27962809999999999]
[0.184285,null,0.27953090000000003]
[0.18424940000000001,null,0.27953090000000003]
[0.18415110000000001,null,0.27953090000000003]
[0.18406539999999999,null,0.27953090000000003]
[0.1839644,null,0.27953090000000003]
[0.1839325,null,0.27953090000000003]
[0.18388599999999999,null,0.27953090000000003]
[0.18381510000000001,null,0.27953090000000003]
[0.1837733,null,0.2794199]
[0.18372250000000001,null,0.27932220000000002]
[0.18365409999999999,null,0.27932220000000002]
[0.18362049999999999,null,0.27932220000000002]
[0.1835677,null,0.27932220000000002]
[0.18350559999999999,null,0.27922370000000002]
[0.1833871,null,0.27922370000000002]
[0.1833679,null,0.27922370000000002]
[0.18327750000000001,null,0.27911269999999999]
[0.18326290000000001,null,0.27887139999999999]
[0.18316009999999999,null,0.27877380000000002]
[0.1830745,null,0.27877380000000002]
[0.18303800000000001,null,0.27877380000000002]
[0.1829258,null,0.27877380000000002]
[0.18287929999999999,null,0.27877380000000002]
[0.18285999999999999,null,0.27866269999999999]
[0.1828428,null,0.27856560000000002]
[0.18280099999999999,null,0.27856560000000002]
[0.18267220000000001,null,0.27845449999999999]
[0.18265300000000001,null,0.27845449999999999]
[0.18264030000000001,null,0.27845449999999999]
[0.18255650000000001,null,0.27845449999999999]
[0.1824771,null,0.27845449999999999]
[0.1823573,null,0.27845449999999999]
[0.1823427,null,0.27835739999999998]
[0.1822589,null,0.27825889999999998]
[0.18222079999999999,null,0.2781148]
[0.18219540000000001,null,0.27805930000000001]
[0.1820784,null,0.27800370000000002]
[0.18203179999999999,null,0.27790609999999999]
[0.18200269999999999,null,0.27790609999999999]
[0.18198349999999999,null,0.27780899999999997]
[0.18194540000000001,null,0.27780899999999997]
[0.1819327,null,0.27780899999999997]
[0.18188799999999999,null,0.27780899999999997]
[0.18184410000000001,null,0.27780899999999997]
[0.1816972,null,0.27771129999999999]
[0.18163370000000001,null,0.27761419999999998]
[0.18158740000000001,null,0.27761419999999998]
[0.18157100000000001,null,0.27761419999999998]
[0.18145430000000001,null,0.2775031]
[0.18145430000000001,null,0.2775031]
[0.18144160000000001,null,0.2775031]
[0.1814162,null,0.27735900000000002]
[0.18135689999999999,null,0.27726190000000001]
[0.18128939999999999,null,0.2771634]
[0.1812037,null,0.2771634]
[0.18112049999999999,null,0.2771634]
[0.18107680000000001,null,0.27705229999999997]
[0.18100939999999999,null,0.27705229999999997]
[0.18095410000000001,null,0.27705229999999997]
[0.180839,null,0.27705229999999997]
[0.18081359999999999,null,0.2769547]
[0.18080089999999999,null,0.27684360000000002]
[0.18080089999999999,null,0.27674650000000001]
[0.18066289999999999,null,0.27674650000000001]
[0.18061820000000001,null,0.27674650000000001]
[0.1805716,null,0.27674650000000001]
[0.18050959999999999,null,0.27663539999999998]
[0.18050959999999999,null,0.27653689999999997]
[0.18046119999999999,null,0.27653689999999997]
[0.18043390000000001,null,0.27653689999999997]
[0.18039820000000001,null,0.27653689999999997]
[0.1803536,null,0.27653689999999997]
[0.180286,null,0.27653689999999997]
[0.1802377,null,0.27628180000000002]
[0.18015490000000001,null,0.27628180000000002]
[0.1800957,null,0.2761846]
[0.17998,null,0.2761846]
[0.17998,null,0.2761846]
[0.17982219999999999,null,0.2761846]
[0.1797695,null,0.27608700000000003]
[0.17974209999999999,null,0.27608700000000003]
[0.17974209999999999,null,0.27578029999999998]
[0.17967739999999999,null,0.27578029999999998]
[0.17965,null,0.27578029999999998]
[0.1795591,null,0.27578029999999998]
[0.17951449999999999,null,0.27578029999999998]
[0.17948249999999999,null,0.27578029999999998]
[0.17946790000000001,null,0.27578029999999998]
[0.1794405,null,0.27578029999999998]
[0.17928089999999999,null,0.27552510000000002]
[0.17922360000000001,null,0.27542800000000001]
[0.17921090000000001,null,0.27542800000000001]
[0.17914369999999999,null,0.27533029999999997]
[0.17901069999999999,null,0.27533029999999997]
[0.17894570000000001,null,0.27533029999999997]
[0.17891470000000001,null,0.27533029999999997]
[0.17888270000000001,null,0.27533029999999997]
[0.17878959999999999,null,0.27533029999999997]
[0.17875679999999999,null,0.27533029999999997]
[0.17871020000000001,null,0.27512219999999998]
[0.1786575,null,0.27512219999999998]
[0.1786383,null,0.27512219999999998]
[0.1786256,null,0.27502359999999998]
[0.1786063,null,0.27502359999999998]
[0.17856820000000001,null,0.27502359999999998]
[0.17852190000000001,null,0.27502359999999998]
[0.17845710000000001,null,0.27481489999999997]
[0.1784425,null,0.27481489999999997]
[0.17835790000000001,null,0.27481489999999997]
[0.17835790000000001,null,0.27471780000000001]
[0.17827390000000001,null,0.27471780000000001]
[0.1781779,null,0.27471780000000001]
[0.1781488,null,0.27471780000000001]
[0.17802009999999999,null,0.27471780000000001]
[0.1779405,null,0.27471780000000001]
[0.17788390000000001,null,0.27460669999999998]
[0.17782919999999999,null,0.27450819999999998]
[0.17776900000000001,null,0.27450819999999998]
[0.17775179999999999,null,0.27450819999999998]
[0.17768619999999999,null,0.27450819999999998]
[0.17762320000000001,null,0.27426699999999998]
[0.17755770000000001,null,0.27426699999999998]
[0.17751310000000001,null,0.27426699999999998]
[0.17745379999999999,null,0.27426699999999998]
[0.17739930000000001,null,0.27415590000000001]
[0.177339,null,0.27415590000000001]
[0.17724400000000001,null,0.27415590000000001]
[0.1771693,null,0.27405829999999998]
[0.1771181,null,0.27405829999999998]
[0.17706079999999999,null,0.27405829999999998]
[0.17701510000000001,null,0.27396120000000002]
[0.1769577,null,0.27396120000000002]
[0.1769057,null,0.27396110000000001]
[0.1768893,null,0.27375159999999998]
[0.1768594,null,0.27375159999999998]
[0.17683199999999999,null,0.27375159999999998]
[0.17681559999999999,null,0.27375159999999998]
[0.17678369999999999,null,0.27365390000000001]
[0.17673340000000001,null,0.27355679999999999]
[0.17667040000000001,null,0.27355679999999999]
[0.1766249,null,0.27355679999999999]
[0.1765958,null,0.27344570000000001]
[0.1765246,null,0.27344570000000001]
[0.17645259999999999,null,0.27344570000000001]
[0.17645259999999999,null,0.27344570000000001]
[0.1763981,null,0.27344570000000001]
[0.1763044,null,0.27344570000000001]
[0.17621400000000001,null,0.27330159999999998]
[0.1761703,null,0.273204]
[0.1760708,null,0.273204]
[0.17596970000000001,null,0.27299580000000001]
[0.17595330000000001,null,0.27289730000000001]
[0.1759279,null,0.27289730000000001]
[0.17580219999999999,null,0.27289730000000001]
[0.17571100000000001,null,0.27278619999999998]
[0.17560539999999999,null,0.27278619999999998]
[0.17556359999999999,null,0.27267520000000001]
[0.17550869999999999,null,0.27257749999999997]
[0.17549400000000001,null,0.27257749999999997]
[0.17544090000000001,null,0.27248040000000001]
[0.17539350000000001,null,0.27248040000000001]
[0.1753934,null,0.27248040000000001]
[0.17529919999999999,null,0.27248040000000001]
[0.17523630000000001,null,0.27236929999999998]
[0.17521990000000001,null,0.27236929999999998]
[0.1751344,null,0.27225830000000001]
[0.1750797,null,0.27216119999999999]
[0.1750176,null,0.27216119999999999]
[0.17486280000000001,null,0.27216119999999999]
[0.17483370000000001,null,0.27196500000000001]
[0.17478740000000001,null,0.27182089999999998]
[0.17475830000000001,null,0.2717232]
[0.1747126,null,0.2717232]
[0.17463890000000001,null,0.27162609999999998]
[0.17458570000000001,null,0.27151500000000001]
[0.17456849999999999,null,0.27151500000000001]
[0.17450299999999999,null,0.27141789999999999]
[0.17442820000000001,null,0.27132030000000001]
[0.17434269999999999,null,0.27120919999999998]
[0.17426700000000001,null,0.27120919999999998]
[0.17418919999999999,null,0.27120919999999998]
[0.17411460000000001,null,0.27111069999999998]
[0.1740728,null,0.27111069999999998]
[0.17397799999999999,null,0.27111069999999998]
[0.17390890000000001,null,0.27099960000000001]
[0.1737901,null,0.27090199999999998]
[0.1737582,null,0.2707909]
[0.17366599999999999,null,0.2707909]
[0.173622,null,0.27069379999999998]
[0.1735283,null,0.27069379999999998]
[0.17345079999999999,null,0.27069379999999998]
[0.17337459999999999,null,0.2705497]
[0.1733073,null,0.2705497]
[0.17329259999999999,null,0.270341]
[0.17325450000000001,null,0.2702425]
[0.17323530000000001,null,0.2702425]
[0.17317489999999999,null,0.2702425]
[0.1730428,null,0.27014539999999998]
[0.17301,null,0.2700343]
[0.17295070000000001,null,0.2700343]
[0.17290510000000001,null,0.2700343]
[0.17283219999999999,null,0.2700343]
[0.17277129999999999,null,0.26992319999999997]
[0.17270830000000001,null,0.26992319999999997]
[0.17258979999999999,null,0.26992319999999997]
[0.17248369999999999,null,0.26992319999999997]
[0.1723799,null,0.26968150000000002]
[0.17235449999999999,null,0.26958300000000002]
[0.1722554,null,0.26958300000000002]
[0.17221339999999999,null,0.26958300000000002]
[0.17215150000000001,null,0.2694858]
[0.17213229999999999,null,0.26937480000000003]
[0.17206270000000001,null,0.26937480000000003]
[0.17196800000000001,null,0.26927709999999999]
[0.17193890000000001,null,0.26927709999999999]
[0.17183519999999999,null,0.26916610000000002]
[0.171762,null,0.26916610000000002]
[0.17163629999999999,null,0.26916610000000002]
[0.17160429999999999,null,0.26916610000000002]
[0.17157149999999999,null,0.2690689]
[0.17154249999999999,null,0.2690689]
[0.1714241,null,0.2690689]
[0.17138210000000001,null,0.26885940000000003]
[0.17131289999999999,null,0.26885940000000003]
[0.1712206,null,0.26876169999999999]
[0.17119519999999999,null,0.26876169999999999]
[0.17116780000000001,null,0.26876169999999999]
[0.171095,null,0.26855299999999999]
[0.17106569999999999,null,0.26855299999999999]
[0.17103579999999999,null,0.26845590000000003]
[0.17098469999999999,null,0.26845590000000003]
[0.17091049999999999,null,0.26845590000000003]
[0.17084779999999999,null,0.26835819999999999]
[0.17081579999999999,null,0.26835819999999999]
[0.17078389999999999,null,0.26825969999999999]
[0.17074210000000001,null,0.26825969999999999]
[0.17069010000000001,null,0.26814870000000002]
[0.17061200000000001,null,0.26814860000000001]
[0.17047570000000001,null,0.2680515]
[0.17042080000000001,null,0.26780979999999999]
[0.17042080000000001,null,0.26780979999999999]
[0.17039170000000001,null,0.26780979999999999]
[0.17032439999999999,null,0.26769870000000001]
[0.17018920000000001,null,0.26769870000000001]
[0.17017460000000001,null,0.2676016]
[0.17012910000000001,null,0.2676016]
[0.17005780000000001,null,0.26750390000000002]
[0.16998869999999999,null,0.26739289999999999]
[0.16995589999999999,null,0.26739289999999999]
[0.16995589999999999,null,0.26739289999999999]
[0.16994129999999999,null,0.26739289999999999]
[0.16988,null,0.26729570000000002]
[0.1697468,null,0.2671847]
[0.1697031,null,0.26698850000000002]
[0.16964280000000001,null,0.26698850000000002]
[0.16962350000000001,null,0.26698850000000002]
[0.16950680000000001,null,0.26698850000000002]
[0.1694495,null,0.26687749999999999]
[0.1694167,null,0.26678030000000003]
[0.16933290000000001,null,0.26668269999999999]
[0.16925879999999999,null,0.26668269999999999]
[0.1691985,null,0.26642749999999998]
[0.16909179999999999,null,0.26642749999999998]
[0.16907710000000001,null,0.26632990000000001]
[0.1690644,null,0.26632990000000001]
[0.169017,null,0.26621879999999998]
[0.1689997,null,0.26612170000000002]
[0.1689997,null,0.26602320000000002]
[0.1689698,null,0.26592549999999998]
[0.1689252,null,0.26592549999999998]
[0.16889589999999999,null,0.26592549999999998]
[0.16879379999999999,null,0.26592549999999998]
[0.16874459999999999,null,0.26592549999999998]
[0.16867740000000001,null,0.26592549999999998]
[0.1686627,null,0.26582840000000002]
[0.16859779999999999,null,0.26561970000000001]
[0.16855319999999999,null,0.26561970000000001]
[0.16840740000000001,null,0.26561970000000001]
[0.16835079999999999,null,0.26561970000000001]
[0.16825590000000001,null,0.26547559999999998]
[0.1682014,null,0.26547559999999998]
[0.1681367,null,0.2653645]
[0.168101,null,0.2653645]
[0.16801250000000001,null,0.26526739999999999]
[0.1679687,null,0.26526739999999999]
[0.1679348,null,0.26526739999999999]
[0.16783899999999999,null,0.26526739999999999]
[0.16776479999999999,null,0.26526739999999999]
[0.16767550000000001,null,0.26515640000000001]
[0.1676501,null,0.26496019999999998]
[0.1676019,null,0.26486300000000002]
[0.1676018,null,0.26486300000000002]
[0.16754150000000001,null,0.26486300000000002]
[0.16749890000000001,null,0.26486300000000002]
[0.16745879999999999,null,0.26476450000000001]
[0.16743150000000001,null,0.26466689999999998]
[0.16732920000000001,null,0.26456970000000002]
[0.16727639999999999,null,0.26456970000000002]
[0.16720170000000001,null,0.26456970000000002]
[0.1671706,null,0.26442559999999998]
[0.16707130000000001,null,0.26431460000000001]
[0.16700570000000001,null,0.26431460000000001]
[0.16696,null,0.26431460000000001]
[0.16680310000000001,null,0.26431460000000001]
[0.16679040000000001,null,0.26421689999999998]
[0.16674120000000001,null,0.26400869999999999]
[0.1666369,null,0.26400869999999999]
[0.16656689999999999,null,0.26400869999999999]
[0.16649120000000001,null,0.26400869999999999]
[0.1664766,null,0.26400869999999999]
[0.16640360000000001,null,0.26381260000000001]
[0.1663598,null,0.26381260000000001]
[0.16622200000000001,null,0.26381260000000001]
[0.16620560000000001,null,0.26371539999999999]
[0.1661435,null,0.26360440000000002]
[0.1660943,null,0.26360440000000002]
[0.16606699999999999,null,0.26360440000000002]
[0.16603960000000001,null,0.26349329999999999]
[0.16599700000000001,null,0.26349329999999999]
[0.16598060000000001,null,0.26339570000000001]
[0.16589860000000001,null,0.26339570000000001]
[0.16581380000000001,null,0.2631539]
[0.1657757,null,0.2631539]
[0.1656617,null,0.26305679999999998]
[0.16563169999999999,null,0.26305679999999998]
[0.16556789999999999,null,0.2629457]
[0.16548109999999999,null,0.2629457]
[0.16546839999999999,null,0.26284809999999997]
[0.16544300000000001,null,0.26274960000000003]
[0.1654137,null,0.26265189999999999]
[0.16536719999999999,null,0.26265189999999999]
[0.16533529999999999,null,0.26255479999999998]
[0.16530249999999999,null,0.2624437]
[0.16522680000000001,null,0.2624437]
[0.1651802,null,0.26234610000000003]
[0.16509470000000001,null,0.2619938]
[0.16506100000000001,null,0.2619938]
[0.164991,null,0.2619938]
[0.1649089,null,0.2619938]
[0.1648732,null,0.26189610000000002]
[0.1648249,null,0.26189610000000002]
[0.16481029999999999,null,0.2617005]
[0.16473660000000001,null,0.26158940000000003]
[0.1647112,null,0.2614918]
[0.1646821,null,0.2614918]
[0.16465099999999999,null,0.2614918]
[0.1645616,null,0.2614918]
[0.16447059999999999,null,0.26128309999999999]
[0.1644149,null,0.26128309999999999]
[0.16438949999999999,null,0.26128309999999999]
[0.16424050000000001,null,0.26117200000000002]
[0.16415669999999999,null,0.26117200000000002]
[0.16401579999999999,null,0.26093080000000002]
[0.16398219999999999,null,0.26081969999999999]
[0.16393369999999999,null,0.26072210000000001]
[0.16382060000000001,null,0.26062360000000001]
[0.16373750000000001,null,0.26062360000000001]
[0.1636918,null,0.26051249999999998]
[0.1636726,null,0.26040150000000001]
[0.1636599,null,0.26025740000000003]
[0.16361600000000001,null,0.26025740000000003]
[0.16359670000000001,null,0.26015969999999999]
[0.16348560000000001,null,0.26004870000000002]
[0.16342090000000001,null,0.2599515]
[0.1633597,null,0.259853]
[0.1633298,null,0.259853]
[0.16328429999999999,null,0.25975540000000003]
[0.16323860000000001,null,0.25975540000000003]
[0.16322220000000001,null,0.25964429999999999]
[0.16320580000000001,null,0.25954719999999998]
[0.1631338,null,0.25954719999999998]
[0.1630838,null,0.25954719999999998]
[0.1630711,null,0.25954719999999998]
[0.16297249999999999,null,0.25954719999999998]
[0.162884,null,0.2594361]
[0.16276209999999999,null,0.2594361]
[0.16273670000000001,null,0.25929200000000002]
[0.1626901,null,0.25929200000000002]
[0.16263739999999999,null,0.25919490000000001]
[0.16253239999999999,null,0.25919490000000001]
[0.1624689,null,0.2589862]
[0.162407,null,0.2589862]
[0.1623513,null,0.2589862]
[0.1622912,null,0.2589862]
[0.16222619999999999,null,0.2588877]
[0.16203909999999999,null,0.25879000000000002]
[0.16198009999999999,null,0.25879000000000002]
[0.16192980000000001,null,0.2584708]
[0.1619005,null,0.2584708]
[0.1618522,null,0.2584708]
[0.16174189999999999,null,0.2584708]
[0.16165950000000001,null,0.25837310000000002]
[0.1616013,null,0.25837310000000002]
[0.1615335,null,0.25826209999999999]
[0.16143979999999999,null,0.25811800000000001]
[0.16133939999999999,null,0.25811800000000001]
[0.16125519999999999,null,0.25811800000000001]
[0.16121340000000001,null,0.25811800000000001]
[0.16117529999999999,null,0.25790980000000002]
[0.16110160000000001,null,0.25790980000000002]
[0.1610579,null,0.25790980000000002]
[0.16097929999999999,null,0.25771359999999999]
[0.1609109,null,0.25760260000000001]
[0.16083919999999999,null,0.25760260000000001]
[0.1607826,null,0.25760260000000001]
[0.16070490000000001,null,0.25750489999999998]
[0.1606349,null,0.25750489999999998]
[0.16058459999999999,null,0.25750489999999998]
[0.16053719999999999,null,0.25740639999999998]
[0.16052250000000001,null,0.25716519999999998]
[0.16043289999999999,null,0.25716519999999998]
[0.16038289999999999,null,0.25716519999999998]
[0.1602674,null,0.25705410000000001]
[0.16019630000000001,null,0.25695649999999998]
[0.1601455,null,0.2568588]
[0.16009080000000001,null,0.2568588]
[0.1600762,null,0.2568588]
[0.15996070000000001,null,0.2568588]
[0.15991069999999999,null,0.25674780000000003]
[0.15986149999999999,null,0.25665060000000001]
[0.15979570000000001,null,0.25650650000000003]
[0.1597045,null,0.2564089]
[0.15966050000000001,null,0.2564089]
[0.1596022,null,0.25631039999999999]
[0.15953500000000001,null,0.25631029999999999]
[0.15943460000000001,null,0.25619930000000002]
[0.15938920000000001,null,0.2561022]
[0.15926409999999999,null,0.2561022]
[0.15921940000000001,null,0.25599110000000003]
[0.1591236,null,0.25599110000000003]
[0.15904969999999999,null,0.25599110000000003]
[0.15902430000000001,null,0.25599110000000003]
[0.1589293,null,0.25599110000000003]
[0.15889819999999999,null,0.2558935]
[0.15884529999999999,null,0.2556853]
[0.15875700000000001,null,0.25544270000000002]
[0.15867390000000001,null,0.25544270000000002]
[0.1586446,null,0.25544270000000002]
[0.15856439999999999,null,0.2553455]
[0.15852060000000001,null,0.2553455]
[0.158445,null,0.2551368]
[0.158413,null,0.2551368]
[0.15831729999999999,null,0.2551368]
[0.15822890000000001,null,0.2551368]
[0.15822890000000001,null,0.2551368]
[0.15799679999999999,null,0.25492860000000001]
[0.1579276,null,0.25492860000000001]
[0.15786259999999999,null,0.25483099999999997]
[0.15782260000000001,null,0.25483099999999997]
[0.15778249999999999,null,0.25483099999999997]
[0.1576756,null,0.2544787]
[0.15756890000000001,null,0.2543802]
[0.1575415,null,0.25428309999999998]
[0.15748670000000001,null,0.25417200000000001]
[0.1574866,null,0.25417200000000001]
[0.15736729999999999,null,0.25417200000000001]
[0.1572799,null,0.25407429999999998]
[0.1572798,null,0.25407429999999998]
[0.15720029999999999,null,0.25407429999999998]
[0.15714110000000001,null,0.25407429999999998]
[0.157079,null,0.2539633]
[0.15704699999999999,null,0.2539633]
[0.15696499999999999,null,0.2539633]
[0.15691939999999999,null,0.25372210000000001]
[0.1568282,null,0.25372210000000001]
[0.1567963,null,0.25361099999999998]
[0.15670319999999999,null,0.2535134]
[0.15667329999999999,null,0.2535134]
[0.1566129,null,0.25340230000000002]
[0.15656010000000001,null,0.25330380000000002]
[0.1565473,null,0.25320670000000001]
[0.1565346,null,0.25320670000000001]
[0.1564835,null,0.2532066]
[0.15643689999999999,null,0.2529979]
[0.15637300000000001,null,0.25285390000000002]
[0.15629280000000001,null,0.25285390000000002]
[0.1562489,null,0.25285390000000002]
[0.1561186,null,0.25274279999999999]
[0.15610589999999999,null,0.25274279999999999]
[0.15601660000000001,null,0.25264569999999997]
[0.1559856,null,0.25254799999999999]
[0.1558686,null,0.25254799999999999]
[0.15584129999999999,null,0.25254799999999999]
[0.15575710000000001,null,0.25254799999999999]
[0.15566869999999999,null,0.25254799999999999]
[0.15561949999999999,null,0.25240390000000001]
[0.15548709999999999,null,0.25229289999999999]
[0.1554431,null,0.25219570000000002]
[0.15538579999999999,null,0.25219570000000002]
[0.15536649999999999,null,0.25209720000000002]
[0.1553138,null,0.25209720000000002]
[0.15522540000000001,null,0.25209720000000002]
[0.1550706,null,0.25198619999999999]
[0.15501039999999999,null,0.2517914]
[0.15498500000000001,null,0.2517914]
[0.1549577,null,0.2517914]
[0.15484919999999999,null,0.2517914]
[0.15468460000000001,null,0.25169419999999998]
[0.15458450000000001,null,0.2515501]
[0.15452350000000001,null,0.25143910000000003]
[0.15440670000000001,null,0.25134139999999999]
[0.15436279999999999,null,0.25124429999999998]
[0.15436279999999999,null,0.25124429999999998]
[0.15433169999999999,null,0.2511333]
[0.15431449999999999,null,0.25103609999999998]
[0.154247,null,0.25103609999999998]
[0.15420690000000001,null,0.25092510000000001]
[0.1541457,null,0.25082789999999999]
[0.1541293,null,0.25072939999999999]
[0.15405840000000001,null,0.25072939999999999]
[0.1540311,null,0.25072939999999999]
[0.153946,null,0.25063180000000002]
[0.1539121,null,0.25063180000000002]
[0.15385570000000001,null,0.25052069999999999]
[0.15378810000000001,null,0.25052069999999999]
[0.15375620000000001,null,0.2503766]
[0.1536459,null,0.25026559999999998]
[0.153584,null,0.25026559999999998]
[0.15352279999999999,null,0.25026559999999998]
[0.1534259,null,0.25016840000000001]
[0.1534113,null,0.25005739999999999]
[0.1533601,null,0.24986259999999999]
[0.1533109,null,0.24986259999999999]
[0.1533109,null,0.24976409999999999]
[0.1532982,null,0.24965300000000001]
[0.1532818,null,0.24965300000000001]
[0.15323329999999999,null,0.24965300000000001]
[0.1531547,null,0.24965300000000001]
[0.15310840000000001,null,0.24934719999999999]
[0.1530494,null,0.24909200000000001]
[0.15296009999999999,null,0.24909200000000001]
[0.1528698,null,0.24909200000000001]
[0.1527944,null,0.24909200000000001]
[0.15276239999999999,null,0.24909200000000001]
[0.1526758,null,0.24899350000000001]
[0.15264659999999999,null,0.24888250000000001]
[0.15261730000000001,null,0.24878529999999999]
[0.1526026,null,0.24878529999999999]
[0.15253059999999999,null,0.24868770000000001]
[0.15249679999999999,null,0.24857660000000001]
[0.15233920000000001,null,0.24857660000000001]
[0.1522954,null,0.24836839999999999]
[0.15226809999999999,null,0.24811330000000001]
[0.15222169999999999,null,0.24801570000000001]
[0.15216859999999999,null,0.24801570000000001]
[0.15212229999999999,null,0.2479046]
[0.15208840000000001,null,0.2479046]
[0.1520446,null,0.2479046]
[0.1519837,null,0.2477084]
[0.15187500000000001,null,0.24749969999999999]
[0.15184110000000001,null,0.24725849999999999]
[0.15182180000000001,null,0.24725849999999999]
[0.15169820000000001,null,0.24725849999999999]
[0.1516556,null,0.24725849999999999]
[0.1516409,null,0.24725849999999999]
[0.15156900000000001,null,0.24725849999999999]
[0.15147450000000001,null,0.24725849999999999]
[0.15143880000000001,null,0.24725849999999999]
[0.1514007,null,0.24714739999999999]
[0.15130189999999999,null,0.24704980000000001]
[0.15126539999999999,null,0.24693870000000001]
[0.15123549999999999,null,0.24684159999999999]
[0.1511469,null,0.24663289999999999]
[0.1510756,null,0.24639030000000001]
[0.15100369999999999,null,0.24639030000000001]
[0.15098909999999999,null,0.24639030000000001]
[0.150864,null,0.2462792]
[0.1508321,null,0.2462792]
[0.15077309999999999,null,0.2462792]
[0.15072279999999999,null,0.2462792]
[0.15063860000000001,null,0.24618209999999999]
[0.1505531,null,0.24618209999999999]
[0.15050669999999999,null,0.24608440000000001]
[0.1503794,null,0.24597340000000001]
[0.1503429,null,0.24597340000000001]
[0.1502966,null,0.24597340000000001]
[0.15022089999999999,null,0.24597340000000001]
[0.15020449999999999,null,0.24597340000000001]
[0.1501391,null,0.24577769999999999]
[0.1500544,null,0.24552260000000001]
[0.14999599999999999,null,0.2454249]
[0.14998139999999999,null,0.2454249]
[0.1499521,null,0.24532780000000001]
[0.14982139999999999,null,0.24532780000000001]
[0.1497559,null,0.24521680000000001]
[0.14974119999999999,null,0.24521680000000001]
[0.1497076,null,0.24521680000000001]
[0.1496912,null,0.24511910000000001]
[0.1496131,null,0.245008]
[0.1495409,null,0.245008]
[0.1494771,null,0.245008]
[0.1494461,null,0.24491089999999999]
[0.14940800000000001,null,0.24479989999999999]
[0.14937520000000001,null,0.24465580000000001]
[0.149308,null,0.2445447]
[0.1492195,null,0.24434910000000001]
[0.149149,null,0.24425140000000001]
[0.14906330000000001,null,0.24425140000000001]
[0.14903420000000001,null,0.24425140000000001]
[0.14897759999999999,null,0.24414040000000001]
[0.1488554,null,0.24404319999999999]
[0.1488197,null,0.24404319999999999]
[0.14877399999999999,null,0.24404319999999999]
[0.14875479999999999,null,0.24384839999999999]
[0.14869489999999999,null,0.24384839999999999]
[0.14861440000000001,null,0.24373739999999999]
[0.14859520000000001,null,0.2434962]
[0.1485204,null,0.2434962]
[0.14837810000000001,null,0.2434962]
[0.1483215,null,0.24339849999999999]
[0.1482098,null,0.24328739999999999]
[0.14815329999999999,null,0.24328739999999999]
[0.14801829999999999,null,0.24328739999999999]
[0.14796619999999999,null,0.24304619999999999]
[0.147949,null,0.24293519999999999]
[0.1478795,null,0.24293519999999999]
[0.14783750000000001,null,0.24293519999999999]
[0.1477802,null,0.24282409999999999]
[0.14772379999999999,null,0.24262800000000001]
[0.14765900000000001,null,0.24253079999999999]
[0.14759149999999999,null,0.24241979999999999]
[0.14750189999999999,null,0.24241979999999999]
[0.14740600000000001,null,0.24230869999999999]
[0.14733109999999999,null,0.24221110000000001]
[0.14728930000000001,null,0.24221110000000001]
[0.14725650000000001,null,0.24196980000000001]
[0.14722089999999999,null,0.24185880000000001]
[0.14719180000000001,null,0.24185880000000001]
[0.14715610000000001,null,0.24174770000000001]
[0.14707480000000001,null,0.24174770000000001]
[0.14703279999999999,null,0.24165059999999999]
[0.14697460000000001,null,0.24144189999999999]
[0.14689869999999999,null,0.24144189999999999]
[0.14680499999999999,null,0.24144189999999999]
[0.14667549999999999,null,0.24133080000000001]
[0.14664650000000001,null,0.24123320000000001]
[0.1465321,null,0.24113470000000001]
[0.1465148,null,0.24103749999999999]
[0.1465148,null,0.24103749999999999]
[0.1464529,null,0.2409404]
[0.14643829999999999,null,0.2409404]
[0.14640639999999999,null,0.24069869999999999]
[0.14637910000000001,null,0.24069860000000001]
[0.14634630000000001,null,0.24058760000000001]
[0.14633579999999999,null,0.24048990000000001]
[0.1462446,null,0.24048990000000001]
[0.14619940000000001,null,0.24048990000000001]
[0.14615549999999999,null,0.24029429999999999]
[0.1461152,null,0.24029429999999999]
[0.14609559999999999,null,0.24008560000000001]
[0.14609559999999999,null,0.24008560000000001]
[0.14606710000000001,null,0.2399879]
[0.14606710000000001,null,0.2399879]
[0.14606710000000001,null,0.23974670000000001]
[0.14606710000000001,null,0.2396356]
[0.14601990000000001,null,0.2396356]
[0.14601900000000001,null,0.2396356]
[0.1459377,null,0.2394269]
[0.14588970000000001,null,0.23932980000000001]
[0.14584150000000001,null,0.23923130000000001]
[0.14579339999999999,null,0.23923130000000001]
[0.14575160000000001,null,0.23923130000000001]
[0.14574529999999999,null,0.2390092]
[0.1456971,null,0.2389115]
[0.14565819999999999,null,0.2389115]
[0.14565819999999999,null,0.2386703]
[0.14560090000000001,null,0.2386703]
[0.14553540000000001,null,0.2386703]
[0.1455147,null,0.2385593]
[0.1455147,null,0.2385593]
[0.1454733,null,0.2384482]
[0.1454715,null,0.2384482]
[0.14541879999999999,null,0.2384482]
[0.1453787,null,0.23835049999999999]
[0.14531579999999999,null,0.23835049999999999]
[0.14529410000000001,null,0.2380438]
[0.14528840000000001,null,0.2380438]
[0.14527509999999999,null,0.2380438]
[0.145263,null,0.23778869999999999]
[0.14519779999999999,null,0.2376916]
[0.14519779999999999,null,0.2376916]
[0.14519750000000001,null,0.2376916]
[0.14518710000000001,null,0.2375805]
[0.14515069999999999,null,0.2375805]
[0.14511879999999999,null,0.2375805]
[0.14511869999999999,null,0.2374829]
[0.14505850000000001,null,0.23738570000000001]
[0.1450574,null,0.23738570000000001]
[0.14502319999999999,null,0.23738570000000001]
[0.14501539999999999,null,0.23728859999999999]
[0.14499600000000001,null,0.23706650000000001]
[0.14499580000000001,null,0.23706650000000001]
[0.14496719999999999,null,0.2367262]
[0.14494750000000001,null,0.23662910000000001]
[0.1449191,null,0.23662910000000001]
[0.14488719999999999,null,0.23662910000000001]
[0.1448729,null,0.23653199999999999]
[0.144839,null,0.23653189999999999]
[0.14482790000000001,null,0.23642089999999999]
[0.14482790000000001,null,0.23632320000000001]
[0.14480599999999999,null,0.23632320000000001]
[0.14477139999999999,null,0.23632320000000001]
[0.1447639,null,0.23611509999999999]
[0.1447399,null,0.23611509999999999]
[0.14473159999999999,null,0.23611509999999999]
[0.14473140000000001,null,0.23611509999999999]
[0.14471580000000001,null,0.23611509999999999]
[0.14468020000000001,null,0.23597099999999999]
[0.1446404,null,0.23585990000000001]
[0.1445823,null,0.23566509999999999]
[0.14455409999999999,null,0.23555409999999999]
[0.14455270000000001,null,0.23531150000000001]
[0.144538,null,0.23521429999999999]
[0.1445341,null,0.23521429999999999]
[0.144506,null,0.23521429999999999]
[0.14445079999999999,null,0.2351172]
[0.1444098,null,0.2351172]
[0.14437649999999999,null,0.23490849999999999]
[0.14437430000000001,null,0.2348114]
[0.14436160000000001,null,0.2348114]
[0.1443538,null,0.2348114]
[0.14432980000000001,null,0.23471420000000001]
[0.1442881,null,0.23461570000000001]
[0.14423230000000001,null,0.23450470000000001]
[0.14423230000000001,null,0.23450460000000001]
[0.14422840000000001,null,0.23450460000000001]
[0.1442223,null,0.23430989999999999]
[0.14418919999999999,null,0.23430989999999999]
[0.14416780000000001,null,0.2340547]
[0.1441461,null,0.2340547]
[0.14413400000000001,null,0.2339437]
[0.144098,null,0.2339437]
[0.14406859999999999,null,0.2339437]
[0.144034,null,0.23384650000000001]
[0.14400830000000001,null,0.23353930000000001]
[0.14397750000000001,null,0.23344219999999999]
[0.14395359999999999,null,0.23344219999999999]
[0.14395359999999999,null,0.23344219999999999]
[0.143931,null,0.233345]
[0.14392930000000001,null,0.23308989999999999]
[0.1439077,null,0.2329928]
[0.14386789999999999,null,0.2329928]
[0.14385990000000001,null,0.2328817]
[0.14378379999999999,null,0.2328817]
[0.14374770000000001,null,0.23267350000000001]
[0.14371990000000001,null,0.232575]
[0.14368300000000001,null,0.232575]
[0.14368300000000001,null,0.2324773]
[0.14367170000000001,null,0.2323663]
[0.14366480000000001,null,0.2323663]
[0.1436511,null,0.2323663]
[0.14363290000000001,null,0.23222219999999999]
[0.1436257,null,0.2321251]
[0.14362169999999999,null,0.2321251]
[0.14357030000000001,null,0.23191690000000001]
[0.14356079999999999,null,0.2318192]
[0.14353840000000001,null,0.2318192]
[0.14352090000000001,null,0.23172209999999999]
[0.14348430000000001,null,0.23172209999999999]
[0.14348230000000001,null,0.23172209999999999]
[0.14348230000000001,null,0.23136979999999999]
[0.14348230000000001,null,0.23127220000000001]
[0.1434781,null,0.23127220000000001]
[0.14343919999999999,null,0.23117499999999999]
[0.1434269,null,0.23106399999999999]
[0.14341789999999999,null,0.23106399999999999]
[0.14338129999999999,null,0.23106399999999999]
[0.1433748,null,0.23106399999999999]
[0.143348,null,0.2308692]
[0.1433392,null,0.2308692]
[0.14333219999999999,null,0.2308692]
[0.14331949999999999,null,0.23061400000000001]
[0.14330480000000001,null,0.23051550000000001]
[0.1432998,null,0.23030729999999999]
[0.14321929999999999,null,0.23030729999999999]
[0.14321809999999999,null,0.23019629999999999]
[0.14320359999999999,null,0.23019629999999999]
[0.1431761,null,0.23019629999999999]
[0.14314180000000001,null,0.23019629999999999]
[0.14312800000000001,null,0.2300015]
[0.14310790000000001,null,0.2300015]
[0.14309150000000001,null,0.2300015]
[0.1430892,null,0.22990440000000001]
[0.1430264,null,0.2296492]
[0.14302609999999999,null,0.2296492]
[0.1429832,null,0.2295382]
[0.14297799999999999,null,0.2295382]
[0.14297799999999999,null,0.22944100000000001]
[0.14296900000000001,null,0.22933000000000001]
[0.1429349,null,0.2292323]
[0.14290720000000001,null,0.2292323]
[0.14289879999999999,null,0.22908819999999999]
[0.14287830000000001,null,0.22897719999999999]
[0.14285690000000001,null,0.2288801]
[0.1428487,null,0.228769]
[0.1428487,null,0.228769]
[0.1428487,null,0.2286705]
[0.1428133,null,0.2286705]
[0.1428005,null,0.2286705]
[0.14275370000000001,null,0.22846230000000001]
[0.14273140000000001,null,0.2283646]
[0.14268629999999999,null,0.2282206]
[0.14266989999999999,null,0.2281234]
[0.14266119999999999,null,0.2281234]
[0.1426287,null,0.2281234]
[0.14257040000000001,null,0.2281234]
[0.1425699,null,0.2279147]
[0.14252680000000001,null,0.2279147]
[0.14252670000000001,null,0.2279147]
[0.14252670000000001,null,0.22781760000000001]
[0.1425109,null,0.22781760000000001]
[0.14245540000000001,null,0.22770650000000001]
[0.1424262,null,0.22770650000000001]
[0.14239250000000001,null,0.22770650000000001]
[0.14237130000000001,null,0.22751170000000001]
[0.14234440000000001,null,0.22751170000000001]
[0.14234440000000001,null,0.22740070000000001]
[0.14234430000000001,null,0.2272566]
[0.14233580000000001,null,0.2271581]
[0.14230979999999999,null,0.2270604]
[0.14230390000000001,null,0.2270604]
[0.14229620000000001,null,0.2270604]
[0.14226169999999999,null,0.22696330000000001]
[0.14224729999999999,null,0.2267082]
[0.14223,null,0.22661100000000001]
[0.1421895,null,0.22661100000000001]
[0.14218539999999999,null,0.22640279999999999]
[0.14214640000000001,null,0.22630520000000001]
[0.1421434,null,0.22630520000000001]
[0.14211370000000001,null,0.22630520000000001]
[0.1420882,null,0.22619410000000001]
[0.14207059999999999,null,0.22598589999999999]
[0.14207059999999999,null,0.22598589999999999]
[0.1420294,null,0.22598589999999999]
[0.14202529999999999,null,0.22598589999999999]
[0.14197940000000001,null,0.22598589999999999]
[0.14197940000000001,null,0.22588829999999999]
[0.14196500000000001,null,0.2256331]
[0.1419319,null,0.2255346]
[0.14190459999999999,null,0.2255346]
[0.14183599999999999,null,0.22543750000000001]
[0.1417919,null,0.22534029999999999]
[0.14179149999999999,null,0.22522929999999999]
[0.1417889,null,0.22522929999999999]
[0.1417438,null,0.22513159999999999]
[0.14172750000000001,null,0.22489039999999999]
[0.14171980000000001,null,0.22489039999999999]
[0.14170920000000001,null,0.22477939999999999]
[0.14167969999999999,null,0.22477939999999999]
[0.14165249999999999,null,0.2246822]
[0.14162810000000001,null,0.2245846]
[0.14156089999999999,null,0.2245846]
[0.14152219999999999,null,0.22447349999999999]
[0.1414984,null,0.22421840000000001]
[0.14147789999999999,null,0.22412070000000001]
[0.14147390000000001,null,0.22412070000000001]
[0.14146500000000001,null,0.22400970000000001]
[0.14146500000000001,null,0.2239112]
[0.14146500000000001,null,0.2239112]
[0.14143829999999999,null,0.2237025]
[0.14140440000000001,null,0.2237025]
[0.14139090000000001,null,0.2235077]
[0.1413248,null,0.2235077]
[0.14132069999999999,null,0.22325249999999999]
[0.14130429999999999,null,0.22325249999999999]
[0.14130429999999999,null,0.22325249999999999]
[0.14127210000000001,null,0.22315489999999999]
[0.1412294,null,0.22315489999999999]
[0.14122460000000001,null,0.2230577]
[0.14119999999999999,null,0.2229467]
[0.14118629999999999,null,0.2227519]
[0.14114550000000001,null,0.22260779999999999]
[0.1410998,null,0.22249669999999999]
[0.14108999999999999,null,0.2223011]
[0.1410806,null,0.2222034]
[0.1410699,null,0.2222034]
[0.1410565,null,0.22210630000000001]
[0.14101449999999999,null,0.22210630000000001]
[0.1409929,null,0.2218976]
[0.14097570000000001,null,0.22175349999999999]
[0.14095070000000001,null,0.2216564]
[0.14095070000000001,null,0.2216564]
[0.14095060000000001,null,0.2215587]
[0.14092540000000001,null,0.2215587]
[0.14090259999999999,null,0.2214477]
[0.140878,null,0.22135050000000001]
[0.1408683,null,0.22135050000000001]
[0.1408683,null,0.22135050000000001]
[0.14085439999999999,null,0.22125339999999999]
[0.1408063,null,0.22114230000000001]
[0.14080329999999999,null,0.22104380000000001]
[0.14076630000000001,null,0.22070490000000001]
[0.14076230000000001,null,0.22070490000000001]
[0.1407582,null,0.22070490000000001]
[0.1407582,null,0.22059390000000001]
[0.1407178,null,0.22059390000000001]
[0.1407177,null,0.22059390000000001]
[0.14071510000000001,null,0.22059390000000001]
[0.14065739999999999,null,0.22039909999999999]
[0.14063590000000001,null,0.220302]
[0.14060400000000001,null,0.220302]
[0.1405757,null,0.22019089999999999]
[0.14053260000000001,null,0.22019089999999999]
[0.1405074,null,0.21994830000000001]
[0.1404647,null,0.21973960000000001]
[0.14045299999999999,null,0.21964249999999999]
[0.140407,null,0.21964249999999999]
[0.14038690000000001,null,0.21964249999999999]
[0.14035120000000001,null,0.21953139999999999]
[0.1403401,null,0.21953139999999999]
[0.14031370000000001,null,0.21953139999999999]
[0.140262,null,0.21922559999999999]
[0.14025389999999999,null,0.21908150000000001]
[0.14025380000000001,null,0.21898429999999999]
[0.14025380000000001,null,0.21898429999999999]
[0.1402523,null,0.2187887]
[0.14024739999999999,null,0.218691]
[0.14021130000000001,null,0.21854689999999999]
[0.1401819,null,0.21843589999999999]
[0.140121,null,0.21843589999999999]
[0.1401075,null,0.21833820000000001]
[0.1401075,null,0.21833820000000001]
[0.1400834,null,0.21824109999999999]
[0.14006640000000001,null,0.21824109999999999]
[0.14006260000000001,null,0.21824109999999999]
[0.1400468,null,0.21824109999999999]
[0.14004620000000001,null,0.21812999999999999]
[0.13998859999999999,null,0.2179353]
[0.13997660000000001,null,0.2179353]
[0.13993700000000001,null,0.21783669999999999]
[0.13992360000000001,null,0.21758159999999999]
[0.1399117,null,0.21758159999999999]
[0.1398837,null,0.2174845]
[0.13984079999999999,null,0.21727579999999999]
[0.13983509999999999,null,0.21727579999999999]
[0.1398266,null,0.21727579999999999]
[0.13980509999999999,null,0.2171786]
[0.13979259999999999,null,0.2171786]
[0.13977210000000001,null,0.2170676]
[0.1397467,null,0.21696989999999999]
[0.13974449999999999,null,0.21696989999999999]
[0.1396964,null,0.21696989999999999]
[0.1396955,null,0.21661759999999999]
[0.13967370000000001,null,0.21661759999999999]
[0.13965330000000001,null,0.21661759999999999]
[0.13964460000000001,null,0.21661759999999999]
[0.13960900000000001,null,0.21650659999999999]
[0.13956199999999999,null,0.2163109]
[0.139545,null,0.2161999]
[0.1395207,null,0.2161999]
[0.1395189,null,0.21595809999999999]
[0.13949159999999999,null,0.21595809999999999]
[0.13947780000000001,null,0.215861]
[0.13947080000000001,null,0.21574989999999999]
[0.13945150000000001,null,0.21574989999999999]
[0.13942070000000001,null,0.21563889999999999]
[0.13939879999999999,null,0.21554119999999999]
[0.13937959999999999,null,0.21529999999999999]
[0.1393604,null,0.21529999999999999]
[0.13933329999999999,null,0.21529999999999999]
[0.13930419999999999,null,0.21529999999999999]
[0.1392989,null,0.21518899999999999]
[0.1392476,null,0.21518899999999999]
[0.13920160000000001,null,0.21518899999999999]
[0.13914389999999999,null,0.2149942]
[0.1391194,null,0.2149942]
[0.1391183,null,0.2149942]
[0.1391056,null,0.214786]
[0.13909579999999999,null,0.2145898]
[0.13901450000000001,null,0.2144788]
[0.13900460000000001,null,0.2142375]
[0.1390033,null,0.21414040000000001]
[0.13895640000000001,null,0.21414040000000001]
[0.13894400000000001,null,0.21414040000000001]
[0.13894229999999999,null,0.21402930000000001]
[0.13890830000000001,null,0.2139317]
[0.13890830000000001,null,0.2138206]
[0.1388868,null,0.2138206]
[0.13888420000000001,null,0.2138206]
[0.13886019999999999,null,0.21372350000000001]
[0.13884540000000001,null,0.21372350000000001]
[0.1388229,null,0.21362500000000001]
[0.13878499999999999,null,0.21362500000000001]
[0.1387689,null,0.21362500000000001]
[0.1387671,null,0.2134809]
[0.13869319999999999,null,0.2134809]
[0.13868269999999999,null,0.2134809]
[0.13868269999999999,null,0.2133698]
[0.13860919999999999,null,0.2132722]
[0.13860910000000001,null,0.21316109999999999]
[0.13859079999999999,null,0.213064]
[0.13856009999999999,null,0.213064]
[0.1385509,null,0.212953]
[0.13850280000000001,null,0.212953]
[0.13846720000000001,null,0.2128089]
[0.13846720000000001,null,0.2127117]
[0.1384534,null,0.2127117]
[0.13842740000000001,null,0.21250350000000001]
[0.13842409999999999,null,0.21240590000000001]
[0.13842409999999999,null,0.21240590000000001]
[0.13842409999999999,null,0.21230740000000001]
[0.13838639999999999,null,0.21230740000000001]
[0.13837140000000001,null,0.21230740000000001]
[0.1383278,null,0.21209919999999999]
[0.1382632,null,0.21209919999999999]
[0.1382564,null,0.21195510000000001]
[0.13823659999999999,null,0.2118574]
[0.1382179,null,0.21164930000000001]
[0.1382176,null,0.21164930000000001]
[0.1381935,null,0.21145449999999999]
[0.1381558,null,0.21131040000000001]
[0.13815469999999999,null,0.21131040000000001]
[0.13813420000000001,null,0.21110219999999999]
[0.13810220000000001,null,0.21110219999999999]
[0.13809850000000001,null,0.21110219999999999]
[0.13807169999999999,null,0.2110051]
[0.13805410000000001,null,0.21086099999999999]
[0.13803109999999999,null,0.21074989999999999]
[0.13803109999999999,null,0.21065229999999999]
[0.13799629999999999,null,0.21055370000000001]
[0.13799629999999999,null,0.21055370000000001]
[0.1379629,null,0.21034549999999999]
[0.13795089999999999,null,0.21034549999999999]
[0.13793359999999999,null,0.2102484]
[0.13791970000000001,null,0.2102484]
[0.13783039999999999,null,0.20999329999999999]
[0.13781740000000001,null,0.20989559999999999]
[0.13777539999999999,null,0.20989559999999999]
[0.13777429999999999,null,0.2097985]
[0.13775380000000001,null,0.2094462]
[0.1376841,null,0.2094462]
[0.1376781,null,0.2094462]
[0.1376655,null,0.2092514]
[0.1376655,null,0.2091529]
[0.13763600000000001,null,0.2090418]
[0.13763600000000001,null,0.2090418]
[0.13763600000000001,null,0.20889779999999999]
[0.13762170000000001,null,0.20878669999999999]
[0.13760259999999999,null,0.20878669999999999]
[0.13758790000000001,null,0.20854549999999999]
[0.13758790000000001,null,0.20844779999999999]
[0.13758790000000001,null,0.2082396]
[0.13757849999999999,null,0.2082396]
[0.13755800000000001,null,0.2082396]
[0.13753899999999999,null,0.20809549999999999]
[0.13748060000000001,null,0.20778969999999999]
[0.1374725,null,0.20778969999999999]
[0.13743859999999999,null,0.20767859999999999]
[0.1374089,null,0.20758099999999999]
[0.1373954,null,0.2074839]
[0.1373723,null,0.20733979999999999]
[0.1373472,null,0.20724210000000001]
[0.13732449999999999,null,0.207145]
[0.13729910000000001,null,0.20700089999999999]
[0.13726959999999999,null,0.2067927]
[0.13724069999999999,null,0.2067927]
[0.1372022,null,0.20658309999999999]
[0.13718269999999999,null,0.20658309999999999]
[0.13717480000000001,null,0.20658309999999999]
[0.13715859999999999,null,0.20648549999999999]
[0.13713220000000001,null,0.2063883]
[0.13711979999999999,null,0.2062773]
[0.13711580000000001,null,0.20613319999999999]
[0.13710149999999999,null,0.20613319999999999]
[0.13706850000000001,null,0.20598910000000001]
[0.13703470000000001,null,0.20598910000000001]
[0.13702539999999999,null,0.2058914]
[0.13701679999999999,null,0.20579430000000001]
[0.13699520000000001,null,0.20579430000000001]
[0.13695650000000001,null,0.20565020000000001]
[0.1369012,null,0.20553920000000001]
[0.13689100000000001,null,0.2053305]
[0.1368867,null,0.20523189999999999]
[0.13680809999999999,null,0.20523189999999999]
[0.1367998,null,0.20502380000000001]
[0.13676350000000001,null,0.20502380000000001]
[0.13676350000000001,null,0.2048797]
[0.1367517,null,0.20478250000000001]
[0.13674159999999999,null,0.20478250000000001]
[0.13670640000000001,null,0.20468539999999999]
[0.13670599999999999,null,0.20468539999999999]
[0.13664470000000001,null,0.20443030000000001]
[0.13661200000000001,null,0.20443030000000001]
[0.13659540000000001,null,0.2043326]
[0.13657420000000001,null,0.2041105]
[0.13655229999999999,null,0.2041105]
[0.1365439,null,0.20396639999999999]
[0.13650019999999999,null,0.20385539999999999]
[0.13648299999999999,null,0.20375770000000001]
[0.13647280000000001,null,0.2035151]
[0.13644709999999999,null,0.203404]
[0.13644709999999999,null,0.2031953]
[0.13643479999999999,null,0.20309820000000001]
[0.1363917,null,0.20309820000000001]
[0.1363906,null,0.2029541]
[0.13638890000000001,null,0.20285700000000001]
[0.13636490000000001,null,0.20274590000000001]
[0.13632610000000001,null,0.2025042]
[0.1363055,null,0.2025042]
[0.13626569999999999,null,0.20239309999999999]
[0.1362592,null,0.202296]
[0.13621,null,0.202296]
[0.1362092,null,0.202296]
[0.13618379999999999,null,0.2020998]
[0.13616110000000001,null,0.2018586]
[0.1361472,null,0.2018586]
[0.13613420000000001,null,0.2017475]
[0.1360991,null,0.2017475]
[0.1360808,null,0.20165040000000001]
[0.1360683,null,0.20165040000000001]
[0.1360362,null,0.20165040000000001]
[0.13597609999999999,null,0.2014087]
[0.13593050000000001,null,0.20129759999999999]
[0.13593050000000001,null,0.2012005]
[0.13588230000000001,null,0.201102]
[0.1358714,null,0.2009909]
[0.13583039999999999,null,0.2009909]
[0.13581119999999999,null,0.2009909]
[0.13580120000000001,null,0.20089380000000001]
[0.13576469999999999,null,0.2007497]
[0.1357255,null,0.200652]
[0.13570489999999999,null,0.200541]
[0.1356618,null,0.200541]
[0.1356618,null,0.20033280000000001]
[0.13565740000000001,null,0.20033280000000001]
[0.1356385,null,0.2002351]
[0.13562540000000001,null,0.2002351]
[0.13559969999999999,null,0.2002351]
[0.1355836,null,0.2002351]
[0.1355353,null,0.1999939]
[0.13553109999999999,null,0.1998829]
[0.1355275,null,0.1997843]
[0.13547619999999999,null,0.1997843]
[0.13545570000000001,null,0.19968669999999999]
[0.13541510000000001,null,0.1995895]
[0.13538810000000001,null,0.1994785]
[0.13538310000000001,null,0.19933439999999999]
[0.13538310000000001,null,0.19919029999999999]
[0.13536699999999999,null,0.1990932]
[0.1353357,null,0.1989821]
[0.1352969,null,0.19874040000000001]
[0.1352969,null,0.19874040000000001]
[0.13527110000000001,null,0.19874040000000001]
[0.1352487,null,0.19862930000000001]
[0.13524649999999999,null,0.1983876]
[0.1352313,null,0.19828989999999999]
[0.13520560000000001,null,0.19828989999999999]
[0.13519200000000001,null,0.1981928]
[0.13519139999999999,null,0.1981928]
[0.13519139999999999,null,0.1980951]
[0.13515260000000001,null,0.1979841]
[0.135131,null,0.1979841]
[0.1351126,null,0.1978869]
[0.13510939999999999,null,0.1976908]
[0.13506489999999999,null,0.19743559999999999]
[0.1350413,null,0.19743559999999999]
[0.13502410000000001,null,0.19743559999999999]
[0.1350131,null,0.1973385]
[0.1350094,null,0.1972274]
[0.134993,null,0.1972274]
[0.13494970000000001,null,0.19698570000000001]
[0.1349465,null,0.19698570000000001]
[0.13492560000000001,null,0.19688800000000001]
[0.13488900000000001,null,0.19679089999999999]
[0.1348463,null,0.19667979999999999]
[0.1348357,null,0.19667979999999999]
[0.1348153,null,0.19632759999999999]
[0.13479250000000001,null,0.19632759999999999]
[0.13478190000000001,null,0.19632759999999999]
[0.13476289999999999,null,0.19632759999999999]
[0.13475780000000001,null,0.1960858]
[0.13473489999999999,null,0.1958763]
[0.13473080000000001,null,0.1958763]
[0.13471330000000001,null,0.1958763]
[0.13469629999999999,null,0.19577910000000001]
[0.13469500000000001,null,0.1954263]
[0.13466359999999999,null,0.19532920000000001]
[0.1346494,null,0.1951851]
[0.134605,null,0.1951851]
[0.1345847,null,0.1951851]
[0.13457720000000001,null,0.19497690000000001]
[0.13454450000000001,null,0.19497690000000001]
[0.13453000000000001,null,0.19497690000000001]
[0.1345298,null,0.1947352]
[0.13450129999999999,null,0.19463659999999999]
[0.13450129999999999,null,0.19442789999999999]
[0.13444390000000001,null,0.1943308]
[0.13444049999999999,null,0.1942198]
[0.1344175,null,0.19412260000000001]
[0.1344117,null,0.19401160000000001]
[0.13441139999999999,null,0.1938675]
[0.13439499999999999,null,0.1938675]
[0.13437959999999999,null,0.1937564]
[0.1343694,null,0.1935152]
[0.13435949999999999,null,0.19341749999999999]
[0.13431850000000001,null,0.19331989999999999]
[0.1343046,null,0.19331989999999999]
[0.13429630000000001,null,0.1932228]
[0.13427320000000001,null,0.1931117]
[0.1342547,null,0.1928705]
[0.13424069999999999,null,0.192772]
[0.13422500000000001,null,0.19256380000000001]
[0.1342101,null,0.19256380000000001]
[0.1341986,null,0.1924527]
[0.13418189999999999,null,0.1923551]
[0.1341541,null,0.19225790000000001]
[0.13415350000000001,null,0.19225790000000001]
[0.13415350000000001,null,0.1921138]
[0.1341261,null,0.1920162]
[0.13408900000000001,null,0.19191900000000001]
[0.13407060000000001,null,0.191775]
[0.1340653,null,0.191775]
[0.13404759999999999,null,0.19156680000000001]
[0.13404759999999999,null,0.19156680000000001]
[0.133996,null,0.191325]
[0.13396549999999999,null,0.191325]
[0.13392850000000001,null,0.191214]
[0.13392309999999999,null,0.1911168]
[0.13391919999999999,null,0.1909727]
[0.1338985,null,0.1905684]
[0.13386310000000001,null,0.1905684]
[0.13386310000000001,null,0.1905684]
[0.1338617,null,0.1903272]
[0.1338551,null,0.1903272]
[0.13384019999999999,null,0.1902161]
[0.1338358,null,0.19011900000000001]
[0.13381860000000001,null,0.19011900000000001]
[0.13381860000000001,null,0.19011900000000001]
[0.13379659999999999,null,0.19000790000000001]
[0.13377829999999999,null,0.1899103]
[0.13374,null,0.1897662]
[0.13372529999999999,null,0.1897662]
[0.13368679999999999,null,0.1897662]
[0.13367699999999999,null,0.1895705]
[0.1336735,null,0.1895705]
[0.1336726,null,0.1894729]
[0.13365779999999999,null,0.18921769999999999]
[0.13357869999999999,null,0.18921769999999999]
[0.13357330000000001,null,0.18897600000000001]
[0.13357269999999999,null,0.18887880000000001]
[0.13357269999999999,null,0.18887880000000001]
[0.1335422,null,0.18887880000000001]
[0.1335104,null,0.18862370000000001]
[0.1335094,null,0.18862370000000001]
[0.1334967,null,0.1885252]
[0.1334851,null,0.1884141]
[0.13347980000000001,null,0.18821930000000001]
[0.13347980000000001,null,0.18821930000000001]
[0.133468,null,0.18810830000000001]
[0.13344839999999999,null,0.18810830000000001]
[0.133437,null,0.18810830000000001]
[0.13341900000000001,null,0.18810830000000001]
[0.13340450000000001,null,0.18810830000000001]
[0.13335959999999999,null,0.18780240000000001]
[0.13335739999999999,null,0.18770529999999999]
[0.13335069999999999,null,0.18756120000000001]
[0.13325429999999999,null,0.18756120000000001]
[0.1332479,null,0.18746360000000001]
[0.1332441,null,0.18746360000000001]
[0.1332168,null,0.1872084]
[0.1331987,null,0.18711130000000001]
[0.13316330000000001,null,0.18711130000000001]
[0.13316330000000001,null,0.18701280000000001]
[0.13315869999999999,null,0.1869151]
[0.13311509999999999,null,0.18665999999999999]
[0.13311039999999999,null,0.1865628]
[0.13310849999999999,null,0.1865628]
[0.1330759,null,0.1865628]
[0.13304279999999999,null,0.1864518]
[0.133018,null,0.1864518]
[0.1329997,null,0.18635409999999999]
[0.13299830000000001,null,0.18625700000000001]
[0.1329892,null,0.1861129]
[0.13298579999999999,null,0.1861129]
[0.1329814,null,0.1861129]
[0.13296189999999999,null,0.1861129]
[0.132939,null,0.18596879999999999]
[0.13293450000000001,null,0.18585779999999999]
[0.1329272,null,0.18576010000000001]
[0.13288949999999999,null,0.18566160000000001]
[0.13288949999999999,null,0.18556439999999999]
[0.1328751,null,0.18545339999999999]
[0.1328328,null,0.18545339999999999]
[0.13281570000000001,null,0.18535570000000001]
[0.1328143,null,0.1852116]
[0.13279070000000001,null,0.1852116]
[0.1327634,null,0.1851006]
[0.1327304,null,0.18500349999999999]
[0.1327304,null,0.18489240000000001]
[0.13270989999999999,null,0.18489240000000001]
[0.13270170000000001,null,0.18489240000000001]
[0.1327004,null,0.18465119999999999]
[0.13269700000000001,null,0.18455350000000001]
[0.13266849999999999,null,0.18455350000000001]
[0.1326408,null,0.18455350000000001]
[0.13262080000000001,null,0.18434529999999999]
[0.13262019999999999,null,0.18424769999999999]
[0.13260079999999999,null,0.18410360000000001]
[0.1325363,null,0.18410360000000001]
[0.13248009999999999,null,0.183894]
[0.13246169999999999,null,0.183894]
[0.1324564,null,0.18379690000000001]
[0.13244510000000001,null,0.1836528]
[0.13243440000000001,null,0.1836528]
[0.13243440000000001,null,0.1834441]
[0.1324157,null,0.18334700000000001]
[0.1324063,null,0.18334700000000001]
[0.13232430000000001,null,0.18334700000000001]
[0.13232079999999999,null,0.18323590000000001]
[0.13231570000000001,null,0.1831383]
[0.13231570000000001,null,0.1831382]
[0.132301,null,0.1830272]
[0.13228200000000001,null,0.18283150000000001]
[0.13226889999999999,null,0.1826875]
[0.13226889999999999,null,0.1825898]
[0.13226479999999999,null,0.18247869999999999]
[0.13226479999999999,null,0.1822375]
[0.1322615,null,0.1821265]
[0.13224320000000001,null,0.18202879999999999]
[0.1322374,null,0.18202879999999999]
[0.1322306,null,0.1818206]
[0.13220080000000001,null,0.1818206]
[0.1321814,null,0.18156549999999999]
[0.1321814,null,0.18156549999999999]
[0.1321513,null,0.18135589999999999]
[0.13213449999999999,null,0.18125830000000001]
[0.1321001,null,0.18116109999999999]
[0.13208639999999999,null,0.18116109999999999]
[0.1320673,null,0.181064]
[0.13206039999999999,null,0.18080889999999999]
[0.13203880000000001,null,0.18080889999999999]
[0.1320383,null,0.18060010000000001]
[0.1320383,null,0.18060010000000001]
[0.13201589999999999,null,0.180503]
[0.1319825,null,0.180392]
[0.1319504,null,0.180392]
[0.1319504,null,0.1801507]
[0.13194600000000001,null,0.1801507]
[0.13191449999999999,null,0.17994199999999999]
[0.13189400000000001,null,0.1798449]
[0.13189390000000001,null,0.17958979999999999]
[0.13189390000000001,null,0.17949119999999999]
[0.13189390000000001,null,0.17949119999999999]
[0.13189390000000001,null,0.17938019999999999]
[0.13188620000000001,null,0.17926909999999999]
[0.13186010000000001,null,0.17915809999999999]
[0.1318154,null,0.17906040000000001]
[0.1318077,null,0.17881920000000001]
[0.13176979999999999,null,0.17872209999999999]
[0.13176599999999999,null,0.17861099999999999]
[0.1317641,null,0.1784162]
[0.13173869999999999,null,0.1784162]
[0.1317178,null,0.1784162]
[0.13171640000000001,null,0.1784162]
[0.13171640000000001,null,0.17816109999999999]
[0.13168669999999999,null,0.17806259999999999]
[0.1316812,null,0.17796490000000001]
[0.13166269999999999,null,0.17796490000000001]
[0.13166269999999999,null,0.17786779999999999]
[0.13165389999999999,null,0.17786779999999999]
[0.13163859999999999,null,0.17750160000000001]
[0.1316252,null,0.17740449999999999]
[0.1315992,null,0.17740439999999999]
[0.1315992,null,0.17740439999999999]
[0.13155030000000001,null,0.17729339999999999]
[0.13154950000000001,null,0.17729339999999999]
[0.1315432,null,0.17708470000000001]
[0.13153400000000001,null,0.17698759999999999]
[0.13153400000000001,null,0.17698759999999999]
[0.13153400000000001,null,0.17698759999999999]
[0.13150390000000001,null,0.17664730000000001]
[0.13146260000000001,null,0.17664730000000001]
[0.13146079999999999,null,0.1765362]
[0.13144249999999999,null,0.17643909999999999]
[0.13143769999999999,null,0.17643909999999999]
[0.1314033,null,0.17643909999999999]
[0.13138939999999999,null,0.17619789999999999]
[0.13135730000000001,null,0.17619789999999999]
[0.1313465,null,0.17608679999999999]
[0.13134119999999999,null,0.17608679999999999]
[0.1313404,null,0.17589199999999999]
[0.13129840000000001,null,0.17564940000000001]
[0.13128409999999999,null,0.17553840000000001]
[0.131248,null,0.17553840000000001]
[0.13124420000000001,null,0.17553840000000001]
[0.1312345,null,0.17553840000000001]
[0.1312171,null,0.17533019999999999]
[0.1312152,null,0.17533019999999999]
[0.13117809999999999,null,0.17533019999999999]
[0.1311532,null,0.17499129999999999]
[0.1310926,null,0.17499129999999999]
[0.13107279999999999,null,0.17499129999999999]
[0.1310606,null,0.17488029999999999]
[0.13104730000000001,null,0.1746385]
[0.13099559999999999,null,0.17454140000000001]
[0.13099259999999999,null,0.17444280000000001]
[0.13098219999999999,null,0.17433180000000001]
[0.1309815,null,0.1742341]
[0.1309815,null,0.1740901]
[0.1309815,null,0.1740901]
[0.13096050000000001,null,0.17408999999999999]
[0.13092029999999999,null,0.17399290000000001]
[0.13090109999999999,null,0.17381679999999999]
[0.1308724,null,0.1737842]
[0.13084409999999999,null,0.1737842]
[0.13082079999999999,null,0.17364009999999999]
[0.1308115,null,0.17364009999999999]
[0.13078419999999999,null,0.17364009999999999]
[0.13076370000000001,null,0.17343049999999999]
[0.13076170000000001,null,0.17318929999999999]
[0.13070080000000001,null,0.17318929999999999]
[0.13070080000000001,null,0.17307829999999999]
[0.13069040000000001,null,0.1729811]
[0.13067770000000001,null,0.1729811]
[0.1306687,null,0.1729811]
[0.1306562,null,0.1727863]
[0.13065470000000001,null,0.17243410000000001]
[0.13065470000000001,null,0.17233689999999999]
[0.1306504,null,0.17222589999999999]
[0.13061410000000001,null,0.17222589999999999]
[0.1306139,null,0.17222589999999999]
[0.1305885,null,0.1719707]
[0.13055739999999999,null,0.1718731]
[0.13051219999999999,null,0.1716635]
[0.1305103,null,0.17156640000000001]
[0.1305045,null,0.17156640000000001]
[0.1305,null,0.17156640000000001]
[0.13047719999999999,null,0.1714223]
[0.1304679,null,0.1711811]
[0.1304235,null,0.1709724]
[0.1304071,null,0.1709724]
[0.1304071,null,0.1709724]
[0.13038089999999999,null,0.17087379999999999]
[0.13037789999999999,null,0.17076279999999999]
[0.13034370000000001,null,0.17066509999999999]
[0.13032340000000001,null,0.170568]
[0.1303232,null,0.170568]
[0.13031899999999999,null,0.17042389999999999]
[0.1302847,null,0.17031289999999999]
[0.13025809999999999,null,0.17031289999999999]
[0.1302421,null,0.1701597]
[0.13019800000000001,null,0.17000699999999999]
[0.1301872,null,0.16986290000000001]
[0.13014880000000001,null,0.16986290000000001]
[0.13012460000000001,null,0.16976530000000001]
[0.1301168,null,0.16955709999999999]
[0.13010720000000001,null,0.16955709999999999]
[0.13010720000000001,null,0.16941300000000001]
[0.13009299999999999,null,0.16931450000000001]
[0.13004470000000001,null,0.1692168]
[0.13003480000000001,null,0.16911970000000001]
[0.13001650000000001,null,0.16902249999999999]
[0.1300164,null,0.16876740000000001]
[0.13001019999999999,null,0.16866970000000001]
[0.12997790000000001,null,0.16866970000000001]
[0.12997059999999999,null,0.16857259999999999]
[0.12997059999999999,null,0.16842850000000001]
[0.12993669999999999,null,0.1682189]
[0.12992190000000001,null,0.1681213]
[0.1299072,null,0.1681213]
[0.129888,null,0.16802420000000001]
[0.12988720000000001,null,0.16782939999999999]
[0.12988160000000001,null,0.16782939999999999]
[0.12985849999999999,null,0.16757420000000001]
[0.12982969999999999,null,0.1674301]
[0.12979859999999999,null,0.16723450000000001]
[0.12979170000000001,null,0.16699269999999999]
[0.12977340000000001,null,0.16688169999999999]
[0.12976560000000001,null,0.16678399999999999]
[0.12974730000000001,null,0.1666869]
[0.12974730000000001,null,0.16654279999999999]
[0.1297383,null,0.16643169999999999]
[0.12970419999999999,null,0.16643169999999999]
[0.12965599999999999,null,0.16612589999999999]
[0.12963060000000001,null,0.16612589999999999]
[0.12962280000000001,null,0.16612589999999999]
[0.12962280000000001,null,0.16612589999999999]
[0.1296013,null,0.16567460000000001]
[0.1295907,null,0.16557740000000001]
[0.12956210000000001,null,0.16557740000000001]
[0.1295598,null,0.16546640000000001]
[0.12952,null,0.16525770000000001]
[0.12951670000000001,null,0.16516059999999999]
[0.12951299999999999,null,0.16516059999999999]
[0.12951299999999999,null,0.16501650000000001]
[0.1294978,null,0.16491929999999999]
[0.12948109999999999,null,0.16480829999999999]
[0.12947910000000001,null,0.16480829999999999]
[0.1294381,null,0.16466420000000001]
[0.12941440000000001,null,0.164357]
[0.12941440000000001,null,0.16425980000000001]
[0.1294073,null,0.16425980000000001]
[0.1293871,null,0.1641157]
[0.1293734,null,0.16401859999999999]
[0.12937299999999999,null,0.16401859999999999]
[0.1293443,null,0.16390750000000001]
[0.12932920000000001,null,0.16371279999999999]
[0.1293127,null,0.16356870000000001]
[0.12930230000000001,null,0.16347010000000001]
[0.12928609999999999,null,0.16335910000000001]
[0.12928609999999999,null,0.16311790000000001]
[0.12927350000000001,null,0.1628259]
[0.1292587,null,0.16260379999999999]
[0.129243,null,0.16249279999999999]
[0.12922249999999999,null,0.16239429999999999]
[0.1292189,null,0.1622971]
[0.1292121,null,0.1622971]
[0.1291998,null,0.16208900000000001]
[0.1291998,null,0.1619449]
[0.1291756,null,0.1619449]
[0.1291427,null,0.1619449]
[0.1291341,null,0.16163759999999999]
[0.12911629999999999,null,0.1614295]
[0.12910199999999999,null,0.16133230000000001]
[0.1290878,null,0.16133230000000001]
[0.12906049999999999,null,0.1610772]
[0.12905700000000001,null,0.1610772]
[0.12901380000000001,null,0.16078390000000001]
[0.1290124,null,0.1606728]
[0.12900120000000001,null,0.1606728]
[0.1289613,null,0.16057569999999999]
[0.12891610000000001,null,0.16057569999999999]
[0.12891610000000001,null,0.16057569999999999]
[0.1288985,null,0.16036610000000001]
[0.1288705,null,0.16012489999999999]
[0.12885820000000001,null,0.15991620000000001]
[0.12885820000000001,null,0.15980510000000001]
[0.1288561,null,0.15980510000000001]
[0.12882489999999999,null,0.1597075]
[0.12881629999999999,null,0.15951180000000001]
[0.1288021,null,0.15941469999999999]
[0.128798,null,0.15927060000000001]
[0.1287739,null,0.15915950000000001]
[0.12877140000000001,null,0.1590154]
[0.12873860000000001,null,0.1590154]
[0.12871869999999999,null,0.15891830000000001]
[0.1286629,null,0.15870960000000001]
[0.12864239999999999,null,0.1586111]
[0.12864239999999999,null,0.1583058]
[0.12862580000000001,null,0.1583058]
[0.12859709999999999,null,0.15805060000000001]
[0.12858059999999999,null,0.15805060000000001]
[0.12856500000000001,null,0.15785579999999999]
[0.12856129999999999,null,0.15785579999999999]
[0.1285461,null,0.15774479999999999]
[0.1285461,null,0.157503]
[0.12853970000000001,null,0.1574045]
[0.12853290000000001,null,0.15730739999999999]
[0.12853290000000001,null,0.15730739999999999]
[0.12847539999999999,null,0.15720970000000001]
[0.12847459999999999,null,0.1569671]
[0.1284593,null,0.1568561]
[0.12844,null,0.1568561]
[0.12838730000000001,null,0.1568561]
[0.12836610000000001,null,0.15664729999999999]
[0.1283637,null,0.15640609999999999]
[0.12832640000000001,null,0.15630759999999999]
[0.12832060000000001,null,0.15630759999999999]
[0.12828639999999999,null,0.15619659999999999]
[0.1282674,null,0.1560018]
[0.12826699999999999,null,0.15585769999999999]
[0.1282577,null,0.15564810000000001]
[0.12820419999999999,null,0.15555099999999999]
[0.12817919999999999,null,0.15555099999999999]
[0.1281755,null,0.15555099999999999]
[0.12816759999999999,null,0.15545329999999999]
[0.12816279999999999,null,0.15524370000000001]
[0.1281381,null,0.15500249999999999]
[0.12812879999999999,null,0.15500249999999999]
[0.12811719999999999,null,0.15500249999999999]
[0.12809209999999999,null,0.15485840000000001]
[0.12806480000000001,null,0.1547608]
[0.12806480000000001,null,0.1545512]
[0.12806480000000001,null,0.15445410000000001]
[0.128049,null,0.15434300000000001]
[0.12804679999999999,null,0.15424589999999999]
[0.12804679999999999,null,0.15424589999999999]
[0.12801019999999999,null,0.1539056]
[0.1280037,null,0.1537946]
[0.12800059999999999,null,0.15369740000000001]
[0.12798860000000001,null,0.15369740000000001]
[0.12796060000000001,null,0.15369740000000001]
[0.1279459,null,0.15350259999999999]
[0.12792680000000001,null,0.15324750000000001]
[0.12792249999999999,null,0.15302540000000001]
[0.12792249999999999,null,0.15283060000000001]
[0.12791250000000001,null,0.15283060000000001]
[0.12788579999999999,null,0.1525755]
[0.1278707,null,0.1524778]
[0.1278231,null,0.1524778]
[0.1278212,null,0.15238070000000001]
[0.12779550000000001,null,0.15238070000000001]
[0.1277731,null,0.1522821]
[0.12771840000000001,null,0.15186520000000001]
[0.12771840000000001,null,0.1517212]
[0.12770310000000001,null,0.1517212]
[0.12769340000000001,null,0.1517212]
[0.12768189999999999,null,0.1516226]
[0.1276632,null,0.1513168]
[0.1276244,null,0.1513168]
[0.1275742,null,0.1513168]
[0.12757109999999999,null,0.1513168]
[0.1275425,null,0.15106169999999999]
[0.12753999999999999,null,0.1509645]
[0.12752450000000001,null,0.1508535]
[0.12751480000000001,null,0.1508535]
[0.12751480000000001,null,0.1508535]
[0.12749940000000001,null,0.1508535]
[0.12745390000000001,null,0.1507558]
[0.12745390000000001,null,0.1504491]
[0.12745210000000001,null,0.1504491]
[0.1274294,null,0.15030499999999999]
[0.12741,null,0.15020739999999999]
[0.1273917,null,0.15009629999999999]
[0.1273917,null,0.1499992]
[0.1273281,null,0.1499992]
[0.12731590000000001,null,0.14990149999999999]
[0.1272904,null,0.1498044]
[0.12728809999999999,null,0.14970720000000001]
[0.1272663,null,0.14959620000000001]
[0.1272607,null,0.1493536]
[0.12725880000000001,null,0.1493536]
[0.12725649999999999,null,0.1492559]
[0.12724350000000001,null,0.14915880000000001]
[0.12722069999999999,null,0.14915880000000001]
[0.12721060000000001,null,0.14915880000000001]
[0.12721060000000001,null,0.1489037]
[0.12720960000000001,null,0.1488051]
[0.1271669,null,0.1488051]
[0.1271581,null,0.1486103]
[0.1271486,null,0.1486103]
[0.12713959999999999,null,0.1484993]
[0.1270684,null,0.1483882]
[0.1270579,null,0.148147]
[0.12705140000000001,null,0.1480494]
[0.12705140000000001,null,0.1480494]
[0.12701560000000001,null,0.14793829999999999]
[0.12698000000000001,null,0.14793829999999999]
[0.12698000000000001,null,0.14783979999999999]
[0.1269633,null,0.14783979999999999]
[0.12696189999999999,null,0.14783979999999999]
[0.12695300000000001,null,0.14758460000000001]
[0.12695300000000001,null,0.14748749999999999]
[0.12693689999999999,null,0.14737649999999999]
[0.12693460000000001,null,0.14737649999999999]
[0.12690850000000001,null,0.14723240000000001]
[0.12689349999999999,null,0.14703620000000001]
[0.126832,null,0.14703620000000001]
[0.1268205,null,0.14703620000000001]
[0.12681039999999999,null,0.1469377]
[0.1268021,null,0.14684]
[0.1267925,null,0.14663180000000001]
[0.1267315,null,0.1464877]
[0.1267315,null,0.1464877]
[0.12670899999999999,null,0.14627899999999999]
[0.12670029999999999,null,0.14613490000000001]
[0.12667110000000001,null,0.14592620000000001]
[0.1266487,null,0.14573059999999999]
[0.12661,null,0.14573059999999999]
[0.12659419999999999,null,0.14573059999999999]
[0.1265619,null,0.1456334]
[0.1265619,null,0.14528060000000001]
[0.12655749999999999,null,0.14528060000000001]
[0.12655749999999999,null,0.14528060000000001]
[0.12653890000000001,null,0.14516960000000001]
[0.12653510000000001,null,0.14497389999999999]
[0.12652540000000001,null,0.14497389999999999]
[0.12646569999999999,null,0.14482980000000001]
[0.1264488,null,0.14473269999999999]
[0.12642200000000001,null,0.14458860000000001]
[0.12640879999999999,null,0.14449100000000001]
[0.1263774,null,0.14437990000000001]
[0.126358,null,0.14437990000000001]
[0.12631709999999999,null,0.1439616]
[0.1262955,null,0.1439616]
[0.126278,null,0.14386450000000001]
[0.126278,null,0.1437534]
[0.126278,null,0.1436094]
[0.1262732,null,0.14351169999999999]
[0.12625069999999999,null,0.14340059999999999]
[0.1262269,null,0.1432059]
[0.12619859999999999,null,0.14310729999999999]
[0.12617809999999999,null,0.14296320000000001]
[0.12615750000000001,null,0.14296320000000001]
[0.12612570000000001,null,0.14275450000000001]
[0.1260857,null,0.14275450000000001]
[0.1260857,null,0.1426104]
[0.12605669999999999,null,0.14241570000000001]
[0.12604969999999999,null,0.1423046]
[0.12602050000000001,null,0.1422061]
[0.12601780000000001,null,0.142095]
[0.1260136,null,0.1418538]
[0.1259894,null,0.1416442]
[0.1259575,null,0.1416442]
[0.12594630000000001,null,0.1415332]
[0.12592130000000001,null,0.14138909999999999]
[0.12589330000000001,null,0.14119290000000001]
[0.12588469999999999,null,0.14119290000000001]
[0.12588079999999999,null,0.14109579999999999]
[0.12586810000000001,null,0.1409986]
[0.12586069999999999,null,0.1409986]
[0.12585540000000001,null,0.1409986]
[0.1258551,null,0.14074349999999999]
[0.12583910000000001,null,0.1405479]
[0.1258359,null,0.1405479]
[0.1258359,null,0.1404368]
[0.12580340000000001,null,0.1404368]
[0.1257981,null,0.14038800000000001]
[0.12578619999999999,null,0.14013100000000001]
[0.12576879999999999,null,0.14013100000000001]
[0.12576879999999999,null,0.1399869]
[0.12571830000000001,null,0.1399869]
[0.12570419999999999,null,0.13988970000000001]
[0.1256931,null,0.13969490000000001]
[0.12566430000000001,null,0.13955090000000001]
[0.1256612,null,0.13924410000000001]
[0.1256612,null,0.13924410000000001]
[0.12563920000000001,null,0.13924410000000001]
[0.12563559999999999,null,0.13924410000000001]
[0.12562950000000001,null,0.13903599999999999]
[0.12562950000000001,null,0.13893829999999999]
[0.1255782,null,0.13879420000000001]
[0.12554999999999999,null,0.13869709999999999]
[0.12553829999999999,null,0.13859859999999999]
[0.12553819999999999,null,0.13845450000000001]
[0.12553729999999999,null,0.13824629999999999]
[0.1254951,null,0.13814860000000001]
[0.1254951,null,0.13814860000000001]
[0.1254951,null,0.13805149999999999]
[0.1254894,null,0.13805149999999999]
[0.1254719,null,0.13785529999999999]
[0.1254295,null,0.13774429999999999]
[0.1254286,null,0.13774429999999999]
[0.12540129999999999,null,0.13752220000000001]
[0.12539629999999999,null,0.1373781]
[0.12534870000000001,null,0.13716990000000001]
[0.12534190000000001,null,0.13707220000000001]
[0.125337,null,0.13697509999999999]
[0.1253126,null,0.13657130000000001]
[0.12528439999999999,null,0.13657130000000001]
[0.1252645,null,0.13657130000000001]
[0.1252645,null,0.1364272]
[0.1252645,null,0.1361213]
[0.12522440000000001,null,0.1361213]
[0.1252202,null,0.13586619999999999]
[0.1252202,null,0.135769]
[0.1252202,null,0.135769]
[0.12521579999999999,null,0.13556090000000001]
[0.12520039999999999,null,0.13535220000000001]
[0.12519859999999999,null,0.13535220000000001]
[0.1251929,null,0.1352081]
[0.12512010000000001,null,0.13509699999999999]
[0.12511820000000001,null,0.13509699999999999]
[0.12510089999999999,null,0.13488739999999999]
[0.12508250000000001,null,0.1346927]
[0.12507199999999999,null,0.1345816]
[0.12506929999999999,null,0.1345816]
[0.12506329999999999,null,0.13443749999999999]
[0.1250201,null,0.13424269999999999]
[0.12499589999999999,null,0.13409860000000001]
[0.12494909999999999,null,0.1340015]
[0.1249326,null,0.1337603]
[0.1249292,null,0.1337603]
[0.1249048,null,0.1336492]
[0.1248895,null,0.1334544]
[0.1248895,null,0.13324620000000001]
[0.1248809,null,0.1331022]
[0.1248682,null,0.1331021]
[0.1248609,null,0.1330036]
[0.1248464,null,0.1330036]
[0.1248322,null,0.1328926]
[0.1248001,null,0.13279540000000001]
[0.1247983,null,0.1326514]
[0.1247928,null,0.1325537]
[0.1247646,null,0.13245660000000001]
[0.1247407,null,0.1323455]
[0.12472080000000001,null,0.1323455]
[0.1247152,null,0.1323455]
[0.1246969,null,0.1323455]
[0.12466389999999999,null,0.1320066]
[0.1246524,null,0.1317971]
[0.1246333,null,0.1317971]
[0.1246266,null,0.1317971]
[0.12461170000000001,null,0.131686]
[0.12457269999999999,null,0.1314448]
[0.12457269999999999,null,0.13112499999999999]
[0.124572,null,0.13098090000000001]
[0.12457070000000001,null,0.13088240000000001]
[0.1245573,null,0.13088240000000001]
[0.1245399,null,0.13088240000000001]
[0.1245399,null,0.13078529999999999]
[0.1245246,null,0.13064120000000001]
[0.1244885,null,0.13054270000000001]
[0.12447179999999999,null,0.13054270000000001]
[0.1244461,null,0.13044500000000001]
[0.1244183,null,0.13044500000000001]
[0.1243932,null,0.13044500000000001]
[0.12436419999999999,null,0.13033400000000001]
[0.1243481,null,0.13007879999999999]
[0.1243471,null,0.12998170000000001]
[0.1243471,null,0.129884]
[0.1243471,null,0.1296745]
[0.1243363,null,0.1296745]
[0.1243075,null,0.1293222]
[0.1243036,null,0.1292237]
[0.1242853,null,0.1292237]
[0.12428019999999999,null,0.12901489999999999]
[0.1242559,null,0.12887090000000001]
[0.1242559,null,0.12877369999999999]
[0.1242529,null,0.12866269999999999]
[0.1242529,null,0.12851860000000001]
[0.1241804,null,0.12821189999999999]
[0.1241746,null,0.12821189999999999]
[0.1241646,null,0.12811420000000001]
[0.12416140000000001,null,0.127748]
[0.1241327,null,0.12765090000000001]
[0.12411750000000001,null,0.12765090000000001]
[0.1241165,null,0.1273958]
[0.1241053,null,0.1273958]
[0.12407650000000001,null,0.12718699999999999]
[0.12407319999999999,null,0.12707599999999999]
[0.1240684,null,0.12693189999999999]
[0.1240445,null,0.12682089999999999]
[0.1240319,null,0.12672369999999999]
[0.12402199999999999,null,0.126417]
[0.1239855,null,0.126417]
[0.1239721,null,0.126417]
[0.1239625,null,0.1262083]
[0.1239527,null,0.1262083]
[0.1239478,null,0.12606419999999999]
[0.1239338,null,0.12606419999999999]
[0.1239171,null,0.12586939999999999]
[0.1238809,null,0.12577089999999999]
[0.1238809,null,0.12577089999999999]
[0.12387140000000001,null,0.12556220000000001]
[0.1238688,null,0.12536649999999999]
[0.1238378,null,0.12511140000000001]
[0.12381830000000001,null,0.12511140000000001]
[0.1238078,null,0.12501429999999999]
[0.12379469999999999,null,0.1248702]
[0.1237603,null,0.1247717]
[0.12375410000000001,null,0.1247717]
[0.1237515,null,0.1246606]
[0.1237427,null,0.1244189]
[0.1237284,null,0.12432169999999999]
[0.1237284,null,0.1241121]
[0.12370109999999999,null,0.1241121]
[0.12366729999999999,null,0.124015]
[0.1236163,null,0.123904]
[0.12361469999999999,null,0.12380629999999999]
[0.12361469999999999,null,0.1236622]
[0.12361469999999999,null,0.12345399999999999]
[0.1236072,null,0.12335550000000001]
[0.1236072,null,0.1232579]
[0.1236072,null,0.1232579]
[0.12354039999999999,null,0.1232579]
[0.12353699999999999,null,0.1231607]
[0.1235285,null,0.1231607]
[0.1235285,null,0.1228535]
[0.12351090000000001,null,0.12261229999999999]
[0.12350849999999999,null,0.12261229999999999]
[0.1234947,null,0.1225012]
[0.12347420000000001,null,0.1223571]
[0.12345589999999999,null,0.1221489]
[0.12339799999999999,null,0.1220518]
[0.1233919,null,0.1220518]
[0.1233871,null,0.1218431]
[0.1233766,null,0.1216005]
[0.12337040000000001,null,0.1214894]
[0.1233471,null,0.1214894]
[0.123331,null,0.1214894]
[0.12331549999999999,null,0.1212343]
[0.12330339999999999,null,0.1212343]
[0.12328409999999999,null,0.1210386]
[0.1232699,null,0.1210386]
[0.1232333,null,0.1209276]
[0.1232108,null,0.1209276]
[0.1231994,null,0.1206343]
[0.123182,null,0.1205232]
[0.123182,null,0.1203791]
[0.1231549,null,0.1203791]
[0.12315,null,0.1203791]
[0.1231221,null,0.120282]
[0.12310790000000001,null,0.12007379999999999]
[0.1230497,null,0.1198321]
[0.12303699999999999,null,0.11973490000000001]
[0.1230311,null,0.11962390000000001]
[0.1230087,null,0.1195267]
[0.1229915,null,0.1192841]
[0.1229765,null,0.1192841]
[0.122935,null,0.1191865]
[0.1229218,null,0.1189313]
[0.122919,null,0.1189313]
[0.1229003,null,0.1187872]
[0.1229003,null,0.1187872]
[0.12284630000000001,null,0.1186762]
[0.1228336,null,0.1186762]
[0.1228259,null,0.118468]
[0.1228228,null,0.1183695]
[0.1228163,null,0.1180167]
[0.1228091,null,0.11787259999999999]
[0.12276090000000001,null,0.11787259999999999]
[0.12272859999999999,null,0.11777550000000001]
[0.1227232,null,0.11752029999999999]
[0.1226752,null,0.11740929999999999]
[0.1226713,null,0.11740929999999999]
[0.12266970000000001,null,0.1173116]
[0.12266970000000001,null,0.1171034]
[0.1226266,null,0.1169593]
[0.12260459999999999,null,0.1166526]
[0.12258529999999999,null,0.1164109]
[0.1225835,null,0.1164109]
[0.1225482,null,0.11629979999999999]
[0.12254039999999999,null,0.11629979999999999]
[0.1225324,null,0.11620129999999999]
[0.1225099,null,0.1160572]
[0.1225019,null,0.1159596]
[0.1224749,null,0.1158624]
[0.1224654,null,0.1157514]
[0.1224654,null,0.1157514]
[0.12244910000000001,null,0.11539770000000001]
[0.12241150000000001,null,0.1152992]
[0.1224107,null,0.1152992]
[0.12237960000000001,null,0.1152015]
[0.12236320000000001,null,0.1150905]
[0.1223499,null,0.1150905]
[0.1223499,null,0.1148493]
[0.1223458,null,0.1147382]
[0.1223287,null,0.1146406]
[0.1222553,null,0.1146406]
[0.12224690000000001,null,0.114542]
[0.12223920000000001,null,0.1143979]
[0.12217409999999999,null,0.1141562]
[0.1221666,null,0.1140451]
[0.12216539999999999,null,0.11394799999999999]
[0.1221501,null,0.11394799999999999]
[0.1221501,null,0.1138503]
[0.1221285,null,0.1137393]
[0.12209639999999999,null,0.1137393]
[0.1220791,null,0.1136422]
[0.1220624,null,0.1132894]
[0.12205009999999999,null,0.11309370000000001]
[0.1220328,null,0.11298270000000001]
[0.1220082,null,0.1128386]
[0.1220021,null,0.11272749999999999]
[0.1219539,null,0.11272749999999999]
[0.1219539,null,0.11262990000000001]
[0.1219498,null,0.11257159999999999]
[0.1219498,null,0.1124342]
[0.12193089999999999,null,0.1124342]
[0.1219017,null,0.1124097]
[0.1218824,null,0.1124097]
[0.12185360000000001,null,0.1124097]
[0.1218487,null,0.1122901]
[0.1218221,null,0.11224779999999999]
[0.1218074,null,0.1121791]
[0.12178799999999999,null,0.1120077]
[0.1217821,null,0.1118458]
[0.12176969999999999,null,0.11168160000000001]
[0.1217654,null,0.11168160000000001]
[0.1217623,null,0.111632]
[0.12175329999999999,null,0.11152090000000001]
[0.1217107,null,0.1115197]
[0.12169389999999999,null,0.1115197]
[0.12168420000000001,null,0.1113769]
[0.121667,null,0.11135780000000001]
[0.1216396,null,0.11135780000000001]
[0.121628,null,0.1112797]
[0.1215798,null,0.1111959]
[0.1215667,null,0.1111687]
[0.1215497,null,0.1111687]
[0.1215329,null,0.1109135]
[0.12153170000000001,null,0.1109135]
[0.1215224,null,0.1108164]
[0.12152110000000001,null,0.1107916]
[0.1214972,null,0.1107916]
[0.1214572,null,0.1107187]
[0.1214455,null,0.11055139999999999]
[0.1214344,null,0.11055139999999999]
[0.1214089,null,0.1105092]
[0.1213494,null,0.110412]
[0.1213492,null,0.1103895]
[0.1213492,null,0.1102679]
[0.1213207,null,0.1102679]
[0.12129910000000001,null,0.1102679]
[0.12129910000000001,null,0.1102276]
[0.12126720000000001,null,0.1102276]
[0.121258,null,0.1101703]
[0.121258,null,0.1098645]
[0.12124989999999999,null,0.1098644]
[0.1212372,null,0.1098644]
[0.12123250000000001,null,0.1098233]
[0.1212149,null,0.1097673]
[0.1212034,null,0.1097673]
[0.12117890000000001,null,0.10966140000000001]
[0.1211515,null,0.10966140000000001]
[0.12113119999999999,null,0.1094145]
[0.12112240000000001,null,0.109316]
[0.12111089999999999,null,0.1092593]
[0.1210835,null,0.1092593]
[0.12107610000000001,null,0.1092593]
[0.1210465,null,0.1092593]
[0.1210249,null,0.10920489999999999]
[0.1209987,null,0.10920489999999999]
[0.12098250000000001,null,0.10920489999999999]
[0.1209742,null,0.1090192]
[0.1209379,null,0.1089116]
[0.1209276,null,0.1088573]
[0.1209045,null,0.1088573]
[0.1208531,null,0.10870340000000001]
[0.120849,null,0.1084608]
[0.1208487,null,0.1084608]
[0.120821,null,0.1084553]
[0.12080689999999999,null,0.1083498]
[0.1207937,null,0.1082911]
[0.1207918,null,0.108291]
[0.1207867,null,0.1082521]
[0.12074409999999999,null,0.1082521]
[0.1207343,null,0.108155]
[0.1207056,null,0.108155]
[0.1206955,null,0.108155]
[0.1206955,null,0.10812919999999999]
[0.12068429999999999,null,0.10812919999999999]
[0.1206744,null,0.10812919999999999]
[0.1206528,null,0.10772710000000001]
[0.12065240000000001,null,0.10772710000000001]
[0.12064950000000001,null,0.10760599999999999]
[0.12062589999999999,null,0.1075089]
[0.120614,null,0.1074117]
[0.1206043,null,0.1074117]
[0.1206043,null,0.1074117]
[0.1206043,null,0.1074117]
[0.12056269999999999,null,0.1073228]
[0.1205435,null,0.1073228]
[0.120534,null,0.1073228]
[0.1205228,null,0.1070826]
[0.120508,null,0.1070826]
[0.1204906,null,0.1070074]
[0.12046519999999999,null,0.10692069999999999]
[0.1204649,null,0.10692069999999999]
[0.1204416,null,0.10686329999999999]
[0.12038790000000001,null,0.10686329999999999]
[0.1203687,null,0.10676620000000001]
[0.12036570000000001,null,0.1067588]
[0.1203587,null,0.1065946]
[0.1203205,null,0.1065946]
[0.1203174,null,0.1065946]
[0.12030589999999999,null,0.1065574]
[0.12030589999999999,null,0.10643270000000001]
[0.12027740000000001,null,0.10636180000000001]
[0.12027740000000001,null,0.1061067]
[0.12023159999999999,null,0.10603070000000001]
[0.1202242,null,0.10603070000000001]
[0.12022389999999999,null,0.10603070000000001]
[0.1202111,null,0.10600950000000001]
[0.1201918,null,0.1059119]
[0.120187,null,0.1059119]
[0.1201812,null,0.1058688]
[0.1201482,null,0.1058688]
[0.1201219,null,0.1056706]
[0.1201023,null,0.1056286]
[0.1200857,null,0.1055721]
[0.1200518,null,0.1053639]
[0.1200476,null,0.10530490000000001]
[0.1200363,null,0.10530490000000001]
[0.1200037,null,0.10530490000000001]
[0.1199689,null,0.10530490000000001]
[0.1199595,null,0.1052529]
[0.1199321,null,0.1051557]
[0.11992319999999999,null,0.105143]
[0.11992120000000001,null,0.1050581]
[0.1199074,null,0.104947]
[0.1199008,null,0.1048494]
[0.1198775,null,0.1047386]
[0.1198668,null,0.1047386]
[0.11986429999999999,null,0.1047386]
[0.11986429999999999,null,0.1047053]
[0.1198232,null,0.1047053]
[0.1198181,null,0.10449849999999999]
[0.11980490000000001,null,0.104353]
[0.11978080000000001,null,0.1043342]
[0.11977309999999999,null,0.1043342]
[0.11977309999999999,null,0.1043342]
[0.11977309999999999,null,0.1042545]
[0.1197356,null,0.1042057]
[0.1196998,null,0.10415679999999999]
[0.1196998,null,0.10415679999999999]
[0.1196873,null,0.10409409999999999]
[0.11964039999999999,null,0.1039322]
[0.1196357,null,0.1039322]
[0.1196337,null,0.1038046]
[0.1196152,null,0.1038046]
[0.1196034,null,0.1037703]
[0.1195937,null,0.1035628]
[0.1195508,null,0.1035628]
[0.1195425,null,0.1034518]
[0.1195235,null,0.103366]
[0.119515,null,0.103366]
[0.1194784,null,0.103366]
[0.1194781,null,0.103366]
[0.1194601,null,0.1032561]
[0.1194513,null,0.1032439]
[0.1194462,null,0.1031258]
[0.1194418,null,0.1031218]
[0.1194306,null,0.103001]
[0.11939619999999999,null,0.103001]
[0.1193915,null,0.1029616]
[0.1193615,null,0.1028203]
[0.119355,null,0.1028203]
[0.1193377,null,0.1028203]
[0.1193096,null,0.1028203]
[0.1193056,null,0.1028203]
[0.1192831,null,0.1028062]
[0.1192587,null,0.1028062]
[0.11924949999999999,null,0.1028062]
[0.1192274,null,0.10279969999999999]
[0.1192156,null,0.10279969999999999]
[0.1192053,null,0.10279969999999999]
[0.1191667,null,0.1027077]
[0.1191451,null,0.1026378]
[0.1191294,null,0.1025966]
[0.11912780000000001,null,0.10257570000000001]
[0.1190959,null,0.10239769999999999]
[0.11906990000000001,null,0.1023956]
[0.1190649,null,0.1023956]
[0.1190435,null,0.1023956]
[0.1190382,null,0.1023884]
[0.1190104,null,0.1022443]
[0.11899510000000001,null,0.1022443]
[0.118991,null,0.1022335]
[0.1189886,null,0.1022335]
[0.1189817,null,0.10215109999999999]
[0.1189291,null,0.1020693]
[0.1189119,null,0.1020481]
[0.1189088,null,0.10202899999999999]
[0.1188902,null,0.10202899999999999]
[0.1188859,null,0.1019074]
[0.1188294,null,0.1019074]
[0.1188294,null,0.1019074]
[0.1187954,null,0.1019074]
[0.1187903,null,0.10184890000000001]
[0.1187795,null,0.10184890000000001]
[0.1187733,null,0.10184890000000001]
[0.1187566,null,0.10180690000000001]
[0.11874120000000001,null,0.10174320000000001]
[0.11874120000000001,null,0.10174320000000001]
[0.11874029999999999,null,0.10174320000000001]
[0.1187314,null,0.10172680000000001]
[0.1187314,null,0.10169590000000001]
[0.1187314,null,0.10169590000000001]
[0.1186832,null,0.10169590000000001]
[0.11867,null,0.1016036]
[0.11866210000000001,null,0.1016036]
[0.1186494,null,0.1016036]
[0.1186401,null,0.1015982]
[0.1185877,null,0.101503]
[0.11856999999999999,null,0.1013411]
[0.1185616,null,0.1013015]
[0.11852169999999999,null,0.1012585]
[0.1185123,null,0.10118000000000001]
[0.11849079999999999,null,0.10118000000000001]
[0.11845260000000001,null,0.1011613]
[0.1184523,null,0.10105690000000001]
[0.1184461,null,0.1010503]
[0.1184268,null,0.1010173]
[0.1184202,null,0.1009526]
[0.1183805,null,0.1009526]
[0.1183698,null,0.1009355]
[0.11836140000000001,null,0.1008531]
[0.11836140000000001,null,0.10075539999999999]
[0.1183385,null,0.10075539999999999]
[0.1183095,null,0.10063329999999999]
[0.1182933,null,0.10060040000000001]
[0.1182651,null,0.1006003]
[0.1182513,null,0.1005119]
[0.1182487,null,0.1004893]
[0.1182487,null,0.1004893]
[0.1182173,null,0.1004511]
[0.118217,null,0.1004511]
[0.118217,null,0.1004511]
[0.1181852,null,0.1003318]
[0.11816889999999999,null,0.1002892]
[0.1181581,null,0.10024669999999999]
[0.11813700000000001,null,0.10024669999999999]
[0.11809500000000001,null,0.10020859999999999]
[0.11806800000000001,null,0.10020859999999999]
[0.1180533,null,0.10020859999999999]
[0.1180401,null,0.10020859999999999]
[0.1180361,null,0.10008649999999999]
[0.1180345,null,0.100049]
[0.1180191,null,0.100038]
[0.1180191,null,9.9965100000000001E-2]
[0.1179991,null,9.9939500000000001E-2]
[0.11798640000000001,null,9.9884799999999996E-2]
[0.1179625,null,9.9884799999999996E-2]
[0.1179436,null,9.9784999999999999E-2]
[0.11792619999999999,null,9.9661799999999995E-2]
[0.11789620000000001,null,9.9600599999999997E-2]
[0.11789280000000001,null,9.9600599999999997E-2]
[0.11786679999999999,null,9.9489499999999995E-2]
[0.117842,null,9.9489499999999995E-2]
[0.1178321,null,9.9482799999999996E-2]
[0.1178168,null,9.9482799999999996E-2]
[0.1178138,null,9.9481700000000006E-2]
[0.1177989,null,9.9481700000000006E-2]
[0.1177989,null,9.9360299999999999E-2]
[0.117774,null,9.92947E-2]
[0.1177694,null,9.92426E-2]
[0.11775579999999999,null,9.9238199999999999E-2]
[0.11775579999999999,null,9.9238199999999999E-2]
[0.1177557,null,9.9197599999999997E-2]
[0.1177527,null,9.9197599999999997E-2]
[0.11771330000000001,null,9.9116800000000005E-2]
[0.1176933,null,9.9080699999999994E-2]
[0.1176933,null,9.9080699999999994E-2]
[0.1176358,null,9.8989400000000005E-2]
[0.1176325,null,9.8916500000000004E-2]
[0.1176325,null,9.8916500000000004E-2]
[0.1176164,null,9.8871600000000004E-2]
[0.1176084,null,9.8845299999999997E-2]
[0.1175779,null,9.8754700000000001E-2]
[0.11757330000000001,null,9.8747699999999994E-2]
[0.11757330000000001,null,9.8691500000000001E-2]
[0.1175696,null,9.8691500000000001E-2]
[0.1175156,null,9.8570099999999994E-2]
[0.1174897,null,9.8570099999999994E-2]
[0.1174771,null,9.8570099999999994E-2]
[0.1174673,null,9.8514500000000005E-2]
[0.11744640000000001,null,9.8514500000000005E-2]
[0.11742229999999999,null,9.8446900000000004E-2]
[0.11740630000000001,null,9.8441000000000001E-2]
[0.1173897,null,9.8441000000000001E-2]
[0.117377,null,9.8352599999999998E-2]
[0.1173767,null,9.8185800000000004E-2]
[0.1173742,null,9.8185800000000004E-2]
[0.1173578,null,9.8074800000000004E-2]
[0.11734269999999999,null,9.8029599999999995E-2]
[0.11733789999999999,null,9.8029500000000006E-2]
[0.1172996,null,9.8029500000000006E-2]
[0.1172996,null,9.8029500000000006E-2]
[0.1172813,null,9.8029500000000006E-2]
[0.1172798,null,9.8029500000000006E-2]
[0.1172492,null,9.8023299999999994E-2]
[0.1172184,null,9.8023299999999994E-2]
[0.11716020000000001,null,9.8023299999999994E-2]
[0.11715970000000001,null,9.8023299999999994E-2]
[0.11715399999999999,null,9.8023299999999994E-2]
[0.11711299999999999,null,9.7948300000000002E-2]
[0.1171082,null,9.7948300000000002E-2]
[0.1170732,null,9.7843200000000005E-2]
[0.1170655,null,9.7786399999999996E-2]
[0.1170327,null,9.7786399999999996E-2]
[0.1170139,null,9.7734500000000002E-2]
[0.1169881,null,9.7720000000000001E-2]
[0.1169728,null,9.7637399999999999E-2]
[0.1169728,null,9.7624500000000003E-2]
[0.1169589,null,9.7598000000000004E-2]
[0.11695270000000001,null,9.7598000000000004E-2]
[0.11692959999999999,null,9.7539699999999993E-2]
[0.1169259,null,9.7539699999999993E-2]
[0.1168976,null,9.7539699999999993E-2]
[0.1168539,null,9.7536899999999996E-2]
[0.11684609999999999,null,9.7536899999999996E-2]
[0.1168334,null,9.7536899999999996E-2]
[0.11680840000000001,null,9.74748E-2]
[0.1167888,null,9.74603E-2]
[0.1167888,null,9.7173300000000004E-2]
[0.1167632,null,9.7173300000000004E-2]
[0.1167371,null,9.7090300000000004E-2]
[0.1167266,null,9.7090300000000004E-2]
[0.11670609999999999,null,9.7051200000000004E-2]
[0.1166992,null,9.70443E-2]
[0.116689,null,9.70443E-2]
[0.116689,null,9.70443E-2]
[0.116689,null,9.70443E-2]
[0.1166856,null,9.6929799999999997E-2]
[0.11668489999999999,null,9.6929799999999997E-2]
[0.1166719,null,9.6896300000000005E-2]
[0.1166249,null,9.6896300000000005E-2]
[0.11659269999999999,null,9.6896300000000005E-2]
[0.1165804,null,9.6896300000000005E-2]
[0.1165698,null,9.6896300000000005E-2]
[0.11655260000000001,null,9.68807E-2]
[0.1165496,null,9.68807E-2]
[0.1165211,null,9.6685900000000005E-2]
[0.11647540000000001,null,9.6685900000000005E-2]
[0.1164697,null,9.6685199999999999E-2]
[0.1164584,null,9.6685199999999999E-2]
[0.11644789999999999,null,9.6656199999999998E-2]
[0.1164423,null,9.6656199999999998E-2]
[0.1164423,null,9.6551700000000004E-2]
[0.11642859999999999,null,9.6551700000000004E-2]
[0.11641509999999999,null,9.6551700000000004E-2]
[0.1163604,null,9.6505099999999996E-2]
[0.1163294,null,9.6494300000000005E-2]
[0.11629630000000001,null,9.6494300000000005E-2]
[0.1162482,null,9.6430799999999997E-2]
[0.1162474,null,9.6430799999999997E-2]
[0.1162276,null,9.6430799999999997E-2]
[0.1161922,null,9.6261600000000003E-2]
[0.11617470000000001,null,9.6254099999999995E-2]
[0.1161601,null,9.6138500000000002E-2]
[0.11613179999999999,null,9.6137500000000001E-2]
[0.11613179999999999,null,9.6092200000000003E-2]
[0.11612649999999999,null,9.6059099999999994E-2]
[0.1160784,null,9.6059099999999994E-2]
[0.1160315,null,9.6026399999999998E-2]
[0.1159821,null,9.6026399999999998E-2]
[0.1159821,null,9.6017099999999994E-2]
[0.11590259999999999,null,9.6017000000000005E-2]
[0.1158487,null,9.5927999999999999E-2]
[0.1158478,null,9.5915399999999998E-2]
[0.1157884,null,9.5836900000000003E-2]
[0.11576060000000001,null,9.5836900000000003E-2]
[0.11574379999999999,null,9.5804299999999995E-2]
[0.1157285,null,9.5687900000000006E-2]
[0.1157084,null,9.5687900000000006E-2]
[0.1156799,null,9.5592399999999994E-2]
[0.1156653,null,9.5592399999999994E-2]
[0.1156404,null,9.5566499999999999E-2]
[0.1155014,null,9.5566499999999999E-2]
[0.11548949999999999,null,9.5566499999999999E-2]
[0.1154879,null,9.5566499999999999E-2]
[0.1154879,null,9.5566499999999999E-2]
[0.1154375,null,9.5563099999999998E-2]
[0.1154134,null,9.5563099999999998E-2]
[0.1154075,null,9.5523700000000003E-2]
[0.1153768,null,9.5523700000000003E-2]
[0.1153107,null,9.5470899999999997E-2]
[0.1153054,null,9.5465400000000006E-2]
[0.1152902,null,9.5366900000000004E-2]
[0.1152825,null,9.5361799999999997E-2]
[0.1152537,null,9.53489E-2]
[0.1152287,null,9.53489E-2]
[0.11522640000000001,null,9.5269800000000002E-2]
[0.11520909999999999,null,9.5269800000000002E-2]
[0.1151689,null,9.5125699999999994E-2]
[0.1151684,null,9.5121600000000001E-2]
[0.115161,null,9.5121600000000001E-2]
[0.1151129,null,9.5121600000000001E-2]
[0.1150693,null,9.5073900000000003E-2]
[0.11506470000000001,null,9.5047300000000001E-2]
[0.1150501,null,9.5014600000000005E-2]
[0.1150214,null,9.49242E-2]
[0.11497350000000001,null,9.49242E-2]
[0.1149439,null,9.49242E-2]
[0.1149304,null,9.49242E-2]
[0.11490450000000001,null,9.49242E-2]
[0.11488230000000001,null,9.4795500000000005E-2]
[0.1148772,null,9.4744099999999998E-2]
[0.11483409999999999,null,9.4744099999999998E-2]
[0.1148228,null,9.4721299999999994E-2]
[0.114786,null,9.4581299999999993E-2]
[0.1147783,null,9.4581299999999993E-2]
[0.11476359999999999,null,9.4581299999999993E-2]
[0.1147315,null,9.4581299999999993E-2]
[0.1147315,null,9.4581299999999993E-2]
[0.1147179,null,9.4581299999999993E-2]
[0.11469940000000001,null,9.4500600000000004E-2]
[0.11467910000000001,null,9.4500600000000004E-2]
[0.1146551,null,9.44662E-2]
[0.1146466,null,9.44662E-2]
[0.1146466,null,9.4393500000000005E-2]
[0.114631,null,9.4393500000000005E-2]
[0.114608,null,9.4379199999999996E-2]
[0.11459850000000001,null,9.4379199999999996E-2]
[0.11459850000000001,null,9.4368499999999994E-2]
[0.11459850000000001,null,9.4229300000000002E-2]
[0.11459850000000001,null,9.4229300000000002E-2]
[0.1145911,null,9.4229300000000002E-2]
[0.1145806,null,9.4224500000000003E-2]
[0.1145147,null,9.4133900000000006E-2]
[0.1144652,null,9.4133900000000006E-2]
[0.1144652,null,9.41134E-2]
[0.11445909999999999,null,9.41134E-2]
[0.1144281,null,9.41134E-2]
[0.11436739999999999,null,9.4088699999999997E-2]
[0.11432290000000001,null,9.4088699999999997E-2]
[0.1142941,null,9.4088699999999997E-2]
[0.11428190000000001,null,9.4088699999999997E-2]
[0.11427669999999999,null,9.4088699999999997E-2]
[0.1142668,null,9.3989100000000006E-2]
[0.11422160000000001,null,9.3832399999999996E-2]
[0.1141804,null,9.3832399999999996E-2]
[0.1141804,null,9.3827199999999999E-2]
[0.11417720000000001,null,9.3827199999999999E-2]
[0.11413230000000001,null,9.3827199999999999E-2]
[0.11412120000000001,null,9.3773099999999998E-2]
[0.1141156,null,9.3675999999999995E-2]
[0.1140736,null,9.3675999999999995E-2]
[0.114036,null,9.3665399999999996E-2]
[0.11403439999999999,null,9.3596100000000002E-2]
[0.11403439999999999,null,9.3596100000000002E-2]
[0.1140071,null,9.3596100000000002E-2]
[0.1140004,null,9.3578300000000003E-2]
[0.1139821,null,9.35309E-2]
[0.1139448,null,9.35309E-2]
[0.1139217,null,9.3501200000000007E-2]
[0.11391900000000001,null,9.3501200000000007E-2]
[0.1138586,null,9.3409500000000006E-2]
[0.1138376,null,9.3409500000000006E-2]
[0.1138171,null,9.33393E-2]
[0.1138049,null,9.3323199999999995E-2]
[0.11379309999999999,null,9.3287400000000006E-2]
[0.11377760000000001,null,9.3226100000000006E-2]
[0.1137726,null,9.3115000000000003E-2]
[0.1137623,null,9.3115000000000003E-2]
[0.1137623,null,9.3103400000000003E-2]
[0.1137244,null,9.3103400000000003E-2]
[0.1137215,null,9.3103400000000003E-2]
[0.1137142,null,9.3103400000000003E-2]
[0.1136573,null,9.3103400000000003E-2]
[0.11357979999999999,null,9.3103400000000003E-2]
[0.1135692,null,9.3099100000000004E-2]
[0.1135466,null,9.3099100000000004E-2]
[0.11350979999999999,null,9.3004000000000003E-2]
[0.1134886,null,9.29841E-2]
[0.1134886,null,9.29841E-2]
[0.1134777,null,9.2937199999999998E-2]
[0.11344849999999999,null,9.2937199999999998E-2]
[0.11343019999999999,null,9.2862700000000006E-2]
[0.1133753,null,9.2862700000000006E-2]
[0.1133641,null,9.2862700000000006E-2]
[0.1133641,null,9.2741299999999999E-2]
[0.1133272,null,9.2663700000000002E-2]
[0.113263,null,9.2663700000000002E-2]
[0.11324529999999999,null,9.2610799999999993E-2]
[0.1132266,null,9.2610799999999993E-2]
[0.11321489999999999,null,9.2610799999999993E-2]
[0.11318449999999999,null,9.2610799999999993E-2]
[0.1131718,null,9.2566599999999999E-2]
[0.1131103,null,9.2566599999999999E-2]
[0.1130676,null,9.2561199999999996E-2]
[0.1130355,null,9.2532900000000001E-2]
[0.1130082,null,9.2532900000000001E-2]
[0.11300789999999999,null,9.2468900000000007E-2]
[0.1129843,null,9.2468900000000007E-2]
[0.1129414,null,9.2370999999999995E-2]
[0.11294120000000001,null,9.2259599999999997E-2]
[0.11294120000000001,null,9.2226299999999997E-2]
[0.11289299999999999,null,9.21376E-2]
[0.11285920000000001,null,9.2118199999999997E-2]
[0.11285920000000001,null,9.2118199999999997E-2]
[0.1128449,null,9.2118199999999997E-2]
[0.1128368,null,9.2118199999999997E-2]
[0.1128046,null,9.2118199999999997E-2]
[0.1127524,null,9.2115199999999994E-2]
[0.1127485,null,9.2115199999999994E-2]
[0.1127319,null,9.2115199999999994E-2]
[0.1127319,null,9.2044899999999999E-2]
[0.1126891,null,9.2044899999999999E-2]
[0.11266329999999999,null,9.1957499999999998E-2]
[0.1126624,null,9.1957499999999998E-2]
[0.11266180000000001,null,9.1957499999999998E-2]
[0.11259760000000001,null,9.1883000000000006E-2]
[0.11259760000000001,null,9.17129E-2]
[0.1125756,null,9.17129E-2]
[0.1125689,null,9.1665300000000005E-2]
[0.11256620000000001,null,9.1665300000000005E-2]
[0.1125401,null,9.1642799999999996E-2]
[0.11253580000000001,null,9.1625600000000001E-2]
[0.11253580000000001,null,9.1625600000000001E-2]
[0.1124729,null,9.1625600000000001E-2]
[0.11245529999999999,null,9.1625600000000001E-2]
[0.1124368,null,9.1625600000000001E-2]
[0.11239780000000001,null,9.1532799999999997E-2]
[0.11239780000000001,null,9.1532799999999997E-2]
[0.1123511,null,9.1478599999999993E-2]
[0.1123306,null,9.1478599999999993E-2]
[0.1123111,null,9.1478599999999993E-2]
[0.1122925,null,9.1478599999999993E-2]
[0.1122244,null,9.1469700000000001E-2]
[0.1121779,null,9.1411300000000001E-2]
[0.1121176,null,9.1411300000000001E-2]
[0.1121089,null,9.1411300000000001E-2]
[0.112105,null,9.1289300000000004E-2]
[0.112105,null,9.1289300000000004E-2]
[0.11207880000000001,null,9.12385E-2]
[0.11197360000000001,null,9.1227900000000001E-2]
[0.1119656,null,9.1133000000000006E-2]
[0.1119348,null,9.1133000000000006E-2]
[0.11193259999999999,null,9.1133000000000006E-2]
[0.1119053,null,9.1133000000000006E-2]
[0.1119053,null,9.1116900000000001E-2]
[0.11187320000000001,null,9.1076599999999994E-2]
[0.1118363,null,9.1076599999999994E-2]
[0.1118309,null,9.1044700000000006E-2]
[0.1118157,null,9.1044700000000006E-2]
[0.1118157,null,9.1019199999999995E-2]
[0.1118157,null,9.0923299999999999E-2]
[0.1117943,null,9.0912400000000004E-2]
[0.1117932,null,9.0801199999999999E-2]
[0.111745,null,9.07641E-2]
[0.1117002,null,9.0672199999999994E-2]
[0.1116969,null,9.0666899999999995E-2]
[0.1116897,null,9.0640399999999996E-2]
[0.11164880000000001,null,9.0640399999999996E-2]
[0.1116154,null,9.0640399999999996E-2]
[0.1115833,null,9.0621099999999996E-2]
[0.1115512,null,9.0621099999999996E-2]
[0.111527,null,9.0569800000000006E-2]
[0.11150939999999999,null,9.0510300000000002E-2]
[0.11150939999999999,null,9.0510300000000002E-2]
[0.1114358,null,9.0510300000000002E-2]
[0.1114358,null,9.0510300000000002E-2]
[0.1114231,null,9.0497900000000006E-2]
[0.1114131,null,9.0373599999999998E-2]
[0.1114131,null,9.0373599999999998E-2]
[0.1113089,null,9.0317800000000004E-2]
[0.1113089,null,9.0262599999999998E-2]
[0.1112884,null,9.0196399999999996E-2]
[0.11128540000000001,null,9.0196399999999996E-2]
[0.11128540000000001,null,9.01478E-2]
[0.1112643,null,9.01478E-2]
[0.1112257,null,9.01478E-2]
[0.1112234,null,9.01478E-2]
[0.11120289999999999,null,9.0106000000000006E-2]
[0.1111891,null,9.0074299999999996E-2]
[0.1111825,null,9.0074299999999996E-2]
[0.11116180000000001,null,9.0021299999999999E-2]
[0.11114,null,9.0021299999999999E-2]
[0.1111394,null,8.9952900000000002E-2]
[0.1111394,null,8.9952900000000002E-2]
[0.1111394,null,8.9944099999999999E-2]
[0.1111034,null,8.9944099999999999E-2]
[0.1110223,null,8.9922799999999997E-2]
[0.11101569999999999,null,8.9825699999999994E-2]
[0.1109936,null,8.9782200000000006E-2]
[0.1109361,null,8.97728E-2]
[0.1109105,null,8.9655200000000004E-2]
[0.1109088,null,8.9655200000000004E-2]
[0.1108432,null,8.9655200000000004E-2]
[0.11081589999999999,null,8.9649699999999999E-2]
[0.110777,null,8.9649699999999999E-2]
[0.11076950000000001,null,8.9570499999999997E-2]
[0.110736,null,8.9527599999999999E-2]
[0.1107292,null,8.9472899999999994E-2]
[0.1107018,null,8.9472899999999994E-2]
[0.1106472,null,8.9406200000000005E-2]
[0.1106351,null,8.9380200000000007E-2]
[0.1106351,null,8.9380200000000007E-2]
[0.11061840000000001,null,8.9380100000000004E-2]
[0.1105988,null,8.9375700000000002E-2]
[0.110587,null,8.9284799999999997E-2]
[0.11056100000000001,null,8.9284799999999997E-2]
[0.1105289,null,8.9163300000000001E-2]
[0.11049680000000001,null,8.9163300000000001E-2]
[0.1104907,null,8.9162599999999995E-2]
[0.1104706,null,8.9162599999999995E-2]
[0.1104647,null,8.9162599999999995E-2]
[0.1104465,null,8.9162599999999995E-2]
[0.11043260000000001,null,8.9162599999999995E-2]
[0.1104224,null,8.9162599999999995E-2]
[0.1103449,null,8.9162599999999995E-2]
[0.1103208,null,8.9162599999999995E-2]
[0.1103171,null,8.9120599999999994E-2]
[0.11026039999999999,null,8.9120599999999994E-2]
[0.11022899999999999,null,8.9120599999999994E-2]
[0.11020199999999999,null,8.9120599999999994E-2]
[0.1102017,null,8.8911000000000004E-2]
[0.11019080000000001,null,8.8892200000000005E-2]
[0.1101588,null,8.8860099999999997E-2]
[0.1101588,null,8.8860099999999997E-2]
[0.110152,null,8.8860099999999997E-2]
[0.1101183,null,8.8738600000000001E-2]
[0.1100722,null,8.8738600000000001E-2]
[0.1100626,null,8.8738600000000001E-2]
[0.1100363,null,8.8716199999999995E-2]
[0.11003019999999999,null,8.8716199999999995E-2]
[0.1100042,null,8.8669899999999996E-2]
[0.1099504,null,8.8669899999999996E-2]
[0.1099333,null,8.8651999999999995E-2]
[0.10989549999999999,null,8.8651999999999995E-2]
[0.10988870000000001,null,8.8616600000000004E-2]
[0.1098851,null,8.8572100000000001E-2]
[0.109875,null,8.8490100000000002E-2]
[0.1098567,null,8.8473599999999999E-2]
[0.109842,null,8.8325899999999999E-2]
[0.1097928,null,8.8325899999999999E-2]
[0.1097733,null,8.8315000000000005E-2]
[0.1097482,null,8.8315000000000005E-2]
[0.1097458,null,8.8193599999999997E-2]
[0.1097172,null,8.81773E-2]
[0.1097027,null,8.81773E-2]
[0.10965949999999999,null,8.81773E-2]
[0.1096444,null,8.81773E-2]
[0.1096164,null,8.81773E-2]
[0.1095936,null,8.8167800000000005E-2]
[0.1095733,null,8.8167800000000005E-2]
[0.1095657,null,8.8167800000000005E-2]
[0.10956490000000001,null,8.8167800000000005E-2]
[0.1095328,null,8.8161699999999996E-2]
[0.10951760000000001,null,8.8161699999999996E-2]
[0.10950070000000001,null,8.8070499999999996E-2]
[0.1094821,null,8.7999800000000003E-2]
[0.1094821,null,8.7949100000000002E-2]
[0.1094821,null,8.7926599999999994E-2]
[0.1094821,null,8.7926599999999994E-2]
[0.109472,null,8.7828900000000001E-2]
[0.1094686,null,8.7759699999999996E-2]
[0.1094504,null,8.7759699999999996E-2]
[0.1094094,null,8.77304E-2]
[0.1093674,null,8.7684700000000004E-2]
[0.1093528,null,8.76469E-2]
[0.1093211,null,8.76469E-2]
[0.10930670000000001,null,8.7619299999999997E-2]
[0.1092602,null,8.7525500000000006E-2]
[0.109222,null,8.7525500000000006E-2]
[0.1092084,null,8.7525500000000006E-2]
[0.1091789,null,8.7522199999999994E-2]
[0.1091467,null,8.75195E-2]
[0.10911709999999999,null,8.7411100000000005E-2]
[0.10910350000000001,null,8.7403999999999996E-2]
[0.10909199999999999,null,8.7357599999999994E-2]
[0.1090053,null,8.7280899999999995E-2]
[0.1089562,null,8.7280899999999995E-2]
[0.1089347,null,8.72671E-2]
[0.1088937,null,8.7193400000000004E-2]
[0.10888979999999999,null,8.7193400000000004E-2]
[0.1088093,null,8.7193400000000004E-2]
[0.1088003,null,8.7192099999999995E-2]
[0.108791,null,8.7072300000000005E-2]
[0.10875219999999999,null,8.6953299999999997E-2]
[0.1087361,null,8.6862700000000001E-2]
[0.1087361,null,8.6795200000000003E-2]
[0.10873389999999999,null,8.6795200000000003E-2]
[0.1086609,null,8.6791400000000005E-2]
[0.1086609,null,8.6791400000000005E-2]
[0.10864939999999999,null,8.6791400000000005E-2]
[0.1086347,null,8.6765599999999998E-2]
[0.1086347,null,8.6699499999999999E-2]
[0.1085675,null,8.6699499999999999E-2]
[0.10854709999999999,null,8.6699499999999999E-2]
[0.1085325,null,8.6699499999999999E-2]
[0.1085047,null,8.6699499999999999E-2]
[0.1084203,null,8.6666999999999994E-2]
[0.108402,null,8.6666999999999994E-2]
[0.108402,null,8.6627200000000001E-2]
[0.1083863,null,8.65229E-2]
[0.10837720000000001,null,8.6465299999999995E-2]
[0.1083621,null,8.6371600000000007E-2]
[0.1083542,null,8.6217100000000005E-2]
[0.1083201,null,8.6206900000000003E-2]
[0.108291,null,8.6206900000000003E-2]
[0.1082661,null,8.6206900000000003E-2]
[0.1082428,null,8.6206900000000003E-2]
[0.1082388,null,8.6191500000000004E-2]
[0.1082321,null,8.6191500000000004E-2]
[0.1081897,null,8.6191500000000004E-2]
[0.10814989999999999,null,8.6072999999999997E-2]
[0.1081492,null,8.60683E-2]
[0.1081133,null,8.60683E-2]
[0.1080984,null,8.6063200000000006E-2]
[0.1080931,null,8.5975899999999994E-2]
[0.10803210000000001,null,8.5946900000000007E-2]
[0.1079796,null,8.5946900000000007E-2]
[0.1079541,null,8.5946900000000007E-2]
[0.1079512,null,8.59013E-2]
[0.10792019999999999,null,8.59013E-2]
[0.10786080000000001,null,8.59013E-2]
[0.1078431,null,8.59013E-2]
[0.107832,null,8.59013E-2]
[0.1077745,null,8.5878700000000002E-2]
[0.1077666,null,8.5781099999999999E-2]
[0.1077579,null,8.5714299999999993E-2]
[0.1077425,null,8.5714299999999993E-2]
[0.1076815,null,8.5714299999999993E-2]
[0.1076753,null,8.5714299999999993E-2]
[0.1076574,null,8.5701700000000006E-2]
[0.1076164,null,8.5701700000000006E-2]
[0.1075916,null,8.5427400000000001E-2]
[0.10753600000000001,null,8.5427400000000001E-2]
[0.10753600000000001,null,8.5400199999999996E-2]
[0.1075344,null,8.5335099999999997E-2]
[0.10751040000000001,null,8.5335099999999997E-2]
[0.10751040000000001,null,8.5335099999999997E-2]
[0.1075034,null,8.5335099999999997E-2]
[0.10748779999999999,null,8.5277000000000006E-2]
[0.10748779999999999,null,8.5277000000000006E-2]
[0.10747470000000001,null,8.5221699999999997E-2]
[0.10742699999999999,null,8.5221699999999997E-2]
[0.1073916,null,8.5221699999999997E-2]
[0.10733189999999999,null,8.5221699999999997E-2]
[0.1072953,null,8.5219199999999995E-2]
[0.1072361,null,8.5155599999999998E-2]
[0.107166,null,8.5120699999999994E-2]
[0.10714750000000001,null,8.5009699999999994E-2]
[0.107138,null,8.4975499999999995E-2]
[0.107138,null,8.4912000000000001E-2]
[0.1071201,null,8.4853399999999995E-2]
[0.1070928,null,8.4847099999999995E-2]
[0.1070928,null,8.4730299999999995E-2]
[0.1070755,null,8.4730299999999995E-2]
[0.1070748,null,8.4729100000000002E-2]
[0.1070316,null,8.4729100000000002E-2]
[0.1070309,null,8.4729100000000002E-2]
[0.1070286,null,8.4729100000000002E-2]
[0.1069835,null,8.4656899999999993E-2]
[0.1069835,null,8.4607000000000002E-2]
[0.1069835,null,8.4607000000000002E-2]
[0.1069717,null,8.4559700000000002E-2]
[0.1069404,null,8.4448700000000002E-2]
[0.1069391,null,8.4428699999999995E-2]
[0.1068905,null,8.4366800000000006E-2]
[0.1068844,null,8.4253900000000007E-2]
[0.10674790000000001,null,8.4236500000000006E-2]
[0.10674160000000001,null,8.4236500000000006E-2]
[0.1067134,null,8.4236400000000003E-2]
[0.10665669999999999,null,8.4236400000000003E-2]
[0.1066521,null,8.4204899999999999E-2]
[0.1066233,null,8.4109799999999998E-2]
[0.1066135,null,8.4040699999999996E-2]
[0.1066135,null,8.3900199999999994E-2]
[0.1066129,null,8.3900199999999994E-2]
[0.1065763,null,8.3800600000000003E-2]
[0.1065366,null,8.3743799999999993E-2]
[0.1065102,null,8.3743799999999993E-2]
[0.1064678,null,8.3743799999999993E-2]
[0.1064268,null,8.3638699999999996E-2]
[0.10642600000000001,null,8.3638699999999996E-2]
[0.106387,null,8.3638699999999996E-2]
[0.1063829,null,8.3593000000000001E-2]
[0.1063829,null,8.3495899999999998E-2]
[0.1063622,null,8.3495899999999998E-2]
[0.1063014,null,8.3384799999999995E-2]
[0.1062558,null,8.3251199999999997E-2]
[0.106242,null,8.3251199999999997E-2]
[0.1062135,null,8.3251199999999997E-2]
[0.10621319999999999,null,8.3251199999999997E-2]
[0.10617360000000001,null,8.3251199999999997E-2]
[0.1061574,null,8.3251199999999997E-2]
[0.1061337,null,8.3240700000000001E-2]
[0.1061337,null,8.3234299999999997E-2]
[0.1060662,null,8.3234299999999997E-2]
[0.1060661,null,8.3143599999999998E-2]
[0.1060446,null,8.3072400000000005E-2]
[0.10603410000000001,null,8.3045900000000006E-2]
[0.1060241,null,8.2836400000000004E-2]
[0.10602300000000001,null,8.2832299999999998E-2]
[0.10602300000000001,null,8.2758600000000002E-2]
[0.1059875,null,8.2758600000000002E-2]
[0.10594870000000001,null,8.2758600000000002E-2]
[0.105946,null,8.2758600000000002E-2]
[0.1058818,null,8.2692299999999996E-2]
[0.10586429999999999,null,8.2692299999999996E-2]
[0.1058438,null,8.2670400000000005E-2]
[0.105795,null,8.2670400000000005E-2]
[0.105795,null,8.2508499999999999E-2]
[0.1057799,null,8.2344299999999995E-2]
[0.10576629999999999,null,8.2266000000000006E-2]
[0.1057342,null,8.2266000000000006E-2]
[0.10571709999999999,null,8.2266000000000006E-2]
[0.1056911,null,8.2266000000000006E-2]
[0.1056154,null,8.2266000000000006E-2]
[0.1056154,null,8.2182400000000003E-2]
[0.1055996,null,8.2182400000000003E-2]
[0.10555929999999999,null,8.17803E-2]
[0.10554669999999999,null,8.1773399999999996E-2]
[0.10549989999999999,null,8.1773399999999996E-2]
[0.10549939999999999,null,8.1616099999999997E-2]
[0.1054605,null,8.1616099999999997E-2]
[0.1054605,null,8.1616099999999997E-2]
[0.1054355,null,8.1616099999999997E-2]
[0.105407,null,8.12808E-2]
[0.1053945,null,8.12808E-2]
[0.1053524,null,8.1049899999999994E-2]
[0.10530680000000001,null,8.1049899999999994E-2]
[0.10527300000000001,null,8.1049899999999994E-2]
[0.105267,null,8.0885700000000005E-2]
[0.10518180000000001,null,8.0885700000000005E-2]
[0.10518180000000001,null,8.0885700000000005E-2]
[0.10516780000000001,null,8.0788200000000004E-2]
[0.1051337,null,8.0788200000000004E-2]
[0.1050981,null,8.0788200000000004E-2]
[0.1050981,null,8.0723799999999998E-2]
[0.1050908,null,8.0723799999999998E-2]
[0.1050634,null,8.0321799999999999E-2]
[0.1050634,null,8.0321799999999999E-2]
[0.1050634,null,8.0321799999999999E-2]
[0.1050184,null,8.0295599999999995E-2]
[0.1049411,null,8.0295599999999995E-2]
[0.1049192,null,8.0295599999999995E-2]
[0.1049113,null,8.0295599999999995E-2]
[0.1048919,null,8.0295599999999995E-2]
[0.1048466,null,8.0295599999999995E-2]
[0.1048018,null,8.0295599999999995E-2]
[0.10475370000000001,null,8.0159900000000006E-2]
[0.10475370000000001,null,7.9995700000000003E-2]
[0.1047524,null,7.9995700000000003E-2]
[0.1047105,null,7.9833799999999996E-2]
[0.1047037,null,7.9802999999999999E-2]
[0.1046595,null,7.9802999999999999E-2]
[0.10459980000000001,null,7.9802999999999999E-2]
[0.1045662,null,7.9802999999999999E-2]
[0.1045611,null,7.9669599999999993E-2]
[0.1045359,null,7.9507700000000001E-2]
[0.1045179,null,7.93103E-2]
[0.1044813,null,7.93103E-2]
[0.10443,null,7.9267500000000005E-2]
[0.10442659999999999,null,7.9267500000000005E-2]
[0.10442659999999999,null,7.9103300000000001E-2]
[0.1043481,null,7.8863199999999994E-2]
[0.1043399,null,7.8817700000000004E-2]
[0.1043356,null,7.8817700000000004E-2]
[0.1042999,null,7.8701300000000002E-2]
[0.1042554,null,7.8701300000000002E-2]
[0.1042484,null,7.8537099999999999E-2]
[0.10423929999999999,null,7.8537099999999999E-2]
[0.1042313,null,7.8325099999999995E-2]
[0.1042163,null,7.8325099999999995E-2]
[0.1041962,null,7.8325099999999995E-2]
[0.104189,null,7.8296900000000003E-2]
[0.1041663,null,7.8296900000000003E-2]
[0.1041049,null,7.8296900000000003E-2]
[0.1040818,null,7.8296900000000003E-2]
[0.1040635,null,7.8296900000000003E-2]
[0.1040618,null,7.8296900000000003E-2]
[0.1040618,null,7.7970800000000007E-2]
[0.1040618,null,7.7970800000000007E-2]
[0.10396560000000001,null,7.7832499999999999E-2]
[0.1039447,null,7.7832499999999999E-2]
[0.103911,null,7.7832499999999999E-2]
[0.10389660000000001,null,7.7832499999999999E-2]
[0.1038535,null,7.7832499999999999E-2]
[0.10382280000000001,null,7.77307E-2]
[0.1038114,null,7.7568799999999993E-2]
[0.10378809999999999,null,7.7568799999999993E-2]
[0.10378809999999999,null,7.7568799999999993E-2]
[0.10376199999999999,null,7.7404600000000004E-2]
[0.103745,null,7.7339900000000003E-2]
[0.10368719999999999,null,7.7242699999999997E-2]
[0.10364180000000001,null,7.7242699999999997E-2]
[0.10364180000000001,null,7.7002500000000002E-2]
[0.10364180000000001,null,7.7002500000000002E-2]
[0.1036107,null,7.6847299999999993E-2]
[0.1036107,null,7.6847299999999993E-2]
[0.1035478,null,7.6847299999999993E-2]
[0.1035249,null,7.6847299999999993E-2]
[0.1035244,null,7.6847299999999993E-2]
[0.10346809999999999,null,7.6847299999999993E-2]
[0.1034655,null,7.6847299999999993E-2]
[0.10338509999999999,null,7.6847299999999993E-2]
[0.10338509999999999,null,7.6598200000000005E-2]
[0.10338509999999999,null,7.6436299999999999E-2]
[0.1033847,null,7.6436299999999999E-2]
[0.1033664,null,7.6354699999999998E-2]
[0.1033227,null,7.6354699999999998E-2]
[0.1033227,null,7.6354699999999998E-2]
[0.103306,null,7.6354699999999998E-2]
[0.1032906,null,7.6272099999999995E-2]
[0.1032637,null,7.6110200000000003E-2]
[0.1032457,null,7.5870000000000007E-2]
[0.1031976,null,7.5870000000000007E-2]
[0.1031789,null,7.5862100000000002E-2]
[0.1031704,null,7.5862100000000002E-2]
[0.10314230000000001,null,7.5862100000000002E-2]
[0.10311140000000001,null,7.57081E-2]
[0.10310030000000001,null,7.57081E-2]
[0.1030856,null,7.5543899999999997E-2]
[0.1030582,null,7.5543899999999997E-2]
[0.1030557,null,7.5369500000000006E-2]
[0.1030137,null,7.5369500000000006E-2]
[0.1030022,null,7.5303800000000004E-2]
[0.1029511,null,7.5141899999999998E-2]
[0.102938,null,7.5141899999999998E-2]
[0.102938,null,7.4977699999999994E-2]
[0.1029066,null,7.4876799999999993E-2]
[0.1029066,null,7.4876799999999993E-2]
[0.1028786,null,7.4876799999999993E-2]
[0.1028707,null,7.4876799999999993E-2]
[0.1028707,null,7.4815800000000002E-2]
[0.1027938,null,7.4815800000000002E-2]
[0.10279099999999999,null,7.4575600000000006E-2]
[0.1027745,null,7.4575600000000006E-2]
[0.1027066,null,7.4411400000000003E-2]
[0.1026783,null,7.4384199999999998E-2]
[0.1026782,null,7.4384199999999998E-2]
[0.102587,null,7.4384199999999998E-2]
[0.1025848,null,7.4171299999999996E-2]
[0.10254389999999999,null,7.4009400000000003E-2]
[0.1025209,null,7.4009400000000003E-2]
[0.10250819999999999,null,7.3891600000000002E-2]
[0.1025007,null,7.3847499999999996E-2]
[0.1024794,null,7.3847499999999996E-2]
[0.1024558,null,7.3683299999999993E-2]
[0.1024526,null,7.3683299999999993E-2]
[0.10242,null,7.3443099999999997E-2]
[0.1023782,null,7.3443099999999997E-2]
[0.1022801,null,7.3399000000000006E-2]
[0.10225330000000001,null,7.3281299999999994E-2]
[0.1022245,null,7.3281299999999994E-2]
[0.10222199999999999,null,7.3117100000000004E-2]
[0.10222199999999999,null,7.2906399999999996E-2]
[0.1022173,null,7.2906399999999996E-2]
[0.1021763,null,7.2906399999999996E-2]
[0.10216989999999999,null,7.2876899999999994E-2]
[0.1021425,null,7.2715000000000002E-2]
[0.10213079999999999,null,7.2715000000000002E-2]
[0.10213079999999999,null,7.2715000000000002E-2]
[0.1021104,null,7.2553099999999995E-2]
[0.10209409999999999,null,7.2553099999999995E-2]
[0.1020826,null,7.24138E-2]
[0.1020826,null,7.2151099999999996E-2]
[0.10204630000000001,null,7.1986900000000006E-2]
[0.1019935,null,7.1921200000000005E-2]
[0.1019902,null,7.1921200000000005E-2]
[0.1019864,null,7.1921200000000005E-2]
[0.1019864,null,7.1746699999999997E-2]
[0.1019289,null,7.1746699999999997E-2]
[0.1019106,null,7.1746699999999997E-2]
[0.1019021,null,7.1746699999999997E-2]
[0.10186489999999999,null,7.1506600000000003E-2]
[0.101852,null,7.1428599999999995E-2]
[0.1018139,null,7.1104500000000001E-2]
[0.10180889999999999,null,7.0935999999999999E-2]
[0.1017608,null,7.0935999999999999E-2]
[0.1017554,null,7.0935999999999999E-2]
[0.1016696,null,7.0935999999999999E-2]
[0.1016541,null,7.0935999999999999E-2]
[0.1016541,null,7.0700200000000005E-2]
[0.10164380000000001,null,7.0700200000000005E-2]
[0.10162649999999999,null,7.0538299999999998E-2]
[0.10159269999999999,null,7.0443400000000003E-2]
[0.1015283,null,7.04433E-2]
[0.10147050000000001,null,6.9974300000000003E-2]
[0.1014463,null,6.9950700000000005E-2]
[0.101439,null,6.9950700000000005E-2]
[0.10140440000000001,null,6.9950700000000005E-2]
[0.1013855,null,6.9950700000000005E-2]
[0.1013527,null,6.9812399999999997E-2]
[0.1013294,null,6.9812399999999997E-2]
[0.1013096,null,6.9812399999999997E-2]
[0.10124610000000001,null,6.9812399999999997E-2]
[0.1012134,null,6.9572300000000004E-2]
[0.1012134,null,6.9458099999999995E-2]
[0.1012082,null,6.9458099999999995E-2]
[0.1011852,null,6.9458099999999995E-2]
[0.10112210000000001,null,6.9410399999999997E-2]
[0.10110180000000001,null,6.9008399999999998E-2]
[0.10104100000000001,null,6.9008399999999998E-2]
[0.10095759999999999,null,6.8965499999999999E-2]
[0.1008661,null,6.8965499999999999E-2]
[0.1008434,null,6.8965499999999999E-2]
[0.1007953,null,6.8965499999999999E-2]
[0.1007842,null,6.8844199999999994E-2]
[0.1006927,null,6.8682300000000002E-2]
[0.1006653,null,6.8520399999999995E-2]
[0.10063800000000001,null,6.8520399999999995E-2]
[0.10061779999999999,null,6.8472900000000003E-2]
[0.10061779999999999,null,6.8472900000000003E-2]
[0.1005216,null,6.8472900000000003E-2]
[0.1005216,null,6.8472900000000003E-2]
[0.1005178,null,6.8118300000000007E-2]
[0.1004734,null,6.7980299999999994E-2]
[0.1004734,null,6.7980299999999994E-2]
[0.1004282,null,6.7954100000000003E-2]
[0.1003386,null,6.7954100000000003E-2]
[0.100329,null,6.7792199999999997E-2]
[0.1002778,null,6.7552100000000004E-2]
[0.1002778,null,6.7552100000000004E-2]
[0.1002378,null,6.7487699999999998E-2]
[0.1001958,null,6.7487699999999998E-2]
[0.10018970000000001,null,6.7487699999999998E-2]
[0.1001638,null,6.7487699999999998E-2]
[0.10004830000000001,null,6.7064100000000001E-2]
[9.9963499999999997E-2,null,6.6995100000000002E-2]
[9.9954100000000004E-2,null,6.6995100000000002E-2]
[9.9954100000000004E-2,null,6.6899899999999998E-2]
[9.9910899999999997E-2,null,6.6899899999999998E-2]
[9.9870600000000004E-2,null,6.6738000000000006E-2]
[9.9867800000000007E-2,null,6.6573800000000002E-2]
[9.9728499999999998E-2,null,6.6502500000000006E-2]
[9.9706600000000006E-2,null,6.6502500000000006E-2]
[9.9680299999999999E-2,null,6.6502500000000006E-2]
[9.9618499999999999E-2,null,6.6502500000000006E-2]
[9.9618499999999999E-2,null,6.6502500000000006E-2]
[9.9562399999999995E-2,null,6.6411899999999996E-2]
[9.9454699999999993E-2,null,6.61717E-2]
[9.9454699999999993E-2,null,6.6009899999999996E-2]
[9.9384200000000006E-2,null,6.6009899999999996E-2]
[9.9356799999999995E-2,null,6.6009899999999996E-2]
[9.9328100000000003E-2,null,6.6009899999999996E-2]
[9.9299399999999996E-2,null,6.6009899999999996E-2]
[9.9267300000000003E-2,null,6.6009799999999993E-2]
[9.9238499999999993E-2,null,6.5848000000000004E-2]
[9.9179100000000006E-2,null,6.5607799999999994E-2]
[9.9151799999999998E-2,null,6.5517199999999998E-2]
[9.9092399999999997E-2,null,6.5517199999999998E-2]
[9.9074700000000002E-2,null,6.5517199999999998E-2]
[9.9074700000000002E-2,null,6.5517199999999998E-2]
[9.9060300000000004E-2,null,6.5443600000000005E-2]
[9.8941500000000002E-2,null,6.5281699999999998E-2]
[9.8887199999999995E-2,null,6.5119800000000005E-2]
[9.8735900000000001E-2,null,6.5119800000000005E-2]
[9.8671700000000001E-2,null,6.5024600000000002E-2]
[9.8671700000000001E-2,null,6.5024600000000002E-2]
[9.8614300000000002E-2,null,6.5024600000000002E-2]
[9.8586999999999994E-2,null,6.4957899999999999E-2]
[9.8575399999999994E-2,null,6.4555899999999999E-2]
[9.8559599999999997E-2,null,6.4555899999999999E-2]
[9.8471500000000003E-2,null,6.4532000000000006E-2]
[9.8471500000000003E-2,null,6.41515E-2]
[9.8431099999999994E-2,null,6.41515E-2]
[9.8431099999999994E-2,null,6.4039399999999996E-2]
[9.8382899999999995E-2,null,6.4039399999999996E-2]
[9.8360799999999998E-2,null,6.4039399999999996E-2]
[9.8360799999999998E-2,null,6.4039399999999996E-2]
[9.8332000000000003E-2,null,6.4039399999999996E-2]
[9.8304699999999995E-2,null,6.4039399999999996E-2]
[9.8291699999999996E-2,null,6.4039399999999996E-2]
[9.8194000000000004E-2,null,6.4039399999999996E-2]
[9.8102499999999995E-2,null,6.3989599999999994E-2]
[9.8070400000000002E-2,null,6.3585299999999997E-2]
[9.8061099999999998E-2,null,6.3585299999999997E-2]
[9.8061099999999998E-2,null,6.3546800000000001E-2]
[9.8061099999999998E-2,null,6.3546800000000001E-2]
[9.8041699999999996E-2,null,6.3546800000000001E-2]
[9.7878599999999996E-2,null,6.3423400000000005E-2]
[9.7870100000000002E-2,null,6.3261499999999998E-2]
[9.7842799999999994E-2,null,6.3054200000000005E-2]
[9.7725900000000004E-2,null,6.3054200000000005E-2]
[9.7653000000000004E-2,null,6.3054200000000005E-2]
[9.7561800000000004E-2,null,6.3054200000000005E-2]
[9.7561800000000004E-2,null,6.3054200000000005E-2]
[9.75187E-2,null,6.3021300000000002E-2]
[9.7475599999999996E-2,null,6.3021300000000002E-2]
[9.7303100000000003E-2,null,6.2859499999999999E-2]
[9.7259999999999999E-2,null,6.2859499999999999E-2]
[9.7259999999999999E-2,null,6.2695299999999995E-2]
[9.7259999999999999E-2,null,6.2695299999999995E-2]
[9.7216899999999995E-2,null,6.2561599999999995E-2]
[9.7216899999999995E-2,null,6.2561599999999995E-2]
[9.7029400000000002E-2,null,6.22932E-2]
[9.7029400000000002E-2,null,6.22932E-2]
[9.6943199999999993E-2,null,6.22932E-2]
[9.67557E-2,null,6.2068999999999999E-2]
[9.67557E-2,null,6.2068999999999999E-2]
[9.6707600000000005E-2,null,6.2068999999999999E-2]
[9.6611299999999997E-2,null,6.2068999999999999E-2]
[9.6471899999999999E-2,null,6.2068999999999999E-2]
[9.63807E-2,null,6.1967099999999997E-2]
[9.6193200000000006E-2,null,6.1576400000000003E-2]
[9.6193200000000006E-2,null,6.1576400000000003E-2]
[9.6150100000000002E-2,null,6.1576400000000003E-2]
[9.6015699999999995E-2,null,6.15763E-2]
[9.59676E-2,null,6.1565099999999998E-2]
[9.5919500000000005E-2,null,6.1565099999999998E-2]
[9.5919500000000005E-2,null,6.1565099999999998E-2]
[9.5823199999999997E-2,null,6.1403199999999998E-2]
[9.5780100000000007E-2,null,6.1163000000000002E-2]
[9.5693899999999998E-2,null,6.1083699999999998E-2]
[9.5693899999999998E-2,null,6.1083699999999998E-2]
[9.5645800000000003E-2,null,6.0998799999999999E-2]
[9.55014E-2,null,6.0596799999999999E-2]
[9.5453300000000005E-2,null,6.0591100000000002E-2]
[9.5356999999999997E-2,null,6.0591100000000002E-2]
[9.5270800000000003E-2,null,6.0432600000000003E-2]
[9.5270800000000003E-2,null,6.01924E-2]
[9.5222699999999993E-2,null,6.0098499999999999E-2]
[9.5040200000000005E-2,null,6.0030500000000001E-2]
[9.4997100000000001E-2,null,6.0030500000000001E-2]
[9.4953999999999997E-2,null,6.0030500000000001E-2]
[9.4862699999999994E-2,null,5.9866299999999997E-2]
[9.4728400000000004E-2,null,5.9704399999999998E-2]
[9.4680200000000006E-2,null,5.9605900000000003E-2]
[9.4540899999999997E-2,null,5.9605900000000003E-2]
[9.4540899999999997E-2,null,5.9605900000000003E-2]
[9.4492699999999999E-2,null,5.9605900000000003E-2]
[9.4401499999999999E-2,null,5.9605900000000003E-2]
[9.4401499999999999E-2,null,5.9542499999999998E-2]
[9.4170900000000002E-2,null,5.9378300000000002E-2]
[9.4127799999999998E-2,null,5.9138200000000002E-2]
[9.4084699999999993E-2,null,5.9113300000000001E-2]
[9.4084699999999993E-2,null,5.9113300000000001E-2]
[9.39884E-2,null,5.9113300000000001E-2]
[9.3699699999999997E-2,null,5.9113300000000001E-2]
[9.3699699999999997E-2,null,5.9113300000000001E-2]
[9.3560299999999999E-2,null,5.8976300000000002E-2]
[9.3517199999999995E-2,null,5.8620699999999998E-2]
[9.3517199999999995E-2,null,5.8620699999999998E-2]
[9.3329700000000002E-2,null,5.8571900000000003E-2]
[9.3281600000000006E-2,null,5.8571900000000003E-2]
[9.3233399999999994E-2,null,5.8571900000000003E-2]
[9.3050900000000006E-2,null,5.8128100000000002E-2]
[9.3002799999999997E-2,null,5.8128100000000002E-2]
[9.2906600000000006E-2,null,5.8128100000000002E-2]
[9.2858399999999994E-2,null,5.8128100000000002E-2]
[9.2627799999999996E-2,null,5.8128100000000002E-2]
[9.2300999999999994E-2,null,5.8128100000000002E-2]
[9.2252799999999996E-2,null,5.8128100000000002E-2]
[9.2156600000000005E-2,null,5.80057E-2]
[9.1969099999999998E-2,null,5.80057E-2]
[9.1824699999999995E-2,null,5.7635499999999999E-2]
[9.1642199999999993E-2,null,5.7635499999999999E-2]
[9.1594099999999998E-2,null,5.7635499999999999E-2]
[9.1546000000000002E-2,null,5.7601300000000001E-2]
[9.1497800000000004E-2,null,5.7196999999999998E-2]
[9.1449699999999995E-2,null,5.7142900000000003E-2]
[9.1267200000000007E-2,null,5.7142900000000003E-2]
[9.1224100000000002E-2,null,5.7035099999999998E-2]
[9.1031600000000004E-2,null,5.7035099999999998E-2]
[9.1031600000000004E-2,null,5.6794900000000002E-2]
[9.0902300000000005E-2,null,5.6794900000000002E-2]
[9.0854199999999996E-2,null,5.6650199999999998E-2]
[9.0661599999999995E-2,null,5.6650199999999998E-2]
[9.06135E-2,null,5.6650199999999998E-2]
[9.05223E-2,null,5.64688E-2]
[9.0329800000000002E-2,null,5.64688E-2]
[9.0238499999999999E-2,null,5.64688E-2]
[9.0238499999999999E-2,null,5.62287E-2]
[9.0051000000000006E-2,null,5.62287E-2]
[8.9719199999999999E-2,null,5.6157600000000002E-2]
[8.9632900000000001E-2,null,5.6157600000000002E-2]
[8.9498599999999998E-2,null,5.6157600000000002E-2]
[8.9224899999999996E-2,null,5.6157600000000002E-2]
[8.9224899999999996E-2,null,5.6157600000000002E-2]
[8.9176699999999998E-2,null,5.6157600000000002E-2]
[8.9133599999999993E-2,null,5.6157600000000002E-2]
[8.9037400000000003E-2,null,5.6157600000000002E-2]
[8.9037400000000003E-2,null,5.5902599999999997E-2]
[8.8854900000000001E-2,null,5.5664999999999999E-2]
[8.8725600000000002E-2,null,5.5664999999999999E-2]
[8.8677400000000003E-2,null,5.5662400000000001E-2]
[8.8505E-2,null,5.5662400000000001E-2]
[8.8413800000000001E-2,null,5.5662400000000001E-2]
[8.8365600000000002E-2,null,5.5260400000000001E-2]
[8.8269399999999998E-2,null,5.5172400000000003E-2]
[8.8226299999999994E-2,null,5.5172400000000003E-2]
[8.8178099999999995E-2,null,5.5172400000000003E-2]
[8.7942500000000007E-2,null,5.5172400000000003E-2]
[8.7942500000000007E-2,null,5.5096199999999998E-2]
[8.7846300000000002E-2,null,5.5096199999999998E-2]
[8.7701899999999999E-2,null,5.5096199999999998E-2]
[8.7471300000000002E-2,null,5.4856000000000002E-2]
[8.7428199999999998E-2,null,5.4856000000000002E-2]
[8.7331900000000004E-2,null,5.4694100000000002E-2]
[8.7283799999999995E-2,null,5.4679800000000001E-2]
[8.7283799999999995E-2,null,5.4289799999999999E-2]
[8.7235599999999996E-2,null,5.4187199999999998E-2]
[8.7091299999999996E-2,null,5.4187199999999998E-2]
[8.6956900000000004E-2,null,5.4187199999999998E-2]
[8.6865700000000004E-2,null,5.4187199999999998E-2]
[8.6635100000000007E-2,null,5.4187199999999998E-2]
[8.6490700000000004E-2,null,5.41279E-2]
[8.6447599999999999E-2,null,5.41279E-2]
[8.6399400000000001E-2,null,5.3966E-2]
[8.6260100000000006E-2,null,5.3966E-2]
[8.6260100000000006E-2,null,5.3899299999999997E-2]
[8.6173899999999998E-2,null,5.3899299999999997E-2]
[8.60345E-2,null,5.3899299999999997E-2]
[8.5938200000000006E-2,null,5.3899299999999997E-2]
[8.5654499999999995E-2,null,5.3804100000000001E-2]
[8.5510100000000006E-2,null,5.3694600000000002E-2]
[8.5467000000000001E-2,null,5.3694600000000002E-2]
[8.5423899999999997E-2,null,5.36564E-2]
[8.5423899999999997E-2,null,5.3564000000000001E-2]
[8.5423899999999997E-2,null,5.3410100000000002E-2]
[8.5289500000000004E-2,null,5.3410100000000002E-2]
[8.5241399999999995E-2,null,5.3399799999999997E-2]
[8.5241399999999995E-2,null,5.3237899999999998E-2]
[8.5241399999999995E-2,null,5.3237899999999998E-2]
[8.5198300000000005E-2,null,5.3201999999999999E-2]
[8.5150199999999995E-2,null,5.3201999999999999E-2]
[8.5063899999999998E-2,null,5.3201999999999999E-2]
[8.4967699999999993E-2,null,5.3167300000000001E-2]
[8.4919599999999998E-2,null,5.3075999999999998E-2]
[8.48333E-2,null,5.3075999999999998E-2]
[8.4790199999999996E-2,null,5.2921000000000003E-2]
[8.4655900000000006E-2,null,5.2921000000000003E-2]
[8.4516499999999994E-2,null,5.2914099999999999E-2]
[8.4257799999999994E-2,null,5.2709399999999997E-2]
[8.4161600000000003E-2,null,5.2709399999999997E-2]
[8.4118499999999999E-2,null,5.2709399999999997E-2]
[8.4027199999999996E-2,null,5.2673900000000003E-2]
[8.3984100000000006E-2,null,5.2673900000000003E-2]
[8.3796599999999999E-2,null,5.2673900000000003E-2]
[8.3657300000000004E-2,null,5.2509699999999999E-2]
[8.3479800000000007E-2,null,5.2431800000000001E-2]
[8.3436700000000003E-2,null,5.2431800000000001E-2]
[8.3259200000000005E-2,null,5.2216699999999998E-2]
[8.3216100000000001E-2,null,5.2188999999999999E-2]
[8.3168000000000006E-2,null,5.21077E-2]
[8.3033599999999999E-2,null,5.21077E-2]
[8.3033599999999999E-2,null,5.21077E-2]
[8.3033599999999999E-2,null,5.21077E-2]
[8.3031599999999997E-2,null,5.19458E-2]
[8.3031599999999997E-2,null,5.19458E-2]
[8.2985500000000004E-2,null,5.19458E-2]
[8.2985500000000004E-2,null,5.1942700000000001E-2]
[8.2985500000000004E-2,null,5.1942700000000001E-2]
[8.2899299999999995E-2,null,5.1783900000000001E-2]
[8.28512E-2,null,5.1724100000000002E-2]
[8.2772899999999996E-2,null,5.1724100000000002E-2]
[8.2772899999999996E-2,null,5.1724100000000002E-2]
[8.2658700000000002E-2,null,5.16999E-2]
[8.2658700000000002E-2,null,5.1619699999999998E-2]
[8.2572400000000004E-2,null,5.1619699999999998E-2]
[8.2572400000000004E-2,null,5.1457000000000003E-2]
[8.2433099999999995E-2,null,5.1457000000000003E-2]
[8.2384899999999997E-2,null,5.1457000000000003E-2]
[8.2341800000000007E-2,null,5.1379500000000002E-2]
[8.2341800000000007E-2,null,5.1379500000000002E-2]
[8.2341800000000007E-2,null,5.1231499999999999E-2]
[8.2245600000000002E-2,null,5.1231499999999999E-2]
[8.2169300000000001E-2,null,5.1217699999999998E-2]
[8.2111199999999995E-2,null,5.1214200000000001E-2]
[8.2068100000000005E-2,null,5.1214200000000001E-2]
[8.2068100000000005E-2,null,5.1053500000000002E-2]
[8.1996899999999998E-2,null,5.0967899999999997E-2]
[8.1910700000000003E-2,null,5.0967899999999997E-2]
[8.1910700000000003E-2,null,5.0813299999999999E-2]
[8.1880599999999998E-2,null,5.0813299999999999E-2]
[8.1824400000000005E-2,null,5.0813299999999999E-2]
[8.1794400000000003E-2,null,5.0738900000000003E-2]
[8.1746299999999994E-2,null,5.0738900000000003E-2]
[8.1738199999999997E-2,null,5.0738900000000003E-2]
[8.165E-2,null,5.0724999999999999E-2]
[8.1606899999999996E-2,null,5.0724999999999999E-2]
[8.1479599999999999E-2,null,5.0724999999999999E-2]
[8.1479599999999999E-2,null,5.0724999999999999E-2]
[8.1479599999999999E-2,null,5.0482199999999998E-2]
[8.1479599999999999E-2,null,5.0411299999999999E-2]
[8.1479599999999999E-2,null,5.02494E-2]
[8.1393300000000002E-2,null,5.02494E-2]
[8.1135700000000005E-2,null,5.0246300000000001E-2]
[8.1087500000000007E-2,null,5.0246300000000001E-2]
[8.1087500000000007E-2,null,5.0246300000000001E-2]
[8.1087500000000007E-2,null,5.02359E-2]
[8.1039399999999998E-2,null,5.0085200000000003E-2]
[8.0943100000000004E-2,null,4.9993099999999999E-2]
[8.0876000000000003E-2,null,4.9993099999999999E-2]
[8.0851900000000004E-2,null,4.9923299999999997E-2]
[8.07557E-2,null,4.9753699999999998E-2]
[8.0712500000000006E-2,null,4.9753699999999998E-2]
[8.0617300000000003E-2,null,4.9521200000000001E-2]
[8.0617300000000003E-2,null,4.9521200000000001E-2]
[8.0616300000000002E-2,null,4.95004E-2]
[8.0568200000000006E-2,null,4.9359300000000002E-2]
[8.0531099999999994E-2,null,4.9261100000000002E-2]
[8.0531099999999994E-2,null,4.9261100000000002E-2]
[8.0524999999999999E-2,null,4.9261100000000002E-2]
[8.04449E-2,null,4.9257599999999999E-2]
[8.04449E-2,null,4.9033199999999999E-2]
[8.04449E-2,null,4.9014799999999997E-2]
[8.0438800000000005E-2,null,4.8871299999999999E-2]
[8.0438800000000005E-2,null,4.8768499999999999E-2]
[8.03957E-2,null,4.8768499999999999E-2]
[8.0251299999999998E-2,null,4.8631199999999999E-2]
[8.0208199999999993E-2,null,4.8467000000000003E-2]
[8.0186199999999999E-2,null,4.8275899999999997E-2]
[8.0186199999999999E-2,null,4.8275899999999997E-2]
[8.0160099999999998E-2,null,4.8275899999999997E-2]
[8.0100000000000005E-2,null,4.8275899999999997E-2]
[8.0063800000000004E-2,null,4.8275899999999997E-2]
[8.0013799999999996E-2,null,4.8064900000000001E-2]
[7.9775100000000002E-2,null,4.7783199999999998E-2]
[7.9668900000000001E-2,null,4.7738799999999998E-2]
[7.9544500000000004E-2,null,4.7738799999999998E-2]
[7.9453200000000002E-2,null,4.7738799999999998E-2]
[7.9362000000000002E-2,null,4.7738799999999998E-2]
[7.9324000000000006E-2,null,4.7738799999999998E-2]
[7.9270699999999999E-2,null,4.7577000000000001E-2]
[7.8900799999999993E-2,null,4.7412799999999998E-2]
[7.8892900000000002E-2,null,4.7412799999999998E-2]
[7.8892900000000002E-2,null,4.7290600000000002E-2]
[7.8852699999999998E-2,null,4.7290600000000002E-2]
[7.8806699999999993E-2,null,4.7290600000000002E-2]
[7.8806699999999993E-2,null,4.7172600000000002E-2]
[7.8756400000000004E-2,null,4.7172600000000002E-2]
[7.8660099999999997E-2,null,4.6846499999999999E-2]
[7.8563900000000006E-2,null,4.6797999999999999E-2]
[7.8419500000000003E-2,null,4.6797999999999999E-2]
[7.8375600000000004E-2,null,4.6606399999999999E-2]
[7.8323199999999996E-2,null,4.6606300000000003E-2]
[7.82751E-2,null,4.64445E-2]
[7.8227000000000005E-2,null,4.6305399999999997E-2]
[7.8116900000000003E-2,null,4.6042399999999997E-2]
[7.8087599999999993E-2,null,4.5812800000000001E-2]
[7.8044500000000003E-2,null,4.5812800000000001E-2]
[7.8030699999999995E-2,null,4.5812800000000001E-2]
[7.7915200000000004E-2,null,4.5812800000000001E-2]
[7.7867099999999995E-2,null,4.5638100000000001E-2]
[7.7858300000000005E-2,null,4.5638100000000001E-2]
[7.7823900000000001E-2,null,4.5397899999999998E-2]
[7.7823900000000001E-2,null,4.5397899999999998E-2]
[7.7775800000000006E-2,null,4.5320199999999998E-2]
[7.7771999999999994E-2,null,4.5320199999999998E-2]
[7.7641500000000002E-2,null,4.5320199999999998E-2]
[7.7453999999999995E-2,null,4.5235999999999998E-2]
[7.7340900000000004E-2,null,4.5235999999999998E-2]
[7.7266500000000002E-2,null,4.5235999999999998E-2]
[7.7218300000000004E-2,null,4.5074099999999999E-2]
[7.7082300000000006E-2,null,4.4909900000000003E-2]
[7.6995999999999995E-2,null,4.4909900000000003E-2]
[7.6977699999999996E-2,null,4.4827600000000002E-2]
[7.69098E-2,null,4.4827600000000002E-2]
[7.6823600000000006E-2,null,4.4827600000000002E-2]
[7.6823600000000006E-2,null,4.4827600000000002E-2]
[7.6790200000000003E-2,null,4.4827600000000002E-2]
[7.6650800000000005E-2,null,4.4827600000000002E-2]
[7.6602699999999996E-2,null,4.4827600000000002E-2]
[7.6602699999999996E-2,null,4.4505599999999999E-2]
[7.6564900000000005E-2,null,4.43437E-2]
[7.6478699999999997E-2,null,4.43437E-2]
[7.6328999999999994E-2,null,4.4334999999999999E-2]
[7.6306299999999994E-2,null,4.4334999999999999E-2]
[7.6194700000000004E-2,null,4.41818E-2]
[7.6146500000000006E-2,null,4.41818E-2]
[7.6047600000000007E-2,null,4.4017599999999997E-2]
[7.5915899999999994E-2,null,4.3842399999999997E-2]
[7.5867799999999999E-2,null,4.3842399999999997E-2]
[7.5788900000000006E-2,null,4.3842399999999997E-2]
[7.5723399999999996E-2,null,4.3777400000000001E-2]
[7.5680300000000006E-2,null,4.3615500000000001E-2]
[7.5632199999999997E-2,null,4.3615500000000001E-2]
[7.5492799999999999E-2,null,4.3349800000000001E-2]
[7.5449699999999995E-2,null,4.3349800000000001E-2]
[7.5443999999999997E-2,null,4.3349800000000001E-2]
[7.5406600000000004E-2,null,4.3349800000000001E-2]
[7.5357800000000003E-2,null,4.3349800000000001E-2]
[7.5026599999999999E-2,null,4.3289399999999999E-2]
[7.5012899999999993E-2,null,4.2887399999999999E-2]
[7.5012899999999993E-2,null,4.2887399999999999E-2]
[7.5012899999999993E-2,null,4.2857100000000002E-2]
[7.4926699999999999E-2,null,4.2857100000000002E-2]
[7.4882199999999996E-2,null,4.2857100000000002E-2]
[7.4840500000000004E-2,null,4.2857100000000002E-2]
[7.4754299999999996E-2,null,4.27255E-2]
[7.4689699999999998E-2,null,4.27255E-2]
[7.4555300000000005E-2,null,4.2561300000000003E-2]
[7.4512200000000001E-2,null,4.2364499999999999E-2]
[7.4512200000000001E-2,null,4.2364499999999999E-2]
[7.4469099999999996E-2,null,4.2364499999999999E-2]
[7.4382900000000002E-2,null,4.2364499999999999E-2]
[7.4382900000000002E-2,null,4.2159299999999997E-2]
[7.4296699999999993E-2,null,4.2159299999999997E-2]
[7.41507E-2,null,4.2159299999999997E-2]
[7.41507E-2,null,4.1919100000000001E-2]
[7.41092E-2,null,4.1919100000000001E-2]
[7.3921700000000007E-2,null,4.1871899999999997E-2]
[7.3878600000000003E-2,null,4.1871899999999997E-2]
[7.3835499999999998E-2,null,4.1871899999999997E-2]
[7.3719599999999996E-2,null,4.1871899999999997E-2]
[7.3691099999999995E-2,null,4.1871899999999997E-2]
[7.3599800000000007E-2,null,4.1871899999999997E-2]
[7.3503600000000002E-2,null,4.1757200000000001E-2]
[7.3460899999999996E-2,null,4.1592999999999998E-2]
[7.3407299999999995E-2,null,4.1379300000000001E-2]
[7.3288500000000006E-2,null,4.1379300000000001E-2]
[7.3288500000000006E-2,null,4.1352899999999998E-2]
[7.3273000000000005E-2,null,4.1190999999999998E-2]
[7.3273000000000005E-2,null,4.1190999999999998E-2]
[7.3229900000000001E-2,null,4.1190999999999998E-2]
[7.3202299999999998E-2,null,4.1190999999999998E-2]
[7.3186799999999996E-2,null,4.0950800000000002E-2]
[7.3143600000000003E-2,null,4.0886699999999998E-2]
[7.3095499999999994E-2,null,4.0886699999999998E-2]
[7.2999300000000003E-2,null,4.0786599999999999E-2]
[7.2956099999999996E-2,null,4.0786599999999999E-2]
[7.2943599999999997E-2,null,4.0786599999999999E-2]
[7.2864899999999996E-2,null,4.06247E-2]
[7.2773699999999997E-2,null,4.06247E-2]
[7.2773699999999997E-2,null,4.0394100000000002E-2]
[7.2725499999999998E-2,null,4.0394100000000002E-2]
[7.2725499999999998E-2,null,4.0394100000000002E-2]
[7.2426299999999999E-2,null,4.0394100000000002E-2]
[7.2426299999999999E-2,null,4.0394100000000002E-2]
[7.2408700000000006E-2,null,4.0298599999999997E-2]
[7.2317500000000007E-2,null,3.9901499999999999E-2]
[7.2188100000000005E-2,null,3.9901499999999999E-2]
[7.2145000000000001E-2,null,3.9901499999999999E-2]
[7.2053800000000001E-2,null,3.9901499999999999E-2]
[7.1995199999999995E-2,null,3.9901499999999999E-2]
[7.1919399999999994E-2,null,3.9896599999999997E-2]
[7.1736499999999995E-2,null,3.9896599999999997E-2]
[7.1688799999999997E-2,null,3.9896599999999997E-2]
[7.16503E-2,null,3.9734699999999998E-2]
[7.1645700000000007E-2,null,3.9570500000000002E-2]
[7.1645700000000007E-2,null,3.9570500000000002E-2]
[7.1645700000000007E-2,null,3.9570500000000002E-2]
[7.1549500000000002E-2,null,3.9408899999999997E-2]
[7.1477799999999994E-2,null,3.9408899999999997E-2]
[7.1453199999999994E-2,null,3.9166100000000002E-2]
[7.1270700000000006E-2,null,3.9166100000000002E-2]
[7.1133000000000002E-2,null,3.9166100000000002E-2]
[7.1133000000000002E-2,null,3.9004200000000003E-2]
[7.1133000000000002E-2,null,3.9004200000000003E-2]
[7.1133000000000002E-2,null,3.9004200000000003E-2]
[7.1083199999999999E-2,null,3.9004200000000003E-2]
[7.0992E-2,null,3.8916300000000001E-2]
[7.0948899999999995E-2,null,3.8916300000000001E-2]
[7.09008E-2,null,3.8916300000000001E-2]
[7.0874300000000001E-2,null,3.8764100000000003E-2]
[7.0852600000000002E-2,null,3.8438E-2]
[7.0701799999999995E-2,null,3.8423600000000002E-2]
[7.0665099999999995E-2,null,3.8423600000000002E-2]
[7.0477700000000004E-2,null,3.8423600000000002E-2]
[7.0477700000000004E-2,null,3.8423600000000002E-2]
[7.0357000000000003E-2,null,3.8197799999999997E-2]
[7.0295200000000002E-2,null,3.8033600000000001E-2]
[7.0295200000000002E-2,null,3.8033600000000001E-2]
[7.01658E-2,null,3.7930999999999999E-2]
[7.0117700000000005E-2,null,3.7793500000000001E-2]
[7.0098300000000002E-2,null,3.7793500000000001E-2]
[7.0012099999999994E-2,null,3.7438399999999997E-2]
[6.9935200000000003E-2,null,3.7438399999999997E-2]
[6.9844000000000003E-2,null,3.7438399999999997E-2]
[6.9839600000000002E-2,null,3.7438399999999997E-2]
[6.9839600000000002E-2,null,3.7438399999999997E-2]
[6.9839600000000002E-2,null,3.7438399999999997E-2]
[6.9795899999999994E-2,null,3.7391399999999998E-2]
[6.9795899999999994E-2,null,3.7391399999999998E-2]
[6.96996E-2,null,3.7065300000000002E-2]
[6.9581000000000004E-2,null,3.6945800000000001E-2]
[6.9570300000000002E-2,null,3.6945800000000001E-2]
[6.9494700000000006E-2,null,3.6945800000000001E-2]
[6.9408499999999998E-2,null,3.6945800000000001E-2]
[6.9387799999999999E-2,null,3.6945800000000001E-2]
[6.9339700000000004E-2,null,3.6825200000000002E-2]
[6.9339700000000004E-2,null,3.6825200000000002E-2]
[6.9339700000000004E-2,null,3.6825200000000002E-2]
[6.9007799999999994E-2,null,3.64991E-2]
[6.8830299999999997E-2,null,3.64991E-2]
[6.8739099999999997E-2,null,3.6453199999999998E-2]
[6.8739099999999997E-2,null,3.6453199999999998E-2]
[6.8691000000000002E-2,null,3.6453199999999998E-2]
[6.8604799999999994E-2,null,3.6453199999999998E-2]
[6.8604700000000005E-2,null,3.6453199999999998E-2]
[6.8546300000000004E-2,null,3.6258899999999997E-2]
[6.8546300000000004E-2,null,3.5960600000000002E-2]
[6.8373900000000001E-2,null,3.5960600000000002E-2]
[6.8316000000000002E-2,null,3.5960600000000002E-2]
[6.8085400000000004E-2,null,3.5468E-2]
[6.80423E-2,null,3.5468E-2]
[6.7946000000000006E-2,null,3.5468E-2]
[6.78565E-2,null,3.5468E-2]
[6.7854800000000007E-2,null,3.5468E-2]
[6.7770300000000006E-2,null,3.5468E-2]
[6.7710400000000004E-2,null,3.4975399999999997E-2]
[6.7684099999999997E-2,null,3.4975399999999997E-2]
[6.7624199999999995E-2,null,3.4975399999999997E-2]
[6.7511600000000005E-2,null,3.4975399999999997E-2]
[6.7494799999999994E-2,null,3.4975399999999997E-2]
[6.7425399999999996E-2,null,3.4975399999999997E-2]
[6.7269200000000001E-2,null,3.4975399999999997E-2]
[6.7252999999999993E-2,null,3.4482800000000001E-2]
[6.7252999999999993E-2,null,3.4482800000000001E-2]
[6.7252999999999993E-2,null,3.4482800000000001E-2]
[6.7166699999999996E-2,null,3.4482800000000001E-2]
[6.7091799999999993E-2,null,3.3990100000000002E-2]
[6.7091799999999993E-2,null,3.3990100000000002E-2]
[6.6952399999999995E-2,null,3.3990100000000002E-2]
[6.6818100000000005E-2,null,3.3990100000000002E-2]
[6.6818100000000005E-2,null,3.3497499999999999E-2]
[6.6735600000000006E-2,null,3.3497499999999999E-2]
[6.6649399999999998E-2,null,3.3004899999999997E-2]
[6.6563200000000003E-2,null,3.3004899999999997E-2]
[6.6549399999999995E-2,null,3.3004899999999997E-2]
[6.6415000000000002E-2,null,3.3004899999999997E-2]
[6.6218299999999994E-2,null,3.3004899999999997E-2]
[6.6218299999999994E-2,null,3.3004899999999997E-2]
[6.6189399999999995E-2,null,3.2512300000000001E-2]
[6.6189399999999995E-2,null,3.2512300000000001E-2]
[6.60501E-2,null,3.2512300000000001E-2]
[6.5959599999999993E-2,null,3.2019699999999998E-2]
[6.5786399999999995E-2,null,3.2019699999999998E-2]
[6.5593899999999997E-2,null,3.2019699999999998E-2]
[6.5528500000000003E-2,null,3.2019699999999998E-2]
[6.5528500000000003E-2,null,3.1527100000000002E-2]
[6.5449499999999994E-2,null,3.10345E-2]
[6.5269900000000006E-2,null,3.10345E-2]
[6.5175800000000006E-2,null,3.10345E-2]
[6.4993300000000004E-2,null,3.10345E-2]
[6.4838800000000002E-2,null,3.05419E-2]
[6.4777699999999994E-2,null,3.05419E-2]
[6.4595299999999994E-2,null,3.05419E-2]
[6.4547099999999996E-2,null,3.0049300000000001E-2]
[6.4364699999999997E-2,null,3.0049300000000001E-2]
[6.4273399999999994E-2,null,3.0049300000000001E-2]
[6.4273399999999994E-2,null,3.0049300000000001E-2]
[6.4225299999999999E-2,null,3.0049300000000001E-2]
[6.4134099999999999E-2,null,2.9556700000000002E-2]
[6.3951599999999997E-2,null,2.9556599999999999E-2]
[6.3951599999999997E-2,null,2.9556599999999999E-2]
[6.3677899999999996E-2,null,2.85714E-2]
[6.3631699999999999E-2,null,2.85714E-2]
[6.3495399999999994E-2,null,2.8078800000000001E-2]
[6.3259800000000005E-2,null,2.8078800000000001E-2]
[6.3168500000000002E-2,null,2.8078800000000001E-2]
[6.2948000000000004E-2,null,2.8078800000000001E-2]
[6.28557E-2,null,2.7586200000000002E-2]
[6.2760499999999997E-2,null,2.7586200000000002E-2]
[6.2712299999999999E-2,null,2.7586200000000002E-2]
[6.2712299999999999E-2,null,2.7586200000000002E-2]
[6.2597E-2,null,2.7586200000000002E-2]
[6.2529899999999999E-2,null,2.7586200000000002E-2]
[6.2529799999999996E-2,null,2.7093599999999999E-2]
[6.2486699999999999E-2,null,2.7093599999999999E-2]
[6.23574E-2,null,2.7093599999999999E-2]
[6.2223100000000003E-2,null,2.6601E-2]
[6.2040600000000001E-2,null,2.6601E-2]
[6.1993399999999997E-2,null,2.61084E-2]
[6.1799899999999998E-2,null,2.5615800000000001E-2]
[6.1660600000000003E-2,null,2.5123199999999998E-2]
[6.1531200000000001E-2,null,2.5123199999999998E-2]
[6.1386900000000001E-2,null,2.46305E-2]
[6.1343700000000001E-2,null,2.46305E-2]
[6.1217399999999998E-2,null,2.46305E-2]
[6.1199400000000001E-2,null,2.41379E-2]
[6.1156299999999997E-2,null,2.41379E-2]
[6.1021899999999997E-2,null,2.41379E-2]
[6.0925600000000003E-2,null,2.41379E-2]
[6.0834399999999997E-2,null,2.3645300000000001E-2]
[6.0690000000000001E-2,null,2.3645300000000001E-2]
[6.0507499999999999E-2,null,2.3152699999999998E-2]
[6.0507499999999999E-2,null,2.2660099999999999E-2]
[6.0228799999999999E-2,null,2.21675E-2]
[6.00966E-2,null,2.21675E-2]
[6.0036300000000001E-2,null,2.21675E-2]
[5.9945100000000001E-2,null,2.21675E-2]
[5.9837899999999999E-2,null,2.16749E-2]
[5.9805700000000003E-2,null,2.1182300000000001E-2]
[5.9623200000000001E-2,null,2.0689699999999998E-2]
[5.9492999999999997E-2,null,2.0689699999999998E-2]
[5.9382600000000001E-2,null,2.0197E-2]
[5.8975699999999999E-2,null,2.0197E-2]
[5.8975699999999999E-2,null,2.0197E-2]
[5.8964500000000003E-2,null,1.9211800000000001E-2]
[5.8889499999999997E-2,null,1.9211800000000001E-2]
[5.8873200000000001E-2,null,1.8719199999999998E-2]
[5.8556400000000002E-2,null,1.8719199999999998E-2]
[5.8544600000000002E-2,null,1.8719199999999998E-2]
[5.8458400000000001E-2,null,1.8719199999999998E-2]
[5.8244600000000001E-2,null,1.8226599999999999E-2]
[5.8201500000000003E-2,null,1.8226599999999999E-2]
[5.81997E-2,null,1.7734E-2]
[5.8014000000000003E-2,null,1.72414E-2]
[5.8014000000000003E-2,null,1.72414E-2]
[5.7970899999999999E-2,null,1.6748800000000001E-2]
[5.7940999999999999E-2,null,1.6748800000000001E-2]
[5.7940999999999999E-2,null,1.6748800000000001E-2]
[5.7874599999999998E-2,null,1.6256199999999998E-2]
[5.7740300000000001E-2,null,1.57635E-2]
[5.7644000000000001E-2,null,1.57635E-2]
[5.7644000000000001E-2,null,1.57635E-2]
[5.7509699999999997E-2,null,1.57635E-2]
[5.74666E-2,null,1.57635E-2]
[5.7251299999999998E-2,null,1.52709E-2]
[5.7241E-2,null,1.4778299999999999E-2]
[5.7165000000000001E-2,null,1.4778299999999999E-2]
[5.7063500000000003E-2,null,1.42857E-2]
[5.69191E-2,null,1.42857E-2]
[5.6876000000000003E-2,null,1.3793100000000001E-2]
[5.6820099999999998E-2,null,1.3793100000000001E-2]
[5.6741699999999999E-2,null,1.3793100000000001E-2]
[5.6647700000000002E-2,null,1.3793100000000001E-2]
[5.6561500000000001E-2,null,1.3793100000000001E-2]
[5.6549200000000001E-2,null,1.33005E-2]
[5.6389000000000002E-2,null,1.33005E-2]
[5.6356700000000003E-2,null,1.33005E-2]
[5.6227300000000001E-2,null,1.2807900000000001E-2]
[5.6179199999999999E-2,null,1.2807900000000001E-2]
[5.6131100000000003E-2,null,1.2807900000000001E-2]
[5.6044099999999999E-2,null,1.23153E-2]
[5.6044099999999999E-2,null,1.23153E-2]
[5.6044099999999999E-2,null,1.23153E-2]
[5.6034800000000003E-2,null,1.23153E-2]
[5.6034800000000003E-2,null,1.18227E-2]
[5.5948600000000001E-2,null,1.18227E-2]
[5.5905499999999997E-2,null,1.18227E-2]
[5.58624E-2,null,1.18227E-2]
[5.5785500000000002E-2,null,1.18227E-2]
[5.5723000000000002E-2,null,1.133E-2]
[5.5723000000000002E-2,null,1.133E-2]
[5.5631800000000002E-2,null,1.0837400000000001E-2]
[5.5535500000000002E-2,null,1.0837400000000001E-2]
[5.5526800000000001E-2,null,1.0837400000000001E-2]
[5.54493E-2,null,1.0837400000000001E-2]
[5.5406200000000003E-2,null,9.8522000000000002E-3]
[5.5357999999999997E-2,null,9.3595999999999992E-3]
[5.5165499999999999E-2,null,9.3595999999999992E-3]
[5.5122400000000002E-2,null,9.3595999999999992E-3]
[5.5095699999999997E-2,null,8.8669999999999999E-3]
[5.4886799999999999E-2,null,8.8669999999999999E-3]
[5.4664600000000001E-2,null,8.3744000000000006E-3]
[5.4656200000000002E-2,null,7.8817999999999996E-3]
[5.44737E-2,null,7.8817999999999996E-3]
[5.44059E-2,null,7.3892000000000003E-3]
[5.4319699999999999E-2,null,7.3892000000000003E-3]
[5.3992400000000003E-2,null,6.8966000000000001E-3]
[5.3992400000000003E-2,null,6.8966000000000001E-3]
[5.3992400000000003E-2,null,6.8966000000000001E-3]
[5.3848100000000003E-2,null,6.8966000000000001E-3]
[5.37568E-2,null,6.8966000000000001E-3]
[5.3660600000000003E-2,null,6.8966000000000001E-3]
[5.3488099999999997E-2,null,6.4038999999999997E-3]
[5.3457499999999998E-2,null,6.4038999999999997E-3]
[5.3444999999999999E-2,null,5.4187000000000003E-3]
[5.3252500000000001E-2,null,4.4334999999999999E-3]
[5.3161300000000002E-2,null,4.4334999999999999E-3]
[5.3026900000000002E-2,null,4.4334999999999999E-3]
[5.3026400000000001E-2,null,3.9408999999999998E-3]
[5.3026400000000001E-2,null,3.9408999999999998E-3]
[5.2882499999999999E-2,null,3.9408999999999998E-3]
[5.2882499999999999E-2,null,3.9408999999999998E-3]
[5.2767700000000001E-2,null,3.9408999999999998E-3]
[5.2699999999999997E-2,null,3.9408999999999998E-3]
[5.26569E-2,null,3.4483000000000001E-3]
[5.2426300000000002E-2,null,3.4483000000000001E-3]
[5.2336599999999997E-2,null,3.4483000000000001E-3]
[5.2335100000000002E-2,null,3.4483000000000001E-3]
[5.2119499999999999E-2,null,2.9556999999999999E-3]
[5.1991700000000002E-2,null,2.9556999999999999E-3]
[5.1792699999999997E-2,null,1.9704000000000002E-3]
[5.1733099999999997E-2,null,1.9704000000000002E-3]
[5.1701400000000002E-2,null,1.9704000000000002E-3]
[5.16468E-2,null,1.9704000000000002E-3]
[5.16468E-2,null,1.9704000000000002E-3]
[5.1610200000000002E-2,null,1.4778E-3]
[5.1567099999999998E-2,null,1.4778E-3]
[5.1560599999999998E-2,null,1.4778E-3]
[5.1432699999999998E-2,null,9.8520000000000009E-4]
[5.13365E-2,null,9.8520000000000009E-4]
[5.1215700000000003E-2,null,9.8520000000000009E-4]
[5.1144000000000002E-2,null,0]
[5.1129500000000001E-2,null,0]
[5.1009600000000002E-2,null,0]
[5.0918400000000003E-2,null,0]
[5.0918400000000003E-2,null,0]
[5.0918400000000003E-2,null,0]
[5.0634600000000002E-2,null,0]
[5.05484E-2,null,0]
[5.0439699999999997E-2,null,0]
[5.0439699999999997E-2,null,0]
[5.0439699999999997E-2,null,0]
[5.0353500000000002E-2,null,0]
[5.02697E-2,null,0]
[5.0267300000000001E-2,null,0]
[5.0181099999999999E-2,null,0]
[5.01734E-2,null,0]
[5.00822E-2,null,0]
[5.00086E-2,null,0]
[4.9861599999999999E-2,null,0]
[4.9861599999999999E-2,null,0]
[4.9663699999999998E-2,null,0]
[4.9631000000000002E-2,null,0]
[4.9395399999999999E-2,null,0]
[4.9020399999999999E-2,null,0]
[4.8876000000000003E-2,null,0]
[4.8876000000000003E-2,null,0]
[4.8832899999999999E-2,null,0]
[4.8832899999999999E-2,null,0]
[4.8801499999999998E-2,null,0]
[4.8629100000000001E-2,null,0]
[4.8554199999999999E-2,null,0]
[4.8419799999999999E-2,null,0]
[4.8370400000000001E-2,null,0]
[4.8197999999999998E-2,null,0]
[4.81117E-2,null,0]
[4.8098000000000002E-2,null,0]
[4.8054899999999998E-2,null,0]
[4.8054899999999998E-2,null,0]
[4.7877400000000001E-2,null,0]
[4.77811E-2,null,0]
[4.7680599999999997E-2,null,0]
[4.7507399999999998E-2,null,0]
[4.7335700000000001E-2,null,0]
[4.7335700000000001E-2,null,0]
[4.7335700000000001E-2,null,0]
[4.6954999999999997E-2,null,0]
[4.6906900000000001E-2,null,0]
[4.6810600000000001E-2,null,0]
[4.6594999999999998E-2,null,0]
[4.6559700000000002E-2,null,0]
[4.6214900000000003E-2,null,0]
[4.6138899999999997E-2,null,0]
[4.6128599999999999E-2,null,0]
[4.6128599999999999E-2,null,0]
[4.6042399999999997E-2,null,0]
[4.5994500000000001E-2,null,0]
[4.5956200000000003E-2,null,0]
[4.5802000000000002E-2,null,0]
[4.5783799999999999E-2,null,0]
[4.5528199999999998E-2,null,0]
[4.5528199999999998E-2,null,0]
[4.52696E-2,null,0]
[4.5178299999999998E-2,null,0]
[4.5087099999999998E-2,null,0]
[4.4818400000000001E-2,null,0]
[4.4818400000000001E-2,null,0]
[4.4689100000000002E-2,null,0]
[4.4490399999999999E-2,null,0]
[4.4490399999999999E-2,null,0]
[4.4404199999999998E-2,null,0]
[4.43823E-2,null,0]
[4.4296000000000002E-2,null,0]
[4.4123599999999999E-2,null,0]
[4.4075499999999997E-2,null,0]
[4.3979200000000003E-2,null,0]
[4.3973100000000001E-2,null,0]
[4.3801800000000002E-2,null,0]
[4.37144E-2,null,0]
[4.3541999999999997E-2,null,0]
[4.3474899999999997E-2,null,0]
[4.3474899999999997E-2,null,0]
[4.3335499999999999E-2,null,0]
[4.3201200000000002E-2,null,0]
[4.3197100000000002E-2,null,0]
[4.28032E-2,null,0]
[4.2755000000000001E-2,null,0]
[4.2755000000000001E-2,null,0]
[4.2679799999999997E-2,null,0]
[4.2421100000000003E-2,null,0]
[4.23901E-2,null,0]
[4.22026E-2,null,0]
[4.2162400000000003E-2,null,0]
[4.2162400000000003E-2,null,0]
[4.2162400000000003E-2,null,0]
[4.2106299999999999E-2,null,0]
[4.2063200000000002E-2,null,0]
[4.1870699999999997E-2,null,0]
[4.1606999999999998E-2,null,0]
[4.1300200000000002E-2,null,0]
[4.00931E-2,null,0]
[4.0006899999999998E-2,null,0]
[3.9920700000000003E-2,null,0]
[3.9920700000000003E-2,null,0]
[3.9920700000000003E-2,null,0]
[3.94896E-2,null,0]
[3.94896E-2,null,0]
[3.9058500000000003E-2,null,0]
[3.8282499999999997E-2,null,0]
[3.8282499999999997E-2,null,0]
[3.8023800000000003E-2,null,0]
[3.78514E-2,null,0]
[3.7765100000000003E-2,null,0]
[3.7678900000000001E-2,null,0]
[3.7506499999999998E-2,null,0]
[3.6816700000000001E-2,null,0]
[3.6126900000000003E-2,null,0]
[3.5609599999999998E-2,null,0]
[3.5350899999999998E-2,null,0]
[3.3540300000000002E-2,null,0]
[3.3367800000000003E-2,null,0]
[3.1815799999999998E-2,null,0]
[3.1212299999999998E-2,null,0]
[3.1039799999999999E-2,null,0]
[3.0781200000000002E-2,null,0]
[3.02638E-2,null,0]
[2.8453200000000001E-2,null,0]
[2.8194500000000001E-2,null,0]
[2.8108299999999999E-2,null,0]
[2.7677199999999999E-2,null,0]
[2.70736E-2,null,0]
[2.69012E-2,null,0]
[2.6556300000000001E-2,null,0]
[2.6211399999999999E-2,null,0]
[2.54354E-2,null,0]
[2.5090500000000002E-2,null,0]
[2.4659400000000001E-2,null,0]
[2.45732E-2,null,0]
[2.45732E-2,null,0]
[2.4314499999999999E-2,null,0]
[2.4228300000000001E-2,null,0]
[2.3624800000000001E-2,null,0]
[2.3452299999999999E-2,null,0]
[2.22452E-2,null,0]
[2.1900300000000001E-2,null,0]
[2.1382999999999999E-2,null,0]
[2.0951899999999999E-2,null,0]
[2.0693199999999998E-2,null,0]
[2.0693199999999998E-2,null,0]
[2.0520799999999999E-2,null,0]
[2.0434600000000001E-2,null,0]
[1.9572300000000001E-2,null,0]
[1.9486099999999999E-2,null,0]
[1.9399900000000001E-2,null,0]
[1.9054999999999999E-2,null,0]
[1.8796299999999998E-2,null,0]
[1.8537700000000001E-2,null,0]
[1.8451499999999999E-2,null,0]
[1.8192799999999999E-2,null,0]
[1.7589199999999999E-2,null,0]
[1.55199E-2,null,0]
[1.55199E-2,null,0]
[1.4657699999999999E-2,null,0]
[1.38817E-2,null,0]
[1.1812400000000001E-2,null,0]
[1.1812400000000001E-2,null,0]
[1.16399E-2,null,0]
[9.2256999999999999E-3,null,0]
[7.7600000000000004E-3,null,0]
[6.9839999999999998E-3,null,0]
[1.6382E-3,null,0]
[0,null,0]
[0,null,0]
[0,null,0]
[0,null,0]
[0,null,0]
[0,null,0]
[0,null,0]
[0,null,0]
[0,null,0]
[0,null,0]
[0,null,0]
[0,null,0]
[0,null,0]
[0,null,0]
[0,null,0]
[0,null,0]
[0,null,0]
[0,null,0]
[0,null,0]
[0,null,0]
[0,null,0]
[0,null,0]
[0,null,0]
[0,null,0]
[0,null,0]
[0,null,0]
[0,null,0]
[0,null,0]
[0,null,0]
[0,null,0]
[0,null,0]
[0,null,0]
[0,null,0]
[0,null,0]
[0,null,0]
[0,null,0]
[0,null,0]
[0,null,0]
[0,null,0]
[0,null,0]
[0,null,0]
[0,null,0]
[0,null,0]
[0,null,0]
[0,null,0]
[0,null,0]
[0,null,0]
[0,null,0]
[0,null,0]
[0,null,0]
[0,null,0]
[0,null,0]
[0,null,0]
[0,null,0]
[0,null,0]
[0,null,0]
[0,null,0]
[0,null,0]
[0,null,0]
[0,null,0]
[0,null,0]
[0,null,0]
[0,null,0]
[0,null,0]
[0,null,0]
[0,null,0]
[0,null,0]
[0,null,0]
[0,null,0]
[0,null,0]
[0,null,0]
[0,null,0]
[0,null,0]
[0,null,0]
[0,null,0]
[0,null,0]
[0,null,0]
[0,null,0]
[0,null,0]
[0,null,0]
[0,null,0]
[0,null,0]
[0,null,0]
[0,null,0]
[0,null,0]
[0,null,0]
[0,null,0]
[0,null,0]
[0,null,0]
[0,null,0]
[0,null,0]
[0,null,0]
[0,null,0]
[0,null,0]
[0,null,0]
[0,null,0]
[0,null,0]
[0,null,0]
[0,null,0]
[0,null,0]
[0,null,0]
[0,null,0]
[0,null,0]
[0,null,0]
[0,null,0]
[0,null,0]
[0,null,0]
[0,null,0]
[0,null,0]
[0,null,0]
[0,null,0]
[0,null,0]
[0,null,0]
[0,null,0]
[0,null,0]
[0,null,0]
[0,null,0]

{"sheet":"EaR MLN031","index":10,"n_rows":17773,"n_cols":32,"rows_kept":17773,"cut":false,"hidden":false,"merged":[]}
["Powercor"]
[{"$f":"Summary!A2","v":"Mount Cottrell feeder 9"}]
[]
[]
[]
["OUTPUT"]
[]
["Do nothing",null,null,null,null,2024,{"$f":"F8+1","v":2025},2026,2027,2028,2029,2030,2031,2032,2033,2034,2035,2036,2037,2038,2039,2040,2041,2042,2043,2044,2045,2046,2047,2048,2049,2050]
["50% PoE",null,null,null,null,{"$f":"SUM(F60:F61)","v":0},0,0,0,0.57495767773008644,15.571067805988768,34.293680679642648,75.301892935198339,175.30767765103241,362.6812348808503,630.46556513102666,957.66671629769769,957.66671629769769,957.66671629769769,957.66671629769769,957.66671629769769,957.66671629769769,957.66671629769769,957.66671629769769,957.66671629769769,957.66671629769769,957.66671629769769,957.66671629769769,957.66671629769769,957.66671629769769,957.66671629769769,{"$f":"SUM(AF60:AF61)","v":957.66671629769769}]
["10% PoE",null,null,null,null,{"$f":"SUM(F62:F63)","v":0},0,0,0,8.6712588920574305,83.307759056855858,199.64339494320029,404.5339172861772,759.25523360605621,1259.5196664754958,1852.8664679564515,2506.2673533431794,2506.2673533431794,2506.2673533431794,2506.2673533431794,2506.2673533431794,2506.2673533431794,2506.2673533431794,2506.2673533431794,2506.2673533431794,2506.2673533431794,2506.2673533431794,2506.2673533431794,2506.2673533431794,2506.2673533431794,2506.2673533431794,{"$f":"SUM(AF62:AF63)","v":2506.2673533431794}]
[]
[]
["OPTION 2",null,null,null,null,2024,{"$f":"F13+1","v":2025},2026,2027,2028,2029,2030,2031,2032,2033,2034,2035,2036,2037,2038,2039,2040,2041,2042,2043,2044,2045,2046,2047,2048,2049,2050]
["50% PoE",null,null,null,null,{"$f":"SUM(F130:F131)","v":0},0,0,0,0,0,0,0,1.2965045500000083,7.6532702194823505,19.959660486058191,44.322579541883599,44.322579541883599,44.322579541883599,44.322579541883599,44.322579541883599,44.322579541883599,44.322579541883599,44.322579541883599,44.322579541883599,44.322579541883599,44.322579541883599,44.322579541883599,44.322579541883599,44.322579541883599,44.322579541883599,{"$f":"SUM(AF130:AF131)","v":44.322579541883599}]
["10% PoE",null,null,null,null,{"$f":"SUM(F132:F133)","v":0},0,0,0,0,0,0.48845634343624034,3.9235101006259803,16.584845959991956,52.010640599363867,135.07633947785962,283.44284492092521,283.44284492092521,283.44284492092521,283.44284492092521,283.44284492092521,283.44284492092521,283.44284492092521,283.44284492092521,283.44284492092521,283.44284492092521,283.44284492092521,283.44284492092521,283.44284492092521,283.44284492092521,283.44284492092521,{"$f":"SUM(AF132:AF133)","v":283.44284492092521}]
[]
[]
[]
[]
["INPUT DATA"]
[]
[null,"ZSS/TS/Line",null,null,null,"MLN031"]
[null,"No Tx/Line",null,null,null,1]
[]
[null,null,null,null,null,"N Rating","N-1 Rating","Load Tan Phi (actual)","Load Tan Phi (forecast)","10%/50% POE","Cap Bank (actual)","Cap Bank (forecast)","2024 MVAR"]
[null,"S",null,null,null,19.29999923706055,19.29999923706055,-0.23343959647186596,-0.23343959647186596,1.0938551337596036,0,0,-1.5453701019287109]
[null,"W",null,null,null,19.29999923706055,19.29999923706055,0,0,1.1144037056806366,0,0,0]
[]
[null,"Interval",null,null,null,"15m"]
[null,"Exposure",null,null,null,3.744292237442922E-2]
[]
[]
["Do Nothing - 50% PoE Load Forecast ",null,null,null,null,2024,2025,2026,2027,2028,2029,2030,2031,2032,2033,2034,2035,2036,2037,2038,2039,2040,2041,2042,2043,2044,2045,2046,2047,2048,2049,2050]
["MLN031","S (MW)",null,null,null,6.619999885559082,7.5500001907348633,12.670000076293951,15.22000026702881,19.409999847412109,21.79000091552734,22.70000076293945,23.620000839233398,24.75,25.909999847412109,26.870000839233398,27.690000534057621,27.690000534057621,27.690000534057621,27.690000534057621,27.690000534057621,27.690000534057621,27.690000534057621,27.690000534057621,27.690000534057621,27.690000534057621,27.690000534057621,27.690000534057621,27.690000534057621,27.690000534057621,27.690000534057621,27.690000534057621]
[null,"W (MW)",null,null,null,6.3399999141693115,8.5199999809265101,11.840000152587891,14.240000247955326,17.535000324249271,20.60000038146973,21.77500057220459,22.86500072479248,24.045000076293945,25.239999771118161,26.350000381469727,27.36500072479248,27.36500072479248,27.36500072479248,27.36500072479248,27.36500072479248,27.36500072479248,27.36500072479248,27.36500072479248,27.36500072479248,27.36500072479248,27.36500072479248,27.36500072479248,27.36500072479248,27.36500072479248,27.36500072479248,27.36500072479248]
["Transfers","S (MW)",null,null,null,0,0,0,0,0,0,0,0,0,0,0,0,0,0,0,0,0,0,0,0,0,0,0,0,0,0,0]
[null,"W (MW)",null,null,null,0,0,0,0,0,0,0,0,0,0,0,0,0,0,0,0,0,0,0,0,0,0,0,0,0,0,0]
["After TFs","S (MW)",null,null,null,{"$f":"IF(F34-F36<0,0,F34-F36)","v":6.619999885559082},7.5500001907348633,12.670000076293951,15.22000026702881,19.409999847412109,21.79000091552734,22.70000076293945,23.620000839233398,24.75,25.909999847412109,26.870000839233398,27.690000534057621,27.690000534057621,27.690000534057621,27.690000534057621,27.690000534057621,27.690000534057621,27.690000534057621,27.690000534057621,27.690000534057621,27.690000534057621,27.690000534057621,27.690000534057621,27.690000534057621,27.690000534057621,27.690000534057621,27.690000534057621]
[null,"W (MW)",null,null,null,{"$f":"IF(F35-F37<0,0,F35-F37)","v":6.3399999141693115},8.5199999809265101,11.840000152587891,14.240000247955326,17.535000324249271,20.60000038146973,21.77500057220459,22.86500072479248,24.045000076293945,25.239999771118161,26.350000381469727,27.36500072479248,27.36500072479248,27.36500072479248,27.36500072479248,27.36500072479248,27.36500072479248,27.36500072479248,27.36500072479248,27.36500072479248,27.36500072479248,27.36500072479248,27.36500072479248,27.36500072479248,27.36500072479248,27.36500072479248,27.36500072479248]
[]
[0,null,null,null,null,{"$f":"F33","v":2024},2025,2026,2027,2028,2029,2030,2031,2032,2033,2034,2035,2036,2037,2038,2039,2040,2041,2042,2043,2044,2045,2046,2047,2048,2049,2050]
["Option 1 - 50% PoE Load Forecast "]
[{"$f":"A34","v":"MLN031"},{"$f":"B34","v":"S (MW)"},null,null,null,{"$f":"F34","v":6.619999885559082},7.5500001907348633,12.670000076293951,15.22000026702881,19.409999847412109,21.79000091552734,22.70000076293945,23.620000839233398,24.75,25.909999847412109,26.870000839233398,27.690000534057621,27.690000534057621,27.690000534057621,27.690000534057621,27.690000534057621,27.690000534057621,27.690000534057621,27.690000534057621,27.690000534057621,27.690000534057621,27.690000534057621,27.690000534057621,27.690000534057621,27.690000534057621,27.690000534057621,27.690000534057621]
[null,{"$f":"B35","v":"W (MW)"},null,null,null,{"$f":"F35","v":6.3399999141693115},8.5199999809265101,11.840000152587891,14.240000247955326,17.535000324249271,20.60000038146973,21.77500057220459,22.86500072479248,24.045000076293945,25.239999771118161,26.350000381469727,27.36500072479248,27.36500072479248,27.36500072479248,27.36500072479248,27.36500072479248,27.36500072479248,27.36500072479248,27.36500072479248,27.36500072479248,27.36500072479248,27.36500072479248,27.36500072479248,27.36500072479248,27.36500072479248,27.36500072479248,27.36500072479248]
[{"$f":"A36","v":"Transfers"},{"$f":"B36","v":"S (MW)"},null,null,null,0,0,0,0,5,5,5,5,5,5,5,5,5,5,5,5,5,5,5,5,5,5,5,5,5,5,5]
[null,{"$f":"B37","v":"W (MW)"},null,null,null,0,0,0,0,5,5,5,5,5,5,5,5,5,5,5,5,5,5,5,5,5,5,5,5,5,5,5]
[{"$f":"A38","v":"After TFs"},{"$f":"B38","v":"S (MW)"},null,null,null,{"$f":"IF(F43-F45<0,0,F43-F45)","v":6.619999885559082},7.5500001907348633,12.670000076293951,15.22000026702881,14.409999847412109,16.79000091552734,17.70000076293945,18.620000839233398,19.75,20.909999847412109,21.870000839233398,22.690000534057621,22.690000534057621,22.690000534057621,22.690000534057621,22.690000534057621,22.690000534057621,22.690000534057621,22.690000534057621,22.690000534057621,22.690000534057621,22.690000534057621,22.690000534057621,22.690000534057621,22.690000534057621,22.690000534057621,22.690000534057621]
[null,{"$f":"B39","v":"W (MW)"},null,null,null,{"$f":"IF(F44-F46<0,0,F44-F46)","v":6.3399999141693115},8.5199999809265101,11.840000152587891,14.240000247955326,12.535000324249271,15.60000038146973,16.77500057220459,17.86500072479248,19.045000076293945,20.239999771118161,21.350000381469727,22.36500072479248,22.36500072479248,22.36500072479248,22.36500072479248,22.36500072479248,22.36500072479248,22.36500072479248,22.36500072479248,22.36500072479248,22.36500072479248,22.36500072479248,22.36500072479248,22.36500072479248,22.36500072479248,22.36500072479248,22.36500072479248]
[]
[]
["ENERGY AT RISK:  DO NOTHING"]
[]
[null,null,null,null,null,2024,2025,2026,2027,2028,2029,2030,2031,2032,2033,2034,2035,2036,2037,2038,2039,2040,2041,2042,2043,2044,2045,2046,2047,2048,2049,2050]
["Summary"]
[]
["50% PoE","N",null,null,"Total EatR, MWhrs",{"$f":"IF($F$29=\"15m\",(F81+F111)*0.25,F81+F111)","v":0},0,0,0,0.57495767773008644,15.571067805988768,34.293680679642648,75.301892935198339,175.30767765103241,362.6812348808503,630.46556513102666,957.66671629769769,957.66671629769769,957.66671629769769,957.66671629769769,957.66671629769769,957.66671629769769,957.66671629769769,957.66671629769769,957.66671629769769,957.66671629769769,957.66671629769769,957.66671629769769,957.66671629769769,957.66671629769769,957.66671629769769,957.66671629769769]
["50% PoE","N-1",null,null,"Total EatR, MWhrs",{"$f":"IF($F$29=\"15m\",(F82+F112)*0.25,F82+F112)","v":0},0,0,0,0,0,0,0,0,0,0,0,0,0,0,0,0,0,0,0,0,0,0,0,0,0,0]
["10% LAR","N",null,null,"Total EatR, MWhrs",{"$f":"IF($F$29=\"15m\",(F83+F113)*0.25,F83+F113)","v":0},0,0,0,8.6626561139166984,83.263005206539532,199.57657479164598,404.44100257398946,759.12448555947424,1259.3435454691894,1852.6447943903156,2506.0004389481232,2506.0004389481232,2506.0004389481232,2506.0004389481232,2506.0004389481232,2506.0004389481232,2506.0004389481232,2506.0004389481232,2506.0004389481232,2506.0004389481232,2506.0004389481232,2506.0004389481232,2506.0004389481232,2506.0004389481232,2506.0004389481232,2506.0004389481232]
["10% LAR","N-1",null,null,"Total EatR, MWhrs",{"$f":"IF($F$29=\"15m\",(F84+F114)*0.25,F84+F114)","v":0},0,0,0,0.22975712351467337,1.1952552706432584,1.7845869744386107,2.4815026791594903,3.4919295367637346,4.7037195586706559,5.9203062175349999,7.1285673801534699,7.1285673801534699,7.1285673801534699,7.1285673801534699,7.1285673801534699,7.1285673801534699,7.1285673801534699,7.1285673801534699,7.1285673801534699,7.1285673801534699,7.1285673801534699,7.1285673801534699,7.1285673801534699,7.1285673801534699,7.1285673801534699,7.1285673801534699]
["50% PoE","N",null,null,"Total EEatR, MWhrs",{"$f":"IF($F$29=\"15m\",(F86+F116)*0.25,F86+F116)","v":0},0,0,0,0.57495767773008644,15.571067805988768,34.293680679642648,75.301892935198339,175.30767765103241,362.6812348808503,630.46556513102666,957.66671629769769,957.66671629769769,957.66671629769769,957.66671629769769,957.66671629769769,957.66671629769769,957.66671629769769,957.66671629769769,957.66671629769769,957.66671629769769,957.66671629769769,957.66671629769769,957.66671629769769,957.66671629769769,957.66671629769769,957.66671629769769]
["50% PoE","N-1",null,null,"Total EEatR, MWhrs",{"$f":"IF($F$29=\"15m\",(F87+F117)*0.25,F87+F117)","v":0},0,0,0,0,0,0,0,0,0,0,0,0,0,0,0,0,0,0,0,0,0,0,0,0,0,0]
["10% LAR","N",null,null,"Total EEatR, MWhrs",{"$f":"IF($F$29=\"15m\",(F88+F118)*0.25,F88+F118)","v":0},0,0,0,8.6626561139166984,83.263005206539532,199.57657479164598,404.44100257398946,759.12448555947424,1259.3435454691894,1852.6447943903156,2506.0004389481232,2506.0004389481232,2506.0004389481232,2506.0004389481232,2506.0004389481232,2506.0004389481232,2506.0004389481232,2506.0004389481232,2506.0004389481232,2506.0004389481232,2506.0004389481232,2506.0004389481232,2506.0004389481232,2506.0004389481232,2506.0004389481232,2506.0004389481232]
["10% LAR","N-1",null,null,"Total EEatR, MWhrs",{"$f":"IF($F$29=\"15m\",(F89+F119)*0.25,F89+F119)","v":0},0,0,0,8.6027781407320616E-3,4.4753850316322917E-2,6.6820151554322402E-2,9.291471218770693E-2,0.1307480465820211,0.17612100630638985,0.22167356613601366,0.26691439505597464,0.26691439505597464,0.26691439505597464,0.26691439505597464,0.26691439505597464,0.26691439505597464,0.26691439505597464,0.26691439505597464,0.26691439505597464,0.26691439505597464,0.26691439505597464,0.26691439505597464,0.26691439505597464,0.26691439505597464,0.26691439505597464,0.26691439505597464]
[null,null,{"$f":"$F$30","v":3.744292237442922E-2}]
["Transfers","ON"]
["MLN021","50% PoE",{"$f":"EXP((1/11)*LN(Q66/F66))-1","v":0.13892943333833019},null,"MW",{"$f":"IF($B$65=\"OFF\",'EaR MLN031'!F34,'EaR MLN031'!F38)","v":6.619999885559082},{"$f":"IF($B$65=\"OFF\",'EaR MLN031'!G34,'EaR MLN031'!G38)","v":7.5500001907348633},{"$f":"IF($B$65=\"OFF\",'EaR MLN031'!H34,'EaR MLN031'!H38)","v":12.670000076293951},{"$f":"IF($B$65=\"OFF\",'EaR MLN031'!I34,'EaR MLN031'!I38)","v":15.22000026702881},{"$f":"IF($B$65=\"OFF\",'EaR MLN031'!J34,'EaR MLN031'!J38)","v":19.409999847412109},{"$f":"IF($B$65=\"OFF\",'EaR MLN031'!K34,'EaR MLN031'!K38)","v":21.79000091552734},{"$f":"IF($B$65=\"OFF\",'EaR MLN031'!L34,'EaR MLN031'!L38)","v":22.70000076293945},{"$f":"IF($B$65=\"OFF\",'EaR MLN031'!M34,'EaR MLN031'!M38)","v":23.620000839233398},{"$f":"IF($B$65=\"OFF\",'EaR MLN031'!N34,'EaR MLN031'!N38)","v":24.75},{"$f":"IF($B$65=\"OFF\",'EaR MLN031'!O34,'EaR MLN031'!O38)","v":25.909999847412109},{"$f":"IF($B$65=\"OFF\",'EaR MLN031'!P34,'EaR MLN031'!P38)","v":26.870000839233398},{"$f":"IF($B$65=\"OFF\",'EaR MLN031'!Q34,'EaR MLN031'!Q38)","v":27.690000534057621},{"$f":"IF($B$65=\"OFF\",'EaR MLN031'!R34,'EaR MLN031'!R38)","v":27.690000534057621},{"$f":"IF($B$65=\"OFF\",'EaR MLN031'!S34,'EaR MLN031'!S38)","v":27.690000534057621},{"$f":"IF($B$65=\"OFF\",'EaR MLN031'!T34,'EaR MLN031'!T38)","v":27.690000534057621},{"$f":"IF($B$65=\"OFF\",'EaR MLN031'!U34,'EaR MLN031'!U38)","v":27.690000534057621},{"$f":"IF($B$65=\"OFF\",'EaR MLN031'!V34,'EaR MLN031'!V38)","v":27.690000534057621},{"$f":"IF($B$65=\"OFF\",'EaR MLN031'!W34,'EaR MLN031'!W38)","v":27.690000534057621},{"$f":"IF($B$65=\"OFF\",'EaR MLN031'!X34,'EaR MLN031'!X38)","v":27.690000534057621},{"$f":"IF($B$65=\"OFF\",'EaR MLN031'!Y34,'EaR MLN031'!Y38)","v":27.690000534057621},{"$f":"IF($B$65=\"OFF\",'EaR MLN031'!Z34,'EaR MLN031'!Z38)","v":27.690000534057621},{"$f":"IF($B$65=\"OFF\",'EaR MLN031'!AA34,'EaR MLN031'!AA38)","v":27.690000534057621},{"$f":"IF($B$65=\"OFF\",'EaR MLN031'!AB34,'EaR MLN031'!AB38)","v":27.690000534057621},{"$f":"IF($B$65=\"OFF\",'EaR MLN031'!AC34,'EaR MLN031'!AC38)","v":27.690000534057621},{"$f":"IF($B$65=\"OFF\",'EaR MLN031'!AD34,'EaR MLN031'!AD38)","v":27.690000534057621},{"$f":"IF($B$65=\"OFF\",'EaR MLN031'!AE34,'EaR MLN031'!AE38)","v":27.690000534057621},{"$f":"IF($B$65=\"OFF\",'EaR MLN031'!AF34,'EaR MLN031'!AF38)","v":27.690000534057621}]
["Summer","load pf",{"$f":"F66/F68","v":0.97381830594780483},null,"MVAr",{"$f":"F74*F66","v":-1.5453701019287109},-1.7624689978876575,-2.9576797051085708,-3.5529507206368978,-4.5310625318988631,-5.0866490208422919,-5.2990790180116347,-5.5138434645757801,-5.7776300126786824,-6.0484199089659914,-6.2725221531093442,-6.4639425509761637,-6.4639425509761637,-6.4639425509761637,-6.4639425509761637,-6.4639425509761637,-6.4639425509761637,-6.4639425509761637,-6.4639425509761637,-6.4639425509761637,-6.4639425509761637,-6.4639425509761637,-6.4639425509761637,-6.4639425509761637,-6.4639425509761637,-6.4639425509761637,-6.4639425509761637]
[null,null,null,null,"MVA",{"$f":"(F66^2+F67^2)^0.5","v":6.7979825857924503},7.7529865115716277,13.010640690269632,15.629199178193083,19.9318494311119,22.375838267200585,23.310304010814246,24.255038845510668,25.415418717058458,26.606605861854526,27.592417060881981,28.434462943379668,28.434462943379668,28.434462943379668,28.434462943379668,28.434462943379668,28.434462943379668,28.434462943379668,28.434462943379668,28.434462943379668,28.434462943379668,28.434462943379668,28.434462943379668,28.434462943379668,28.434462943379668,28.434462943379668,28.434462943379668]
[null,null,null,null,"MVA",{"$f":"(F66^2+(F67-F75)^2)^0.5","v":6.7979825857924503},7.7529865115716277,13.010640690269632,15.629199178193083,19.9318494311119,22.375838267200585,23.310304010814246,24.255038845510668,25.415418717058458,26.606605861854526,27.592417060881981,28.434462943379668,28.434462943379668,28.434462943379668,28.434462943379668,28.434462943379668,28.434462943379668,28.434462943379668,28.434462943379668,28.434462943379668,28.434462943379668,28.434462943379668,28.434462943379668,28.434462943379668,28.434462943379668,28.434462943379668,28.434462943379668]
["50% PoE","N","CR",null,"MVA",{"$f":"$F$26","v":19.29999923706055},19.29999923706055,19.29999923706055,19.29999923706055,19.29999923706055,19.29999923706055,19.29999923706055,19.29999923706055,19.29999923706055,19.29999923706055,19.29999923706055,19.29999923706055,19.29999923706055,19.29999923706055,19.29999923706055,19.29999923706055,19.29999923706055,19.29999923706055,19.29999923706055,19.29999923706055,19.29999923706055,19.29999923706055,19.29999923706055,19.29999923706055,19.29999923706055,19.29999923706055,19.29999923706055]
["50% PoE","N-1","CR",null,"MVA",{"$f":"$G$26","v":19.29999923706055},19.29999923706055,19.29999923706055,19.29999923706055,19.29999923706055,19.29999923706055,19.29999923706055,19.29999923706055,19.29999923706055,19.29999923706055,19.29999923706055,19.29999923706055,19.29999923706055,19.29999923706055,19.29999923706055,19.29999923706055,19.29999923706055,19.29999923706055,19.29999923706055,19.29999923706055,19.29999923706055,19.29999923706055,19.29999923706055,19.29999923706055,19.29999923706055,19.29999923706055,19.29999923706055]
["50% LAR","N",null,null,"Ratio Rating/Load",{"$f":"IF(F69=0,100,TRUNC(F70/F69,5))","v":2.83907},2.48936,1.4834000000000001,1.2348600000000001,0.96828999999999998,0.86253000000000002,0.82794999999999996,0.79571000000000003,0.75938000000000005,0.72538000000000002,0.69945999999999997,0.67874999999999996,0.67874999999999996,0.67874999999999996,0.67874999999999996,0.67874999999999996,0.67874999999999996,0.67874999999999996,0.67874999999999996,0.67874999999999996,0.67874999999999996,0.67874999999999996,0.67874999999999996,0.67874999999999996,0.67874999999999996,0.67874999999999996,0.67874999999999996]
["50% LAR","N-1",null,null,"Ratio Rating/Load",{"$f":"IF(F69=0,100,TRUNC(F71/F69,5))","v":2.83907},2.48936,1.4834000000000001,1.2348600000000001,0.96828999999999998,0.86253000000000002,0.82794999999999996,0.79571000000000003,0.75938000000000005,0.72538000000000002,0.69945999999999997,0.67874999999999996,0.67874999999999996,0.67874999999999996,0.67874999999999996,0.67874999999999996,0.67874999999999996,0.67874999999999996,0.67874999999999996,0.67874999999999996,0.67874999999999996,0.67874999999999996,0.67874999999999996,0.67874999999999996,0.67874999999999996,0.67874999999999996,0.67874999999999996]
["Load tan Phi",null,{"$f":"$H$26","v":-0.23343959647186596},null,null,{"$f":"C74","v":-0.23343959647186596},{"$f":"'EaR MLN031'!I26","v":-0.23343959647186596},{"$f":"G74","v":-0.23343959647186596},-0.23343959647186596,-0.23343959647186596,-0.23343959647186596,-0.23343959647186596,-0.23343959647186596,-0.23343959647186596,-0.23343959647186596,-0.23343959647186596,-0.23343959647186596,-0.23343959647186596,-0.23343959647186596,-0.23343959647186596,-0.23343959647186596,-0.23343959647186596,-0.23343959647186596,-0.23343959647186596,-0.23343959647186596,-0.23343959647186596,-0.23343959647186596,-0.23343959647186596,-0.23343959647186596,-0.23343959647186596,-0.23343959647186596,-0.23343959647186596]
["Cap",null,0,null,"MVAr",{"$f":"C75","v":0},{"$f":"'EaR MLN031'!L26","v":0},{"$f":"G75","v":0},0,0,0,0,0,0,0,0,0,0,0,0,0,0,0,0,0,0,0,0,0,0,0,0]
["10% PoE","10%/50%",{"$f":"J26","v":1.0938551337596036},null,"MVA",{"$f":"((F66*$C76)^2+(F66*$C76*F74-F75)^2)^0.5","v":7.4360081506774574},8.4806440976515844,14.231756112553029,17.096079757617883,21.802555825545188,24.475925560751957,25.498095711726243,26.531498760700455,27.800786240304312,29.10377241390794,30.182107054881829,31.10318326631306,31.10318326631306,31.10318326631306,31.10318326631306,31.10318326631306,31.10318326631306,31.10318326631306,31.10318326631306,31.10318326631306,31.10318326631306,31.10318326631306,31.10318326631306,31.10318326631306,31.10318326631306,31.10318326631306,31.10318326631306]
["10% PoE","N","CR",null,"MVA",{"$f":"F70","v":19.29999923706055},19.29999923706055,19.29999923706055,19.29999923706055,19.29999923706055,19.29999923706055,19.29999923706055,19.29999923706055,19.29999923706055,19.29999923706055,19.29999923706055,19.29999923706055,19.29999923706055,19.29999923706055,19.29999923706055,19.29999923706055,19.29999923706055,19.29999923706055,19.29999923706055,19.29999923706055,19.29999923706055,19.29999923706055,19.29999923706055,19.29999923706055,19.29999923706055,19.29999923706055,19.29999923706055]
["10% PoE","N-1","CR",null,"MVA",{"$f":"F71","v":19.29999923706055},19.29999923706055,19.29999923706055,19.29999923706055,19.29999923706055,19.29999923706055,19.29999923706055,19.29999923706055,19.29999923706055,19.29999923706055,19.29999923706055,19.29999923706055,19.29999923706055,19.29999923706055,19.29999923706055,19.29999923706055,19.29999923706055,19.29999923706055,19.29999923706055,19.29999923706055,19.29999923706055,19.29999923706055,19.29999923706055,19.29999923706055,19.29999923706055,19.29999923706055,19.29999923706055]
["10% LAR","N",null,null,"Ratio Rating/Load",{"$f":"IF(F76=0,100,TRUNC(F77/F76,5))","v":2.5954700000000002},2.2757700000000001,1.35612,1.1289100000000001,0.88521000000000005,0.78852,0.75690999999999997,0.72743000000000002,0.69421999999999995,0.66313999999999995,0.63944999999999996,0.62051000000000001,0.62051000000000001,0.62051000000000001,0.62051000000000001,0.62051000000000001,0.62051000000000001,0.62051000000000001,0.62051000000000001,0.62051000000000001,0.62051000000000001,0.62051000000000001,0.62051000000000001,0.62051000000000001,0.62051000000000001,0.62051000000000001,0.62051000000000001]
["10% LAR","N-1",null,null,"Ratio Rating/Load",{"$f":"IF(F76=0,100,TRUNC(F78/F76,5))","v":2.5954700000000002},2.2757700000000001,1.35612,1.1289100000000001,0.88521000000000005,0.78852,0.75690999999999997,0.72743000000000002,0.69421999999999995,0.66313999999999995,0.63944999999999996,0.62051000000000001,0.62051000000000001,0.62051000000000001,0.62051000000000001,0.62051000000000001,0.62051000000000001,0.62051000000000001,0.62051000000000001,0.62051000000000001,0.62051000000000001,0.62051000000000001,0.62051000000000001,0.62051000000000001,0.62051000000000001,0.62051000000000001,0.62051000000000001]
["50% PoE","N",null,null,"EatR, MWhrs",{"$f":"IF(F72<1,F66*((SUMPRODUCT(('EaR MLN031'!$A$192:$A$20055)*('EaR MLN031'!$A$192:$A$20055>F72)))-F72*MATCH(F72,$A$192:$A$20055,-1)),0)","v":0},{"$f":"IF(G72<1,G66*((SUMPRODUCT(('EaR MLN031'!$A$192:$A$20055)*('EaR MLN031'!$A$192:$A$20055>G72)))-G72*MATCH(G72,$A$192:$A$20055,-1)),0)","v":0},{"$f":"IF(H72<1,H66*((SUMPRODUCT(('EaR MLN031'!$A$192:$A$20055)*('EaR MLN031'!$A$192:$A$20055>H72)))-H72*MATCH(H72,$A$192:$A$20055,-1)),0)","v":0},{"$f":"IF(I72<1,I66*((SUMPRODUCT(('EaR MLN031'!$A$192:$A$20055)*('EaR MLN031'!$A$192:$A$20055>I72)))-I72*MATCH(I72,$A$192:$A$20055,-1)),0)","v":0},{"$f":"IF(J72<1,J66*((SUMPRODUCT(('EaR MLN031'!$A$192:$A$20055)*('EaR MLN031'!$A$192:$A$20055>J72)))-J72*MATCH(J72,$A$192:$A$20055,-1)),0)","v":2.2998307109203457},{"$f":"IF(K72<1,K66*((SUMPRODUCT(('EaR MLN031'!$A$192:$A$20055)*('EaR MLN031'!$A$192:$A$20055>K72)))-K72*MATCH(K72,$A$192:$A$20055,-1)),0)","v":53.007870632175191},{"$f":"IF(L72<1,L66*((SUMPRODUCT(('EaR MLN031'!$A$192:$A$20055)*('EaR MLN031'!$A$192:$A$20055>L72)))-L72*MATCH(L72,$A$192:$A$20055,-1)),0)","v":97.371049452607636},{"$f":"IF(M72<1,M66*((SUMPRODUCT(('EaR MLN031'!$A$192:$A$20055)*('EaR MLN031'!$A$192:$A$20055>M72)))-M72*MATCH(M72,$A$192:$A$20055,-1)),0)","v":160.59689240210778},{"$f":"IF(N72<1,N66*((SUMPRODUCT(('EaR MLN031'!$A$192:$A$20055)*('EaR MLN031'!$A$192:$A$20055>N72)))-N72*MATCH(N72,$A$192:$A$20055,-1)),0)","v":257.91267149999902},{"$f":"IF(O72<1,O66*((SUMPRODUCT(('EaR MLN031'!$A$192:$A$20055)*('EaR MLN031'!$A$192:$A$20055>O72)))-O72*MATCH(O72,$A$192:$A$20055,-1)),0)","v":377.43627673622041},{"$f":"IF(P72<1,P66*((SUMPRODUCT(('EaR MLN031'!$A$192:$A$20055)*('EaR MLN031'!$A$192:$A$20055>P72)))-P72*MATCH(P72,$A$192:$A$20055,-1)),0)","v":493.43678851355884},{"$f":"IF(Q72<1,Q66*((SUMPRODUCT(('EaR MLN031'!$A$192:$A$20055)*('EaR MLN031'!$A$192:$A$20055>Q72)))-Q72*MATCH(Q72,$A$192:$A$20055,-1)),0)","v":602.80064266922761},{"$f":"IF(R72<1,R66*((SUMPRODUCT(('EaR MLN031'!$A$192:$A$20055)*('EaR MLN031'!$A$192:$A$20055>R72)))-R72*MATCH(R72,$A$192:$A$20055,-1)),0)","v":602.80064266922761},{"$f":"IF(S72<1,S66*((SUMPRODUCT(('EaR MLN031'!$A$192:$A$20055)*('EaR MLN031'!$A$192:$A$20055>S72)))-S72*MATCH(S72,$A$192:$A$20055,-1)),0)","v":602.80064266922761},{"$f":"IF(T72<1,T66*((SUMPRODUCT(('EaR MLN031'!$A$192:$A$20055)*('EaR MLN031'!$A$192:$A$20055>T72)))-T72*MATCH(T72,$A$192:$A$20055,-1)),0)","v":602.80064266922761},{"$f":"IF(U72<1,U66*((SUMPRODUCT(('EaR MLN031'!$A$192:$A$20055)*('EaR MLN031'!$A$192:$A$20055>U72)))-U72*MATCH(U72,$A$192:$A$20055,-1)),0)","v":602.80064266922761},{"$f":"IF(V72<1,V66*((SUMPRODUCT(('EaR MLN031'!$A$192:$A$20055)*('EaR MLN031'!$A$192:$A$20055>V72)))-V72*MATCH(V72,$A$192:$A$20055,-1)),0)","v":602.80064266922761},{"$f":"IF(W72<1,W66*((SUMPRODUCT(('EaR MLN031'!$A$192:$A$20055)*('EaR MLN031'!$A$192:$A$20055>W72)))-W72*MATCH(W72,$A$192:$A$20055,-1)),0)","v":602.80064266922761},{"$f":"IF(X72<1,X66*((SUMPRODUCT(('EaR MLN031'!$A$192:$A$20055)*('EaR MLN031'!$A$192:$A$20055>X72)))-X72*MATCH(X72,$A$192:$A$20055,-1)),0)","v":602.80064266922761},{"$f":"IF(Y72<1,Y66*((SUMPRODUCT(('EaR MLN031'!$A$192:$A$20055)*('EaR MLN031'!$A$192:$A$20055>Y72)))-Y72*MATCH(Y72,$A$192:$A$20055,-1)),0)","v":602.80064266922761},{"$f":"IF(Z72<1,Z66*((SUMPRODUCT(('EaR MLN031'!$A$192:$A$20055)*('EaR MLN031'!$A$192:$A$20055>Z72)))-Z72*MATCH(Z72,$A$192:$A$20055,-1)),0)","v":602.80064266922761},{"$f":"IF(AA72<1,AA66*((SUMPRODUCT(('EaR MLN031'!$A$192:$A$20055)*('EaR MLN031'!$A$192:$A$20055>AA72)))-AA72*MATCH(AA72,$A$192:$A$20055,-1)),0)","v":602.80064266922761},{"$f":"IF(AB72<1,AB66*((SUMPRODUCT(('EaR MLN031'!$A$192:$A$20055)*('EaR MLN031'!$A$192:$A$20055>AB72)))-AB72*MATCH(AB72,$A$192:$A$20055,-1)),0)","v":602.80064266922761},{"$f":"IF(AC72<1,AC66*((SUMPRODUCT(('EaR MLN031'!$A$192:$A$20055)*('EaR MLN031'!$A$192:$A$20055>AC72)))-AC72*MATCH(AC72,$A$192:$A$20055,-1)),0)","v":602.80064266922761},{"$f":"IF(AD72<1,AD66*((SUMPRODUCT(('EaR MLN031'!$A$192:$A$20055)*('EaR MLN031'!$A$192:$A$20055>AD72)))-AD72*MATCH(AD72,$A$192:$A$20055,-1)),0)","v":602.80064266922761},{"$f":"IF(AE72<1,AE66*((SUMPRODUCT(('EaR MLN031'!$A$192:$A$20055)*('EaR MLN031'!$A$192:$A$20055>AE72)))-AE72*MATCH(AE72,$A$192:$A$20055,-1)),0)","v":602.80064266922761},{"$f":"IF(AF72<1,AF66*((SUMPRODUCT(('EaR MLN031'!$A$192:$A$20055)*('EaR MLN031'!$A$192:$A$20055>AF72)))-AF72*MATCH(AF72,$A$192:$A$20055,-1)),0)","v":602.80064266922761}]
["50% PoE","N-1",null,null,"EatR, MWhrs",{"$f":"IF(F73<1,IF(F73=0,F64*SUMPRODUCT(('EaR MLN031'!$A$192:$A$20055)*('EaR MLN031'!$A$192:$A$20055>F73)),F66*(SUMPRODUCT(('EaR MLN031'!$A$192:$A$20055)*('EaR MLN031'!$A$192:$A$20055>F73))-F73*MATCH(F73,$A$192:$A$20055,-1)))-F81,0)","v":0},{"$f":"IF(G73<1,IF(G73=0,G64*SUMPRODUCT(('EaR MLN031'!$A$192:$A$20055)*('EaR MLN031'!$A$192:$A$20055>G73)),G66*(SUMPRODUCT(('EaR MLN031'!$A$192:$A$20055)*('EaR MLN031'!$A$192:$A$20055>G73))-G73*MATCH(G73,$A$192:$A$20055,-1)))-G81,0)","v":0},{"$f":"IF(H73<1,IF(H73=0,H64*SUMPRODUCT(('EaR MLN031'!$A$192:$A$20055)*('EaR MLN031'!$A$192:$A$20055>H73)),H66*(SUMPRODUCT(('EaR MLN031'!$A$192:$A$20055)*('EaR MLN031'!$A$192:$A$20055>H73))-H73*MATCH(H73,$A$192:$A$20055,-1)))-H81,0)","v":0},{"$f":"IF(I73<1,IF(I73=0,I64*SUMPRODUCT(('EaR MLN031'!$A$192:$A$20055)*('EaR MLN031'!$A$192:$A$20055>I73)),I66*(SUMPRODUCT(('EaR MLN031'!$A$192:$A$20055)*('EaR MLN031'!$A$192:$A$20055>I73))-I73*MATCH(I73,$A$192:$A$20055,-1)))-I81,0)","v":0},{"$f":"IF(J73<1,IF(J73=0,J64*SUMPRODUCT(('EaR MLN031'!$A$192:$A$20055)*('EaR MLN031'!$A$192:$A$20055>J73)),J66*(SUMPRODUCT(('EaR MLN031'!$A$192:$A$20055)*('EaR MLN031'!$A$192:$A$20055>J73))-J73*MATCH(J73,$A$192:$A$20055,-1)))-J81,0)","v":0},{"$f":"IF(K73<1,IF(K73=0,K64*SUMPRODUCT(('EaR MLN031'!$A$192:$A$20055)*('EaR MLN031'!$A$192:$A$20055>K73)),K66*(SUMPRODUCT(('EaR MLN031'!$A$192:$A$20055)*('EaR MLN031'!$A$192:$A$20055>K73))-K73*MATCH(K73,$A$192:$A$20055,-1)))-K81,0)","v":0},{"$f":"IF(L73<1,IF(L73=0,L64*SUMPRODUCT(('EaR MLN031'!$A$192:$A$20055)*('EaR MLN031'!$A$192:$A$20055>L73)),L66*(SUMPRODUCT(('EaR MLN031'!$A$192:$A$20055)*('EaR MLN031'!$A$192:$A$20055>L73))-L73*MATCH(L73,$A$192:$A$20055,-1)))-L81,0)","v":0},{"$f":"IF(M73<1,IF(M73=0,M64*SUMPRODUCT(('EaR MLN031'!$A$192:$A$20055)*('EaR MLN031'!$A$192:$A$20055>M73)),M66*(SUMPRODUCT(('EaR MLN031'!$A$192:$A$20055)*('EaR MLN031'!$A$192:$A$20055>M73))-M73*MATCH(M73,$A$192:$A$20055,-1)))-M81,0)","v":0},{"$f":"IF(N73<1,IF(N73=0,N64*SUMPRODUCT(('EaR MLN031'!$A$192:$A$20055)*('EaR MLN031'!$A$192:$A$20055>N73)),N66*(SUMPRODUCT(('EaR MLN031'!$A$192:$A$20055)*('EaR MLN031'!$A$192:$A$20055>N73))-N73*MATCH(N73,$A$192:$A$20055,-1)))-N81,0)","v":0},{"$f":"IF(O73<1,IF(O73=0,O64*SUMPRODUCT(('EaR MLN031'!$A$192:$A$20055)*('EaR MLN031'!$A$192:$A$20055>O73)),O66*(SUMPRODUCT(('EaR MLN031'!$A$192:$A$20055)*('EaR MLN031'!$A$192:$A$20055>O73))-O73*MATCH(O73,$A$192:$A$20055,-1)))-O81,0)","v":0},{"$f":"IF(P73<1,IF(P73=0,P64*SUMPRODUCT(('EaR MLN031'!$A$192:$A$20055)*('EaR MLN031'!$A$192:$A$20055>P73)),P66*(SUMPRODUCT(('EaR MLN031'!$A$192:$A$20055)*('EaR MLN031'!$A$192:$A$20055>P73))-P73*MATCH(P73,$A$192:$A$20055,-1)))-P81,0)","v":0},{"$f":"IF(Q73<1,IF(Q73=0,Q64*SUMPRODUCT(('EaR MLN031'!$A$192:$A$20055)*('EaR MLN031'!$A$192:$A$20055>Q73)),Q66*(SUMPRODUCT(('EaR MLN031'!$A$192:$A$20055)*('EaR MLN031'!$A$192:$A$20055>Q73))-Q73*MATCH(Q73,$A$192:$A$20055,-1)))-Q81,0)","v":0},{"$f":"IF(R73<1,IF(R73=0,R64*SUMPRODUCT(('EaR MLN031'!$A$192:$A$20055)*('EaR MLN031'!$A$192:$A$20055>R73)),R66*(SUMPRODUCT(('EaR MLN031'!$A$192:$A$20055)*('EaR MLN031'!$A$192:$A$20055>R73))-R73*MATCH(R73,$A$192:$A$20055,-1)))-R81,0)","v":0},{"$f":"IF(S73<1,IF(S73=0,S64*SUMPRODUCT(('EaR MLN031'!$A$192:$A$20055)*('EaR MLN031'!$A$192:$A$20055>S73)),S66*(SUMPRODUCT(('EaR MLN031'!$A$192:$A$20055)*('EaR MLN031'!$A$192:$A$20055>S73))-S73*MATCH(S73,$A$192:$A$20055,-1)))-S81,0)","v":0},{"$f":"IF(T73<1,IF(T73=0,T64*SUMPRODUCT(('EaR MLN031'!$A$192:$A$20055)*('EaR MLN031'!$A$192:$A$20055>T73)),T66*(SUMPRODUCT(('EaR MLN031'!$A$192:$A$20055)*('EaR MLN031'!$A$192:$A$20055>T73))-T73*MATCH(T73,$A$192:$A$20055,-1)))-T81,0)","v":0},{"$f":"IF(U73<1,IF(U73=0,U64*SUMPRODUCT(('EaR MLN031'!$A$192:$A$20055)*('EaR MLN031'!$A$192:$A$20055>U73)),U66*(SUMPRODUCT(('EaR MLN031'!$A$192:$A$20055)*('EaR MLN031'!$A$192:$A$20055>U73))-U73*MATCH(U73,$A$192:$A$20055,-1)))-U81,0)","v":0},{"$f":"IF(V73<1,IF(V73=0,V64*SUMPRODUCT(('EaR MLN031'!$A$192:$A$20055)*('EaR MLN031'!$A$192:$A$20055>V73)),V66*(SUMPRODUCT(('EaR MLN031'!$A$192:$A$20055)*('EaR MLN031'!$A$192:$A$20055>V73))-V73*MATCH(V73,$A$192:$A$20055,-1)))-V81,0)","v":0},{"$f":"IF(W73<1,IF(W73=0,W64*SUMPRODUCT(('EaR MLN031'!$A$192:$A$20055)*('EaR MLN031'!$A$192:$A$20055>W73)),W66*(SUMPRODUCT(('EaR MLN031'!$A$192:$A$20055)*('EaR MLN031'!$A$192:$A$20055>W73))-W73*MATCH(W73,$A$192:$A$20055,-1)))-W81,0)","v":0},{"$f":"IF(X73<1,IF(X73=0,X64*SUMPRODUCT(('EaR MLN031'!$A$192:$A$20055)*('EaR MLN031'!$A$192:$A$20055>X73)),X66*(SUMPRODUCT(('EaR MLN031'!$A$192:$A$20055)*('EaR MLN031'!$A$192:$A$20055>X73))-X73*MATCH(X73,$A$192:$A$20055,-1)))-X81,0)","v":0},{"$f":"IF(Y73<1,IF(Y73=0,Y64*SUMPRODUCT(('EaR MLN031'!$A$192:$A$20055)*('EaR MLN031'!$A$192:$A$20055>Y73)),Y66*(SUMPRODUCT(('EaR MLN031'!$A$192:$A$20055)*('EaR MLN031'!$A$192:$A$20055>Y73))-Y73*MATCH(Y73,$A$192:$A$20055,-1)))-Y81,0)","v":0},{"$f":"IF(Z73<1,IF(Z73=0,Z64*SUMPRODUCT(('EaR MLN031'!$A$192:$A$20055)*('EaR MLN031'!$A$192:$A$20055>Z73)),Z66*(SUMPRODUCT(('EaR MLN031'!$A$192:$A$20055)*('EaR MLN031'!$A$192:$A$20055>Z73))-Z73*MATCH(Z73,$A$192:$A$20055,-1)))-Z81,0)","v":0},{"$f":"IF(AA73<1,IF(AA73=0,AA64*SUMPRODUCT(('EaR MLN031'!$A$192:$A$20055)*('EaR MLN031'!$A$192:$A$20055>AA73)),AA66*(SUMPRODUCT(('EaR MLN031'!$A$192:$A$20055)*('EaR MLN031'!$A$192:$A$20055>AA73))-AA73*MATCH(AA73,$A$192:$A$20055,-1)))-AA81,0)","v":0},{"$f":"IF(AB73<1,IF(AB73=0,AB64*SUMPRODUCT(('EaR MLN031'!$A$192:$A$20055)*('EaR MLN031'!$A$192:$A$20055>AB73)),AB66*(SUMPRODUCT(('EaR MLN031'!$A$192:$A$20055)*('EaR MLN031'!$A$192:$A$20055>AB73))-AB73*MATCH(AB73,$A$192:$A$20055,-1)))-AB81,0)","v":0},{"$f":"IF(AC73<1,IF(AC73=0,AC64*SUMPRODUCT(('EaR MLN031'!$A$192:$A$20055)*('EaR MLN031'!$A$192:$A$20055>AC73)),AC66*(SUMPRODUCT(('EaR MLN031'!$A$192:$A$20055)*('EaR MLN031'!$A$192:$A$20055>AC73))-AC73*MATCH(AC73,$A$192:$A$20055,-1)))-AC81,0)","v":0},{"$f":"IF(AD73<1,IF(AD73=0,AD64*SUMPRODUCT(('EaR MLN031'!$A$192:$A$20055)*('EaR MLN031'!$A$192:$A$20055>AD73)),AD66*(SUMPRODUCT(('EaR MLN031'!$A$192:$A$20055)*('EaR MLN031'!$A$192:$A$20055>AD73))-AD73*MATCH(AD73,$A$192:$A$20055,-1)))-AD81,0)","v":0},{"$f":"IF(AE73<1,IF(AE73=0,AE64*SUMPRODUCT(('EaR MLN031'!$A$192:$A$20055)*('EaR MLN031'!$A$192:$A$20055>AE73)),AE66*(SUMPRODUCT(('EaR MLN031'!$A$192:$A$20055)*('EaR MLN031'!$A$192:$A$20055>AE73))-AE73*MATCH(AE73,$A$192:$A$20055,-1)))-AE81,0)","v":0},{"$f":"IF(AF73<1,IF(AF73=0,AF64*SUMPRODUCT(('EaR MLN031'!$A$192:$A$20055)*('EaR MLN031'!$A$192:$A$20055>AF73)),AF66*(SUMPRODUCT(('EaR MLN031'!$A$192:$A$20055)*('EaR MLN031'!$A$192:$A$20055>AF73))-AF73*MATCH(AF73,$A$192:$A$20055,-1)))-AF81,0)","v":0}]
["10% LAR","N",null,null,"EatR, MWhrs",{"$f":"IF(F79<1,F66*$C$76*((SUMPRODUCT(('EaR MLN031'!$A$192:$A$20055)*('EaR MLN031'!$A$192:$A$20055>F79)))-F79*MATCH(F79,$A$192:$A$20055,-1)),0)","v":0},{"$f":"IF(G79<1,G66*$C$76*((SUMPRODUCT(('EaR MLN031'!$A$192:$A$20055)*('EaR MLN031'!$A$192:$A$20055>G79)))-G79*MATCH(G79,$A$192:$A$20055,-1)),0)","v":0},{"$f":"IF(H79<1,H66*$C$76*((SUMPRODUCT(('EaR MLN031'!$A$192:$A$20055)*('EaR MLN031'!$A$192:$A$20055>H79)))-H79*MATCH(H79,$A$192:$A$20055,-1)),0)","v":0},{"$f":"IF(I79<1,I66*$C$76*((SUMPRODUCT(('EaR MLN031'!$A$192:$A$20055)*('EaR MLN031'!$A$192:$A$20055>I79)))-I79*MATCH(I79,$A$192:$A$20055,-1)),0)","v":0},{"$f":"IF(J79<1,J66*$C$76*((SUMPRODUCT(('EaR MLN031'!$A$192:$A$20055)*('EaR MLN031'!$A$192:$A$20055>J79)))-J79*MATCH(J79,$A$192:$A$20055,-1)),0)","v":34.182920685644618},{"$f":"IF(K79<1,K66*$C$76*((SUMPRODUCT(('EaR MLN031'!$A$192:$A$20055)*('EaR MLN031'!$A$192:$A$20055>K79)))-K79*MATCH(K79,$A$192:$A$20055,-1)),0)","v":177.82828880553922},{"$f":"IF(L79<1,L66*$C$76*((SUMPRODUCT(('EaR MLN031'!$A$192:$A$20055)*('EaR MLN031'!$A$192:$A$20055>L79)))-L79*MATCH(L79,$A$192:$A$20055,-1)),0)","v":265.50817694221917},{"$f":"IF(M79<1,M66*$C$76*((SUMPRODUCT(('EaR MLN031'!$A$192:$A$20055)*('EaR MLN031'!$A$192:$A$20055>M79)))-M79*MATCH(M79,$A$192:$A$20055,-1)),0)","v":369.19425158761487},{"$f":"IF(N79<1,N66*$C$76*((SUMPRODUCT(('EaR MLN031'!$A$192:$A$20055)*('EaR MLN031'!$A$192:$A$20055>N79)))-N79*MATCH(N79,$A$192:$A$20055,-1)),0)","v":519.52404595381813},{"$f":"IF(O79<1,O66*$C$76*((SUMPRODUCT(('EaR MLN031'!$A$192:$A$20055)*('EaR MLN031'!$A$192:$A$20055>O79)))-O79*MATCH(O79,$A$192:$A$20055,-1)),0)","v":699.81235028512708},{"$f":"IF(P79<1,P66*$C$76*((SUMPRODUCT(('EaR MLN031'!$A$192:$A$20055)*('EaR MLN031'!$A$192:$A$20055>P79)))-P79*MATCH(P79,$A$192:$A$20055,-1)),0)","v":880.81429107813017},{"$f":"IF(Q79<1,Q66*$C$76*((SUMPRODUCT(('EaR MLN031'!$A$192:$A$20055)*('EaR MLN031'!$A$192:$A$20055>Q79)))-Q79*MATCH(Q79,$A$192:$A$20055,-1)),0)","v":1060.577577010348},{"$f":"IF(R79<1,R66*$C$76*((SUMPRODUCT(('EaR MLN031'!$A$192:$A$20055)*('EaR MLN031'!$A$192:$A$20055>R79)))-R79*MATCH(R79,$A$192:$A$20055,-1)),0)","v":1060.577577010348},{"$f":"IF(S79<1,S66*$C$76*((SUMPRODUCT(('EaR MLN031'!$A$192:$A$20055)*('EaR MLN031'!$A$192:$A$20055>S79)))-S79*MATCH(S79,$A$192:$A$20055,-1)),0)","v":1060.577577010348},{"$f":"IF(T79<1,T66*$C$76*((SUMPRODUCT(('EaR MLN031'!$A$192:$A$20055)*('EaR MLN031'!$A$192:$A$20055>T79)))-T79*MATCH(T79,$A$192:$A$20055,-1)),0)","v":1060.577577010348},{"$f":"IF(U79<1,U66*$C$76*((SUMPRODUCT(('EaR MLN031'!$A$192:$A$20055)*('EaR MLN031'!$A$192:$A$20055>U79)))-U79*MATCH(U79,$A$192:$A$20055,-1)),0)","v":1060.577577010348},{"$f":"IF(V79<1,V66*$C$76*((SUMPRODUCT(('EaR MLN031'!$A$192:$A$20055)*('EaR MLN031'!$A$192:$A$20055>V79)))-V79*MATCH(V79,$A$192:$A$20055,-1)),0)","v":1060.577577010348},{"$f":"IF(W79<1,W66*$C$76*((SUMPRODUCT(('EaR MLN031'!$A$192:$A$20055)*('EaR MLN031'!$A$192:$A$20055>W79)))-W79*MATCH(W79,$A$192:$A$20055,-1)),0)","v":1060.577577010348},{"$f":"IF(X79<1,X66*$C$76*((SUMPRODUCT(('EaR MLN031'!$A$192:$A$20055)*('EaR MLN031'!$A$192:$A$20055>X79)))-X79*MATCH(X79,$A$192:$A$20055,-1)),0)","v":1060.577577010348},{"$f":"IF(Y79<1,Y66*$C$76*((SUMPRODUCT(('EaR MLN031'!$A$192:$A$20055)*('EaR MLN031'!$A$192:$A$20055>Y79)))-Y79*MATCH(Y79,$A$192:$A$20055,-1)),0)","v":1060.577577010348},{"$f":"IF(Z79<1,Z66*$C$76*((SUMPRODUCT(('EaR MLN031'!$A$192:$A$20055)*('EaR MLN031'!$A$192:$A$20055>Z79)))-Z79*MATCH(Z79,$A$192:$A$20055,-1)),0)","v":1060.577577010348},{"$f":"IF(AA79<1,AA66*$C$76*((SUMPRODUCT(('EaR MLN031'!$A$192:$A$20055)*('EaR MLN031'!$A$192:$A$20055>AA79)))-AA79*MATCH(AA79,$A$192:$A$20055,-1)),0)","v":1060.577577010348},{"$f":"IF(AB79<1,AB66*$C$76*((SUMPRODUCT(('EaR MLN031'!$A$192:$A$20055)*('EaR MLN031'!$A$192:$A$20055>AB79)))-AB79*MATCH(AB79,$A$192:$A$20055,-1)),0)","v":1060.577577010348},{"$f":"IF(AC79<1,AC66*$C$76*((SUMPRODUCT(('EaR MLN031'!$A$192:$A$20055)*('EaR MLN031'!$A$192:$A$20055>AC79)))-AC79*MATCH(AC79,$A$192:$A$20055,-1)),0)","v":1060.577577010348},{"$f":"IF(AD79<1,AD66*$C$76*((SUMPRODUCT(('EaR MLN031'!$A$192:$A$20055)*('EaR MLN031'!$A$192:$A$20055>AD79)))-AD79*MATCH(AD79,$A$192:$A$20055,-1)),0)","v":1060.577577010348},{"$f":"IF(AE79<1,AE66*$C$76*((SUMPRODUCT(('EaR MLN031'!$A$192:$A$20055)*('EaR MLN031'!$A$192:$A$20055>AE79)))-AE79*MATCH(AE79,$A$192:$A$20055,-1)),0)","v":1060.577577010348},{"$f":"IF(AF79<1,AF66*$C$76*((SUMPRODUCT(('EaR MLN031'!$A$192:$A$20055)*('EaR MLN031'!$A$192:$A$20055>AF79)))-AF79*MATCH(AF79,$A$192:$A$20055,-1)),0)","v":1060.577577010348}]
["10% LAR","N-1",null,null,"EatR, MWhrs",{"$f":"IF(F80<1,IF(F80=0,F66*$C$76*SUMPRODUCT(('EaR MLN031'!$A$192:$A$20055)*('EaR MLN031'!$A$192:$A$20055>F80)),F68*$C$76*(SUMPRODUCT(('EaR MLN031'!$A$192:$A$20055)*('EaR MLN031'!$A$192:$A$20055>F80))-F80*MATCH(F80,$A$192:$A$20055,-1)))-F83,0)","v":0},{"$f":"IF(G80<1,IF(G80=0,G66*$C$76*SUMPRODUCT(('EaR MLN031'!$A$192:$A$20055)*('EaR MLN031'!$A$192:$A$20055>G80)),G68*$C$76*(SUMPRODUCT(('EaR MLN031'!$A$192:$A$20055)*('EaR MLN031'!$A$192:$A$20055>G80))-G80*MATCH(G80,$A$192:$A$20055,-1)))-G83,0)","v":0},{"$f":"IF(H80<1,IF(H80=0,H66*$C$76*SUMPRODUCT(('EaR MLN031'!$A$192:$A$20055)*('EaR MLN031'!$A$192:$A$20055>H80)),H68*$C$76*(SUMPRODUCT(('EaR MLN031'!$A$192:$A$20055)*('EaR MLN031'!$A$192:$A$20055>H80))-H80*MATCH(H80,$A$192:$A$20055,-1)))-H83,0)","v":0},{"$f":"IF(I80<1,IF(I80=0,I66*$C$76*SUMPRODUCT(('EaR MLN031'!$A$192:$A$20055)*('EaR MLN031'!$A$192:$A$20055>I80)),I68*$C$76*(SUMPRODUCT(('EaR MLN031'!$A$192:$A$20055)*('EaR MLN031'!$A$192:$A$20055>I80))-I80*MATCH(I80,$A$192:$A$20055,-1)))-I83,0)","v":0},{"$f":"IF(J80<1,IF(J80=0,J66*$C$76*SUMPRODUCT(('EaR MLN031'!$A$192:$A$20055)*('EaR MLN031'!$A$192:$A$20055>J80)),J68*$C$76*(SUMPRODUCT(('EaR MLN031'!$A$192:$A$20055)*('EaR MLN031'!$A$192:$A$20055>J80))-J80*MATCH(J80,$A$192:$A$20055,-1)))-J83,0)","v":0.91902849405869347},{"$f":"IF(K80<1,IF(K80=0,K66*$C$76*SUMPRODUCT(('EaR MLN031'!$A$192:$A$20055)*('EaR MLN031'!$A$192:$A$20055>K80)),K68*$C$76*(SUMPRODUCT(('EaR MLN031'!$A$192:$A$20055)*('EaR MLN031'!$A$192:$A$20055>K80))-K80*MATCH(K80,$A$192:$A$20055,-1)))-K83,0)","v":4.7810210825730337},{"$f":"IF(L80<1,IF(L80=0,L66*$C$76*SUMPRODUCT(('EaR MLN031'!$A$192:$A$20055)*('EaR MLN031'!$A$192:$A$20055>L80)),L68*$C$76*(SUMPRODUCT(('EaR MLN031'!$A$192:$A$20055)*('EaR MLN031'!$A$192:$A$20055>L80))-L80*MATCH(L80,$A$192:$A$20055,-1)))-L83,0)","v":7.1383478977544428},{"$f":"IF(M80<1,IF(M80=0,M66*$C$76*SUMPRODUCT(('EaR MLN031'!$A$192:$A$20055)*('EaR MLN031'!$A$192:$A$20055>M80)),M68*$C$76*(SUMPRODUCT(('EaR MLN031'!$A$192:$A$20055)*('EaR MLN031'!$A$192:$A$20055>M80))-M80*MATCH(M80,$A$192:$A$20055,-1)))-M83,0)","v":9.9260107166379612},{"$f":"IF(N80<1,IF(N80=0,N66*$C$76*SUMPRODUCT(('EaR MLN031'!$A$192:$A$20055)*('EaR MLN031'!$A$192:$A$20055>N80)),N68*$C$76*(SUMPRODUCT(('EaR MLN031'!$A$192:$A$20055)*('EaR MLN031'!$A$192:$A$20055>N80))-N80*MATCH(N80,$A$192:$A$20055,-1)))-N83,0)","v":13.967718147054939},{"$f":"IF(O80<1,IF(O80=0,O66*$C$76*SUMPRODUCT(('EaR MLN031'!$A$192:$A$20055)*('EaR MLN031'!$A$192:$A$20055>O80)),O68*$C$76*(SUMPRODUCT(('EaR MLN031'!$A$192:$A$20055)*('EaR MLN031'!$A$192:$A$20055>O80))-O80*MATCH(O80,$A$192:$A$20055,-1)))-O83,0)","v":18.814878234682624},{"$f":"IF(P80<1,IF(P80=0,P66*$C$76*SUMPRODUCT(('EaR MLN031'!$A$192:$A$20055)*('EaR MLN031'!$A$192:$A$20055>P80)),P68*$C$76*(SUMPRODUCT(('EaR MLN031'!$A$192:$A$20055)*('EaR MLN031'!$A$192:$A$20055>P80))-P80*MATCH(P80,$A$192:$A$20055,-1)))-P83,0)","v":23.681224870139999},{"$f":"IF(Q80<1,IF(Q80=0,Q66*$C$76*SUMPRODUCT(('EaR MLN031'!$A$192:$A$20055)*('EaR MLN031'!$A$192:$A$20055>Q80)),Q68*$C$76*(SUMPRODUCT(('EaR MLN031'!$A$192:$A$20055)*('EaR MLN031'!$A$192:$A$20055>Q80))-Q80*MATCH(Q80,$A$192:$A$20055,-1)))-Q83,0)","v":28.51426952061388},{"$f":"IF(R80<1,IF(R80=0,R66*$C$76*SUMPRODUCT(('EaR MLN031'!$A$192:$A$20055)*('EaR MLN031'!$A$192:$A$20055>R80)),R68*$C$76*(SUMPRODUCT(('EaR MLN031'!$A$192:$A$20055)*('EaR MLN031'!$A$192:$A$20055>R80))-R80*MATCH(R80,$A$192:$A$20055,-1)))-R83,0)","v":28.51426952061388},{"$f":"IF(S80<1,IF(S80=0,S66*$C$76*SUMPRODUCT(('EaR MLN031'!$A$192:$A$20055)*('EaR MLN031'!$A$192:$A$20055>S80)),S68*$C$76*(SUMPRODUCT(('EaR MLN031'!$A$192:$A$20055)*('EaR MLN031'!$A$192:$A$20055>S80))-S80*MATCH(S80,$A$192:$A$20055,-1)))-S83,0)","v":28.51426952061388},{"$f":"IF(T80<1,IF(T80=0,T66*$C$76*SUMPRODUCT(('EaR MLN031'!$A$192:$A$20055)*('EaR MLN031'!$A$192:$A$20055>T80)),T68*$C$76*(SUMPRODUCT(('EaR MLN031'!$A$192:$A$20055)*('EaR MLN031'!$A$192:$A$20055>T80))-T80*MATCH(T80,$A$192:$A$20055,-1)))-T83,0)","v":28.51426952061388},{"$f":"IF(U80<1,IF(U80=0,U66*$C$76*SUMPRODUCT(('EaR MLN031'!$A$192:$A$20055)*('EaR MLN031'!$A$192:$A$20055>U80)),U68*$C$76*(SUMPRODUCT(('EaR MLN031'!$A$192:$A$20055)*('EaR MLN031'!$A$192:$A$20055>U80))-U80*MATCH(U80,$A$192:$A$20055,-1)))-U83,0)","v":28.51426952061388},{"$f":"IF(V80<1,IF(V80=0,V66*$C$76*SUMPRODUCT(('EaR MLN031'!$A$192:$A$20055)*('EaR MLN031'!$A$192:$A$20055>V80)),V68*$C$76*(SUMPRODUCT(('EaR MLN031'!$A$192:$A$20055)*('EaR MLN031'!$A$192:$A$20055>V80))-V80*MATCH(V80,$A$192:$A$20055,-1)))-V83,0)","v":28.51426952061388},{"$f":"IF(W80<1,IF(W80=0,W66*$C$76*SUMPRODUCT(('EaR MLN031'!$A$192:$A$20055)*('EaR MLN031'!$A$192:$A$20055>W80)),W68*$C$76*(SUMPRODUCT(('EaR MLN031'!$A$192:$A$20055)*('EaR MLN031'!$A$192:$A$20055>W80))-W80*MATCH(W80,$A$192:$A$20055,-1)))-W83,0)","v":28.51426952061388},{"$f":"IF(X80<1,IF(X80=0,X66*$C$76*SUMPRODUCT(('EaR MLN031'!$A$192:$A$20055)*('EaR MLN031'!$A$192:$A$20055>X80)),X68*$C$76*(SUMPRODUCT(('EaR MLN031'!$A$192:$A$20055)*('EaR MLN031'!$A$192:$A$20055>X80))-X80*MATCH(X80,$A$192:$A$20055,-1)))-X83,0)","v":28.51426952061388},{"$f":"IF(Y80<1,IF(Y80=0,Y66*$C$76*SUMPRODUCT(('EaR MLN031'!$A$192:$A$20055)*('EaR MLN031'!$A$192:$A$20055>Y80)),Y68*$C$76*(SUMPRODUCT(('EaR MLN031'!$A$192:$A$20055)*('EaR MLN031'!$A$192:$A$20055>Y80))-Y80*MATCH(Y80,$A$192:$A$20055,-1)))-Y83,0)","v":28.51426952061388},{"$f":"IF(Z80<1,IF(Z80=0,Z66*$C$76*SUMPRODUCT(('EaR MLN031'!$A$192:$A$20055)*('EaR MLN031'!$A$192:$A$20055>Z80)),Z68*$C$76*(SUMPRODUCT(('EaR MLN031'!$A$192:$A$20055)*('EaR MLN031'!$A$192:$A$20055>Z80))-Z80*MATCH(Z80,$A$192:$A$20055,-1)))-Z83,0)","v":28.51426952061388},{"$f":"IF(AA80<1,IF(AA80=0,AA66*$C$76*SUMPRODUCT(('EaR MLN031'!$A$192:$A$20055)*('EaR MLN031'!$A$192:$A$20055>AA80)),AA68*$C$76*(SUMPRODUCT(('EaR MLN031'!$A$192:$A$20055)*('EaR MLN031'!$A$192:$A$20055>AA80))-AA80*MATCH(AA80,$A$192:$A$20055,-1)))-AA83,0)","v":28.51426952061388},{"$f":"IF(AB80<1,IF(AB80=0,AB66*$C$76*SUMPRODUCT(('EaR MLN031'!$A$192:$A$20055)*('EaR MLN031'!$A$192:$A$20055>AB80)),AB68*$C$76*(SUMPRODUCT(('EaR MLN031'!$A$192:$A$20055)*('EaR MLN031'!$A$192:$A$20055>AB80))-AB80*MATCH(AB80,$A$192:$A$20055,-1)))-AB83,0)","v":28.51426952061388},{"$f":"IF(AC80<1,IF(AC80=0,AC66*$C$76*SUMPRODUCT(('EaR MLN031'!$A$192:$A$20055)*('EaR MLN031'!$A$192:$A$20055>AC80)),AC68*$C$76*(SUMPRODUCT(('EaR MLN031'!$A$192:$A$20055)*('EaR MLN031'!$A$192:$A$20055>AC80))-AC80*MATCH(AC80,$A$192:$A$20055,-1)))-AC83,0)","v":28.51426952061388},{"$f":"IF(AD80<1,IF(AD80=0,AD66*$C$76*SUMPRODUCT(('EaR MLN031'!$A$192:$A$20055)*('EaR MLN031'!$A$192:$A$20055>AD80)),AD68*$C$76*(SUMPRODUCT(('EaR MLN031'!$A$192:$A$20055)*('EaR MLN031'!$A$192:$A$20055>AD80))-AD80*MATCH(AD80,$A$192:$A$20055,-1)))-AD83,0)","v":28.51426952061388},{"$f":"IF(AE80<1,IF(AE80=0,AE66*$C$76*SUMPRODUCT(('EaR MLN031'!$A$192:$A$20055)*('EaR MLN031'!$A$192:$A$20055>AE80)),AE68*$C$76*(SUMPRODUCT(('EaR MLN031'!$A$192:$A$20055)*('EaR MLN031'!$A$192:$A$20055>AE80))-AE80*MATCH(AE80,$A$192:$A$20055,-1)))-AE83,0)","v":28.51426952061388},{"$f":"IF(AF80<1,IF(AF80=0,AF66*$C$76*SUMPRODUCT(('EaR MLN031'!$A$192:$A$20055)*('EaR MLN031'!$A$192:$A$20055>AF80)),AF68*$C$76*(SUMPRODUCT(('EaR MLN031'!$A$192:$A$20055)*('EaR MLN031'!$A$192:$A$20055>AF80))-AF80*MATCH(AF80,$A$192:$A$20055,-1)))-AF83,0)","v":28.51426952061388}]
["No of Tx",null,null,null,null,{"$f":"'EaR MLN031'!F23","v":1},{"$f":"F85","v":1},1,1,1,1,1,1,1,1,1,1,1,1,1,1,1,1,1,1,1,1,1,1,1,1,1]
["50% PoE","N",1,null,"EEatR, MWhrs",{"$f":"F81*$C86","v":0},0,0,0,2.2998307109203457,53.007870632175191,97.371049452607636,160.59689240210778,257.91267149999902,377.43627673622041,493.43678851355884,602.80064266922761,602.80064266922761,602.80064266922761,602.80064266922761,602.80064266922761,602.80064266922761,602.80064266922761,602.80064266922761,602.80064266922761,602.80064266922761,602.80064266922761,602.80064266922761,602.80064266922761,602.80064266922761,602.80064266922761,602.80064266922761]
["50% PoE","N-1",null,null,"EEatR, MWhrs",{"$f":"F82*$C64*F85","v":0},0,0,0,0,0,0,0,0,0,0,0,0,0,0,0,0,0,0,0,0,0,0,0,0,0,0]
["10% LAR","N",1,null,"EEatR, MWhrs",{"$f":"F83*$C88","v":0},0,0,0,34.182920685644618,177.82828880553922,265.50817694221917,369.19425158761487,519.52404595381813,699.81235028512708,880.81429107813017,1060.577577010348,1060.577577010348,1060.577577010348,1060.577577010348,1060.577577010348,1060.577577010348,1060.577577010348,1060.577577010348,1060.577577010348,1060.577577010348,1060.577577010348,1060.577577010348,1060.577577010348,1060.577577010348,1060.577577010348,1060.577577010348]
["10% LAR","N-1",{"$f":"C64","v":3.744292237442922E-2},null,"EEatR, MWhrs",{"$f":"F84*$C89*F85","v":0},0,0,0,3.4411112562928246E-2,0.17901540126529167,0.26728060621728961,0.37165884875082772,0.52299218632808442,0.70448402522555942,0.88669426454405464,1.0676575802238986,1.0676575802238986,1.0676575802238986,1.0676575802238986,1.0676575802238986,1.0676575802238986,1.0676575802238986,1.0676575802238986,1.0676575802238986,1.0676575802238986,1.0676575802238986,1.0676575802238986,1.0676575802238986,1.0676575802238986,1.0676575802238986,1.0676575802238986]
[]
[]
[]
[]
[]
[]
["MLN021","50% PoE",{"$f":"EXP((1/11)*LN(Q96/F96))-1","v":0.14218625177811739},null,"MW",{"$f":"IF($B$65=\"OFF\",'EaR MLN031'!F35,'EaR MLN031'!F39)","v":6.3399999141693115},{"$f":"IF($B$65=\"OFF\",'EaR MLN031'!G35,'EaR MLN031'!G39)","v":8.5199999809265101},{"$f":"IF($B$65=\"OFF\",'EaR MLN031'!H35,'EaR MLN031'!H39)","v":11.840000152587891},{"$f":"IF($B$65=\"OFF\",'EaR MLN031'!I35,'EaR MLN031'!I39)","v":14.240000247955326},{"$f":"IF($B$65=\"OFF\",'EaR MLN031'!J35,'EaR MLN031'!J39)","v":17.535000324249271},{"$f":"IF($B$65=\"OFF\",'EaR MLN031'!K35,'EaR MLN031'!K39)","v":20.60000038146973},{"$f":"IF($B$65=\"OFF\",'EaR MLN031'!L35,'EaR MLN031'!L39)","v":21.77500057220459},{"$f":"IF($B$65=\"OFF\",'EaR MLN031'!M35,'EaR MLN031'!M39)","v":22.86500072479248},{"$f":"IF($B$65=\"OFF\",'EaR MLN031'!N35,'EaR MLN031'!N39)","v":24.045000076293945},{"$f":"IF($B$65=\"OFF\",'EaR MLN031'!O35,'EaR MLN031'!O39)","v":25.239999771118161},{"$f":"IF($B$65=\"OFF\",'EaR MLN031'!P35,'EaR MLN031'!P39)","v":26.350000381469727},{"$f":"IF($B$65=\"OFF\",'EaR MLN031'!Q35,'EaR MLN031'!Q39)","v":27.36500072479248},{"$f":"IF($B$65=\"OFF\",'EaR MLN031'!R35,'EaR MLN031'!R39)","v":27.36500072479248},{"$f":"IF($B$65=\"OFF\",'EaR MLN031'!S35,'EaR MLN031'!S39)","v":27.36500072479248},{"$f":"IF($B$65=\"OFF\",'EaR MLN031'!T35,'EaR MLN031'!T39)","v":27.36500072479248},{"$f":"IF($B$65=\"OFF\",'EaR MLN031'!U35,'EaR MLN031'!U39)","v":27.36500072479248},{"$f":"IF($B$65=\"OFF\",'EaR MLN031'!V35,'EaR MLN031'!V39)","v":27.36500072479248},{"$f":"IF($B$65=\"OFF\",'EaR MLN031'!W35,'EaR MLN031'!W39)","v":27.36500072479248},{"$f":"IF($B$65=\"OFF\",'EaR MLN031'!X35,'EaR MLN031'!X39)","v":27.36500072479248},{"$f":"IF($B$65=\"OFF\",'EaR MLN031'!Y35,'EaR MLN031'!Y39)","v":27.36500072479248},{"$f":"IF($B$65=\"OFF\",'EaR MLN031'!Z35,'EaR MLN031'!Z39)","v":27.36500072479248},{"$f":"IF($B$65=\"OFF\",'EaR MLN031'!AA35,'EaR MLN031'!AA39)","v":27.36500072479248},{"$f":"IF($B$65=\"OFF\",'EaR MLN031'!AB35,'EaR MLN031'!AB39)","v":27.36500072479248},{"$f":"IF($B$65=\"OFF\",'EaR MLN031'!AC35,'EaR MLN031'!AC39)","v":27.36500072479248},{"$f":"IF($B$65=\"OFF\",'EaR MLN031'!AD35,'EaR MLN031'!AD39)","v":27.36500072479248},{"$f":"IF($B$65=\"OFF\",'EaR MLN031'!AE35,'EaR MLN031'!AE39)","v":27.36500072479248},{"$f":"IF($B$65=\"OFF\",'EaR MLN031'!AF35,'EaR MLN031'!AF39)","v":27.36500072479248}]
["Winter","load pf",{"$f":"F96/F98","v":1},null,"MVAr",{"$f":"F104*F96","v":0},0,0,0,0,0,0,0,0,0,0,0,0,0,0,0,0,0,0,0,0,0,0,0,0,0,0]
[null,null,null,null,"MVA",{"$f":"(F96^2+F97^2)^0.5","v":6.3399999141693115},8.5199999809265101,11.840000152587891,14.240000247955326,17.535000324249271,20.60000038146973,21.77500057220459,22.86500072479248,24.045000076293945,25.239999771118161,26.350000381469727,27.36500072479248,27.36500072479248,27.36500072479248,27.36500072479248,27.36500072479248,27.36500072479248,27.36500072479248,27.36500072479248,27.36500072479248,27.36500072479248,27.36500072479248,27.36500072479248,27.36500072479248,27.36500072479248,27.36500072479248,27.36500072479248]
[null,null,null,null,"MVA",{"$f":"(F96^2+(F97-F105)^2)^0.5","v":6.3399999141693115},8.5199999809265101,11.840000152587891,14.240000247955326,17.535000324249271,20.60000038146973,21.77500057220459,22.86500072479248,24.045000076293945,25.239999771118161,26.350000381469727,27.36500072479248,27.36500072479248,27.36500072479248,27.36500072479248,27.36500072479248,27.36500072479248,27.36500072479248,27.36500072479248,27.36500072479248,27.36500072479248,27.36500072479248,27.36500072479248,27.36500072479248,27.36500072479248,27.36500072479248,27.36500072479248]
["50% PoE","N","CR",null,"MVA",{"$f":"$F$27","v":19.29999923706055},19.29999923706055,19.29999923706055,19.29999923706055,19.29999923706055,19.29999923706055,19.29999923706055,19.29999923706055,19.29999923706055,19.29999923706055,19.29999923706055,19.29999923706055,19.29999923706055,19.29999923706055,19.29999923706055,19.29999923706055,19.29999923706055,19.29999923706055,19.29999923706055,19.29999923706055,19.29999923706055,19.29999923706055,19.29999923706055,19.29999923706055,19.29999923706055,19.29999923706055,19.29999923706055]
["50% PoE","N-1","CR",null,"MVA",{"$f":"$G$27","v":19.29999923706055},19.29999923706055,19.29999923706055,19.29999923706055,19.29999923706055,19.29999923706055,19.29999923706055,19.29999923706055,19.29999923706055,19.29999923706055,19.29999923706055,19.29999923706055,19.29999923706055,19.29999923706055,19.29999923706055,19.29999923706055,19.29999923706055,19.29999923706055,19.29999923706055,19.29999923706055,19.29999923706055,19.29999923706055,19.29999923706055,19.29999923706055,19.29999923706055,19.29999923706055,19.29999923706055]
["50% LAR","N",null,null,"Ratio Rating/Load",{"$f":"IF(F99=0,100,TRUNC(F100/F99,5))","v":3.0441600000000002},2.26525,1.6300600000000001,1.3553299999999999,1.1006499999999999,0.93689,0.88632999999999995,0.84408000000000005,0.80266000000000004,0.76465000000000005,0.73243999999999998,0.70528000000000002,0.70528000000000002,0.70528000000000002,0.70528000000000002,0.70528000000000002,0.70528000000000002,0.70528000000000002,0.70528000000000002,0.70528000000000002,0.70528000000000002,0.70528000000000002,0.70528000000000002,0.70528000000000002,0.70528000000000002,0.70528000000000002,0.70528000000000002]
["50% LAR","N-1",null,null,"Ratio Rating/Load",{"$f":"IF(F99=0,100,TRUNC(F101/F99,5))","v":3.0441600000000002},2.26525,1.6300600000000001,1.3553299999999999,1.1006499999999999,0.93689,0.88632999999999995,0.84408000000000005,0.80266000000000004,0.76465000000000005,0.73243999999999998,0.70528000000000002,0.70528000000000002,0.70528000000000002,0.70528000000000002,0.70528000000000002,0.70528000000000002,0.70528000000000002,0.70528000000000002,0.70528000000000002,0.70528000000000002,0.70528000000000002,0.70528000000000002,0.70528000000000002,0.70528000000000002,0.70528000000000002,0.70528000000000002]
["Load tan Phi",null,{"$f":"$H$27","v":0},null,"MVA",{"$f":"C104","v":0},{"$f":"$I$27","v":0},{"$f":"G104","v":0},0,0,0,0,0,0,0,0,0,0,0,0,0,0,0,0,0,0,0,0,0,0,0,0]
["Cap",null,0,null,"MVAr",{"$f":"C105","v":0},{"$f":"$L$27","v":0},{"$f":"G105","v":0},0,0,0,0,0,0,0,0,0,0,0,0,0,0,0,0,0,0,0,0,0,0,0,0]
["10% PoE","10%/50%",{"$f":"$J$27","v":1.1144037056806366},null,"MVA",{"$f":"((F96*$C106)^2+(F96*$C106*F104-F105)^2)^0.5","v":7.0653193983651992},9.4947195511434561,13.194540045303249,15.8691090452146,19.541069340454552,22.956716762132395,24.266141328862776,25.480841538099181,26.795837188113165,28.127549276312497,29.364538069796051,30.495658213662047,30.495658213662047,30.495658213662047,30.495658213662047,30.495658213662047,30.495658213662047,30.495658213662047,30.495658213662047,30.495658213662047,30.495658213662047,30.495658213662047,30.495658213662047,30.495658213662047,30.495658213662047,30.495658213662047,30.495658213662047]
["10% PoE","N","CR",null,"MVA",{"$f":"F100","v":19.29999923706055},19.29999923706055,19.29999923706055,19.29999923706055,19.29999923706055,19.29999923706055,19.29999923706055,19.29999923706055,19.29999923706055,19.29999923706055,19.29999923706055,19.29999923706055,19.29999923706055,19.29999923706055,19.29999923706055,19.29999923706055,19.29999923706055,19.29999923706055,19.29999923706055,19.29999923706055,19.29999923706055,19.29999923706055,19.29999923706055,19.29999923706055,19.29999923706055,19.29999923706055,19.29999923706055]
["10% PoE","N-1","CR",null,"MVA",{"$f":"F101","v":19.29999923706055},19.29999923706055,19.29999923706055,19.29999923706055,19.29999923706055,19.29999923706055,19.29999923706055,19.29999923706055,19.29999923706055,19.29999923706055,19.29999923706055,19.29999923706055,19.29999923706055,19.29999923706055,19.29999923706055,19.29999923706055,19.29999923706055,19.29999923706055,19.29999923706055,19.29999923706055,19.29999923706055,19.29999923706055,19.29999923706055,19.29999923706055,19.29999923706055,19.29999923706055,19.29999923706055]
["10% LAR","N",null,null,"Ratio Rating/Load",{"$f":"IF(F106=0,100,TRUNC(F107/F106,5))","v":2.7316500000000001},2.0327000000000002,1.46272,1.2161900000000001,0.98765999999999998,0.84070999999999996,0.79534000000000005,0.75743000000000005,0.72026000000000001,0.68615999999999999,0.65725,0.63287000000000004,0.63287000000000004,0.63287000000000004,0.63287000000000004,0.63287000000000004,0.63287000000000004,0.63287000000000004,0.63287000000000004,0.63287000000000004,0.63287000000000004,0.63287000000000004,0.63287000000000004,0.63287000000000004,0.63287000000000004,0.63287000000000004,0.63287000000000004]
["10% LAR","N-1",null,null,"Ratio Rating/Load",{"$f":"IF(F106=0,100,TRUNC(F108/F106,5))","v":2.7316500000000001},2.0327000000000002,1.46272,1.2161900000000001,0.98765999999999998,0.84070999999999996,0.79534000000000005,0.75743000000000005,0.72026000000000001,0.68615999999999999,0.65725,0.63287000000000004,0.63287000000000004,0.63287000000000004,0.63287000000000004,0.63287000000000004,0.63287000000000004,0.63287000000000004,0.63287000000000004,0.63287000000000004,0.63287000000000004,0.63287000000000004,0.63287000000000004,0.63287000000000004,0.63287000000000004,0.63287000000000004,0.63287000000000004]
["50% PoE","N",null,null,"EatR, MWhrs",{"$f":"IF(F102<1,F96*((SUMPRODUCT(('EaR MLN031'!$C$192:$C$20055)*('EaR MLN031'!$C$192:$C$20055>F102)))-F102*MATCH(F102,$C$192:$C$20055,-1)),0)","v":0},{"$f":"IF(G102<1,G96*((SUMPRODUCT(('EaR MLN031'!$C$192:$C$20055)*('EaR MLN031'!$C$192:$C$20055>G102)))-G102*MATCH(G102,$C$192:$C$20055,-1)),0)","v":0},{"$f":"IF(H102<1,H96*((SUMPRODUCT(('EaR MLN031'!$C$192:$C$20055)*('EaR MLN031'!$C$192:$C$20055>H102)))-H102*MATCH(H102,$C$192:$C$20055,-1)),0)","v":0},{"$f":"IF(I102<1,I96*((SUMPRODUCT(('EaR MLN031'!$C$192:$C$20055)*('EaR MLN031'!$C$192:$C$20055>I102)))-I102*MATCH(I102,$C$192:$C$20055,-1)),0)","v":0},{"$f":"IF(J102<1,J96*((SUMPRODUCT(('EaR MLN031'!$C$192:$C$20055)*('EaR MLN031'!$C$192:$C$20055>J102)))-J102*MATCH(J102,$C$192:$C$20055,-1)),0)","v":0},{"$f":"IF(K102<1,K96*((SUMPRODUCT(('EaR MLN031'!$C$192:$C$20055)*('EaR MLN031'!$C$192:$C$20055>K102)))-K102*MATCH(K102,$C$192:$C$20055,-1)),0)","v":9.2764005917798862},{"$f":"IF(L102<1,L96*((SUMPRODUCT(('EaR MLN031'!$C$192:$C$20055)*('EaR MLN031'!$C$192:$C$20055>L102)))-L102*MATCH(L102,$C$192:$C$20055,-1)),0)","v":39.803673265962949},{"$f":"IF(M102<1,M96*((SUMPRODUCT(('EaR MLN031'!$C$192:$C$20055)*('EaR MLN031'!$C$192:$C$20055>M102)))-M102*MATCH(M102,$C$192:$C$20055,-1)),0)","v":140.6106793386856},{"$f":"IF(N102<1,N96*((SUMPRODUCT(('EaR MLN031'!$C$192:$C$20055)*('EaR MLN031'!$C$192:$C$20055>N102)))-N102*MATCH(N102,$C$192:$C$20055,-1)),0)","v":443.31803910413061},{"$f":"IF(O102<1,O96*((SUMPRODUCT(('EaR MLN031'!$C$192:$C$20055)*('EaR MLN031'!$C$192:$C$20055>O102)))-O102*MATCH(O102,$C$192:$C$20055,-1)),0)","v":1073.2886627871808},{"$f":"IF(P102<1,P96*((SUMPRODUCT(('EaR MLN031'!$C$192:$C$20055)*('EaR MLN031'!$C$192:$C$20055>P102)))-P102*MATCH(P102,$C$192:$C$20055,-1)),0)","v":2028.425472010548},{"$f":"IF(Q102<1,Q96*((SUMPRODUCT(('EaR MLN031'!$C$192:$C$20055)*('EaR MLN031'!$C$192:$C$20055>Q102)))-Q102*MATCH(Q102,$C$192:$C$20055,-1)),0)","v":3227.866222521563},{"$f":"IF(R102<1,R96*((SUMPRODUCT(('EaR MLN031'!$C$192:$C$20055)*('EaR MLN031'!$C$192:$C$20055>R102)))-R102*MATCH(R102,$C$192:$C$20055,-1)),0)","v":3227.866222521563},{"$f":"IF(S102<1,S96*((SUMPRODUCT(('EaR MLN031'!$C$192:$C$20055)*('EaR MLN031'!$C$192:$C$20055>S102)))-S102*MATCH(S102,$C$192:$C$20055,-1)),0)","v":3227.866222521563},{"$f":"IF(T102<1,T96*((SUMPRODUCT(('EaR MLN031'!$C$192:$C$20055)*('EaR MLN031'!$C$192:$C$20055>T102)))-T102*MATCH(T102,$C$192:$C$20055,-1)),0)","v":3227.866222521563},{"$f":"IF(U102<1,U96*((SUMPRODUCT(('EaR MLN031'!$C$192:$C$20055)*('EaR MLN031'!$C$192:$C$20055>U102)))-U102*MATCH(U102,$C$192:$C$20055,-1)),0)","v":3227.866222521563},{"$f":"IF(V102<1,V96*((SUMPRODUCT(('EaR MLN031'!$C$192:$C$20055)*('EaR MLN031'!$C$192:$C$20055>V102)))-V102*MATCH(V102,$C$192:$C$20055,-1)),0)","v":3227.866222521563},{"$f":"IF(W102<1,W96*((SUMPRODUCT(('EaR MLN031'!$C$192:$C$20055)*('EaR MLN031'!$C$192:$C$20055>W102)))-W102*MATCH(W102,$C$192:$C$20055,-1)),0)","v":3227.866222521563},{"$f":"IF(X102<1,X96*((SUMPRODUCT(('EaR MLN031'!$C$192:$C$20055)*('EaR MLN031'!$C$192:$C$20055>X102)))-X102*MATCH(X102,$C$192:$C$20055,-1)),0)","v":3227.866222521563},{"$f":"IF(Y102<1,Y96*((SUMPRODUCT(('EaR MLN031'!$C$192:$C$20055)*('EaR MLN031'!$C$192:$C$20055>Y102)))-Y102*MATCH(Y102,$C$192:$C$20055,-1)),0)","v":3227.866222521563},{"$f":"IF(Z102<1,Z96*((SUMPRODUCT(('EaR MLN031'!$C$192:$C$20055)*('EaR MLN031'!$C$192:$C$20055>Z102)))-Z102*MATCH(Z102,$C$192:$C$20055,-1)),0)","v":3227.866222521563},{"$f":"IF(AA102<1,AA96*((SUMPRODUCT(('EaR MLN031'!$C$192:$C$20055)*('EaR MLN031'!$C$192:$C$20055>AA102)))-AA102*MATCH(AA102,$C$192:$C$20055,-1)),0)","v":3227.866222521563},{"$f":"IF(AB102<1,AB96*((SUMPRODUCT(('EaR MLN031'!$C$192:$C$20055)*('EaR MLN031'!$C$192:$C$20055>AB102)))-AB102*MATCH(AB102,$C$192:$C$20055,-1)),0)","v":3227.866222521563},{"$f":"IF(AC102<1,AC96*((SUMPRODUCT(('EaR MLN031'!$C$192:$C$20055)*('EaR MLN031'!$C$192:$C$20055>AC102)))-AC102*MATCH(AC102,$C$192:$C$20055,-1)),0)","v":3227.866222521563},{"$f":"IF(AD102<1,AD96*((SUMPRODUCT(('EaR MLN031'!$C$192:$C$20055)*('EaR MLN031'!$C$192:$C$20055>AD102)))-AD102*MATCH(AD102,$C$192:$C$20055,-1)),0)","v":3227.866222521563},{"$f":"IF(AE102<1,AE96*((SUMPRODUCT(('EaR MLN031'!$C$192:$C$20055)*('EaR MLN031'!$C$192:$C$20055>AE102)))-AE102*MATCH(AE102,$C$192:$C$20055,-1)),0)","v":3227.866222521563},{"$f":"IF(AF102<1,AF96*((SUMPRODUCT(('EaR MLN031'!$C$192:$C$20055)*('EaR MLN031'!$C$192:$C$20055>AF102)))-AF102*MATCH(AF102,$C$192:$C$20055,-1)),0)","v":3227.866222521563}]
["50% PoE","N-1",null,null,"EatR, MWhrs",{"$f":"IF(F103<1,IF(F103=0,F89*SUMPRODUCT(('EaR MLN031'!$C$192:$C$20055)*('EaR MLN031'!$C$192:$C$20055>F103)),F96*(SUMPRODUCT(('EaR MLN031'!$C$192:$C$20055)*('EaR MLN031'!$C$192:$C$20055>F103))-F103*MATCH(F103,$C$192:$C$20055,-1)))-F111,0)","v":0},{"$f":"IF(G103<1,IF(G103=0,G89*SUMPRODUCT(('EaR MLN031'!$C$192:$C$20055)*('EaR MLN031'!$C$192:$C$20055>G103)),G96*(SUMPRODUCT(('EaR MLN031'!$C$192:$C$20055)*('EaR MLN031'!$C$192:$C$20055>G103))-G103*MATCH(G103,$C$192:$C$20055,-1)))-G111,0)","v":0},{"$f":"IF(H103<1,IF(H103=0,H89*SUMPRODUCT(('EaR MLN031'!$C$192:$C$20055)*('EaR MLN031'!$C$192:$C$20055>H103)),H96*(SUMPRODUCT(('EaR MLN031'!$C$192:$C$20055)*('EaR MLN031'!$C$192:$C$20055>H103))-H103*MATCH(H103,$C$192:$C$20055,-1)))-H111,0)","v":0},{"$f":"IF(I103<1,IF(I103=0,I89*SUMPRODUCT(('EaR MLN031'!$C$192:$C$20055)*('EaR MLN031'!$C$192:$C$20055>I103)),I96*(SUMPRODUCT(('EaR MLN031'!$C$192:$C$20055)*('EaR MLN031'!$C$192:$C$20055>I103))-I103*MATCH(I103,$C$192:$C$20055,-1)))-I111,0)","v":0},{"$f":"IF(J103<1,IF(J103=0,J89*SUMPRODUCT(('EaR MLN031'!$C$192:$C$20055)*('EaR MLN031'!$C$192:$C$20055>J103)),J96*(SUMPRODUCT(('EaR MLN031'!$C$192:$C$20055)*('EaR MLN031'!$C$192:$C$20055>J103))-J103*MATCH(J103,$C$192:$C$20055,-1)))-J111,0)","v":0},{"$f":"IF(K103<1,IF(K103=0,K89*SUMPRODUCT(('EaR MLN031'!$C$192:$C$20055)*('EaR MLN031'!$C$192:$C$20055>K103)),K96*(SUMPRODUCT(('EaR MLN031'!$C$192:$C$20055)*('EaR MLN031'!$C$192:$C$20055>K103))-K103*MATCH(K103,$C$192:$C$20055,-1)))-K111,0)","v":0},{"$f":"IF(L103<1,IF(L103=0,L89*SUMPRODUCT(('EaR MLN031'!$C$192:$C$20055)*('EaR MLN031'!$C$192:$C$20055>L103)),L96*(SUMPRODUCT(('EaR MLN031'!$C$192:$C$20055)*('EaR MLN031'!$C$192:$C$20055>L103))-L103*MATCH(L103,$C$192:$C$20055,-1)))-L111,0)","v":0},{"$f":"IF(M103<1,IF(M103=0,M89*SUMPRODUCT(('EaR MLN031'!$C$192:$C$20055)*('EaR MLN031'!$C$192:$C$20055>M103)),M96*(SUMPRODUCT(('EaR MLN031'!$C$192:$C$20055)*('EaR MLN031'!$C$192:$C$20055>M103))-M103*MATCH(M103,$C$192:$C$20055,-1)))-M111,0)","v":0},{"$f":"IF(N103<1,IF(N103=0,N89*SUMPRODUCT(('EaR MLN031'!$C$192:$C$20055)*('EaR MLN031'!$C$192:$C$20055>N103)),N96*(SUMPRODUCT(('EaR MLN031'!$C$192:$C$20055)*('EaR MLN031'!$C$192:$C$20055>N103))-N103*MATCH(N103,$C$192:$C$20055,-1)))-N111,0)","v":0},{"$f":"IF(O103<1,IF(O103=0,O89*SUMPRODUCT(('EaR MLN031'!$C$192:$C$20055)*('EaR MLN031'!$C$192:$C$20055>O103)),O96*(SUMPRODUCT(('EaR MLN031'!$C$192:$C$20055)*('EaR MLN031'!$C$192:$C$20055>O103))-O103*MATCH(O103,$C$192:$C$20055,-1)))-O111,0)","v":0},{"$f":"IF(P103<1,IF(P103=0,P89*SUMPRODUCT(('EaR MLN031'!$C$192:$C$20055)*('EaR MLN031'!$C$192:$C$20055>P103)),P96*(SUMPRODUCT(('EaR MLN031'!$C$192:$C$20055)*('EaR MLN031'!$C$192:$C$20055>P103))-P103*MATCH(P103,$C$192:$C$20055,-1)))-P111,0)","v":0},{"$f":"IF(Q103<1,IF(Q103=0,Q89*SUMPRODUCT(('EaR MLN031'!$C$192:$C$20055)*('EaR MLN031'!$C$192:$C$20055>Q103)),Q96*(SUMPRODUCT(('EaR MLN031'!$C$192:$C$20055)*('EaR MLN031'!$C$192:$C$20055>Q103))-Q103*MATCH(Q103,$C$192:$C$20055,-1)))-Q111,0)","v":0},{"$f":"IF(R103<1,IF(R103=0,R89*SUMPRODUCT(('EaR MLN031'!$C$192:$C$20055)*('EaR MLN031'!$C$192:$C$20055>R103)),R96*(SUMPRODUCT(('EaR MLN031'!$C$192:$C$20055)*('EaR MLN031'!$C$192:$C$20055>R103))-R103*MATCH(R103,$C$192:$C$20055,-1)))-R111,0)","v":0},{"$f":"IF(S103<1,IF(S103=0,S89*SUMPRODUCT(('EaR MLN031'!$C$192:$C$20055)*('EaR MLN031'!$C$192:$C$20055>S103)),S96*(SUMPRODUCT(('EaR MLN031'!$C$192:$C$20055)*('EaR MLN031'!$C$192:$C$20055>S103))-S103*MATCH(S103,$C$192:$C$20055,-1)))-S111,0)","v":0},{"$f":"IF(T103<1,IF(T103=0,T89*SUMPRODUCT(('EaR MLN031'!$C$192:$C$20055)*('EaR MLN031'!$C$192:$C$20055>T103)),T96*(SUMPRODUCT(('EaR MLN031'!$C$192:$C$20055)*('EaR MLN031'!$C$192:$C$20055>T103))-T103*MATCH(T103,$C$192:$C$20055,-1)))-T111,0)","v":0},{"$f":"IF(U103<1,IF(U103=0,U89*SUMPRODUCT(('EaR MLN031'!$C$192:$C$20055)*('EaR MLN031'!$C$192:$C$20055>U103)),U96*(SUMPRODUCT(('EaR MLN031'!$C$192:$C$20055)*('EaR MLN031'!$C$192:$C$20055>U103))-U103*MATCH(U103,$C$192:$C$20055,-1)))-U111,0)","v":0},{"$f":"IF(V103<1,IF(V103=0,V89*SUMPRODUCT(('EaR MLN031'!$C$192:$C$20055)*('EaR MLN031'!$C$192:$C$20055>V103)),V96*(SUMPRODUCT(('EaR MLN031'!$C$192:$C$20055)*('EaR MLN031'!$C$192:$C$20055>V103))-V103*MATCH(V103,$C$192:$C$20055,-1)))-V111,0)","v":0},{"$f":"IF(W103<1,IF(W103=0,W89*SUMPRODUCT(('EaR MLN031'!$C$192:$C$20055)*('EaR MLN031'!$C$192:$C$20055>W103)),W96*(SUMPRODUCT(('EaR MLN031'!$C$192:$C$20055)*('EaR MLN031'!$C$192:$C$20055>W103))-W103*MATCH(W103,$C$192:$C$20055,-1)))-W111,0)","v":0},{"$f":"IF(X103<1,IF(X103=0,X89*SUMPRODUCT(('EaR MLN031'!$C$192:$C$20055)*('EaR MLN031'!$C$192:$C$20055>X103)),X96*(SUMPRODUCT(('EaR MLN031'!$C$192:$C$20055)*('EaR MLN031'!$C$192:$C$20055>X103))-X103*MATCH(X103,$C$192:$C$20055,-1)))-X111,0)","v":0},{"$f":"IF(Y103<1,IF(Y103=0,Y89*SUMPRODUCT(('EaR MLN031'!$C$192:$C$20055)*('EaR MLN031'!$C$192:$C$20055>Y103)),Y96*(SUMPRODUCT(('EaR MLN031'!$C$192:$C$20055)*('EaR MLN031'!$C$192:$C$20055>Y103))-Y103*MATCH(Y103,$C$192:$C$20055,-1)))-Y111,0)","v":0},{"$f":"IF(Z103<1,IF(Z103=0,Z89*SUMPRODUCT(('EaR MLN031'!$C$192:$C$20055)*('EaR MLN031'!$C$192:$C$20055>Z103)),Z96*(SUMPRODUCT(('EaR MLN031'!$C$192:$C$20055)*('EaR MLN031'!$C$192:$C$20055>Z103))-Z103*MATCH(Z103,$C$192:$C$20055,-1)))-Z111,0)","v":0},{"$f":"IF(AA103<1,IF(AA103=0,AA89*SUMPRODUCT(('EaR MLN031'!$C$192:$C$20055)*('EaR MLN031'!$C$192:$C$20055>AA103)),AA96*(SUMPRODUCT(('EaR MLN031'!$C$192:$C$20055)*('EaR MLN031'!$C$192:$C$20055>AA103))-AA103*MATCH(AA103,$C$192:$C$20055,-1)))-AA111,0)","v":0},{"$f":"IF(AB103<1,IF(AB103=0,AB89*SUMPRODUCT(('EaR MLN031'!$C$192:$C$20055)*('EaR MLN031'!$C$192:$C$20055>AB103)),AB96*(SUMPRODUCT(('EaR MLN031'!$C$192:$C$20055)*('EaR MLN031'!$C$192:$C$20055>AB103))-AB103*MATCH(AB103,$C$192:$C$20055,-1)))-AB111,0)","v":0},{"$f":"IF(AC103<1,IF(AC103=0,AC89*SUMPRODUCT(('EaR MLN031'!$C$192:$C$20055)*('EaR MLN031'!$C$192:$C$20055>AC103)),AC96*(SUMPRODUCT(('EaR MLN031'!$C$192:$C$20055)*('EaR MLN031'!$C$192:$C$20055>AC103))-AC103*MATCH(AC103,$C$192:$C$20055,-1)))-AC111,0)","v":0},{"$f":"IF(AD103<1,IF(AD103=0,AD89*SUMPRODUCT(('EaR MLN031'!$C$192:$C$20055)*('EaR MLN031'!$C$192:$C$20055>AD103)),AD96*(SUMPRODUCT(('EaR MLN031'!$C$192:$C$20055)*('EaR MLN031'!$C$192:$C$20055>AD103))-AD103*MATCH(AD103,$C$192:$C$20055,-1)))-AD111,0)","v":0},{"$f":"IF(AE103<1,IF(AE103=0,AE89*SUMPRODUCT(('EaR MLN031'!$C$192:$C$20055)*('EaR MLN031'!$C$192:$C$20055>AE103)),AE96*(SUMPRODUCT(('EaR MLN031'!$C$192:$C$20055)*('EaR MLN031'!$C$192:$C$20055>AE103))-AE103*MATCH(AE103,$C$192:$C$20055,-1)))-AE111,0)","v":0},{"$f":"IF(AF103<1,IF(AF103=0,AF89*SUMPRODUCT(('EaR MLN031'!$C$192:$C$20055)*('EaR MLN031'!$C$192:$C$20055>AF103)),AF96*(SUMPRODUCT(('EaR MLN031'!$C$192:$C$20055)*('EaR MLN031'!$C$192:$C$20055>AF103))-AF103*MATCH(AF103,$C$192:$C$20055,-1)))-AF111,0)","v":0}]
["10% LAR","N",null,null,"EatR, MWhrs",{"$f":"IF(F109<1,F96*$C$106*((SUMPRODUCT(('EaR MLN031'!$C$192:$C$20055)*('EaR MLN031'!$C$192:$C$20055>F109)))-F109*MATCH(F109,$C$192:$C$20055,-1)),0)","v":0},{"$f":"IF(G109<1,G96*$C$106*((SUMPRODUCT(('EaR MLN031'!$C$192:$C$20055)*('EaR MLN031'!$C$192:$C$20055>G109)))-G109*MATCH(G109,$C$192:$C$20055,-1)),0)","v":0},{"$f":"IF(H109<1,H96*$C$106*((SUMPRODUCT(('EaR MLN031'!$C$192:$C$20055)*('EaR MLN031'!$C$192:$C$20055>H109)))-H109*MATCH(H109,$C$192:$C$20055,-1)),0)","v":0},{"$f":"IF(I109<1,I96*$C$106*((SUMPRODUCT(('EaR MLN031'!$C$192:$C$20055)*('EaR MLN031'!$C$192:$C$20055>I109)))-I109*MATCH(I109,$C$192:$C$20055,-1)),0)","v":0},{"$f":"IF(J109<1,J96*$C$106*((SUMPRODUCT(('EaR MLN031'!$C$192:$C$20055)*('EaR MLN031'!$C$192:$C$20055>J109)))-J109*MATCH(J109,$C$192:$C$20055,-1)),0)","v":0.46770377002217367},{"$f":"IF(K109<1,K96*$C$106*((SUMPRODUCT(('EaR MLN031'!$C$192:$C$20055)*('EaR MLN031'!$C$192:$C$20055>K109)))-K109*MATCH(K109,$C$192:$C$20055,-1)),0)","v":155.22373202061894},{"$f":"IF(L109<1,L96*$C$106*((SUMPRODUCT(('EaR MLN031'!$C$192:$C$20055)*('EaR MLN031'!$C$192:$C$20055>L109)))-L109*MATCH(L109,$C$192:$C$20055,-1)),0)","v":532.79812222436476},{"$f":"IF(M109<1,M96*$C$106*((SUMPRODUCT(('EaR MLN031'!$C$192:$C$20055)*('EaR MLN031'!$C$192:$C$20055>M109)))-M109*MATCH(M109,$C$192:$C$20055,-1)),0)","v":1248.569758708343},{"$f":"IF(N109<1,N96*$C$106*((SUMPRODUCT(('EaR MLN031'!$C$192:$C$20055)*('EaR MLN031'!$C$192:$C$20055>N109)))-N109*MATCH(N109,$C$192:$C$20055,-1)),0)","v":2516.9738962840788},{"$f":"IF(O109<1,O96*$C$106*((SUMPRODUCT(('EaR MLN031'!$C$192:$C$20055)*('EaR MLN031'!$C$192:$C$20055>O109)))-O109*MATCH(O109,$C$192:$C$20055,-1)),0)","v":4337.5618315916308},{"$f":"IF(P109<1,P96*$C$106*((SUMPRODUCT(('EaR MLN031'!$C$192:$C$20055)*('EaR MLN031'!$C$192:$C$20055>P109)))-P109*MATCH(P109,$C$192:$C$20055,-1)),0)","v":6529.7648864831326},{"$f":"IF(Q109<1,Q96*$C$106*((SUMPRODUCT(('EaR MLN031'!$C$192:$C$20055)*('EaR MLN031'!$C$192:$C$20055>Q109)))-Q109*MATCH(Q109,$C$192:$C$20055,-1)),0)","v":8963.4241787821447},{"$f":"IF(R109<1,R96*$C$106*((SUMPRODUCT(('EaR MLN031'!$C$192:$C$20055)*('EaR MLN031'!$C$192:$C$20055>R109)))-R109*MATCH(R109,$C$192:$C$20055,-1)),0)","v":8963.4241787821447},{"$f":"IF(S109<1,S96*$C$106*((SUMPRODUCT(('EaR MLN031'!$C$192:$C$20055)*('EaR MLN031'!$C$192:$C$20055>S109)))-S109*MATCH(S109,$C$192:$C$20055,-1)),0)","v":8963.4241787821447},{"$f":"IF(T109<1,T96*$C$106*((SUMPRODUCT(('EaR MLN031'!$C$192:$C$20055)*('EaR MLN031'!$C$192:$C$20055>T109)))-T109*MATCH(T109,$C$192:$C$20055,-1)),0)","v":8963.4241787821447},{"$f":"IF(U109<1,U96*$C$106*((SUMPRODUCT(('EaR MLN031'!$C$192:$C$20055)*('EaR MLN031'!$C$192:$C$20055>U109)))-U109*MATCH(U109,$C$192:$C$20055,-1)),0)","v":8963.4241787821447},{"$f":"IF(V109<1,V96*$C$106*((SUMPRODUCT(('EaR MLN031'!$C$192:$C$20055)*('EaR MLN031'!$C$192:$C$20055>V109)))-V109*MATCH(V109,$C$192:$C$20055,-1)),0)","v":8963.4241787821447},{"$f":"IF(W109<1,W96*$C$106*((SUMPRODUCT(('EaR MLN031'!$C$192:$C$20055)*('EaR MLN031'!$C$192:$C$20055>W109)))-W109*MATCH(W109,$C$192:$C$20055,-1)),0)","v":8963.4241787821447},{"$f":"IF(X109<1,X96*$C$106*((SUMPRODUCT(('EaR MLN031'!$C$192:$C$20055)*('EaR MLN031'!$C$192:$C$20055>X109)))-X109*MATCH(X109,$C$192:$C$20055,-1)),0)","v":8963.4241787821447},{"$f":"IF(Y109<1,Y96*$C$106*((SUMPRODUCT(('EaR MLN031'!$C$192:$C$20055)*('EaR MLN031'!$C$192:$C$20055>Y109)))-Y109*MATCH(Y109,$C$192:$C$20055,-1)),0)","v":8963.4241787821447},{"$f":"IF(Z109<1,Z96*$C$106*((SUMPRODUCT(('EaR MLN031'!$C$192:$C$20055)*('EaR MLN031'!$C$192:$C$20055>Z109)))-Z109*MATCH(Z109,$C$192:$C$20055,-1)),0)","v":8963.4241787821447},{"$f":"IF(AA109<1,AA96*$C$106*((SUMPRODUCT(('EaR MLN031'!$C$192:$C$20055)*('EaR MLN031'!$C$192:$C$20055>AA109)))-AA109*MATCH(AA109,$C$192:$C$20055,-1)),0)","v":8963.4241787821447},{"$f":"IF(AB109<1,AB96*$C$106*((SUMPRODUCT(('EaR MLN031'!$C$192:$C$20055)*('EaR MLN031'!$C$192:$C$20055>AB109)))-AB109*MATCH(AB109,$C$192:$C$20055,-1)),0)","v":8963.4241787821447},{"$f":"IF(AC109<1,AC96*$C$106*((SUMPRODUCT(('EaR MLN031'!$C$192:$C$20055)*('EaR MLN031'!$C$192:$C$20055>AC109)))-AC109*MATCH(AC109,$C$192:$C$20055,-1)),0)","v":8963.4241787821447},{"$f":"IF(AD109<1,AD96*$C$106*((SUMPRODUCT(('EaR MLN031'!$C$192:$C$20055)*('EaR MLN031'!$C$192:$C$20055>AD109)))-AD109*MATCH(AD109,$C$192:$C$20055,-1)),0)","v":8963.4241787821447},{"$f":"IF(AE109<1,AE96*$C$106*((SUMPRODUCT(('EaR MLN031'!$C$192:$C$20055)*('EaR MLN031'!$C$192:$C$20055>AE109)))-AE109*MATCH(AE109,$C$192:$C$20055,-1)),0)","v":8963.4241787821447},{"$f":"IF(AF109<1,AF96*$C$106*((SUMPRODUCT(('EaR MLN031'!$C$192:$C$20055)*('EaR MLN031'!$C$192:$C$20055>AF109)))-AF109*MATCH(AF109,$C$192:$C$20055,-1)),0)","v":8963.4241787821447}]
["10% LAR","N-1",null,null,"EatR, MWhrs",{"$f":"IF(F110<1,IF(F110=0,F96*$C$106*SUMPRODUCT(('EaR MLN031'!$C$192:$C$20055)*('EaR MLN031'!$C$192:$C$20055>F110)),F98*$C$106*(SUMPRODUCT(('EaR MLN031'!$C$192:$C$20055)*('EaR MLN031'!$C$192:$C$20055>F110))-F110*MATCH(F110,$C$192:$C$20055,-1)))-F113,0)","v":0},{"$f":"IF(G110<1,IF(G110=0,G96*$C$106*SUMPRODUCT(('EaR MLN031'!$C$192:$C$20055)*('EaR MLN031'!$C$192:$C$20055>G110)),G98*$C$106*(SUMPRODUCT(('EaR MLN031'!$C$192:$C$20055)*('EaR MLN031'!$C$192:$C$20055>G110))-G110*MATCH(G110,$C$192:$C$20055,-1)))-G113,0)","v":0},{"$f":"IF(H110<1,IF(H110=0,H96*$C$106*SUMPRODUCT(('EaR MLN031'!$C$192:$C$20055)*('EaR MLN031'!$C$192:$C$20055>H110)),H98*$C$106*(SUMPRODUCT(('EaR MLN031'!$C$192:$C$20055)*('EaR MLN031'!$C$192:$C$20055>H110))-H110*MATCH(H110,$C$192:$C$20055,-1)))-H113,0)","v":0},{"$f":"IF(I110<1,IF(I110=0,I96*$C$106*SUMPRODUCT(('EaR MLN031'!$C$192:$C$20055)*('EaR MLN031'!$C$192:$C$20055>I110)),I98*$C$106*(SUMPRODUCT(('EaR MLN031'!$C$192:$C$20055)*('EaR MLN031'!$C$192:$C$20055>I110))-I110*MATCH(I110,$C$192:$C$20055,-1)))-I113,0)","v":0},{"$f":"IF(J110<1,IF(J110=0,J96*$C$106*SUMPRODUCT(('EaR MLN031'!$C$192:$C$20055)*('EaR MLN031'!$C$192:$C$20055>J110)),J98*$C$106*(SUMPRODUCT(('EaR MLN031'!$C$192:$C$20055)*('EaR MLN031'!$C$192:$C$20055>J110))-J110*MATCH(J110,$C$192:$C$20055,-1)))-J113,0)","v":0},{"$f":"IF(K110<1,IF(K110=0,K96*$C$106*SUMPRODUCT(('EaR MLN031'!$C$192:$C$20055)*('EaR MLN031'!$C$192:$C$20055>K110)),K98*$C$106*(SUMPRODUCT(('EaR MLN031'!$C$192:$C$20055)*('EaR MLN031'!$C$192:$C$20055>K110))-K110*MATCH(K110,$C$192:$C$20055,-1)))-K113,0)","v":0},{"$f":"IF(L110<1,IF(L110=0,L96*$C$106*SUMPRODUCT(('EaR MLN031'!$C$192:$C$20055)*('EaR MLN031'!$C$192:$C$20055>L110)),L98*$C$106*(SUMPRODUCT(('EaR MLN031'!$C$192:$C$20055)*('EaR MLN031'!$C$192:$C$20055>L110))-L110*MATCH(L110,$C$192:$C$20055,-1)))-L113,0)","v":0},{"$f":"IF(M110<1,IF(M110=0,M96*$C$106*SUMPRODUCT(('EaR MLN031'!$C$192:$C$20055)*('EaR MLN031'!$C$192:$C$20055>M110)),M98*$C$106*(SUMPRODUCT(('EaR MLN031'!$C$192:$C$20055)*('EaR MLN031'!$C$192:$C$20055>M110))-M110*MATCH(M110,$C$192:$C$20055,-1)))-M113,0)","v":0},{"$f":"IF(N110<1,IF(N110=0,N96*$C$106*SUMPRODUCT(('EaR MLN031'!$C$192:$C$20055)*('EaR MLN031'!$C$192:$C$20055>N110)),N98*$C$106*(SUMPRODUCT(('EaR MLN031'!$C$192:$C$20055)*('EaR MLN031'!$C$192:$C$20055>N110))-N110*MATCH(N110,$C$192:$C$20055,-1)))-N113,0)","v":0},{"$f":"IF(O110<1,IF(O110=0,O96*$C$106*SUMPRODUCT(('EaR MLN031'!$C$192:$C$20055)*('EaR MLN031'!$C$192:$C$20055>O110)),O98*$C$106*(SUMPRODUCT(('EaR MLN031'!$C$192:$C$20055)*('EaR MLN031'!$C$192:$C$20055>O110))-O110*MATCH(O110,$C$192:$C$20055,-1)))-O113,0)","v":0},{"$f":"IF(P110<1,IF(P110=0,P96*$C$106*SUMPRODUCT(('EaR MLN031'!$C$192:$C$20055)*('EaR MLN031'!$C$192:$C$20055>P110)),P98*$C$106*(SUMPRODUCT(('EaR MLN031'!$C$192:$C$20055)*('EaR MLN031'!$C$192:$C$20055>P110))-P110*MATCH(P110,$C$192:$C$20055,-1)))-P113,0)","v":0},{"$f":"IF(Q110<1,IF(Q110=0,Q96*$C$106*SUMPRODUCT(('EaR MLN031'!$C$192:$C$20055)*('EaR MLN031'!$C$192:$C$20055>Q110)),Q98*$C$106*(SUMPRODUCT(('EaR MLN031'!$C$192:$C$20055)*('EaR MLN031'!$C$192:$C$20055>Q110))-Q110*MATCH(Q110,$C$192:$C$20055,-1)))-Q113,0)","v":0},{"$f":"IF(R110<1,IF(R110=0,R96*$C$106*SUMPRODUCT(('EaR MLN031'!$C$192:$C$20055)*('EaR MLN031'!$C$192:$C$20055>R110)),R98*$C$106*(SUMPRODUCT(('EaR MLN031'!$C$192:$C$20055)*('EaR MLN031'!$C$192:$C$20055>R110))-R110*MATCH(R110,$C$192:$C$20055,-1)))-R113,0)","v":0},{"$f":"IF(S110<1,IF(S110=0,S96*$C$106*SUMPRODUCT(('EaR MLN031'!$C$192:$C$20055)*('EaR MLN031'!$C$192:$C$20055>S110)),S98*$C$106*(SUMPRODUCT(('EaR MLN031'!$C$192:$C$20055)*('EaR MLN031'!$C$192:$C$20055>S110))-S110*MATCH(S110,$C$192:$C$20055,-1)))-S113,0)","v":0},{"$f":"IF(T110<1,IF(T110=0,T96*$C$106*SUMPRODUCT(('EaR MLN031'!$C$192:$C$20055)*('EaR MLN031'!$C$192:$C$20055>T110)),T98*$C$106*(SUMPRODUCT(('EaR MLN031'!$C$192:$C$20055)*('EaR MLN031'!$C$192:$C$20055>T110))-T110*MATCH(T110,$C$192:$C$20055,-1)))-T113,0)","v":0},{"$f":"IF(U110<1,IF(U110=0,U96*$C$106*SUMPRODUCT(('EaR MLN031'!$C$192:$C$20055)*('EaR MLN031'!$C$192:$C$20055>U110)),U98*$C$106*(SUMPRODUCT(('EaR MLN031'!$C$192:$C$20055)*('EaR MLN031'!$C$192:$C$20055>U110))-U110*MATCH(U110,$C$192:$C$20055,-1)))-U113,0)","v":0},{"$f":"IF(V110<1,IF(V110=0,V96*$C$106*SUMPRODUCT(('EaR MLN031'!$C$192:$C$20055)*('EaR MLN031'!$C$192:$C$20055>V110)),V98*$C$106*(SUMPRODUCT(('EaR MLN031'!$C$192:$C$20055)*('EaR MLN031'!$C$192:$C$20055>V110))-V110*MATCH(V110,$C$192:$C$20055,-1)))-V113,0)","v":0},{"$f":"IF(W110<1,IF(W110=0,W96*$C$106*SUMPRODUCT(('EaR MLN031'!$C$192:$C$20055)*('EaR MLN031'!$C$192:$C$20055>W110)),W98*$C$106*(SUMPRODUCT(('EaR MLN031'!$C$192:$C$20055)*('EaR MLN031'!$C$192:$C$20055>W110))-W110*MATCH(W110,$C$192:$C$20055,-1)))-W113,0)","v":0},{"$f":"IF(X110<1,IF(X110=0,X96*$C$106*SUMPRODUCT(('EaR MLN031'!$C$192:$C$20055)*('EaR MLN031'!$C$192:$C$20055>X110)),X98*$C$106*(SUMPRODUCT(('EaR MLN031'!$C$192:$C$20055)*('EaR MLN031'!$C$192:$C$20055>X110))-X110*MATCH(X110,$C$192:$C$20055,-1)))-X113,0)","v":0},{"$f":"IF(Y110<1,IF(Y110=0,Y96*$C$106*SUMPRODUCT(('EaR MLN031'!$C$192:$C$20055)*('EaR MLN031'!$C$192:$C$20055>Y110)),Y98*$C$106*(SUMPRODUCT(('EaR MLN031'!$C$192:$C$20055)*('EaR MLN031'!$C$192:$C$20055>Y110))-Y110*MATCH(Y110,$C$192:$C$20055,-1)))-Y113,0)","v":0},{"$f":"IF(Z110<1,IF(Z110=0,Z96*$C$106*SUMPRODUCT(('EaR MLN031'!$C$192:$C$20055)*('EaR MLN031'!$C$192:$C$20055>Z110)),Z98*$C$106*(SUMPRODUCT(('EaR MLN031'!$C$192:$C$20055)*('EaR MLN031'!$C$192:$C$20055>Z110))-Z110*MATCH(Z110,$C$192:$C$20055,-1)))-Z113,0)","v":0},{"$f":"IF(AA110<1,IF(AA110=0,AA96*$C$106*SUMPRODUCT(('EaR MLN031'!$C$192:$C$20055)*('EaR MLN031'!$C$192:$C$20055>AA110)),AA98*$C$106*(SUMPRODUCT(('EaR MLN031'!$C$192:$C$20055)*('EaR MLN031'!$C$192:$C$20055>AA110))-AA110*MATCH(AA110,$C$192:$C$20055,-1)))-AA113,0)","v":0},{"$f":"IF(AB110<1,IF(AB110=0,AB96*$C$106*SUMPRODUCT(('EaR MLN031'!$C$192:$C$20055)*('EaR MLN031'!$C$192:$C$20055>AB110)),AB98*$C$106*(SUMPRODUCT(('EaR MLN031'!$C$192:$C$20055)*('EaR MLN031'!$C$192:$C$20055>AB110))-AB110*MATCH(AB110,$C$192:$C$20055,-1)))-AB113,0)","v":0},{"$f":"IF(AC110<1,IF(AC110=0,AC96*$C$106*SUMPRODUCT(('EaR MLN031'!$C$192:$C$20055)*('EaR MLN031'!$C$192:$C$20055>AC110)),AC98*$C$106*(SUMPRODUCT(('EaR MLN031'!$C$192:$C$20055)*('EaR MLN031'!$C$192:$C$20055>AC110))-AC110*MATCH(AC110,$C$192:$C$20055,-1)))-AC113,0)","v":0},{"$f":"IF(AD110<1,IF(AD110=0,AD96*$C$106*SUMPRODUCT(('EaR MLN031'!$C$192:$C$20055)*('EaR MLN031'!$C$192:$C$20055>AD110)),AD98*$C$106*(SUMPRODUCT(('EaR MLN031'!$C$192:$C$20055)*('EaR MLN031'!$C$192:$C$20055>AD110))-AD110*MATCH(AD110,$C$192:$C$20055,-1)))-AD113,0)","v":0},{"$f":"IF(AE110<1,IF(AE110=0,AE96*$C$106*SUMPRODUCT(('EaR MLN031'!$C$192:$C$20055)*('EaR MLN031'!$C$192:$C$20055>AE110)),AE98*$C$106*(SUMPRODUCT(('EaR MLN031'!$C$192:$C$20055)*('EaR MLN031'!$C$192:$C$20055>AE110))-AE110*MATCH(AE110,$C$192:$C$20055,-1)))-AE113,0)","v":0},{"$f":"IF(AF110<1,IF(AF110=0,AF96*$C$106*SUMPRODUCT(('EaR MLN031'!$C$192:$C$20055)*('EaR MLN031'!$C$192:$C$20055>AF110)),AF98*$C$106*(SUMPRODUCT(('EaR MLN031'!$C$192:$C$20055)*('EaR MLN031'!$C$192:$C$20055>AF110))-AF110*MATCH(AF110,$C$192:$C$20055,-1)))-AF113,0)","v":0}]
["No of Tx",null,null,null,null,{"$f":"F85","v":1},1,1,1,1,1,1,1,1,1,1,1,1,1,1,1,1,1,1,1,1,1,1,1,1,1,1]
["50% PoE","N",1,null,"EEatR, MWhrs",{"$f":"F111*$C116","v":0},0,0,0,0,9.2764005917798862,39.803673265962949,140.6106793386856,443.31803910413061,1073.2886627871808,2028.425472010548,3227.866222521563,3227.866222521563,3227.866222521563,3227.866222521563,3227.866222521563,3227.866222521563,3227.866222521563,3227.866222521563,3227.866222521563,3227.866222521563,3227.866222521563,3227.866222521563,3227.866222521563,3227.866222521563,3227.866222521563,3227.866222521563]
["50% PoE","N-1",{"$f":"C64","v":3.744292237442922E-2},null,"EEatR, MWhrs",{"$f":"F112*$C117*F115","v":0},0,0,0,0,0,0,0,0,0,0,0,0,0,0,0,0,0,0,0,0,0,0,0,0,0,0]
["10% LAR","N",1,null,"EEatR, MWhrs",{"$f":"F113*$C118","v":0},0,0,0,0.46770377002217367,155.22373202061894,532.79812222436476,1248.569758708343,2516.9738962840788,4337.5618315916308,6529.7648864831326,8963.4241787821447,8963.4241787821447,8963.4241787821447,8963.4241787821447,8963.4241787821447,8963.4241787821447,8963.4241787821447,8963.4241787821447,8963.4241787821447,8963.4241787821447,8963.4241787821447,8963.4241787821447,8963.4241787821447,8963.4241787821447,8963.4241787821447,8963.4241787821447]
["10% LAR","N-1",{"$f":"C117","v":3.744292237442922E-2},null,"EEatR, MWhrs",{"$f":"F114*$C119*F115","v":0},0,0,0,0,0,0,0,0,0,0,0,0,0,0,0,0,0,0,0,0,0,0,0,0,0,0]
[]
[]
[{"$f":"\"ENERGY AT RISK: \"&UPPER(A4)","v":"ENERGY AT RISK: "}]
[]
[null,null,null,null,null,2024,2025,2026,2027,2028,2029,2030,2031,2032,2033,2034,2035,2036,2037,2038,2039,2040,2041,2042,2043,2044,2045,2046,2047,2048,2049,2050]
["Summary"]
["50% PoE","N",null,null,"Total EatR, MWhrs",{"$f":"IF('EaR MLN031'!$F$29=\"15m\",(F151+F176)*0.25,F151+F176)","v":0},{"$f":"IF('EaR MLN031'!$F$29=\"15m\",(G151+G176)*0.25,G151+G176)","v":0},{"$f":"IF('EaR MLN031'!$F$29=\"15m\",(H151+H176)*0.25,H151+H176)","v":0},{"$f":"IF('EaR MLN031'!$F$29=\"15m\",(I151+I176)*0.25,I151+I176)","v":0},{"$f":"IF('EaR MLN031'!$F$29=\"15m\",(J151+J176)*0.25,J151+J176)","v":0},{"$f":"IF('EaR MLN031'!$F$29=\"15m\",(K151+K176)*0.25,K151+K176)","v":0},{"$f":"IF('EaR MLN031'!$F$29=\"15m\",(L151+L176)*0.25,L151+L176)","v":0},{"$f":"IF('EaR MLN031'!$F$29=\"15m\",(M151+M176)*0.25,M151+M176)","v":0},{"$f":"IF('EaR MLN031'!$F$29=\"15m\",(N151+N176)*0.25,N151+N176)","v":1.2965045500000083},{"$f":"IF('EaR MLN031'!$F$29=\"15m\",(O151+O176)*0.25,O151+O176)","v":7.6532702194823505},{"$f":"IF('EaR MLN031'!$F$29=\"15m\",(P151+P176)*0.25,P151+P176)","v":19.959660486058191},{"$f":"IF('EaR MLN031'!$F$29=\"15m\",(Q151+Q176)*0.25,Q151+Q176)","v":44.322579541883599},{"$f":"IF('EaR MLN031'!$F$29=\"15m\",(R151+R176)*0.25,R151+R176)","v":44.322579541883599},{"$f":"IF('EaR MLN031'!$F$29=\"15m\",(S151+S176)*0.25,S151+S176)","v":44.322579541883599},{"$f":"IF('EaR MLN031'!$F$29=\"15m\",(T151+T176)*0.25,T151+T176)","v":44.322579541883599},{"$f":"IF('EaR MLN031'!$F$29=\"15m\",(U151+U176)*0.25,U151+U176)","v":44.322579541883599},{"$f":"IF('EaR MLN031'!$F$29=\"15m\",(V151+V176)*0.25,V151+V176)","v":44.322579541883599},{"$f":"IF('EaR MLN031'!$F$29=\"15m\",(W151+W176)*0.25,W151+W176)","v":44.322579541883599},{"$f":"IF('EaR MLN031'!$F$29=\"15m\",(X151+X176)*0.25,X151+X176)","v":44.322579541883599},{"$f":"IF('EaR MLN031'!$F$29=\"15m\",(Y151+Y176)*0.25,Y151+Y176)","v":44.322579541883599},{"$f":"IF('EaR MLN031'!$F$29=\"15m\",(Z151+Z176)*0.25,Z151+Z176)","v":44.322579541883599},{"$f":"IF('EaR MLN031'!$F$29=\"15m\",(AA151+AA176)*0.25,AA151+AA176)","v":44.322579541883599},{"$f":"IF('EaR MLN031'!$F$29=\"15m\",(AB151+AB176)*0.25,AB151+AB176)","v":44.322579541883599},{"$f":"IF('EaR MLN031'!$F$29=\"15m\",(AC151+AC176)*0.25,AC151+AC176)","v":44.322579541883599},{"$f":"IF('EaR MLN031'!$F$29=\"15m\",(AD151+AD176)*0.25,AD151+AD176)","v":44.322579541883599},{"$f":"IF('EaR MLN031'!$F$29=\"15m\",(AE151+AE176)*0.25,AE151+AE176)","v":44.322579541883599},{"$f":"IF('EaR MLN031'!$F$29=\"15m\",(AF151+AF176)*0.25,AF151+AF176)","v":44.322579541883599}]
["50% PoE","N-1",null,null,"Total EatR, MWhrs",{"$f":"IF('EaR MLN031'!$F$29=\"15m\",(F152+F177)*0.25,F152+F177)","v":0},{"$f":"IF('EaR MLN031'!$F$29=\"15m\",(G152+G177)*0.25,G152+G177)","v":0},{"$f":"IF('EaR MLN031'!$F$29=\"15m\",(H152+H177)*0.25,H152+H177)","v":0},{"$f":"IF('EaR MLN031'!$F$29=\"15m\",(I152+I177)*0.25,I152+I177)","v":0},{"$f":"IF('EaR MLN031'!$F$29=\"15m\",(J152+J177)*0.25,J152+J177)","v":0},{"$f":"IF('EaR MLN031'!$F$29=\"15m\",(K152+K177)*0.25,K152+K177)","v":0},{"$f":"IF('EaR MLN031'!$F$29=\"15m\",(L152+L177)*0.25,L152+L177)","v":0},{"$f":"IF('EaR MLN031'!$F$29=\"15m\",(M152+M177)*0.25,M152+M177)","v":0},{"$f":"IF('EaR MLN031'!$F$29=\"15m\",(N152+N177)*0.25,N152+N177)","v":0},{"$f":"IF('EaR MLN031'!$F$29=\"15m\",(O152+O177)*0.25,O152+O177)","v":0},{"$f":"IF('EaR MLN031'!$F$29=\"15m\",(P152+P177)*0.25,P152+P177)","v":0},{"$f":"IF('EaR MLN031'!$F$29=\"15m\",(Q152+Q177)*0.25,Q152+Q177)","v":0},{"$f":"IF('EaR MLN031'!$F$29=\"15m\",(R152+R177)*0.25,R152+R177)","v":0},{"$f":"IF('EaR MLN031'!$F$29=\"15m\",(S152+S177)*0.25,S152+S177)","v":0},{"$f":"IF('EaR MLN031'!$F$29=\"15m\",(T152+T177)*0.25,T152+T177)","v":0},{"$f":"IF('EaR MLN031'!$F$29=\"15m\",(U152+U177)*0.25,U152+U177)","v":0},{"$f":"IF('EaR MLN031'!$F$29=\"15m\",(V152+V177)*0.25,V152+V177)","v":0},{"$f":"IF('EaR MLN031'!$F$29=\"15m\",(W152+W177)*0.25,W152+W177)","v":0},{"$f":"IF('EaR MLN031'!$F$29=\"15m\",(X152+X177)*0.25,X152+X177)","v":0},{"$f":"IF('EaR MLN031'!$F$29=\"15m\",(Y152+Y177)*0.25,Y152+Y177)","v":0},{"$f":"IF('EaR MLN031'!$F$29=\"15m\",(Z152+Z177)*0.25,Z152+Z177)","v":0},{"$f":"IF('EaR MLN031'!$F$29=\"15m\",(AA152+AA177)*0.25,AA152+AA177)","v":0},{"$f":"IF('EaR MLN031'!$F$29=\"15m\",(AB152+AB177)*0.25,AB152+AB177)","v":0},{"$f":"IF('EaR MLN031'!$F$29=\"15m\",(AC152+AC177)*0.25,AC152+AC177)","v":0},{"$f":"IF('EaR MLN031'!$F$29=\"15m\",(AD152+AD177)*0.25,AD152+AD177)","v":0},{"$f":"IF('EaR MLN031'!$F$29=\"15m\",(AE152+AE177)*0.25,AE152+AE177)","v":0},{"$f":"IF('EaR MLN031'!$F$29=\"15m\",(AF152+AF177)*0.25,AF152+AF177)","v":0}]
["10% LAR","N",null,null,"Total EatR, MWhrs",{"$f":"IF('EaR MLN031'!$F$29=\"15m\",(F153+F178)*0.25,F153+F178)","v":0},{"$f":"IF('EaR MLN031'!$F$29=\"15m\",(G153+G178)*0.25,G153+G178)","v":0},{"$f":"IF('EaR MLN031'!$F$29=\"15m\",(H153+H178)*0.25,H153+H178)","v":0},{"$f":"IF('EaR MLN031'!$F$29=\"15m\",(I153+I178)*0.25,I153+I178)","v":0},{"$f":"IF('EaR MLN031'!$F$29=\"15m\",(J153+J178)*0.25,J153+J178)","v":0},{"$f":"IF('EaR MLN031'!$F$29=\"15m\",(K153+K178)*0.25,K153+K178)","v":0},{"$f":"IF('EaR MLN031'!$F$29=\"15m\",(L153+L178)*0.25,L153+L178)","v":0.48796512085011978},{"$f":"IF('EaR MLN031'!$F$29=\"15m\",(M153+M178)*0.25,M153+M178)","v":3.9201246734414541},{"$f":"IF('EaR MLN031'!$F$29=\"15m\",(N153+N178)*0.25,N153+N178)","v":16.57329813641401},{"$f":"IF('EaR MLN031'!$F$29=\"15m\",(O153+O178)*0.25,O153+O178)","v":51.983446576812867},{"$f":"IF('EaR MLN031'!$F$29=\"15m\",(P153+P178)*0.25,P153+P178)","v":135.02976902646765},{"$f":"IF('EaR MLN031'!$F$29=\"15m\",(Q153+Q178)*0.25,Q153+Q178)","v":283.3762920659031},{"$f":"IF('EaR MLN031'!$F$29=\"15m\",(R153+R178)*0.25,R153+R178)","v":283.3762920659031},{"$f":"IF('EaR MLN031'!$F$29=\"15m\",(S153+S178)*0.25,S153+S178)","v":283.3762920659031},{"$f":"IF('EaR MLN031'!$F$29=\"15m\",(T153+T178)*0.25,T153+T178)","v":283.3762920659031},{"$f":"IF('EaR MLN031'!$F$29=\"15m\",(U153+U178)*0.25,U153+U178)","v":283.3762920659031},{"$f":"IF('EaR MLN031'!$F$29=\"15m\",(V153+V178)*0.25,V153+V178)","v":283.3762920659031},{"$f":"IF('EaR MLN031'!$F$29=\"15m\",(W153+W178)*0.25,W153+W178)","v":283.3762920659031},{"$f":"IF('EaR MLN031'!$F$29=\"15m\",(X153+X178)*0.25,X153+X178)","v":283.3762920659031},{"$f":"IF('EaR MLN031'!$F$29=\"15m\",(Y153+Y178)*0.25,Y153+Y178)","v":283.3762920659031},{"$f":"IF('EaR MLN031'!$F$29=\"15m\",(Z153+Z178)*0.25,Z153+Z178)","v":283.3762920659031},{"$f":"IF('EaR MLN031'!$F$29=\"15m\",(AA153+AA178)*0.25,AA153+AA178)","v":283.3762920659031},{"$f":"IF('EaR MLN031'!$F$29=\"15m\",(AB153+AB178)*0.25,AB153+AB178)","v":283.3762920659031},{"$f":"IF('EaR MLN031'!$F$29=\"15m\",(AC153+AC178)*0.25,AC153+AC178)","v":283.3762920659031},{"$f":"IF('EaR MLN031'!$F$29=\"15m\",(AD153+AD178)*0.25,AD153+AD178)","v":283.3762920659031},{"$f":"IF('EaR MLN031'!$F$29=\"15m\",(AE153+AE178)*0.25,AE153+AE178)","v":283.3762920659031},{"$f":"IF('EaR MLN031'!$F$29=\"15m\",(AF153+AF178)*0.25,AF153+AF178)","v":283.3762920659031}]
["10% LAR","N-1",null,null,"Total EatR, MWhrs",{"$f":"IF('EaR MLN031'!$F$29=\"15m\",(F154+F179)*0.25,F154+F179)","v":0},{"$f":"IF('EaR MLN031'!$F$29=\"15m\",(G154+G179)*0.25,G154+G179)","v":0},{"$f":"IF('EaR MLN031'!$F$29=\"15m\",(H154+H179)*0.25,H154+H179)","v":0},{"$f":"IF('EaR MLN031'!$F$29=\"15m\",(I154+I179)*0.25,I154+I179)","v":0},{"$f":"IF('EaR MLN031'!$F$29=\"15m\",(J154+J179)*0.25,J154+J179)","v":0},{"$f":"IF('EaR MLN031'!$F$29=\"15m\",(K154+K179)*0.25,K154+K179)","v":0},{"$f":"IF('EaR MLN031'!$F$29=\"15m\",(L154+L179)*0.25,L154+L179)","v":1.3119237361024827E-2},{"$f":"IF('EaR MLN031'!$F$29=\"15m\",(M154+M179)*0.25,M154+M179)","v":9.0415677245277326E-2},{"$f":"IF('EaR MLN031'!$F$29=\"15m\",(N154+N179)*0.25,N154+N179)","v":0.30841138580126071},{"$f":"IF('EaR MLN031'!$F$29=\"15m\",(O154+O179)*0.25,O154+O179)","v":0.72627938276458082},{"$f":"IF('EaR MLN031'!$F$29=\"15m\",(P154+P179)*0.25,P154+P179)","v":1.2437718115661553},{"$f":"IF('EaR MLN031'!$F$29=\"15m\",(Q154+Q179)*0.25,Q154+Q179)","v":1.7774482012004569},{"$f":"IF('EaR MLN031'!$F$29=\"15m\",(R154+R179)*0.25,R154+R179)","v":1.7774482012004569},{"$f":"IF('EaR MLN031'!$F$29=\"15m\",(S154+S179)*0.25,S154+S179)","v":1.7774482012004569},{"$f":"IF('EaR MLN031'!$F$29=\"15m\",(T154+T179)*0.25,T154+T179)","v":1.7774482012004569},{"$f":"IF('EaR MLN031'!$F$29=\"15m\",(U154+U179)*0.25,U154+U179)","v":1.7774482012004569},{"$f":"IF('EaR MLN031'!$F$29=\"15m\",(V154+V179)*0.25,V154+V179)","v":1.7774482012004569},{"$f":"IF('EaR MLN031'!$F$29=\"15m\",(W154+W179)*0.25,W154+W179)","v":1.7774482012004569},{"$f":"IF('EaR MLN031'!$F$29=\"15m\",(X154+X179)*0.25,X154+X179)","v":1.7774482012004569},{"$f":"IF('EaR MLN031'!$F$29=\"15m\",(Y154+Y179)*0.25,Y154+Y179)","v":1.7774482012004569},{"$f":"IF('EaR MLN031'!$F$29=\"15m\",(Z154+Z179)*0.25,Z154+Z179)","v":1.7774482012004569},{"$f":"IF('EaR MLN031'!$F$29=\"15m\",(AA154+AA179)*0.25,AA154+AA179)","v":1.7774482012004569},{"$f":"IF('EaR MLN031'!$F$29=\"15m\",(AB154+AB179)*0.25,AB154+AB179)","v":1.7774482012004569},{"$f":"IF('EaR MLN031'!$F$29=\"15m\",(AC154+AC179)*0.25,AC154+AC179)","v":1.7774482012004569},{"$f":"IF('EaR MLN031'!$F$29=\"15m\",(AD154+AD179)*0.25,AD154+AD179)","v":1.7774482012004569},{"$f":"IF('EaR MLN031'!$F$29=\"15m\",(AE154+AE179)*0.25,AE154+AE179)","v":1.7774482012004569},{"$f":"IF('EaR MLN031'!$F$29=\"15m\",(AF154+AF179)*0.25,AF154+AF179)","v":1.7774482012004569}]
["50% PoE","N",null,null,"Total EEatR, MWhrs",{"$f":"IF('EaR MLN031'!$F$29=\"15m\",(F156+F181)*0.25,F156+F181)","v":0},{"$f":"IF('EaR MLN031'!$F$29=\"15m\",(G156+G181)*0.25,G156+G181)","v":0},{"$f":"IF('EaR MLN031'!$F$29=\"15m\",(H156+H181)*0.25,H156+H181)","v":0},{"$f":"IF('EaR MLN031'!$F$29=\"15m\",(I156+I181)*0.25,I156+I181)","v":0},{"$f":"IF('EaR MLN031'!$F$29=\"15m\",(J156+J181)*0.25,J156+J181)","v":0},{"$f":"IF('EaR MLN031'!$F$29=\"15m\",(K156+K181)*0.25,K156+K181)","v":0},{"$f":"IF('EaR MLN031'!$F$29=\"15m\",(L156+L181)*0.25,L156+L181)","v":0},{"$f":"IF('EaR MLN031'!$F$29=\"15m\",(M156+M181)*0.25,M156+M181)","v":0},{"$f":"IF('EaR MLN031'!$F$29=\"15m\",(N156+N181)*0.25,N156+N181)","v":1.2965045500000083},{"$f":"IF('EaR MLN031'!$F$29=\"15m\",(O156+O181)*0.25,O156+O181)","v":7.6532702194823505},{"$f":"IF('EaR MLN031'!$F$29=\"15m\",(P156+P181)*0.25,P156+P181)","v":19.959660486058191},{"$f":"IF('EaR MLN031'!$F$29=\"15m\",(Q156+Q181)*0.25,Q156+Q181)","v":44.322579541883599},{"$f":"IF('EaR MLN031'!$F$29=\"15m\",(R156+R181)*0.25,R156+R181)","v":44.322579541883599},{"$f":"IF('EaR MLN031'!$F$29=\"15m\",(S156+S181)*0.25,S156+S181)","v":44.322579541883599},{"$f":"IF('EaR MLN031'!$F$29=\"15m\",(T156+T181)*0.25,T156+T181)","v":44.322579541883599},{"$f":"IF('EaR MLN031'!$F$29=\"15m\",(U156+U181)*0.25,U156+U181)","v":44.322579541883599},{"$f":"IF('EaR MLN031'!$F$29=\"15m\",(V156+V181)*0.25,V156+V181)","v":44.322579541883599},{"$f":"IF('EaR MLN031'!$F$29=\"15m\",(W156+W181)*0.25,W156+W181)","v":44.322579541883599},{"$f":"IF('EaR MLN031'!$F$29=\"15m\",(X156+X181)*0.25,X156+X181)","v":44.322579541883599},{"$f":"IF('EaR MLN031'!$F$29=\"15m\",(Y156+Y181)*0.25,Y156+Y181)","v":44.322579541883599},{"$f":"IF('EaR MLN031'!$F$29=\"15m\",(Z156+Z181)*0.25,Z156+Z181)","v":44.322579541883599},{"$f":"IF('EaR MLN031'!$F$29=\"15m\",(AA156+AA181)*0.25,AA156+AA181)","v":44.322579541883599},{"$f":"IF('EaR MLN031'!$F$29=\"15m\",(AB156+AB181)*0.25,AB156+AB181)","v":44.322579541883599},{"$f":"IF('EaR MLN031'!$F$29=\"15m\",(AC156+AC181)*0.25,AC156+AC181)","v":44.322579541883599},{"$f":"IF('EaR MLN031'!$F$29=\"15m\",(AD156+AD181)*0.25,AD156+AD181)","v":44.322579541883599},{"$f":"IF('EaR MLN031'!$F$29=\"15m\",(AE156+AE181)*0.25,AE156+AE181)","v":44.322579541883599},{"$f":"IF('EaR MLN031'!$F$29=\"15m\",(AF156+AF181)*0.25,AF156+AF181)","v":44.322579541883599}]
["50% PoE","N-1",null,null,"Total EEatR, MWhrs",{"$f":"IF('EaR MLN031'!$F$29=\"15m\",(F157+F182)*0.25,F157+F182)","v":0},{"$f":"IF('EaR MLN031'!$F$29=\"15m\",(G157+G182)*0.25,G157+G182)","v":0},{"$f":"IF('EaR MLN031'!$F$29=\"15m\",(H157+H182)*0.25,H157+H182)","v":0},{"$f":"IF('EaR MLN031'!$F$29=\"15m\",(I157+I182)*0.25,I157+I182)","v":0},{"$f":"IF('EaR MLN031'!$F$29=\"15m\",(J157+J182)*0.25,J157+J182)","v":0},{"$f":"IF('EaR MLN031'!$F$29=\"15m\",(K157+K182)*0.25,K157+K182)","v":0},{"$f":"IF('EaR MLN031'!$F$29=\"15m\",(L157+L182)*0.25,L157+L182)","v":0},{"$f":"IF('EaR MLN031'!$F$29=\"15m\",(M157+M182)*0.25,M157+M182)","v":0},{"$f":"IF('EaR MLN031'!$F$29=\"15m\",(N157+N182)*0.25,N157+N182)","v":0},{"$f":"IF('EaR MLN031'!$F$29=\"15m\",(O157+O182)*0.25,O157+O182)","v":0},{"$f":"IF('EaR MLN031'!$F$29=\"15m\",(P157+P182)*0.25,P157+P182)","v":0},{"$f":"IF('EaR MLN031'!$F$29=\"15m\",(Q157+Q182)*0.25,Q157+Q182)","v":0},{"$f":"IF('EaR MLN031'!$F$29=\"15m\",(R157+R182)*0.25,R157+R182)","v":0},{"$f":"IF('EaR MLN031'!$F$29=\"15m\",(S157+S182)*0.25,S157+S182)","v":0},{"$f":"IF('EaR MLN031'!$F$29=\"15m\",(T157+T182)*0.25,T157+T182)","v":0},{"$f":"IF('EaR MLN031'!$F$29=\"15m\",(U157+U182)*0.25,U157+U182)","v":0},{"$f":"IF('EaR MLN031'!$F$29=\"15m\",(V157+V182)*0.25,V157+V182)","v":0},{"$f":"IF('EaR MLN031'!$F$29=\"15m\",(W157+W182)*0.25,W157+W182)","v":0},{"$f":"IF('EaR MLN031'!$F$29=\"15m\",(X157+X182)*0.25,X157+X182)","v":0},{"$f":"IF('EaR MLN031'!$F$29=\"15m\",(Y157+Y182)*0.25,Y157+Y182)","v":0},{"$f":"IF('EaR MLN031'!$F$29=\"15m\",(Z157+Z182)*0.25,Z157+Z182)","v":0},{"$f":"IF('EaR MLN031'!$F$29=\"15m\",(AA157+AA182)*0.25,AA157+AA182)","v":0},{"$f":"IF('EaR MLN031'!$F$29=\"15m\",(AB157+AB182)*0.25,AB157+AB182)","v":0},{"$f":"IF('EaR MLN031'!$F$29=\"15m\",(AC157+AC182)*0.25,AC157+AC182)","v":0},{"$f":"IF('EaR MLN031'!$F$29=\"15m\",(AD157+AD182)*0.25,AD157+AD182)","v":0},{"$f":"IF('EaR MLN031'!$F$29=\"15m\",(AE157+AE182)*0.25,AE157+AE182)","v":0},{"$f":"IF('EaR MLN031'!$F$29=\"15m\",(AF157+AF182)*0.25,AF157+AF182)","v":0}]
["10% LAR","N",null,null,"Total EEatR, MWhrs",{"$f":"IF('EaR MLN031'!$F$29=\"15m\",(F158+F183)*0.25,F158+F183)","v":0},{"$f":"IF('EaR MLN031'!$F$29=\"15m\",(G158+G183)*0.25,G158+G183)","v":0},{"$f":"IF('EaR MLN031'!$F$29=\"15m\",(H158+H183)*0.25,H158+H183)","v":0},{"$f":"IF('EaR MLN031'!$F$29=\"15m\",(I158+I183)*0.25,I158+I183)","v":0},{"$f":"IF('EaR MLN031'!$F$29=\"15m\",(J158+J183)*0.25,J158+J183)","v":0},{"$f":"IF('EaR MLN031'!$F$29=\"15m\",(K158+K183)*0.25,K158+K183)","v":0},{"$f":"IF('EaR MLN031'!$F$29=\"15m\",(L158+L183)*0.25,L158+L183)","v":0.48796512085011978},{"$f":"IF('EaR MLN031'!$F$29=\"15m\",(M158+M183)*0.25,M158+M183)","v":3.9201246734414541},{"$f":"IF('EaR MLN031'!$F$29=\"15m\",(N158+N183)*0.25,N158+N183)","v":16.57329813641401},{"$f":"IF('EaR MLN031'!$F$29=\"15m\",(O158+O183)*0.25,O158+O183)","v":51.983446576812867},{"$f":"IF('EaR MLN031'!$F$29=\"15m\",(P158+P183)*0.25,P158+P183)","v":135.02976902646765},{"$f":"IF('EaR MLN031'!$F$29=\"15m\",(Q158+Q183)*0.25,Q158+Q183)","v":283.3762920659031},{"$f":"IF('EaR MLN031'!$F$29=\"15m\",(R158+R183)*0.25,R158+R183)","v":283.3762920659031},{"$f":"IF('EaR MLN031'!$F$29=\"15m\",(S158+S183)*0.25,S158+S183)","v":283.3762920659031},{"$f":"IF('EaR MLN031'!$F$29=\"15m\",(T158+T183)*0.25,T158+T183)","v":283.3762920659031},{"$f":"IF('EaR MLN031'!$F$29=\"15m\",(U158+U183)*0.25,U158+U183)","v":283.3762920659031},{"$f":"IF('EaR MLN031'!$F$29=\"15m\",(V158+V183)*0.25,V158+V183)","v":283.3762920659031},{"$f":"IF('EaR MLN031'!$F$29=\"15m\",(W158+W183)*0.25,W158+W183)","v":283.3762920659031},{"$f":"IF('EaR MLN031'!$F$29=\"15m\",(X158+X183)*0.25,X158+X183)","v":283.3762920659031},{"$f":"IF('EaR MLN031'!$F$29=\"15m\",(Y158+Y183)*0.25,Y158+Y183)","v":283.3762920659031},{"$f":"IF('EaR MLN031'!$F$29=\"15m\",(Z158+Z183)*0.25,Z158+Z183)","v":283.3762920659031},{"$f":"IF('EaR MLN031'!$F$29=\"15m\",(AA158+AA183)*0.25,AA158+AA183)","v":283.3762920659031},{"$f":"IF('EaR MLN031'!$F$29=\"15m\",(AB158+AB183)*0.25,AB158+AB183)","v":283.3762920659031},{"$f":"IF('EaR MLN031'!$F$29=\"15m\",(AC158+AC183)*0.25,AC158+AC183)","v":283.3762920659031},{"$f":"IF('EaR MLN031'!$F$29=\"15m\",(AD158+AD183)*0.25,AD158+AD183)","v":283.3762920659031},{"$f":"IF('EaR MLN031'!$F$29=\"15m\",(AE158+AE183)*0.25,AE158+AE183)","v":283.3762920659031},{"$f":"IF('EaR MLN031'!$F$29=\"15m\",(AF158+AF183)*0.25,AF158+AF183)","v":283.3762920659031}]
["10% LAR","N-1",null,null,"Total EEatR, MWhrs",{"$f":"IF('EaR MLN031'!$F$29=\"15m\",(F159+F184)*0.25,F159+F184)","v":0},{"$f":"IF('EaR MLN031'!$F$29=\"15m\",(G159+G184)*0.25,G159+G184)","v":0},{"$f":"IF('EaR MLN031'!$F$29=\"15m\",(H159+H184)*0.25,H159+H184)","v":0},{"$f":"IF('EaR MLN031'!$F$29=\"15m\",(I159+I184)*0.25,I159+I184)","v":0},{"$f":"IF('EaR MLN031'!$F$29=\"15m\",(J159+J184)*0.25,J159+J184)","v":0},{"$f":"IF('EaR MLN031'!$F$29=\"15m\",(K159+K184)*0.25,K159+K184)","v":0},{"$f":"IF('EaR MLN031'!$F$29=\"15m\",(L159+L184)*0.25,L159+L184)","v":4.9122258612056423E-4},{"$f":"IF('EaR MLN031'!$F$29=\"15m\",(M159+M184)*0.25,M159+M184)","v":3.3854271845263654E-3},{"$f":"IF('EaR MLN031'!$F$29=\"15m\",(N159+N184)*0.25,N159+N184)","v":1.1547823577946746E-2},{"$f":"IF('EaR MLN031'!$F$29=\"15m\",(O159+O184)*0.25,O159+O184)","v":2.7194022551002568E-2},{"$f":"IF('EaR MLN031'!$F$29=\"15m\",(P159+P184)*0.25,P159+P184)","v":4.6570451391974764E-2},{"$f":"IF('EaR MLN031'!$F$29=\"15m\",(Q159+Q184)*0.25,Q159+Q184)","v":6.6552855022117552E-2},{"$f":"IF('EaR MLN031'!$F$29=\"15m\",(R159+R184)*0.25,R159+R184)","v":6.6552855022117552E-2},{"$f":"IF('EaR MLN031'!$F$29=\"15m\",(S159+S184)*0.25,S159+S184)","v":6.6552855022117552E-2},{"$f":"IF('EaR MLN031'!$F$29=\"15m\",(T159+T184)*0.25,T159+T184)","v":6.6552855022117552E-2},{"$f":"IF('EaR MLN031'!$F$29=\"15m\",(U159+U184)*0.25,U159+U184)","v":6.6552855022117552E-2},{"$f":"IF('EaR MLN031'!$F$29=\"15m\",(V159+V184)*0.25,V159+V184)","v":6.6552855022117552E-2},{"$f":"IF('EaR MLN031'!$F$29=\"15m\",(W159+W184)*0.25,W159+W184)","v":6.6552855022117552E-2},{"$f":"IF('EaR MLN031'!$F$29=\"15m\",(X159+X184)*0.25,X159+X184)","v":6.6552855022117552E-2},{"$f":"IF('EaR MLN031'!$F$29=\"15m\",(Y159+Y184)*0.25,Y159+Y184)","v":6.6552855022117552E-2},{"$f":"IF('EaR MLN031'!$F$29=\"15m\",(Z159+Z184)*0.25,Z159+Z184)","v":6.6552855022117552E-2},{"$f":"IF('EaR MLN031'!$F$29=\"15m\",(AA159+AA184)*0.25,AA159+AA184)","v":6.6552855022117552E-2},{"$f":"IF('EaR MLN031'!$F$29=\"15m\",(AB159+AB184)*0.25,AB159+AB184)","v":6.6552855022117552E-2},{"$f":"IF('EaR MLN031'!$F$29=\"15m\",(AC159+AC184)*0.25,AC159+AC184)","v":6.6552855022117552E-2},{"$f":"IF('EaR MLN031'!$F$29=\"15m\",(AD159+AD184)*0.25,AD159+AD184)","v":6.6552855022117552E-2},{"$f":"IF('EaR MLN031'!$F$29=\"15m\",(AE159+AE184)*0.25,AE159+AE184)","v":6.6552855022117552E-2},{"$f":"IF('EaR MLN031'!$F$29=\"15m\",(AF159+AF184)*0.25,AF159+AF184)","v":6.6552855022117552E-2}]
[null,null,{"$f":"'EaR MLN031'!$F$30","v":3.744292237442922E-2}]
["Transfers","ON"]
["MLN021","50% PoE",{"$f":"EXP((1/11)*LN(Q136/F136))-1","v":0.11849546990507132},null,"MW",{"$f":"IF($B$135=\"OFF\",F43,F47)","v":6.619999885559082},7.5500001907348633,12.670000076293951,15.22000026702881,14.409999847412109,16.79000091552734,17.70000076293945,18.620000839233398,19.75,20.909999847412109,21.870000839233398,22.690000534057621,22.690000534057621,22.690000534057621,22.690000534057621,22.690000534057621,22.690000534057621,22.690000534057621,22.690000534057621,22.690000534057621,22.690000534057621,22.690000534057621,22.690000534057621,22.690000534057621,22.690000534057621,22.690000534057621,22.690000534057621]
["Summer","load pf",{"$f":"F136/F138","v":0.97381830594780483},null,"MVAr",{"$f":"F144*F136","v":-1.5453701019287109},-1.7624689978876575,-2.9576797051085708,-3.5529507206368978,-3.363864549539533,-3.9194510384829622,-4.131881035652305,-4.3466454822164504,-4.6104320303193527,-4.8812219266066617,-5.1053241707500145,-5.296744568616834,-5.296744568616834,-5.296744568616834,-5.296744568616834,-5.296744568616834,-5.296744568616834,-5.296744568616834,-5.296744568616834,-5.296744568616834,-5.296744568616834,-5.296744568616834,-5.296744568616834,-5.296744568616834,-5.296744568616834,-5.296744568616834,-5.296744568616834]
[null,null,null,null,"MVA",{"$f":"(F136^2+F137^2)^0.5","v":6.7979825857924503},7.7529865115716277,13.010640690269632,15.629199178193083,14.797421407463728,17.241410243552416,18.175875987166073,19.120610821862495,20.280990693410285,21.472177838206353,22.457989037233808,23.300034919731495,23.300034919731495,23.300034919731495,23.300034919731495,23.300034919731495,23.300034919731495,23.300034919731495,23.300034919731495,23.300034919731495,23.300034919731495,23.300034919731495,23.300034919731495,23.300034919731495,23.300034919731495,23.300034919731495,23.300034919731495]
[null,null,null,null,"MVA",{"$f":"(F136^2+(F137-F145)^2)^0.5","v":6.7979825857924503},7.7529865115716277,13.010640690269632,15.629199178193083,14.797421407463728,17.241410243552416,18.175875987166073,19.120610821862495,20.280990693410285,21.472177838206353,22.457989037233808,23.300034919731495,23.300034919731495,23.300034919731495,23.300034919731495,23.300034919731495,23.300034919731495,23.300034919731495,23.300034919731495,23.300034919731495,23.300034919731495,23.300034919731495,23.300034919731495,23.300034919731495,23.300034919731495,23.300034919731495,23.300034919731495]
["50% PoE","N","CR",null,"MVA",{"$f":"'EaR MLN031'!$F$26","v":19.29999923706055},{"$f":"'EaR MLN031'!$F$26","v":19.29999923706055},{"$f":"'EaR MLN031'!$F$26","v":19.29999923706055},{"$f":"'EaR MLN031'!$F$26","v":19.29999923706055},{"$f":"'EaR MLN031'!$F$26","v":19.29999923706055},{"$f":"'EaR MLN031'!$F$26","v":19.29999923706055},{"$f":"'EaR MLN031'!$F$26","v":19.29999923706055},{"$f":"'EaR MLN031'!$F$26","v":19.29999923706055},{"$f":"'EaR MLN031'!$F$26","v":19.29999923706055},{"$f":"'EaR MLN031'!$F$26","v":19.29999923706055},{"$f":"'EaR MLN031'!$F$26","v":19.29999923706055},{"$f":"'EaR MLN031'!$F$26","v":19.29999923706055},{"$f":"'EaR MLN031'!$F$26","v":19.29999923706055},{"$f":"'EaR MLN031'!$F$26","v":19.29999923706055},{"$f":"'EaR MLN031'!$F$26","v":19.29999923706055},{"$f":"'EaR MLN031'!$F$26","v":19.29999923706055},{"$f":"'EaR MLN031'!$F$26","v":19.29999923706055},{"$f":"'EaR MLN031'!$F$26","v":19.29999923706055},{"$f":"'EaR MLN031'!$F$26","v":19.29999923706055},{"$f":"'EaR MLN031'!$F$26","v":19.29999923706055},{"$f":"'EaR MLN031'!$F$26","v":19.29999923706055},{"$f":"'EaR MLN031'!$F$26","v":19.29999923706055},{"$f":"'EaR MLN031'!$F$26","v":19.29999923706055},{"$f":"'EaR MLN031'!$F$26","v":19.29999923706055},{"$f":"'EaR MLN031'!$F$26","v":19.29999923706055},{"$f":"'EaR MLN031'!$F$26","v":19.29999923706055},{"$f":"'EaR MLN031'!$F$26","v":19.29999923706055}]
["50% PoE","N-1","CR",null,"MVA",{"$f":"'EaR MLN031'!$G$26","v":19.29999923706055},{"$f":"'EaR MLN031'!$G$26","v":19.29999923706055},{"$f":"'EaR MLN031'!$G$26","v":19.29999923706055},{"$f":"'EaR MLN031'!$G$26","v":19.29999923706055},{"$f":"'EaR MLN031'!$G$26","v":19.29999923706055},{"$f":"'EaR MLN031'!$G$26","v":19.29999923706055},{"$f":"'EaR MLN031'!$G$26","v":19.29999923706055},{"$f":"'EaR MLN031'!$G$26","v":19.29999923706055},{"$f":"'EaR MLN031'!$G$26","v":19.29999923706055},{"$f":"'EaR MLN031'!$G$26","v":19.29999923706055},{"$f":"'EaR MLN031'!$G$26","v":19.29999923706055},{"$f":"'EaR MLN031'!$G$26","v":19.29999923706055},{"$f":"'EaR MLN031'!$G$26","v":19.29999923706055},{"$f":"'EaR MLN031'!$G$26","v":19.29999923706055},{"$f":"'EaR MLN031'!$G$26","v":19.29999923706055},{"$f":"'EaR MLN031'!$G$26","v":19.29999923706055},{"$f":"'EaR MLN031'!$G$26","v":19.29999923706055},{"$f":"'EaR MLN031'!$G$26","v":19.29999923706055},{"$f":"'EaR MLN031'!$G$26","v":19.29999923706055},{"$f":"'EaR MLN031'!$G$26","v":19.29999923706055},{"$f":"'EaR MLN031'!$G$26","v":19.29999923706055},{"$f":"'EaR MLN031'!$G$26","v":19.29999923706055},{"$f":"'EaR MLN031'!$G$26","v":19.29999923706055},{"$f":"'EaR MLN031'!$G$26","v":19.29999923706055},{"$f":"'EaR MLN031'!$G$26","v":19.29999923706055},{"$f":"'EaR MLN031'!$G$26","v":19.29999923706055},{"$f":"'EaR MLN031'!$G$26","v":19.29999923706055}]
["50% LAR","N",null,null,"Ratio Rating/Load",{"$f":"IF(F139=0,100,TRUNC(F140/F139,5))","v":2.83907},2.48936,1.4834000000000001,1.2348600000000001,1.3042800000000001,1.1193900000000001,1.0618399999999999,1.0093799999999999,0.95162999999999998,0.89883000000000002,0.85938000000000003,0.82831999999999995,0.82831999999999995,0.82831999999999995,0.82831999999999995,0.82831999999999995,0.82831999999999995,0.82831999999999995,0.82831999999999995,0.82831999999999995,0.82831999999999995,0.82831999999999995,0.82831999999999995,0.82831999999999995,0.82831999999999995,0.82831999999999995,0.82831999999999995]
["50% LAR","N-1",null,null,"Ratio Rating/Load",{"$f":"IF(F139=0,100,TRUNC(F141/F139,5))","v":2.83907},2.48936,1.4834000000000001,1.2348600000000001,1.3042800000000001,1.1193900000000001,1.0618399999999999,1.0093799999999999,0.95162999999999998,0.89883000000000002,0.85938000000000003,0.82831999999999995,0.82831999999999995,0.82831999999999995,0.82831999999999995,0.82831999999999995,0.82831999999999995,0.82831999999999995,0.82831999999999995,0.82831999999999995,0.82831999999999995,0.82831999999999995,0.82831999999999995,0.82831999999999995,0.82831999999999995,0.82831999999999995,0.82831999999999995]
["Load tan Phi",null,{"$f":"'EaR MLN031'!$H$26","v":-0.23343959647186596},null,null,{"$f":"C144","v":-0.23343959647186596},{"$f":"'EaR MLN031'!I26","v":-0.23343959647186596},{"$f":"G144","v":-0.23343959647186596},-0.23343959647186596,-0.23343959647186596,-0.23343959647186596,-0.23343959647186596,-0.23343959647186596,-0.23343959647186596,-0.23343959647186596,-0.23343959647186596,-0.23343959647186596,-0.23343959647186596,-0.23343959647186596,-0.23343959647186596,-0.23343959647186596,-0.23343959647186596,-0.23343959647186596,-0.23343959647186596,-0.23343959647186596,-0.23343959647186596,-0.23343959647186596,-0.23343959647186596,-0.23343959647186596,-0.23343959647186596,-0.23343959647186596,-0.23343959647186596]
["Cap",null,0,null,"MVAr",{"$f":"C145","v":0},{"$f":"'EaR MLN031'!L26","v":0},{"$f":"G145","v":0},0,0,0,0,0,0,0,0,0,0,0,0,0,0,0,0,0,0,0,0,0,0,0,0]
["10% PoE","10%/50%",{"$f":"'EaR MLN031'!J26","v":1.0938551337596036},null,"MVA",{"$f":"((F136*$C146)^2+(F136*$C146*F144-F145)^2)^0.5","v":7.4360081506774574},8.4806440976515844,14.231756112553029,17.096079757617883,16.18623537295846,18.859605108165226,19.881775259139513,20.915178308113724,22.184465787717585,23.487451961321209,24.565786602295098,25.486862813726329,25.486862813726329,25.486862813726329,25.486862813726329,25.486862813726329,25.486862813726329,25.486862813726329,25.486862813726329,25.486862813726329,25.486862813726329,25.486862813726329,25.486862813726329,25.486862813726329,25.486862813726329,25.486862813726329,25.486862813726329]
["10% PoE","N","CR",null,"MVA",{"$f":"F140","v":19.29999923706055},19.29999923706055,19.29999923706055,19.29999923706055,19.29999923706055,19.29999923706055,19.29999923706055,19.29999923706055,19.29999923706055,19.29999923706055,19.29999923706055,19.29999923706055,19.29999923706055,19.29999923706055,19.29999923706055,19.29999923706055,19.29999923706055,19.29999923706055,19.29999923706055,19.29999923706055,19.29999923706055,19.29999923706055,19.29999923706055,19.29999923706055,19.29999923706055,19.29999923706055,19.29999923706055]
["10% PoE","N-1","CR",null,"MVA",{"$f":"F141","v":19.29999923706055},19.29999923706055,19.29999923706055,19.29999923706055,19.29999923706055,19.29999923706055,19.29999923706055,19.29999923706055,19.29999923706055,19.29999923706055,19.29999923706055,19.29999923706055,19.29999923706055,19.29999923706055,19.29999923706055,19.29999923706055,19.29999923706055,19.29999923706055,19.29999923706055,19.29999923706055,19.29999923706055,19.29999923706055,19.29999923706055,19.29999923706055,19.29999923706055,19.29999923706055,19.29999923706055]
["10% LAR","N",null,null,"Ratio Rating/Load",{"$f":"IF(F146=0,100,TRUNC(F147/F146,5))","v":2.5954700000000002},2.2757700000000001,1.35612,1.1289100000000001,1.1923699999999999,1.02335,0.97072999999999998,0.92276999999999998,0.86997000000000002,0.82171000000000005,0.78564000000000001,0.75724999999999998,0.75724999999999998,0.75724999999999998,0.75724999999999998,0.75724999999999998,0.75724999999999998,0.75724999999999998,0.75724999999999998,0.75724999999999998,0.75724999999999998,0.75724999999999998,0.75724999999999998,0.75724999999999998,0.75724999999999998,0.75724999999999998,0.75724999999999998]
["10% LAR","N-1",null,null,"Ratio Rating/Load",{"$f":"IF(F146=0,100,TRUNC(F148/F146,5))","v":2.5954700000000002},2.2757700000000001,1.35612,1.1289100000000001,1.1923699999999999,1.02335,0.97072999999999998,0.92276999999999998,0.86997000000000002,0.82171000000000005,0.78564000000000001,0.75724999999999998,0.75724999999999998,0.75724999999999998,0.75724999999999998,0.75724999999999998,0.75724999999999998,0.75724999999999998,0.75724999999999998,0.75724999999999998,0.75724999999999998,0.75724999999999998,0.75724999999999998,0.75724999999999998,0.75724999999999998,0.75724999999999998,0.75724999999999998]
["50% PoE","N",null,null,"EatR, MWhrs",{"$f":"IF(F142<1,F136*((SUMPRODUCT(('EaR MLN031'!$A$192:$A$20055)*('EaR MLN031'!$A$192:$A$20055>F142)))-F142*MATCH(F142,'EaR MLN031'!$A$192:$A$20055,-1)),0)","v":0},{"$f":"IF(G142<1,G136*((SUMPRODUCT(('EaR MLN031'!$A$192:$A$20055)*('EaR MLN031'!$A$192:$A$20055>G142)))-G142*MATCH(G142,'EaR MLN031'!$A$192:$A$20055,-1)),0)","v":0},{"$f":"IF(H142<1,H136*((SUMPRODUCT(('EaR MLN031'!$A$192:$A$20055)*('EaR MLN031'!$A$192:$A$20055>H142)))-H142*MATCH(H142,'EaR MLN031'!$A$192:$A$20055,-1)),0)","v":0},{"$f":"IF(I142<1,I136*((SUMPRODUCT(('EaR MLN031'!$A$192:$A$20055)*('EaR MLN031'!$A$192:$A$20055>I142)))-I142*MATCH(I142,'EaR MLN031'!$A$192:$A$20055,-1)),0)","v":0},{"$f":"IF(J142<1,J136*((SUMPRODUCT(('EaR MLN031'!$A$192:$A$20055)*('EaR MLN031'!$A$192:$A$20055>J142)))-J142*MATCH(J142,'EaR MLN031'!$A$192:$A$20055,-1)),0)","v":0},{"$f":"IF(K142<1,K136*((SUMPRODUCT(('EaR MLN031'!$A$192:$A$20055)*('EaR MLN031'!$A$192:$A$20055>K142)))-K142*MATCH(K142,'EaR MLN031'!$A$192:$A$20055,-1)),0)","v":0},{"$f":"IF(L142<1,L136*((SUMPRODUCT(('EaR MLN031'!$A$192:$A$20055)*('EaR MLN031'!$A$192:$A$20055>L142)))-L142*MATCH(L142,'EaR MLN031'!$A$192:$A$20055,-1)),0)","v":0},{"$f":"IF(M142<1,M136*((SUMPRODUCT(('EaR MLN031'!$A$192:$A$20055)*('EaR MLN031'!$A$192:$A$20055>M142)))-M142*MATCH(M142,'EaR MLN031'!$A$192:$A$20055,-1)),0)","v":0},{"$f":"IF(N142<1,N136*((SUMPRODUCT(('EaR MLN031'!$A$192:$A$20055)*('EaR MLN031'!$A$192:$A$20055>N142)))-N142*MATCH(N142,'EaR MLN031'!$A$192:$A$20055,-1)),0)","v":5.1860182000000332},{"$f":"IF(O142<1,O136*((SUMPRODUCT(('EaR MLN031'!$A$192:$A$20055)*('EaR MLN031'!$A$192:$A$20055>O142)))-O142*MATCH(O142,'EaR MLN031'!$A$192:$A$20055,-1)),0)","v":25.70768012540163},{"$f":"IF(P142<1,P136*((SUMPRODUCT(('EaR MLN031'!$A$192:$A$20055)*('EaR MLN031'!$A$192:$A$20055>P142)))-P142*MATCH(P142,'EaR MLN031'!$A$192:$A$20055,-1)),0)","v":56.213064582104479},{"$f":"IF(Q142<1,Q136*((SUMPRODUCT(('EaR MLN031'!$A$192:$A$20055)*('EaR MLN031'!$A$192:$A$20055>Q142)))-Q142*MATCH(Q142,'EaR MLN031'!$A$192:$A$20055,-1)),0)","v":96.782459223981135},{"$f":"IF(R142<1,R136*((SUMPRODUCT(('EaR MLN031'!$A$192:$A$20055)*('EaR MLN031'!$A$192:$A$20055>R142)))-R142*MATCH(R142,'EaR MLN031'!$A$192:$A$20055,-1)),0)","v":96.782459223981135},{"$f":"IF(S142<1,S136*((SUMPRODUCT(('EaR MLN031'!$A$192:$A$20055)*('EaR MLN031'!$A$192:$A$20055>S142)))-S142*MATCH(S142,'EaR MLN031'!$A$192:$A$20055,-1)),0)","v":96.782459223981135},{"$f":"IF(T142<1,T136*((SUMPRODUCT(('EaR MLN031'!$A$192:$A$20055)*('EaR MLN031'!$A$192:$A$20055>T142)))-T142*MATCH(T142,'EaR MLN031'!$A$192:$A$20055,-1)),0)","v":96.782459223981135},{"$f":"IF(U142<1,U136*((SUMPRODUCT(('EaR MLN031'!$A$192:$A$20055)*('EaR MLN031'!$A$192:$A$20055>U142)))-U142*MATCH(U142,'EaR MLN031'!$A$192:$A$20055,-1)),0)","v":96.782459223981135},{"$f":"IF(V142<1,V136*((SUMPRODUCT(('EaR MLN031'!$A$192:$A$20055)*('EaR MLN031'!$A$192:$A$20055>V142)))-V142*MATCH(V142,'EaR MLN031'!$A$192:$A$20055,-1)),0)","v":96.782459223981135},{"$f":"IF(W142<1,W136*((SUMPRODUCT(('EaR MLN031'!$A$192:$A$20055)*('EaR MLN031'!$A$192:$A$20055>W142)))-W142*MATCH(W142,'EaR MLN031'!$A$192:$A$20055,-1)),0)","v":96.782459223981135},{"$f":"IF(X142<1,X136*((SUMPRODUCT(('EaR MLN031'!$A$192:$A$20055)*('EaR MLN031'!$A$192:$A$20055>X142)))-X142*MATCH(X142,'EaR MLN031'!$A$192:$A$20055,-1)),0)","v":96.782459223981135},{"$f":"IF(Y142<1,Y136*((SUMPRODUCT(('EaR MLN031'!$A$192:$A$20055)*('EaR MLN031'!$A$192:$A$20055>Y142)))-Y142*MATCH(Y142,'EaR MLN031'!$A$192:$A$20055,-1)),0)","v":96.782459223981135},{"$f":"IF(Z142<1,Z136*((SUMPRODUCT(('EaR MLN031'!$A$192:$A$20055)*('EaR MLN031'!$A$192:$A$20055>Z142)))-Z142*MATCH(Z142,'EaR MLN031'!$A$192:$A$20055,-1)),0)","v":96.782459223981135},{"$f":"IF(AA142<1,AA136*((SUMPRODUCT(('EaR MLN031'!$A$192:$A$20055)*('EaR MLN031'!$A$192:$A$20055>AA142)))-AA142*MATCH(AA142,'EaR MLN031'!$A$192:$A$20055,-1)),0)","v":96.782459223981135},{"$f":"IF(AB142<1,AB136*((SUMPRODUCT(('EaR MLN031'!$A$192:$A$20055)*('EaR MLN031'!$A$192:$A$20055>AB142)))-AB142*MATCH(AB142,'EaR MLN031'!$A$192:$A$20055,-1)),0)","v":96.782459223981135},{"$f":"IF(AC142<1,AC136*((SUMPRODUCT(('EaR MLN031'!$A$192:$A$20055)*('EaR MLN031'!$A$192:$A$20055>AC142)))-AC142*MATCH(AC142,'EaR MLN031'!$A$192:$A$20055,-1)),0)","v":96.782459223981135},{"$f":"IF(AD142<1,AD136*((SUMPRODUCT(('EaR MLN031'!$A$192:$A$20055)*('EaR MLN031'!$A$192:$A$20055>AD142)))-AD142*MATCH(AD142,'EaR MLN031'!$A$192:$A$20055,-1)),0)","v":96.782459223981135},{"$f":"IF(AE142<1,AE136*((SUMPRODUCT(('EaR MLN031'!$A$192:$A$20055)*('EaR MLN031'!$A$192:$A$20055>AE142)))-AE142*MATCH(AE142,'EaR MLN031'!$A$192:$A$20055,-1)),0)","v":96.782459223981135},{"$f":"IF(AF142<1,AF136*((SUMPRODUCT(('EaR MLN031'!$A$192:$A$20055)*('EaR MLN031'!$A$192:$A$20055>AF142)))-AF142*MATCH(AF142,'EaR MLN031'!$A$192:$A$20055,-1)),0)","v":96.782459223981135}]
["50% PoE","N-1",null,null,"EatR, MWhrs",{"$f":"IF(F143<1,IF(F143=0,F134*SUMPRODUCT(('EaR MLN031'!$A$192:$A$20055)*('EaR MLN031'!$A$192:$A$20055>F143)),F136*(SUMPRODUCT(('EaR MLN031'!$A$192:$A$20055)*('EaR MLN031'!$A$192:$A$20055>F143))-F143*MATCH(F143,'EaR MLN031'!$A$192:$A$20055,-1)))-F151,0)","v":0},{"$f":"IF(G143<1,IF(G143=0,G134*SUMPRODUCT(('EaR MLN031'!$A$192:$A$20055)*('EaR MLN031'!$A$192:$A$20055>G143)),G136*(SUMPRODUCT(('EaR MLN031'!$A$192:$A$20055)*('EaR MLN031'!$A$192:$A$20055>G143))-G143*MATCH(G143,'EaR MLN031'!$A$192:$A$20055,-1)))-G151,0)","v":0},{"$f":"IF(H143<1,IF(H143=0,H134*SUMPRODUCT(('EaR MLN031'!$A$192:$A$20055)*('EaR MLN031'!$A$192:$A$20055>H143)),H136*(SUMPRODUCT(('EaR MLN031'!$A$192:$A$20055)*('EaR MLN031'!$A$192:$A$20055>H143))-H143*MATCH(H143,'EaR MLN031'!$A$192:$A$20055,-1)))-H151,0)","v":0},{"$f":"IF(I143<1,IF(I143=0,I134*SUMPRODUCT(('EaR MLN031'!$A$192:$A$20055)*('EaR MLN031'!$A$192:$A$20055>I143)),I136*(SUMPRODUCT(('EaR MLN031'!$A$192:$A$20055)*('EaR MLN031'!$A$192:$A$20055>I143))-I143*MATCH(I143,'EaR MLN031'!$A$192:$A$20055,-1)))-I151,0)","v":0},{"$f":"IF(J143<1,IF(J143=0,J134*SUMPRODUCT(('EaR MLN031'!$A$192:$A$20055)*('EaR MLN031'!$A$192:$A$20055>J143)),J136*(SUMPRODUCT(('EaR MLN031'!$A$192:$A$20055)*('EaR MLN031'!$A$192:$A$20055>J143))-J143*MATCH(J143,'EaR MLN031'!$A$192:$A$20055,-1)))-J151,0)","v":0},{"$f":"IF(K143<1,IF(K143=0,K134*SUMPRODUCT(('EaR MLN031'!$A$192:$A$20055)*('EaR MLN031'!$A$192:$A$20055>K143)),K136*(SUMPRODUCT(('EaR MLN031'!$A$192:$A$20055)*('EaR MLN031'!$A$192:$A$20055>K143))-K143*MATCH(K143,'EaR MLN031'!$A$192:$A$20055,-1)))-K151,0)","v":0},{"$f":"IF(L143<1,IF(L143=0,L134*SUMPRODUCT(('EaR MLN031'!$A$192:$A$20055)*('EaR MLN031'!$A$192:$A$20055>L143)),L136*(SUMPRODUCT(('EaR MLN031'!$A$192:$A$20055)*('EaR MLN031'!$A$192:$A$20055>L143))-L143*MATCH(L143,'EaR MLN031'!$A$192:$A$20055,-1)))-L151,0)","v":0},{"$f":"IF(M143<1,IF(M143=0,M134*SUMPRODUCT(('EaR MLN031'!$A$192:$A$20055)*('EaR MLN031'!$A$192:$A$20055>M143)),M136*(SUMPRODUCT(('EaR MLN031'!$A$192:$A$20055)*('EaR MLN031'!$A$192:$A$20055>M143))-M143*MATCH(M143,'EaR MLN031'!$A$192:$A$20055,-1)))-M151,0)","v":0},{"$f":"IF(N143<1,IF(N143=0,N134*SUMPRODUCT(('EaR MLN031'!$A$192:$A$20055)*('EaR MLN031'!$A$192:$A$20055>N143)),N136*(SUMPRODUCT(('EaR MLN031'!$A$192:$A$20055)*('EaR MLN031'!$A$192:$A$20055>N143))-N143*MATCH(N143,'EaR MLN031'!$A$192:$A$20055,-1)))-N151,0)","v":0},{"$f":"IF(O143<1,IF(O143=0,O134*SUMPRODUCT(('EaR MLN031'!$A$192:$A$20055)*('EaR MLN031'!$A$192:$A$20055>O143)),O136*(SUMPRODUCT(('EaR MLN031'!$A$192:$A$20055)*('EaR MLN031'!$A$192:$A$20055>O143))-O143*MATCH(O143,'EaR MLN031'!$A$192:$A$20055,-1)))-O151,0)","v":0},{"$f":"IF(P143<1,IF(P143=0,P134*SUMPRODUCT(('EaR MLN031'!$A$192:$A$20055)*('EaR MLN031'!$A$192:$A$20055>P143)),P136*(SUMPRODUCT(('EaR MLN031'!$A$192:$A$20055)*('EaR MLN031'!$A$192:$A$20055>P143))-P143*MATCH(P143,'EaR MLN031'!$A$192:$A$20055,-1)))-P151,0)","v":0},{"$f":"IF(Q143<1,IF(Q143=0,Q134*SUMPRODUCT(('EaR MLN031'!$A$192:$A$20055)*('EaR MLN031'!$A$192:$A$20055>Q143)),Q136*(SUMPRODUCT(('EaR MLN031'!$A$192:$A$20055)*('EaR MLN031'!$A$192:$A$20055>Q143))-Q143*MATCH(Q143,'EaR MLN031'!$A$192:$A$20055,-1)))-Q151,0)","v":0},{"$f":"IF(R143<1,IF(R143=0,R134*SUMPRODUCT(('EaR MLN031'!$A$192:$A$20055)*('EaR MLN031'!$A$192:$A$20055>R143)),R136*(SUMPRODUCT(('EaR MLN031'!$A$192:$A$20055)*('EaR MLN031'!$A$192:$A$20055>R143))-R143*MATCH(R143,'EaR MLN031'!$A$192:$A$20055,-1)))-R151,0)","v":0},{"$f":"IF(S143<1,IF(S143=0,S134*SUMPRODUCT(('EaR MLN031'!$A$192:$A$20055)*('EaR MLN031'!$A$192:$A$20055>S143)),S136*(SUMPRODUCT(('EaR MLN031'!$A$192:$A$20055)*('EaR MLN031'!$A$192:$A$20055>S143))-S143*MATCH(S143,'EaR MLN031'!$A$192:$A$20055,-1)))-S151,0)","v":0},{"$f":"IF(T143<1,IF(T143=0,T134*SUMPRODUCT(('EaR MLN031'!$A$192:$A$20055)*('EaR MLN031'!$A$192:$A$20055>T143)),T136*(SUMPRODUCT(('EaR MLN031'!$A$192:$A$20055)*('EaR MLN031'!$A$192:$A$20055>T143))-T143*MATCH(T143,'EaR MLN031'!$A$192:$A$20055,-1)))-T151,0)","v":0},{"$f":"IF(U143<1,IF(U143=0,U134*SUMPRODUCT(('EaR MLN031'!$A$192:$A$20055)*('EaR MLN031'!$A$192:$A$20055>U143)),U136*(SUMPRODUCT(('EaR MLN031'!$A$192:$A$20055)*('EaR MLN031'!$A$192:$A$20055>U143))-U143*MATCH(U143,'EaR MLN031'!$A$192:$A$20055,-1)))-U151,0)","v":0},{"$f":"IF(V143<1,IF(V143=0,V134*SUMPRODUCT(('EaR MLN031'!$A$192:$A$20055)*('EaR MLN031'!$A$192:$A$20055>V143)),V136*(SUMPRODUCT(('EaR MLN031'!$A$192:$A$20055)*('EaR MLN031'!$A$192:$A$20055>V143))-V143*MATCH(V143,'EaR MLN031'!$A$192:$A$20055,-1)))-V151,0)","v":0},{"$f":"IF(W143<1,IF(W143=0,W134*SUMPRODUCT(('EaR MLN031'!$A$192:$A$20055)*('EaR MLN031'!$A$192:$A$20055>W143)),W136*(SUMPRODUCT(('EaR MLN031'!$A$192:$A$20055)*('EaR MLN031'!$A$192:$A$20055>W143))-W143*MATCH(W143,'EaR MLN031'!$A$192:$A$20055,-1)))-W151,0)","v":0},{"$f":"IF(X143<1,IF(X143=0,X134*SUMPRODUCT(('EaR MLN031'!$A$192:$A$20055)*('EaR MLN031'!$A$192:$A$20055>X143)),X136*(SUMPRODUCT(('EaR MLN031'!$A$192:$A$20055)*('EaR MLN031'!$A$192:$A$20055>X143))-X143*MATCH(X143,'EaR MLN031'!$A$192:$A$20055,-1)))-X151,0)","v":0},{"$f":"IF(Y143<1,IF(Y143=0,Y134*SUMPRODUCT(('EaR MLN031'!$A$192:$A$20055)*('EaR MLN031'!$A$192:$A$20055>Y143)),Y136*(SUMPRODUCT(('EaR MLN031'!$A$192:$A$20055)*('EaR MLN031'!$A$192:$A$20055>Y143))-Y143*MATCH(Y143,'EaR MLN031'!$A$192:$A$20055,-1)))-Y151,0)","v":0},{"$f":"IF(Z143<1,IF(Z143=0,Z134*SUMPRODUCT(('EaR MLN031'!$A$192:$A$20055)*('EaR MLN031'!$A$192:$A$20055>Z143)),Z136*(SUMPRODUCT(('EaR MLN031'!$A$192:$A$20055)*('EaR MLN031'!$A$192:$A$20055>Z143))-Z143*MATCH(Z143,'EaR MLN031'!$A$192:$A$20055,-1)))-Z151,0)","v":0},{"$f":"IF(AA143<1,IF(AA143=0,AA134*SUMPRODUCT(('EaR MLN031'!$A$192:$A$20055)*('EaR MLN031'!$A$192:$A$20055>AA143)),AA136*(SUMPRODUCT(('EaR MLN031'!$A$192:$A$20055)*('EaR MLN031'!$A$192:$A$20055>AA143))-AA143*MATCH(AA143,'EaR MLN031'!$A$192:$A$20055,-1)))-AA151,0)","v":0},{"$f":"IF(AB143<1,IF(AB143=0,AB134*SUMPRODUCT(('EaR MLN031'!$A$192:$A$20055)*('EaR MLN031'!$A$192:$A$20055>AB143)),AB136*(SUMPRODUCT(('EaR MLN031'!$A$192:$A$20055)*('EaR MLN031'!$A$192:$A$20055>AB143))-AB143*MATCH(AB143,'EaR MLN031'!$A$192:$A$20055,-1)))-AB151,0)","v":0},{"$f":"IF(AC143<1,IF(AC143=0,AC134*SUMPRODUCT(('EaR MLN031'!$A$192:$A$20055)*('EaR MLN031'!$A$192:$A$20055>AC143)),AC136*(SUMPRODUCT(('EaR MLN031'!$A$192:$A$20055)*('EaR MLN031'!$A$192:$A$20055>AC143))-AC143*MATCH(AC143,'EaR MLN031'!$A$192:$A$20055,-1)))-AC151,0)","v":0},{"$f":"IF(AD143<1,IF(AD143=0,AD134*SUMPRODUCT(('EaR MLN031'!$A$192:$A$20055)*('EaR MLN031'!$A$192:$A$20055>AD143)),AD136*(SUMPRODUCT(('EaR MLN031'!$A$192:$A$20055)*('EaR MLN031'!$A$192:$A$20055>AD143))-AD143*MATCH(AD143,'EaR MLN031'!$A$192:$A$20055,-1)))-AD151,0)","v":0},{"$f":"IF(AE143<1,IF(AE143=0,AE134*SUMPRODUCT(('EaR MLN031'!$A$192:$A$20055)*('EaR MLN031'!$A$192:$A$20055>AE143)),AE136*(SUMPRODUCT(('EaR MLN031'!$A$192:$A$20055)*('EaR MLN031'!$A$192:$A$20055>AE143))-AE143*MATCH(AE143,'EaR MLN031'!$A$192:$A$20055,-1)))-AE151,0)","v":0},{"$f":"IF(AF143<1,IF(AF143=0,AF134*SUMPRODUCT(('EaR MLN031'!$A$192:$A$20055)*('EaR MLN031'!$A$192:$A$20055>AF143)),AF136*(SUMPRODUCT(('EaR MLN031'!$A$192:$A$20055)*('EaR MLN031'!$A$192:$A$20055>AF143))-AF143*MATCH(AF143,'EaR MLN031'!$A$192:$A$20055,-1)))-AF151,0)","v":0}]
["10% LAR","N",null,null,"EatR, MWhrs",{"$f":"IF(F149<1,F136*$C$146*((SUMPRODUCT(('EaR MLN031'!$A$192:$A$20055)*('EaR MLN031'!$A$192:$A$20055>F149)))-F149*MATCH(F149,'EaR MLN031'!$A$192:$A$20055,-1)),0)","v":0},{"$f":"IF(G149<1,G136*$C$146*((SUMPRODUCT(('EaR MLN031'!$A$192:$A$20055)*('EaR MLN031'!$A$192:$A$20055>G149)))-G149*MATCH(G149,'EaR MLN031'!$A$192:$A$20055,-1)),0)","v":0},{"$f":"IF(H149<1,H136*$C$146*((SUMPRODUCT(('EaR MLN031'!$A$192:$A$20055)*('EaR MLN031'!$A$192:$A$20055>H149)))-H149*MATCH(H149,'EaR MLN031'!$A$192:$A$20055,-1)),0)","v":0},{"$f":"IF(I149<1,I136*$C$146*((SUMPRODUCT(('EaR MLN031'!$A$192:$A$20055)*('EaR MLN031'!$A$192:$A$20055>I149)))-I149*MATCH(I149,'EaR MLN031'!$A$192:$A$20055,-1)),0)","v":0},{"$f":"IF(J149<1,J136*$C$146*((SUMPRODUCT(('EaR MLN031'!$A$192:$A$20055)*('EaR MLN031'!$A$192:$A$20055>J149)))-J149*MATCH(J149,'EaR MLN031'!$A$192:$A$20055,-1)),0)","v":0},{"$f":"IF(K149<1,K136*$C$146*((SUMPRODUCT(('EaR MLN031'!$A$192:$A$20055)*('EaR MLN031'!$A$192:$A$20055>K149)))-K149*MATCH(K149,'EaR MLN031'!$A$192:$A$20055,-1)),0)","v":0},{"$f":"IF(L149<1,L136*$C$146*((SUMPRODUCT(('EaR MLN031'!$A$192:$A$20055)*('EaR MLN031'!$A$192:$A$20055>L149)))-L149*MATCH(L149,'EaR MLN031'!$A$192:$A$20055,-1)),0)","v":1.9518604834004791},{"$f":"IF(M149<1,M136*$C$146*((SUMPRODUCT(('EaR MLN031'!$A$192:$A$20055)*('EaR MLN031'!$A$192:$A$20055>M149)))-M149*MATCH(M149,'EaR MLN031'!$A$192:$A$20055,-1)),0)","v":13.451909027825065},{"$f":"IF(N149<1,N136*$C$146*((SUMPRODUCT(('EaR MLN031'!$A$192:$A$20055)*('EaR MLN031'!$A$192:$A$20055>N149)))-N149*MATCH(N149,'EaR MLN031'!$A$192:$A$20055,-1)),0)","v":45.884984013220226},{"$f":"IF(O149<1,O136*$C$146*((SUMPRODUCT(('EaR MLN031'!$A$192:$A$20055)*('EaR MLN031'!$A$192:$A$20055>O149)))-O149*MATCH(O149,'EaR MLN031'!$A$192:$A$20055,-1)),0)","v":108.05475868118209},{"$f":"IF(P149<1,P136*$C$146*((SUMPRODUCT(('EaR MLN031'!$A$192:$A$20055)*('EaR MLN031'!$A$192:$A$20055>P149)))-P149*MATCH(P149,'EaR MLN031'!$A$192:$A$20055,-1)),0)","v":185.04650709161245},{"$f":"IF(Q149<1,Q136*$C$146*((SUMPRODUCT(('EaR MLN031'!$A$192:$A$20055)*('EaR MLN031'!$A$192:$A$20055>Q149)))-Q149*MATCH(Q149,'EaR MLN031'!$A$192:$A$20055,-1)),0)","v":264.44608095294342},{"$f":"IF(R149<1,R136*$C$146*((SUMPRODUCT(('EaR MLN031'!$A$192:$A$20055)*('EaR MLN031'!$A$192:$A$20055>R149)))-R149*MATCH(R149,'EaR MLN031'!$A$192:$A$20055,-1)),0)","v":264.44608095294342},{"$f":"IF(S149<1,S136*$C$146*((SUMPRODUCT(('EaR MLN031'!$A$192:$A$20055)*('EaR MLN031'!$A$192:$A$20055>S149)))-S149*MATCH(S149,'EaR MLN031'!$A$192:$A$20055,-1)),0)","v":264.44608095294342},{"$f":"IF(T149<1,T136*$C$146*((SUMPRODUCT(('EaR MLN031'!$A$192:$A$20055)*('EaR MLN031'!$A$192:$A$20055>T149)))-T149*MATCH(T149,'EaR MLN031'!$A$192:$A$20055,-1)),0)","v":264.44608095294342},{"$f":"IF(U149<1,U136*$C$146*((SUMPRODUCT(('EaR MLN031'!$A$192:$A$20055)*('EaR MLN031'!$A$192:$A$20055>U149)))-U149*MATCH(U149,'EaR MLN031'!$A$192:$A$20055,-1)),0)","v":264.44608095294342},{"$f":"IF(V149<1,V136*$C$146*((SUMPRODUCT(('EaR MLN031'!$A$192:$A$20055)*('EaR MLN031'!$A$192:$A$20055>V149)))-V149*MATCH(V149,'EaR MLN031'!$A$192:$A$20055,-1)),0)","v":264.44608095294342},{"$f":"IF(W149<1,W136*$C$146*((SUMPRODUCT(('EaR MLN031'!$A$192:$A$20055)*('EaR MLN031'!$A$192:$A$20055>W149)))-W149*MATCH(W149,'EaR MLN031'!$A$192:$A$20055,-1)),0)","v":264.44608095294342},{"$f":"IF(X149<1,X136*$C$146*((SUMPRODUCT(('EaR MLN031'!$A$192:$A$20055)*('EaR MLN031'!$A$192:$A$20055>X149)))-X149*MATCH(X149,'EaR MLN031'!$A$192:$A$20055,-1)),0)","v":264.44608095294342},{"$f":"IF(Y149<1,Y136*$C$146*((SUMPRODUCT(('EaR MLN031'!$A$192:$A$20055)*('EaR MLN031'!$A$192:$A$20055>Y149)))-Y149*MATCH(Y149,'EaR MLN031'!$A$192:$A$20055,-1)),0)","v":264.44608095294342},{"$f":"IF(Z149<1,Z136*$C$146*((SUMPRODUCT(('EaR MLN031'!$A$192:$A$20055)*('EaR MLN031'!$A$192:$A$20055>Z149)))-Z149*MATCH(Z149,'EaR MLN031'!$A$192:$A$20055,-1)),0)","v":264.44608095294342},{"$f":"IF(AA149<1,AA136*$C$146*((SUMPRODUCT(('EaR MLN031'!$A$192:$A$20055)*('EaR MLN031'!$A$192:$A$20055>AA149)))-AA149*MATCH(AA149,'EaR MLN031'!$A$192:$A$20055,-1)),0)","v":264.44608095294342},{"$f":"IF(AB149<1,AB136*$C$146*((SUMPRODUCT(('EaR MLN031'!$A$192:$A$20055)*('EaR MLN031'!$A$192:$A$20055>AB149)))-AB149*MATCH(AB149,'EaR MLN031'!$A$192:$A$20055,-1)),0)","v":264.44608095294342},{"$f":"IF(AC149<1,AC136*$C$146*((SUMPRODUCT(('EaR MLN031'!$A$192:$A$20055)*('EaR MLN031'!$A$192:$A$20055>AC149)))-AC149*MATCH(AC149,'EaR MLN031'!$A$192:$A$20055,-1)),0)","v":264.44608095294342},{"$f":"IF(AD149<1,AD136*$C$146*((SUMPRODUCT(('EaR MLN031'!$A$192:$A$20055)*('EaR MLN031'!$A$192:$A$20055>AD149)))-AD149*MATCH(AD149,'EaR MLN031'!$A$192:$A$20055,-1)),0)","v":264.44608095294342},{"$f":"IF(AE149<1,AE136*$C$146*((SUMPRODUCT(('EaR MLN031'!$A$192:$A$20055)*('EaR MLN031'!$A$192:$A$20055>AE149)))-AE149*MATCH(AE149,'EaR MLN031'!$A$192:$A$20055,-1)),0)","v":264.44608095294342},{"$f":"IF(AF149<1,AF136*$C$146*((SUMPRODUCT(('EaR MLN031'!$A$192:$A$20055)*('EaR MLN031'!$A$192:$A$20055>AF149)))-AF149*MATCH(AF149,'EaR MLN031'!$A$192:$A$20055,-1)),0)","v":264.44608095294342}]
["10% LAR","N-1",null,null,"EatR, MWhrs",{"$f":"IF(F150<1,IF(F150=0,F136*$C$146*SUMPRODUCT(('EaR MLN031'!$A$192:$A$20055)*('EaR MLN031'!$A$192:$A$20055>F150)),F138*$C$146*(SUMPRODUCT(('EaR MLN031'!$A$192:$A$20055)*('EaR MLN031'!$A$192:$A$20055>F150))-F150*MATCH(F150,'EaR MLN031'!$A$192:$A$20055,-1)))-F153,0)","v":0},{"$f":"IF(G150<1,IF(G150=0,G136*$C$146*SUMPRODUCT(('EaR MLN031'!$A$192:$A$20055)*('EaR MLN031'!$A$192:$A$20055>G150)),G138*$C$146*(SUMPRODUCT(('EaR MLN031'!$A$192:$A$20055)*('EaR MLN031'!$A$192:$A$20055>G150))-G150*MATCH(G150,'EaR MLN031'!$A$192:$A$20055,-1)))-G153,0)","v":0},{"$f":"IF(H150<1,IF(H150=0,H136*$C$146*SUMPRODUCT(('EaR MLN031'!$A$192:$A$20055)*('EaR MLN031'!$A$192:$A$20055>H150)),H138*$C$146*(SUMPRODUCT(('EaR MLN031'!$A$192:$A$20055)*('EaR MLN031'!$A$192:$A$20055>H150))-H150*MATCH(H150,'EaR MLN031'!$A$192:$A$20055,-1)))-H153,0)","v":0},{"$f":"IF(I150<1,IF(I150=0,I136*$C$146*SUMPRODUCT(('EaR MLN031'!$A$192:$A$20055)*('EaR MLN031'!$A$192:$A$20055>I150)),I138*$C$146*(SUMPRODUCT(('EaR MLN031'!$A$192:$A$20055)*('EaR MLN031'!$A$192:$A$20055>I150))-I150*MATCH(I150,'EaR MLN031'!$A$192:$A$20055,-1)))-I153,0)","v":0},{"$f":"IF(J150<1,IF(J150=0,J136*$C$146*SUMPRODUCT(('EaR MLN031'!$A$192:$A$20055)*('EaR MLN031'!$A$192:$A$20055>J150)),J138*$C$146*(SUMPRODUCT(('EaR MLN031'!$A$192:$A$20055)*('EaR MLN031'!$A$192:$A$20055>J150))-J150*MATCH(J150,'EaR MLN031'!$A$192:$A$20055,-1)))-J153,0)","v":0},{"$f":"IF(K150<1,IF(K150=0,K136*$C$146*SUMPRODUCT(('EaR MLN031'!$A$192:$A$20055)*('EaR MLN031'!$A$192:$A$20055>K150)),K138*$C$146*(SUMPRODUCT(('EaR MLN031'!$A$192:$A$20055)*('EaR MLN031'!$A$192:$A$20055>K150))-K150*MATCH(K150,'EaR MLN031'!$A$192:$A$20055,-1)))-K153,0)","v":0},{"$f":"IF(L150<1,IF(L150=0,L136*$C$146*SUMPRODUCT(('EaR MLN031'!$A$192:$A$20055)*('EaR MLN031'!$A$192:$A$20055>L150)),L138*$C$146*(SUMPRODUCT(('EaR MLN031'!$A$192:$A$20055)*('EaR MLN031'!$A$192:$A$20055>L150))-L150*MATCH(L150,'EaR MLN031'!$A$192:$A$20055,-1)))-L153,0)","v":5.2476949444099308E-2},{"$f":"IF(M150<1,IF(M150=0,M136*$C$146*SUMPRODUCT(('EaR MLN031'!$A$192:$A$20055)*('EaR MLN031'!$A$192:$A$20055>M150)),M138*$C$146*(SUMPRODUCT(('EaR MLN031'!$A$192:$A$20055)*('EaR MLN031'!$A$192:$A$20055>M150))-M150*MATCH(M150,'EaR MLN031'!$A$192:$A$20055,-1)))-M153,0)","v":0.3616627089811093},{"$f":"IF(N150<1,IF(N150=0,N136*$C$146*SUMPRODUCT(('EaR MLN031'!$A$192:$A$20055)*('EaR MLN031'!$A$192:$A$20055>N150)),N138*$C$146*(SUMPRODUCT(('EaR MLN031'!$A$192:$A$20055)*('EaR MLN031'!$A$192:$A$20055>N150))-N150*MATCH(N150,'EaR MLN031'!$A$192:$A$20055,-1)))-N153,0)","v":1.2336455432050428},{"$f":"IF(O150<1,IF(O150=0,O136*$C$146*SUMPRODUCT(('EaR MLN031'!$A$192:$A$20055)*('EaR MLN031'!$A$192:$A$20055>O150)),O138*$C$146*(SUMPRODUCT(('EaR MLN031'!$A$192:$A$20055)*('EaR MLN031'!$A$192:$A$20055>O150))-O150*MATCH(O150,'EaR MLN031'!$A$192:$A$20055,-1)))-O153,0)","v":2.9051175310583233},{"$f":"IF(P150<1,IF(P150=0,P136*$C$146*SUMPRODUCT(('EaR MLN031'!$A$192:$A$20055)*('EaR MLN031'!$A$192:$A$20055>P150)),P138*$C$146*(SUMPRODUCT(('EaR MLN031'!$A$192:$A$20055)*('EaR MLN031'!$A$192:$A$20055>P150))-P150*MATCH(P150,'EaR MLN031'!$A$192:$A$20055,-1)))-P153,0)","v":4.9750872462646214},{"$f":"IF(Q150<1,IF(Q150=0,Q136*$C$146*SUMPRODUCT(('EaR MLN031'!$A$192:$A$20055)*('EaR MLN031'!$A$192:$A$20055>Q150)),Q138*$C$146*(SUMPRODUCT(('EaR MLN031'!$A$192:$A$20055)*('EaR MLN031'!$A$192:$A$20055>Q150))-Q150*MATCH(Q150,'EaR MLN031'!$A$192:$A$20055,-1)))-Q153,0)","v":7.1097928048018275},{"$f":"IF(R150<1,IF(R150=0,R136*$C$146*SUMPRODUCT(('EaR MLN031'!$A$192:$A$20055)*('EaR MLN031'!$A$192:$A$20055>R150)),R138*$C$146*(SUMPRODUCT(('EaR MLN031'!$A$192:$A$20055)*('EaR MLN031'!$A$192:$A$20055>R150))-R150*MATCH(R150,'EaR MLN031'!$A$192:$A$20055,-1)))-R153,0)","v":7.1097928048018275},{"$f":"IF(S150<1,IF(S150=0,S136*$C$146*SUMPRODUCT(('EaR MLN031'!$A$192:$A$20055)*('EaR MLN031'!$A$192:$A$20055>S150)),S138*$C$146*(SUMPRODUCT(('EaR MLN031'!$A$192:$A$20055)*('EaR MLN031'!$A$192:$A$20055>S150))-S150*MATCH(S150,'EaR MLN031'!$A$192:$A$20055,-1)))-S153,0)","v":7.1097928048018275},{"$f":"IF(T150<1,IF(T150=0,T136*$C$146*SUMPRODUCT(('EaR MLN031'!$A$192:$A$20055)*('EaR MLN031'!$A$192:$A$20055>T150)),T138*$C$146*(SUMPRODUCT(('EaR MLN031'!$A$192:$A$20055)*('EaR MLN031'!$A$192:$A$20055>T150))-T150*MATCH(T150,'EaR MLN031'!$A$192:$A$20055,-1)))-T153,0)","v":7.1097928048018275},{"$f":"IF(U150<1,IF(U150=0,U136*$C$146*SUMPRODUCT(('EaR MLN031'!$A$192:$A$20055)*('EaR MLN031'!$A$192:$A$20055>U150)),U138*$C$146*(SUMPRODUCT(('EaR MLN031'!$A$192:$A$20055)*('EaR MLN031'!$A$192:$A$20055>U150))-U150*MATCH(U150,'EaR MLN031'!$A$192:$A$20055,-1)))-U153,0)","v":7.1097928048018275},{"$f":"IF(V150<1,IF(V150=0,V136*$C$146*SUMPRODUCT(('EaR MLN031'!$A$192:$A$20055)*('EaR MLN031'!$A$192:$A$20055>V150)),V138*$C$146*(SUMPRODUCT(('EaR MLN031'!$A$192:$A$20055)*('EaR MLN031'!$A$192:$A$20055>V150))-V150*MATCH(V150,'EaR MLN031'!$A$192:$A$20055,-1)))-V153,0)","v":7.1097928048018275},{"$f":"IF(W150<1,IF(W150=0,W136*$C$146*SUMPRODUCT(('EaR MLN031'!$A$192:$A$20055)*('EaR MLN031'!$A$192:$A$20055>W150)),W138*$C$146*(SUMPRODUCT(('EaR MLN031'!$A$192:$A$20055)*('EaR MLN031'!$A$192:$A$20055>W150))-W150*MATCH(W150,'EaR MLN031'!$A$192:$A$20055,-1)))-W153,0)","v":7.1097928048018275},{"$f":"IF(X150<1,IF(X150=0,X136*$C$146*SUMPRODUCT(('EaR MLN031'!$A$192:$A$20055)*('EaR MLN031'!$A$192:$A$20055>X150)),X138*$C$146*(SUMPRODUCT(('EaR MLN031'!$A$192:$A$20055)*('EaR MLN031'!$A$192:$A$20055>X150))-X150*MATCH(X150,'EaR MLN031'!$A$192:$A$20055,-1)))-X153,0)","v":7.1097928048018275},{"$f":"IF(Y150<1,IF(Y150=0,Y136*$C$146*SUMPRODUCT(('EaR MLN031'!$A$192:$A$20055)*('EaR MLN031'!$A$192:$A$20055>Y150)),Y138*$C$146*(SUMPRODUCT(('EaR MLN031'!$A$192:$A$20055)*('EaR MLN031'!$A$192:$A$20055>Y150))-Y150*MATCH(Y150,'EaR MLN031'!$A$192:$A$20055,-1)))-Y153,0)","v":7.1097928048018275},{"$f":"IF(Z150<1,IF(Z150=0,Z136*$C$146*SUMPRODUCT(('EaR MLN031'!$A$192:$A$20055)*('EaR MLN031'!$A$192:$A$20055>Z150)),Z138*$C$146*(SUMPRODUCT(('EaR MLN031'!$A$192:$A$20055)*('EaR MLN031'!$A$192:$A$20055>Z150))-Z150*MATCH(Z150,'EaR MLN031'!$A$192:$A$20055,-1)))-Z153,0)","v":7.1097928048018275},{"$f":"IF(AA150<1,IF(AA150=0,AA136*$C$146*SUMPRODUCT(('EaR MLN031'!$A$192:$A$20055)*('EaR MLN031'!$A$192:$A$20055>AA150)),AA138*$C$146*(SUMPRODUCT(('EaR MLN031'!$A$192:$A$20055)*('EaR MLN031'!$A$192:$A$20055>AA150))-AA150*MATCH(AA150,'EaR MLN031'!$A$192:$A$20055,-1)))-AA153,0)","v":7.1097928048018275},{"$f":"IF(AB150<1,IF(AB150=0,AB136*$C$146*SUMPRODUCT(('EaR MLN031'!$A$192:$A$20055)*('EaR MLN031'!$A$192:$A$20055>AB150)),AB138*$C$146*(SUMPRODUCT(('EaR MLN031'!$A$192:$A$20055)*('EaR MLN031'!$A$192:$A$20055>AB150))-AB150*MATCH(AB150,'EaR MLN031'!$A$192:$A$20055,-1)))-AB153,0)","v":7.1097928048018275},{"$f":"IF(AC150<1,IF(AC150=0,AC136*$C$146*SUMPRODUCT(('EaR MLN031'!$A$192:$A$20055)*('EaR MLN031'!$A$192:$A$20055>AC150)),AC138*$C$146*(SUMPRODUCT(('EaR MLN031'!$A$192:$A$20055)*('EaR MLN031'!$A$192:$A$20055>AC150))-AC150*MATCH(AC150,'EaR MLN031'!$A$192:$A$20055,-1)))-AC153,0)","v":7.1097928048018275},{"$f":"IF(AD150<1,IF(AD150=0,AD136*$C$146*SUMPRODUCT(('EaR MLN031'!$A$192:$A$20055)*('EaR MLN031'!$A$192:$A$20055>AD150)),AD138*$C$146*(SUMPRODUCT(('EaR MLN031'!$A$192:$A$20055)*('EaR MLN031'!$A$192:$A$20055>AD150))-AD150*MATCH(AD150,'EaR MLN031'!$A$192:$A$20055,-1)))-AD153,0)","v":7.1097928048018275},{"$f":"IF(AE150<1,IF(AE150=0,AE136*$C$146*SUMPRODUCT(('EaR MLN031'!$A$192:$A$20055)*('EaR MLN031'!$A$192:$A$20055>AE150)),AE138*$C$146*(SUMPRODUCT(('EaR MLN031'!$A$192:$A$20055)*('EaR MLN031'!$A$192:$A$20055>AE150))-AE150*MATCH(AE150,'EaR MLN031'!$A$192:$A$20055,-1)))-AE153,0)","v":7.1097928048018275},{"$f":"IF(AF150<1,IF(AF150=0,AF136*$C$146*SUMPRODUCT(('EaR MLN031'!$A$192:$A$20055)*('EaR MLN031'!$A$192:$A$20055>AF150)),AF138*$C$146*(SUMPRODUCT(('EaR MLN031'!$A$192:$A$20055)*('EaR MLN031'!$A$192:$A$20055>AF150))-AF150*MATCH(AF150,'EaR MLN031'!$A$192:$A$20055,-1)))-AF153,0)","v":7.1097928048018275}]
["No of Tx",null,null,null,null,{"$f":"'EaR MLN031'!F23","v":1},{"$f":"F155","v":1},1,1,1,1,1,1,1,1,1,1,1,1,1,1,1,1,1,1,1,1,1,1,1,1,1]
["50% PoE","N",1,null,"EEatR, MWhrs",{"$f":"F151*$C156","v":0},0,0,0,0,0,0,0,5.1860182000000332,25.70768012540163,56.213064582104479,96.782459223981135,96.782459223981135,96.782459223981135,96.782459223981135,96.782459223981135,96.782459223981135,96.782459223981135,96.782459223981135,96.782459223981135,96.782459223981135,96.782459223981135,96.782459223981135,96.782459223981135,96.782459223981135,96.782459223981135,96.782459223981135]
["50% PoE","N-1",null,null,"EEatR, MWhrs",{"$f":"F152*$C134*F155","v":0},0,0,0,0,0,0,0,0,0,0,0,0,0,0,0,0,0,0,0,0,0,0,0,0,0,0]
["10% LAR","N",1,null,"EEatR, MWhrs",{"$f":"F153*$C158","v":0},0,0,0,0,0,1.9518604834004791,13.451909027825065,45.884984013220226,108.05475868118209,185.04650709161245,264.44608095294342,264.44608095294342,264.44608095294342,264.44608095294342,264.44608095294342,264.44608095294342,264.44608095294342,264.44608095294342,264.44608095294342,264.44608095294342,264.44608095294342,264.44608095294342,264.44608095294342,264.44608095294342,264.44608095294342,264.44608095294342]
["10% LAR","N-1",{"$f":"C134","v":3.744292237442922E-2},null,"EEatR, MWhrs",{"$f":"F154*$C159*F155","v":0},0,0,0,0,0,1.9648903444822569E-3,1.3541708738105462E-2,4.6191294311786986E-2,0.10877609020401027,0.18628180556789906,0.26621142008847021,0.26621142008847021,0.26621142008847021,0.26621142008847021,0.26621142008847021,0.26621142008847021,0.26621142008847021,0.26621142008847021,0.26621142008847021,0.26621142008847021,0.26621142008847021,0.26621142008847021,0.26621142008847021,0.26621142008847021,0.26621142008847021,0.26621142008847021]
[]
["MLN021","50% PoE",{"$f":"EXP((1/11)*LN(Q161/F161))-1","v":0.12142666543510727},null,"MW",{"$f":"IF($B$135=\"OFF\",F44,F48)","v":6.3399999141693115},8.5199999809265101,11.840000152587891,14.240000247955326,12.535000324249271,15.60000038146973,16.77500057220459,17.86500072479248,19.045000076293945,20.239999771118161,21.350000381469727,22.36500072479248,22.36500072479248,22.36500072479248,22.36500072479248,22.36500072479248,22.36500072479248,22.36500072479248,22.36500072479248,22.36500072479248,22.36500072479248,22.36500072479248,22.36500072479248,22.36500072479248,22.36500072479248,22.36500072479248,22.36500072479248]
["Winter","load pf",{"$f":"F161/F163","v":1},null,"MVAr",{"$f":"F169*F161","v":0},0,0,0,0,0,0,0,0,0,0,0,0,0,0,0,0,0,0,0,0,0,0,0,0,0,0]
[null,null,null,null,"MVA",{"$f":"(F161^2+F162^2)^0.5","v":6.3399999141693115},8.5199999809265101,11.840000152587891,14.240000247955326,12.535000324249271,15.60000038146973,16.77500057220459,17.86500072479248,19.045000076293945,20.239999771118161,21.350000381469727,22.36500072479248,22.36500072479248,22.36500072479248,22.36500072479248,22.36500072479248,22.36500072479248,22.36500072479248,22.36500072479248,22.36500072479248,22.36500072479248,22.36500072479248,22.36500072479248,22.36500072479248,22.36500072479248,22.36500072479248,22.36500072479248]
[null,null,null,null,"MVA",{"$f":"(F161^2+(F162-F170)^2)^0.5","v":6.3399999141693115},8.5199999809265101,11.840000152587891,14.240000247955326,12.535000324249271,15.60000038146973,16.77500057220459,17.86500072479248,19.045000076293945,20.239999771118161,21.350000381469727,22.36500072479248,22.36500072479248,22.36500072479248,22.36500072479248,22.36500072479248,22.36500072479248,22.36500072479248,22.36500072479248,22.36500072479248,22.36500072479248,22.36500072479248,22.36500072479248,22.36500072479248,22.36500072479248,22.36500072479248,22.36500072479248]
["50% PoE","N","CR",null,"MVA",{"$f":"'EaR MLN031'!$F$27","v":19.29999923706055},{"$f":"'EaR MLN031'!$F$27","v":19.29999923706055},{"$f":"'EaR MLN031'!$F$27","v":19.29999923706055},{"$f":"'EaR MLN031'!$F$27","v":19.29999923706055},{"$f":"'EaR MLN031'!$F$27","v":19.29999923706055},{"$f":"'EaR MLN031'!$F$27","v":19.29999923706055},{"$f":"'EaR MLN031'!$F$27","v":19.29999923706055},{"$f":"'EaR MLN031'!$F$27","v":19.29999923706055},{"$f":"'EaR MLN031'!$F$27","v":19.29999923706055},{"$f":"'EaR MLN031'!$F$27","v":19.29999923706055},{"$f":"'EaR MLN031'!$F$27","v":19.29999923706055},{"$f":"'EaR MLN031'!$F$27","v":19.29999923706055},{"$f":"'EaR MLN031'!$F$27","v":19.29999923706055},{"$f":"'EaR MLN031'!$F$27","v":19.29999923706055},{"$f":"'EaR MLN031'!$F$27","v":19.29999923706055},{"$f":"'EaR MLN031'!$F$27","v":19.29999923706055},{"$f":"'EaR MLN031'!$F$27","v":19.29999923706055},{"$f":"'EaR MLN031'!$F$27","v":19.29999923706055},{"$f":"'EaR MLN031'!$F$27","v":19.29999923706055},{"$f":"'EaR MLN031'!$F$27","v":19.29999923706055},{"$f":"'EaR MLN031'!$F$27","v":19.29999923706055},{"$f":"'EaR MLN031'!$F$27","v":19.29999923706055},{"$f":"'EaR MLN031'!$F$27","v":19.29999923706055},{"$f":"'EaR MLN031'!$F$27","v":19.29999923706055},{"$f":"'EaR MLN031'!$F$27","v":19.29999923706055},{"$f":"'EaR MLN031'!$F$27","v":19.29999923706055},{"$f":"'EaR MLN031'!$F$27","v":19.29999923706055}]
["50% PoE","N-1","CR",null,"MVA",{"$f":"'EaR MLN031'!$G$27","v":19.29999923706055},{"$f":"'EaR MLN031'!$G$27","v":19.29999923706055},{"$f":"'EaR MLN031'!$G$27","v":19.29999923706055},{"$f":"'EaR MLN031'!$G$27","v":19.29999923706055},{"$f":"'EaR MLN031'!$G$27","v":19.29999923706055},{"$f":"'EaR MLN031'!$G$27","v":19.29999923706055},{"$f":"'EaR MLN031'!$G$27","v":19.29999923706055},{"$f":"'EaR MLN031'!$G$27","v":19.29999923706055},{"$f":"'EaR MLN031'!$G$27","v":19.29999923706055},{"$f":"'EaR MLN031'!$G$27","v":19.29999923706055},{"$f":"'EaR MLN031'!$G$27","v":19.29999923706055},{"$f":"'EaR MLN031'!$G$27","v":19.29999923706055},{"$f":"'EaR MLN031'!$G$27","v":19.29999923706055},{"$f":"'EaR MLN031'!$G$27","v":19.29999923706055},{"$f":"'EaR MLN031'!$G$27","v":19.29999923706055},{"$f":"'EaR MLN031'!$G$27","v":19.29999923706055},{"$f":"'EaR MLN031'!$G$27","v":19.29999923706055},{"$f":"'EaR MLN031'!$G$27","v":19.29999923706055},{"$f":"'EaR MLN031'!$G$27","v":19.29999923706055},{"$f":"'EaR MLN031'!$G$27","v":19.29999923706055},{"$f":"'EaR MLN031'!$G$27","v":19.29999923706055},{"$f":"'EaR MLN031'!$G$27","v":19.29999923706055},{"$f":"'EaR MLN031'!$G$27","v":19.29999923706055},{"$f":"'EaR MLN031'!$G$27","v":19.29999923706055},{"$f":"'EaR MLN031'!$G$27","v":19.29999923706055},{"$f":"'EaR MLN031'!$G$27","v":19.29999923706055},{"$f":"'EaR MLN031'!$G$27","v":19.29999923706055}]
["50% LAR","N",null,null,"Ratio Rating/Load",{"$f":"IF(F164=0,100,TRUNC(F165/F164,5))","v":3.0441600000000002},2.26525,1.6300600000000001,1.3553299999999999,1.5396799999999999,1.2371700000000001,1.15052,1.0803199999999999,1.0133799999999999,0.95355000000000001,0.90398000000000001,0.86294999999999999,0.86294999999999999,0.86294999999999999,0.86294999999999999,0.86294999999999999,0.86294999999999999,0.86294999999999999,0.86294999999999999,0.86294999999999999,0.86294999999999999,0.86294999999999999,0.86294999999999999,0.86294999999999999,0.86294999999999999,0.86294999999999999,0.86294999999999999]
["50% LAR","N-1",null,null,"Ratio Rating/Load",{"$f":"IF(F164=0,100,TRUNC(F166/F164,5))","v":3.0441600000000002},2.26525,1.6300600000000001,1.3553299999999999,1.5396799999999999,1.2371700000000001,1.15052,1.0803199999999999,1.0133799999999999,0.95355000000000001,0.90398000000000001,0.86294999999999999,0.86294999999999999,0.86294999999999999,0.86294999999999999,0.86294999999999999,0.86294999999999999,0.86294999999999999,0.86294999999999999,0.86294999999999999,0.86294999999999999,0.86294999999999999,0.86294999999999999,0.86294999999999999,0.86294999999999999,0.86294999999999999,0.86294999999999999]
["Load tan Phi",null,{"$f":"'EaR MLN031'!$H$27","v":0},null,"MVA",{"$f":"C169","v":0},{"$f":"'EaR MLN031'!$I$27","v":0},{"$f":"G169","v":0},0,0,0,0,0,0,0,0,0,0,0,0,0,0,0,0,0,0,0,0,0,0,0,0]
["Cap",null,0,null,"MVAr",{"$f":"C170","v":0},{"$f":"'EaR MLN031'!$L$27","v":0},{"$f":"G170","v":0},0,0,0,0,0,0,0,0,0,0,0,0,0,0,0,0,0,0,0,0,0,0,0,0]
["10% PoE","10%/50%",{"$f":"'EaR MLN031'!$J$27","v":1.1144037056806366},null,"MVA",{"$f":"((F161*$C171)^2+(F161*$C171*F169-F170)^2)^0.5","v":7.0653193983651992},9.4947195511434561,13.194540045303249,15.8691090452146,13.969050812051369,17.384698233729214,18.694122800459596,19.908823009696,21.22381865970998,22.555530747909316,23.792519541392871,24.923639685258863,24.923639685258863,24.923639685258863,24.923639685258863,24.923639685258863,24.923639685258863,24.923639685258863,24.923639685258863,24.923639685258863,24.923639685258863,24.923639685258863,24.923639685258863,24.923639685258863,24.923639685258863,24.923639685258863,24.923639685258863]
["10% PoE","N","CR",null,"MVA",{"$f":"F165","v":19.29999923706055},19.29999923706055,19.29999923706055,19.29999923706055,19.29999923706055,19.29999923706055,19.29999923706055,19.29999923706055,19.29999923706055,19.29999923706055,19.29999923706055,19.29999923706055,19.29999923706055,19.29999923706055,19.29999923706055,19.29999923706055,19.29999923706055,19.29999923706055,19.29999923706055,19.29999923706055,19.29999923706055,19.29999923706055,19.29999923706055,19.29999923706055,19.29999923706055,19.29999923706055,19.29999923706055]
["10% PoE","N-1","CR",null,"MVA",{"$f":"F166","v":19.29999923706055},19.29999923706055,19.29999923706055,19.29999923706055,19.29999923706055,19.29999923706055,19.29999923706055,19.29999923706055,19.29999923706055,19.29999923706055,19.29999923706055,19.29999923706055,19.29999923706055,19.29999923706055,19.29999923706055,19.29999923706055,19.29999923706055,19.29999923706055,19.29999923706055,19.29999923706055,19.29999923706055,19.29999923706055,19.29999923706055,19.29999923706055,19.29999923706055,19.29999923706055,19.29999923706055]
["10% LAR","N",null,null,"Ratio Rating/Load",{"$f":"IF(F171=0,100,TRUNC(F172/F171,5))","v":2.7316500000000001},2.0327000000000002,1.46272,1.2161900000000001,1.3816200000000001,1.1101700000000001,1.0324,0.96940999999999999,0.90934999999999999,0.85565999999999998,0.81116999999999995,0.77436000000000005,0.77436000000000005,0.77436000000000005,0.77436000000000005,0.77436000000000005,0.77436000000000005,0.77436000000000005,0.77436000000000005,0.77436000000000005,0.77436000000000005,0.77436000000000005,0.77436000000000005,0.77436000000000005,0.77436000000000005,0.77436000000000005,0.77436000000000005]
["10% LAR","N-1",null,null,"Ratio Rating/Load",{"$f":"IF(F171=0,100,TRUNC(F173/F171,5))","v":2.7316500000000001},2.0327000000000002,1.46272,1.2161900000000001,1.3816200000000001,1.1101700000000001,1.0324,0.96940999999999999,0.90934999999999999,0.85565999999999998,0.81116999999999995,0.77436000000000005,0.77436000000000005,0.77436000000000005,0.77436000000000005,0.77436000000000005,0.77436000000000005,0.77436000000000005,0.77436000000000005,0.77436000000000005,0.77436000000000005,0.77436000000000005,0.77436000000000005,0.77436000000000005,0.77436000000000005,0.77436000000000005,0.77436000000000005]
["50% PoE","N",null,null,"EatR, MWhrs",{"$f":"IF(F167<1,F161*((SUMPRODUCT(('EaR MLN031'!$C$192:$C$20055)*('EaR MLN031'!$C$192:$C$20055>F167)))-F167*MATCH(F167,'EaR MLN031'!$C$192:$C$20055,-1)),0)","v":0},{"$f":"IF(G167<1,G161*((SUMPRODUCT(('EaR MLN031'!$C$192:$C$20055)*('EaR MLN031'!$C$192:$C$20055>G167)))-G167*MATCH(G167,'EaR MLN031'!$C$192:$C$20055,-1)),0)","v":0},{"$f":"IF(H167<1,H161*((SUMPRODUCT(('EaR MLN031'!$C$192:$C$20055)*('EaR MLN031'!$C$192:$C$20055>H167)))-H167*MATCH(H167,'EaR MLN031'!$C$192:$C$20055,-1)),0)","v":0},{"$f":"IF(I167<1,I161*((SUMPRODUCT(('EaR MLN031'!$C$192:$C$20055)*('EaR MLN031'!$C$192:$C$20055>I167)))-I167*MATCH(I167,'EaR MLN031'!$C$192:$C$20055,-1)),0)","v":0},{"$f":"IF(J167<1,J161*((SUMPRODUCT(('EaR MLN031'!$C$192:$C$20055)*('EaR MLN031'!$C$192:$C$20055>J167)))-J167*MATCH(J167,'EaR MLN031'!$C$192:$C$20055,-1)),0)","v":0},{"$f":"IF(K167<1,K161*((SUMPRODUCT(('EaR MLN031'!$C$192:$C$20055)*('EaR MLN031'!$C$192:$C$20055>K167)))-K167*MATCH(K167,'EaR MLN031'!$C$192:$C$20055,-1)),0)","v":0},{"$f":"IF(L167<1,L161*((SUMPRODUCT(('EaR MLN031'!$C$192:$C$20055)*('EaR MLN031'!$C$192:$C$20055>L167)))-L167*MATCH(L167,'EaR MLN031'!$C$192:$C$20055,-1)),0)","v":0},{"$f":"IF(M167<1,M161*((SUMPRODUCT(('EaR MLN031'!$C$192:$C$20055)*('EaR MLN031'!$C$192:$C$20055>M167)))-M167*MATCH(M167,'EaR MLN031'!$C$192:$C$20055,-1)),0)","v":0},{"$f":"IF(N167<1,N161*((SUMPRODUCT(('EaR MLN031'!$C$192:$C$20055)*('EaR MLN031'!$C$192:$C$20055>N167)))-N167*MATCH(N167,'EaR MLN031'!$C$192:$C$20055,-1)),0)","v":0},{"$f":"IF(O167<1,O161*((SUMPRODUCT(('EaR MLN031'!$C$192:$C$20055)*('EaR MLN031'!$C$192:$C$20055>O167)))-O167*MATCH(O167,'EaR MLN031'!$C$192:$C$20055,-1)),0)","v":4.9054007525277727},{"$f":"IF(P167<1,P161*((SUMPRODUCT(('EaR MLN031'!$C$192:$C$20055)*('EaR MLN031'!$C$192:$C$20055>P167)))-P167*MATCH(P167,'EaR MLN031'!$C$192:$C$20055,-1)),0)","v":23.625577362128279},{"$f":"IF(Q167<1,Q161*((SUMPRODUCT(('EaR MLN031'!$C$192:$C$20055)*('EaR MLN031'!$C$192:$C$20055>Q167)))-Q167*MATCH(Q167,'EaR MLN031'!$C$192:$C$20055,-1)),0)","v":80.507858943553259},{"$f":"IF(R167<1,R161*((SUMPRODUCT(('EaR MLN031'!$C$192:$C$20055)*('EaR MLN031'!$C$192:$C$20055>R167)))-R167*MATCH(R167,'EaR MLN031'!$C$192:$C$20055,-1)),0)","v":80.507858943553259},{"$f":"IF(S167<1,S161*((SUMPRODUCT(('EaR MLN031'!$C$192:$C$20055)*('EaR MLN031'!$C$192:$C$20055>S167)))-S167*MATCH(S167,'EaR MLN031'!$C$192:$C$20055,-1)),0)","v":80.507858943553259},{"$f":"IF(T167<1,T161*((SUMPRODUCT(('EaR MLN031'!$C$192:$C$20055)*('EaR MLN031'!$C$192:$C$20055>T167)))-T167*MATCH(T167,'EaR MLN031'!$C$192:$C$20055,-1)),0)","v":80.507858943553259},{"$f":"IF(U167<1,U161*((SUMPRODUCT(('EaR MLN031'!$C$192:$C$20055)*('EaR MLN031'!$C$192:$C$20055>U167)))-U167*MATCH(U167,'EaR MLN031'!$C$192:$C$20055,-1)),0)","v":80.507858943553259},{"$f":"IF(V167<1,V161*((SUMPRODUCT(('EaR MLN031'!$C$192:$C$20055)*('EaR MLN031'!$C$192:$C$20055>V167)))-V167*MATCH(V167,'EaR MLN031'!$C$192:$C$20055,-1)),0)","v":80.507858943553259},{"$f":"IF(W167<1,W161*((SUMPRODUCT(('EaR MLN031'!$C$192:$C$20055)*('EaR MLN031'!$C$192:$C$20055>W167)))-W167*MATCH(W167,'EaR MLN031'!$C$192:$C$20055,-1)),0)","v":80.507858943553259},{"$f":"IF(X167<1,X161*((SUMPRODUCT(('EaR MLN031'!$C$192:$C$20055)*('EaR MLN031'!$C$192:$C$20055>X167)))-X167*MATCH(X167,'EaR MLN031'!$C$192:$C$20055,-1)),0)","v":80.507858943553259},{"$f":"IF(Y167<1,Y161*((SUMPRODUCT(('EaR MLN031'!$C$192:$C$20055)*('EaR MLN031'!$C$192:$C$20055>Y167)))-Y167*MATCH(Y167,'EaR MLN031'!$C$192:$C$20055,-1)),0)","v":80.507858943553259},{"$f":"IF(Z167<1,Z161*((SUMPRODUCT(('EaR MLN031'!$C$192:$C$20055)*('EaR MLN031'!$C$192:$C$20055>Z167)))-Z167*MATCH(Z167,'EaR MLN031'!$C$192:$C$20055,-1)),0)","v":80.507858943553259},{"$f":"IF(AA167<1,AA161*((SUMPRODUCT(('EaR MLN031'!$C$192:$C$20055)*('EaR MLN031'!$C$192:$C$20055>AA167)))-AA167*MATCH(AA167,'EaR MLN031'!$C$192:$C$20055,-1)),0)","v":80.507858943553259},{"$f":"IF(AB167<1,AB161*((SUMPRODUCT(('EaR MLN031'!$C$192:$C$20055)*('EaR MLN031'!$C$192:$C$20055>AB167)))-AB167*MATCH(AB167,'EaR MLN031'!$C$192:$C$20055,-1)),0)","v":80.507858943553259},{"$f":"IF(AC167<1,AC161*((SUMPRODUCT(('EaR MLN031'!$C$192:$C$20055)*('EaR MLN031'!$C$192:$C$20055>AC167)))-AC167*MATCH(AC167,'EaR MLN031'!$C$192:$C$20055,-1)),0)","v":80.507858943553259},{"$f":"IF(AD167<1,AD161*((SUMPRODUCT(('EaR MLN031'!$C$192:$C$20055)*('EaR MLN031'!$C$192:$C$20055>AD167)))-AD167*MATCH(AD167,'EaR MLN031'!$C$192:$C$20055,-1)),0)","v":80.507858943553259},{"$f":"IF(AE167<1,AE161*((SUMPRODUCT(('EaR MLN031'!$C$192:$C$20055)*('EaR MLN031'!$C$192:$C$20055>AE167)))-AE167*MATCH(AE167,'EaR MLN031'!$C$192:$C$20055,-1)),0)","v":80.507858943553259},{"$f":"IF(AF167<1,AF161*((SUMPRODUCT(('EaR MLN031'!$C$192:$C$20055)*('EaR MLN031'!$C$192:$C$20055>AF167)))-AF167*MATCH(AF167,'EaR MLN031'!$C$192:$C$20055,-1)),0)","v":80.507858943553259}]
["50% PoE","N-1",null,null,"EatR, MWhrs",{"$f":"IF(F168<1,IF(F168=0,F159*SUMPRODUCT(('EaR MLN031'!$C$192:$C$20055)*('EaR MLN031'!$C$192:$C$20055>F168)),F161*(SUMPRODUCT(('EaR MLN031'!$C$192:$C$20055)*('EaR MLN031'!$C$192:$C$20055>F168))-F168*MATCH(F168,'EaR MLN031'!$C$192:$C$20055,-1)))-F176,0)","v":0},{"$f":"IF(G168<1,IF(G168=0,G159*SUMPRODUCT(('EaR MLN031'!$C$192:$C$20055)*('EaR MLN031'!$C$192:$C$20055>G168)),G161*(SUMPRODUCT(('EaR MLN031'!$C$192:$C$20055)*('EaR MLN031'!$C$192:$C$20055>G168))-G168*MATCH(G168,'EaR MLN031'!$C$192:$C$20055,-1)))-G176,0)","v":0},{"$f":"IF(H168<1,IF(H168=0,H159*SUMPRODUCT(('EaR MLN031'!$C$192:$C$20055)*('EaR MLN031'!$C$192:$C$20055>H168)),H161*(SUMPRODUCT(('EaR MLN031'!$C$192:$C$20055)*('EaR MLN031'!$C$192:$C$20055>H168))-H168*MATCH(H168,'EaR MLN031'!$C$192:$C$20055,-1)))-H176,0)","v":0},{"$f":"IF(I168<1,IF(I168=0,I159*SUMPRODUCT(('EaR MLN031'!$C$192:$C$20055)*('EaR MLN031'!$C$192:$C$20055>I168)),I161*(SUMPRODUCT(('EaR MLN031'!$C$192:$C$20055)*('EaR MLN031'!$C$192:$C$20055>I168))-I168*MATCH(I168,'EaR MLN031'!$C$192:$C$20055,-1)))-I176,0)","v":0},{"$f":"IF(J168<1,IF(J168=0,J159*SUMPRODUCT(('EaR MLN031'!$C$192:$C$20055)*('EaR MLN031'!$C$192:$C$20055>J168)),J161*(SUMPRODUCT(('EaR MLN031'!$C$192:$C$20055)*('EaR MLN031'!$C$192:$C$20055>J168))-J168*MATCH(J168,'EaR MLN031'!$C$192:$C$20055,-1)))-J176,0)","v":0},{"$f":"IF(K168<1,IF(K168=0,K159*SUMPRODUCT(('EaR MLN031'!$C$192:$C$20055)*('EaR MLN031'!$C$192:$C$20055>K168)),K161*(SUMPRODUCT(('EaR MLN031'!$C$192:$C$20055)*('EaR MLN031'!$C$192:$C$20055>K168))-K168*MATCH(K168,'EaR MLN031'!$C$192:$C$20055,-1)))-K176,0)","v":0},{"$f":"IF(L168<1,IF(L168=0,L159*SUMPRODUCT(('EaR MLN031'!$C$192:$C$20055)*('EaR MLN031'!$C$192:$C$20055>L168)),L161*(SUMPRODUCT(('EaR MLN031'!$C$192:$C$20055)*('EaR MLN031'!$C$192:$C$20055>L168))-L168*MATCH(L168,'EaR MLN031'!$C$192:$C$20055,-1)))-L176,0)","v":0},{"$f":"IF(M168<1,IF(M168=0,M159*SUMPRODUCT(('EaR MLN031'!$C$192:$C$20055)*('EaR MLN031'!$C$192:$C$20055>M168)),M161*(SUMPRODUCT(('EaR MLN031'!$C$192:$C$20055)*('EaR MLN031'!$C$192:$C$20055>M168))-M168*MATCH(M168,'EaR MLN031'!$C$192:$C$20055,-1)))-M176,0)","v":0},{"$f":"IF(N168<1,IF(N168=0,N159*SUMPRODUCT(('EaR MLN031'!$C$192:$C$20055)*('EaR MLN031'!$C$192:$C$20055>N168)),N161*(SUMPRODUCT(('EaR MLN031'!$C$192:$C$20055)*('EaR MLN031'!$C$192:$C$20055>N168))-N168*MATCH(N168,'EaR MLN031'!$C$192:$C$20055,-1)))-N176,0)","v":0},{"$f":"IF(O168<1,IF(O168=0,O159*SUMPRODUCT(('EaR MLN031'!$C$192:$C$20055)*('EaR MLN031'!$C$192:$C$20055>O168)),O161*(SUMPRODUCT(('EaR MLN031'!$C$192:$C$20055)*('EaR MLN031'!$C$192:$C$20055>O168))-O168*MATCH(O168,'EaR MLN031'!$C$192:$C$20055,-1)))-O176,0)","v":0},{"$f":"IF(P168<1,IF(P168=0,P159*SUMPRODUCT(('EaR MLN031'!$C$192:$C$20055)*('EaR MLN031'!$C$192:$C$20055>P168)),P161*(SUMPRODUCT(('EaR MLN031'!$C$192:$C$20055)*('EaR MLN031'!$C$192:$C$20055>P168))-P168*MATCH(P168,'EaR MLN031'!$C$192:$C$20055,-1)))-P176,0)","v":0},{"$f":"IF(Q168<1,IF(Q168=0,Q159*SUMPRODUCT(('EaR MLN031'!$C$192:$C$20055)*('EaR MLN031'!$C$192:$C$20055>Q168)),Q161*(SUMPRODUCT(('EaR MLN031'!$C$192:$C$20055)*('EaR MLN031'!$C$192:$C$20055>Q168))-Q168*MATCH(Q168,'EaR MLN031'!$C$192:$C$20055,-1)))-Q176,0)","v":0},{"$f":"IF(R168<1,IF(R168=0,R159*SUMPRODUCT(('EaR MLN031'!$C$192:$C$20055)*('EaR MLN031'!$C$192:$C$20055>R168)),R161*(SUMPRODUCT(('EaR MLN031'!$C$192:$C$20055)*('EaR MLN031'!$C$192:$C$20055>R168))-R168*MATCH(R168,'EaR MLN031'!$C$192:$C$20055,-1)))-R176,0)","v":0},{"$f":"IF(S168<1,IF(S168=0,S159*SUMPRODUCT(('EaR MLN031'!$C$192:$C$20055)*('EaR MLN031'!$C$192:$C$20055>S168)),S161*(SUMPRODUCT(('EaR MLN031'!$C$192:$C$20055)*('EaR MLN031'!$C$192:$C$20055>S168))-S168*MATCH(S168,'EaR MLN031'!$C$192:$C$20055,-1)))-S176,0)","v":0},{"$f":"IF(T168<1,IF(T168=0,T159*SUMPRODUCT(('EaR MLN031'!$C$192:$C$20055)*('EaR MLN031'!$C$192:$C$20055>T168)),T161*(SUMPRODUCT(('EaR MLN031'!$C$192:$C$20055)*('EaR MLN031'!$C$192:$C$20055>T168))-T168*MATCH(T168,'EaR MLN031'!$C$192:$C$20055,-1)))-T176,0)","v":0},{"$f":"IF(U168<1,IF(U168=0,U159*SUMPRODUCT(('EaR MLN031'!$C$192:$C$20055)*('EaR MLN031'!$C$192:$C$20055>U168)),U161*(SUMPRODUCT(('EaR MLN031'!$C$192:$C$20055)*('EaR MLN031'!$C$192:$C$20055>U168))-U168*MATCH(U168,'EaR MLN031'!$C$192:$C$20055,-1)))-U176,0)","v":0},{"$f":"IF(V168<1,IF(V168=0,V159*SUMPRODUCT(('EaR MLN031'!$C$192:$C$20055)*('EaR MLN031'!$C$192:$C$20055>V168)),V161*(SUMPRODUCT(('EaR MLN031'!$C$192:$C$20055)*('EaR MLN031'!$C$192:$C$20055>V168))-V168*MATCH(V168,'EaR MLN031'!$C$192:$C$20055,-1)))-V176,0)","v":0},{"$f":"IF(W168<1,IF(W168=0,W159*SUMPRODUCT(('EaR MLN031'!$C$192:$C$20055)*('EaR MLN031'!$C$192:$C$20055>W168)),W161*(SUMPRODUCT(('EaR MLN031'!$C$192:$C$20055)*('EaR MLN031'!$C$192:$C$20055>W168))-W168*MATCH(W168,'EaR MLN031'!$C$192:$C$20055,-1)))-W176,0)","v":0},{"$f":"IF(X168<1,IF(X168=0,X159*SUMPRODUCT(('EaR MLN031'!$C$192:$C$20055)*('EaR MLN031'!$C$192:$C$20055>X168)),X161*(SUMPRODUCT(('EaR MLN031'!$C$192:$C$20055)*('EaR MLN031'!$C$192:$C$20055>X168))-X168*MATCH(X168,'EaR MLN031'!$C$192:$C$20055,-1)))-X176,0)","v":0},{"$f":"IF(Y168<1,IF(Y168=0,Y159*SUMPRODUCT(('EaR MLN031'!$C$192:$C$20055)*('EaR MLN031'!$C$192:$C$20055>Y168)),Y161*(SUMPRODUCT(('EaR MLN031'!$C$192:$C$20055)*('EaR MLN031'!$C$192:$C$20055>Y168))-Y168*MATCH(Y168,'EaR MLN031'!$C$192:$C$20055,-1)))-Y176,0)","v":0},{"$f":"IF(Z168<1,IF(Z168=0,Z159*SUMPRODUCT(('EaR MLN031'!$C$192:$C$20055)*('EaR MLN031'!$C$192:$C$20055>Z168)),Z161*(SUMPRODUCT(('EaR MLN031'!$C$192:$C$20055)*('EaR MLN031'!$C$192:$C$20055>Z168))-Z168*MATCH(Z168,'EaR MLN031'!$C$192:$C$20055,-1)))-Z176,0)","v":0},{"$f":"IF(AA168<1,IF(AA168=0,AA159*SUMPRODUCT(('EaR MLN031'!$C$192:$C$20055)*('EaR MLN031'!$C$192:$C$20055>AA168)),AA161*(SUMPRODUCT(('EaR MLN031'!$C$192:$C$20055)*('EaR MLN031'!$C$192:$C$20055>AA168))-AA168*MATCH(AA168,'EaR MLN031'!$C$192:$C$20055,-1)))-AA176,0)","v":0},{"$f":"IF(AB168<1,IF(AB168=0,AB159*SUMPRODUCT(('EaR MLN031'!$C$192:$C$20055)*('EaR MLN031'!$C$192:$C$20055>AB168)),AB161*(SUMPRODUCT(('EaR MLN031'!$C$192:$C$20055)*('EaR MLN031'!$C$192:$C$20055>AB168))-AB168*MATCH(AB168,'EaR MLN031'!$C$192:$C$20055,-1)))-AB176,0)","v":0},{"$f":"IF(AC168<1,IF(AC168=0,AC159*SUMPRODUCT(('EaR MLN031'!$C$192:$C$20055)*('EaR MLN031'!$C$192:$C$20055>AC168)),AC161*(SUMPRODUCT(('EaR MLN031'!$C$192:$C$20055)*('EaR MLN031'!$C$192:$C$20055>AC168))-AC168*MATCH(AC168,'EaR MLN031'!$C$192:$C$20055,-1)))-AC176,0)","v":0},{"$f":"IF(AD168<1,IF(AD168=0,AD159*SUMPRODUCT(('EaR MLN031'!$C$192:$C$20055)*('EaR MLN031'!$C$192:$C$20055>AD168)),AD161*(SUMPRODUCT(('EaR MLN031'!$C$192:$C$20055)*('EaR MLN031'!$C$192:$C$20055>AD168))-AD168*MATCH(AD168,'EaR MLN031'!$C$192:$C$20055,-1)))-AD176,0)","v":0},{"$f":"IF(AE168<1,IF(AE168=0,AE159*SUMPRODUCT(('EaR MLN031'!$C$192:$C$20055)*('EaR MLN031'!$C$192:$C$20055>AE168)),AE161*(SUMPRODUCT(('EaR MLN031'!$C$192:$C$20055)*('EaR MLN031'!$C$192:$C$20055>AE168))-AE168*MATCH(AE168,'EaR MLN031'!$C$192:$C$20055,-1)))-AE176,0)","v":0},{"$f":"IF(AF168<1,IF(AF168=0,AF159*SUMPRODUCT(('EaR MLN031'!$C$192:$C$20055)*('EaR MLN031'!$C$192:$C$20055>AF168)),AF161*(SUMPRODUCT(('EaR MLN031'!$C$192:$C$20055)*('EaR MLN031'!$C$192:$C$20055>AF168))-AF168*MATCH(AF168,'EaR MLN031'!$C$192:$C$20055,-1)))-AF176,0)","v":0}]
["10% LAR","N",null,null,"EatR, MWhrs",{"$f":"IF(F174<1,F161*$C$171*((SUMPRODUCT(('EaR MLN031'!$C$192:$C$20055)*('EaR MLN031'!$C$192:$C$20055>F174)))-F174*MATCH(F174,'EaR MLN031'!$C$192:$C$20055,-1)),0)","v":0},{"$f":"IF(G174<1,G161*$C$171*((SUMPRODUCT(('EaR MLN031'!$C$192:$C$20055)*('EaR MLN031'!$C$192:$C$20055>G174)))-G174*MATCH(G174,'EaR MLN031'!$C$192:$C$20055,-1)),0)","v":0},{"$f":"IF(H174<1,H161*$C$171*((SUMPRODUCT(('EaR MLN031'!$C$192:$C$20055)*('EaR MLN031'!$C$192:$C$20055>H174)))-H174*MATCH(H174,'EaR MLN031'!$C$192:$C$20055,-1)),0)","v":0},{"$f":"IF(I174<1,I161*$C$171*((SUMPRODUCT(('EaR MLN031'!$C$192:$C$20055)*('EaR MLN031'!$C$192:$C$20055>I174)))-I174*MATCH(I174,'EaR MLN031'!$C$192:$C$20055,-1)),0)","v":0},{"$f":"IF(J174<1,J161*$C$171*((SUMPRODUCT(('EaR MLN031'!$C$192:$C$20055)*('EaR MLN031'!$C$192:$C$20055>J174)))-J174*MATCH(J174,'EaR MLN031'!$C$192:$C$20055,-1)),0)","v":0},{"$f":"IF(K174<1,K161*$C$171*((SUMPRODUCT(('EaR MLN031'!$C$192:$C$20055)*('EaR MLN031'!$C$192:$C$20055>K174)))-K174*MATCH(K174,'EaR MLN031'!$C$192:$C$20055,-1)),0)","v":0},{"$f":"IF(L174<1,L161*$C$171*((SUMPRODUCT(('EaR MLN031'!$C$192:$C$20055)*('EaR MLN031'!$C$192:$C$20055>L174)))-L174*MATCH(L174,'EaR MLN031'!$C$192:$C$20055,-1)),0)","v":0},{"$f":"IF(M174<1,M161*$C$171*((SUMPRODUCT(('EaR MLN031'!$C$192:$C$20055)*('EaR MLN031'!$C$192:$C$20055>M174)))-M174*MATCH(M174,'EaR MLN031'!$C$192:$C$20055,-1)),0)","v":2.2285896659407514},{"$f":"IF(N174<1,N161*$C$171*((SUMPRODUCT(('EaR MLN031'!$C$192:$C$20055)*('EaR MLN031'!$C$192:$C$20055>N174)))-N174*MATCH(N174,'EaR MLN031'!$C$192:$C$20055,-1)),0)","v":20.408208532435818},{"$f":"IF(O174<1,O161*$C$171*((SUMPRODUCT(('EaR MLN031'!$C$192:$C$20055)*('EaR MLN031'!$C$192:$C$20055>O174)))-O174*MATCH(O174,'EaR MLN031'!$C$192:$C$20055,-1)),0)","v":99.879027626069387},{"$f":"IF(P174<1,P161*$C$171*((SUMPRODUCT(('EaR MLN031'!$C$192:$C$20055)*('EaR MLN031'!$C$192:$C$20055>P174)))-P174*MATCH(P174,'EaR MLN031'!$C$192:$C$20055,-1)),0)","v":355.07256901425814},{"$f":"IF(Q174<1,Q161*$C$171*((SUMPRODUCT(('EaR MLN031'!$C$192:$C$20055)*('EaR MLN031'!$C$192:$C$20055>Q174)))-Q174*MATCH(Q174,'EaR MLN031'!$C$192:$C$20055,-1)),0)","v":869.05908731066904},{"$f":"IF(R174<1,R161*$C$171*((SUMPRODUCT(('EaR MLN031'!$C$192:$C$20055)*('EaR MLN031'!$C$192:$C$20055>R174)))-R174*MATCH(R174,'EaR MLN031'!$C$192:$C$20055,-1)),0)","v":869.05908731066904},{"$f":"IF(S174<1,S161*$C$171*((SUMPRODUCT(('EaR MLN031'!$C$192:$C$20055)*('EaR MLN031'!$C$192:$C$20055>S174)))-S174*MATCH(S174,'EaR MLN031'!$C$192:$C$20055,-1)),0)","v":869.05908731066904},{"$f":"IF(T174<1,T161*$C$171*((SUMPRODUCT(('EaR MLN031'!$C$192:$C$20055)*('EaR MLN031'!$C$192:$C$20055>T174)))-T174*MATCH(T174,'EaR MLN031'!$C$192:$C$20055,-1)),0)","v":869.05908731066904},{"$f":"IF(U174<1,U161*$C$171*((SUMPRODUCT(('EaR MLN031'!$C$192:$C$20055)*('EaR MLN031'!$C$192:$C$20055>U174)))-U174*MATCH(U174,'EaR MLN031'!$C$192:$C$20055,-1)),0)","v":869.05908731066904},{"$f":"IF(V174<1,V161*$C$171*((SUMPRODUCT(('EaR MLN031'!$C$192:$C$20055)*('EaR MLN031'!$C$192:$C$20055>V174)))-V174*MATCH(V174,'EaR MLN031'!$C$192:$C$20055,-1)),0)","v":869.05908731066904},{"$f":"IF(W174<1,W161*$C$171*((SUMPRODUCT(('EaR MLN031'!$C$192:$C$20055)*('EaR MLN031'!$C$192:$C$20055>W174)))-W174*MATCH(W174,'EaR MLN031'!$C$192:$C$20055,-1)),0)","v":869.05908731066904},{"$f":"IF(X174<1,X161*$C$171*((SUMPRODUCT(('EaR MLN031'!$C$192:$C$20055)*('EaR MLN031'!$C$192:$C$20055>X174)))-X174*MATCH(X174,'EaR MLN031'!$C$192:$C$20055,-1)),0)","v":869.05908731066904},{"$f":"IF(Y174<1,Y161*$C$171*((SUMPRODUCT(('EaR MLN031'!$C$192:$C$20055)*('EaR MLN031'!$C$192:$C$20055>Y174)))-Y174*MATCH(Y174,'EaR MLN031'!$C$192:$C$20055,-1)),0)","v":869.05908731066904},{"$f":"IF(Z174<1,Z161*$C$171*((SUMPRODUCT(('EaR MLN031'!$C$192:$C$20055)*('EaR MLN031'!$C$192:$C$20055>Z174)))-Z174*MATCH(Z174,'EaR MLN031'!$C$192:$C$20055,-1)),0)","v":869.05908731066904},{"$f":"IF(AA174<1,AA161*$C$171*((SUMPRODUCT(('EaR MLN031'!$C$192:$C$20055)*('EaR MLN031'!$C$192:$C$20055>AA174)))-AA174*MATCH(AA174,'EaR MLN031'!$C$192:$C$20055,-1)),0)","v":869.05908731066904},{"$f":"IF(AB174<1,AB161*$C$171*((SUMPRODUCT(('EaR MLN031'!$C$192:$C$20055)*('EaR MLN031'!$C$192:$C$20055>AB174)))-AB174*MATCH(AB174,'EaR MLN031'!$C$192:$C$20055,-1)),0)","v":869.05908731066904},{"$f":"IF(AC174<1,AC161*$C$171*((SUMPRODUCT(('EaR MLN031'!$C$192:$C$20055)*('EaR MLN031'!$C$192:$C$20055>AC174)))-AC174*MATCH(AC174,'EaR MLN031'!$C$192:$C$20055,-1)),0)","v":869.05908731066904},{"$f":"IF(AD174<1,AD161*$C$171*((SUMPRODUCT(('EaR MLN031'!$C$192:$C$20055)*('EaR MLN031'!$C$192:$C$20055>AD174)))-AD174*MATCH(AD174,'EaR MLN031'!$C$192:$C$20055,-1)),0)","v":869.05908731066904},{"$f":"IF(AE174<1,AE161*$C$171*((SUMPRODUCT(('EaR MLN031'!$C$192:$C$20055)*('EaR MLN031'!$C$192:$C$20055>AE174)))-AE174*MATCH(AE174,'EaR MLN031'!$C$192:$C$20055,-1)),0)","v":869.05908731066904},{"$f":"IF(AF174<1,AF161*$C$171*((SUMPRODUCT(('EaR MLN031'!$C$192:$C$20055)*('EaR MLN031'!$C$192:$C$20055>AF174)))-AF174*MATCH(AF174,'EaR MLN031'!$C$192:$C$20055,-1)),0)","v":869.05908731066904}]
["10% LAR","N-1",null,null,"EatR, MWhrs",{"$f":"IF(F175<1,IF(F175=0,F161*$C$171*SUMPRODUCT(('EaR MLN031'!$C$192:$C$20055)*('EaR MLN031'!$C$192:$C$20055>F175)),F163*$C$171*(SUMPRODUCT(('EaR MLN031'!$C$192:$C$20055)*('EaR MLN031'!$C$192:$C$20055>F175))-F175*MATCH(F175,'EaR MLN031'!$C$192:$C$20055,-1)))-F178,0)","v":0},{"$f":"IF(G175<1,IF(G175=0,G161*$C$171*SUMPRODUCT(('EaR MLN031'!$C$192:$C$20055)*('EaR MLN031'!$C$192:$C$20055>G175)),G163*$C$171*(SUMPRODUCT(('EaR MLN031'!$C$192:$C$20055)*('EaR MLN031'!$C$192:$C$20055>G175))-G175*MATCH(G175,'EaR MLN031'!$C$192:$C$20055,-1)))-G178,0)","v":0},{"$f":"IF(H175<1,IF(H175=0,H161*$C$171*SUMPRODUCT(('EaR MLN031'!$C$192:$C$20055)*('EaR MLN031'!$C$192:$C$20055>H175)),H163*$C$171*(SUMPRODUCT(('EaR MLN031'!$C$192:$C$20055)*('EaR MLN031'!$C$192:$C$20055>H175))-H175*MATCH(H175,'EaR MLN031'!$C$192:$C$20055,-1)))-H178,0)","v":0},{"$f":"IF(I175<1,IF(I175=0,I161*$C$171*SUMPRODUCT(('EaR MLN031'!$C$192:$C$20055)*('EaR MLN031'!$C$192:$C$20055>I175)),I163*$C$171*(SUMPRODUCT(('EaR MLN031'!$C$192:$C$20055)*('EaR MLN031'!$C$192:$C$20055>I175))-I175*MATCH(I175,'EaR MLN031'!$C$192:$C$20055,-1)))-I178,0)","v":0},{"$f":"IF(J175<1,IF(J175=0,J161*$C$171*SUMPRODUCT(('EaR MLN031'!$C$192:$C$20055)*('EaR MLN031'!$C$192:$C$20055>J175)),J163*$C$171*(SUMPRODUCT(('EaR MLN031'!$C$192:$C$20055)*('EaR MLN031'!$C$192:$C$20055>J175))-J175*MATCH(J175,'EaR MLN031'!$C$192:$C$20055,-1)))-J178,0)","v":0},{"$f":"IF(K175<1,IF(K175=0,K161*$C$171*SUMPRODUCT(('EaR MLN031'!$C$192:$C$20055)*('EaR MLN031'!$C$192:$C$20055>K175)),K163*$C$171*(SUMPRODUCT(('EaR MLN031'!$C$192:$C$20055)*('EaR MLN031'!$C$192:$C$20055>K175))-K175*MATCH(K175,'EaR MLN031'!$C$192:$C$20055,-1)))-K178,0)","v":0},{"$f":"IF(L175<1,IF(L175=0,L161*$C$171*SUMPRODUCT(('EaR MLN031'!$C$192:$C$20055)*('EaR MLN031'!$C$192:$C$20055>L175)),L163*$C$171*(SUMPRODUCT(('EaR MLN031'!$C$192:$C$20055)*('EaR MLN031'!$C$192:$C$20055>L175))-L175*MATCH(L175,'EaR MLN031'!$C$192:$C$20055,-1)))-L178,0)","v":0},{"$f":"IF(M175<1,IF(M175=0,M161*$C$171*SUMPRODUCT(('EaR MLN031'!$C$192:$C$20055)*('EaR MLN031'!$C$192:$C$20055>M175)),M163*$C$171*(SUMPRODUCT(('EaR MLN031'!$C$192:$C$20055)*('EaR MLN031'!$C$192:$C$20055>M175))-M175*MATCH(M175,'EaR MLN031'!$C$192:$C$20055,-1)))-M178,0)","v":0},{"$f":"IF(N175<1,IF(N175=0,N161*$C$171*SUMPRODUCT(('EaR MLN031'!$C$192:$C$20055)*('EaR MLN031'!$C$192:$C$20055>N175)),N163*$C$171*(SUMPRODUCT(('EaR MLN031'!$C$192:$C$20055)*('EaR MLN031'!$C$192:$C$20055>N175))-N175*MATCH(N175,'EaR MLN031'!$C$192:$C$20055,-1)))-N178,0)","v":0},{"$f":"IF(O175<1,IF(O175=0,O161*$C$171*SUMPRODUCT(('EaR MLN031'!$C$192:$C$20055)*('EaR MLN031'!$C$192:$C$20055>O175)),O163*$C$171*(SUMPRODUCT(('EaR MLN031'!$C$192:$C$20055)*('EaR MLN031'!$C$192:$C$20055>O175))-O175*MATCH(O175,'EaR MLN031'!$C$192:$C$20055,-1)))-O178,0)","v":0},{"$f":"IF(P175<1,IF(P175=0,P161*$C$171*SUMPRODUCT(('EaR MLN031'!$C$192:$C$20055)*('EaR MLN031'!$C$192:$C$20055>P175)),P163*$C$171*(SUMPRODUCT(('EaR MLN031'!$C$192:$C$20055)*('EaR MLN031'!$C$192:$C$20055>P175))-P175*MATCH(P175,'EaR MLN031'!$C$192:$C$20055,-1)))-P178,0)","v":0},{"$f":"IF(Q175<1,IF(Q175=0,Q161*$C$171*SUMPRODUCT(('EaR MLN031'!$C$192:$C$20055)*('EaR MLN031'!$C$192:$C$20055>Q175)),Q163*$C$171*(SUMPRODUCT(('EaR MLN031'!$C$192:$C$20055)*('EaR MLN031'!$C$192:$C$20055>Q175))-Q175*MATCH(Q175,'EaR MLN031'!$C$192:$C$20055,-1)))-Q178,0)","v":0},{"$f":"IF(R175<1,IF(R175=0,R161*$C$171*SUMPRODUCT(('EaR MLN031'!$C$192:$C$20055)*('EaR MLN031'!$C$192:$C$20055>R175)),R163*$C$171*(SUMPRODUCT(('EaR MLN031'!$C$192:$C$20055)*('EaR MLN031'!$C$192:$C$20055>R175))-R175*MATCH(R175,'EaR MLN031'!$C$192:$C$20055,-1)))-R178,0)","v":0},{"$f":"IF(S175<1,IF(S175=0,S161*$C$171*SUMPRODUCT(('EaR MLN031'!$C$192:$C$20055)*('EaR MLN031'!$C$192:$C$20055>S175)),S163*$C$171*(SUMPRODUCT(('EaR MLN031'!$C$192:$C$20055)*('EaR MLN031'!$C$192:$C$20055>S175))-S175*MATCH(S175,'EaR MLN031'!$C$192:$C$20055,-1)))-S178,0)","v":0},{"$f":"IF(T175<1,IF(T175=0,T161*$C$171*SUMPRODUCT(('EaR MLN031'!$C$192:$C$20055)*('EaR MLN031'!$C$192:$C$20055>T175)),T163*$C$171*(SUMPRODUCT(('EaR MLN031'!$C$192:$C$20055)*('EaR MLN031'!$C$192:$C$20055>T175))-T175*MATCH(T175,'EaR MLN031'!$C$192:$C$20055,-1)))-T178,0)","v":0},{"$f":"IF(U175<1,IF(U175=0,U161*$C$171*SUMPRODUCT(('EaR MLN031'!$C$192:$C$20055)*('EaR MLN031'!$C$192:$C$20055>U175)),U163*$C$171*(SUMPRODUCT(('EaR MLN031'!$C$192:$C$20055)*('EaR MLN031'!$C$192:$C$20055>U175))-U175*MATCH(U175,'EaR MLN031'!$C$192:$C$20055,-1)))-U178,0)","v":0},{"$f":"IF(V175<1,IF(V175=0,V161*$C$171*SUMPRODUCT(('EaR MLN031'!$C$192:$C$20055)*('EaR MLN031'!$C$192:$C$20055>V175)),V163*$C$171*(SUMPRODUCT(('EaR MLN031'!$C$192:$C$20055)*('EaR MLN031'!$C$192:$C$20055>V175))-V175*MATCH(V175,'EaR MLN031'!$C$192:$C$20055,-1)))-V178,0)","v":0},{"$f":"IF(W175<1,IF(W175=0,W161*$C$171*SUMPRODUCT(('EaR MLN031'!$C$192:$C$20055)*('EaR MLN031'!$C$192:$C$20055>W175)),W163*$C$171*(SUMPRODUCT(('EaR MLN031'!$C$192:$C$20055)*('EaR MLN031'!$C$192:$C$20055>W175))-W175*MATCH(W175,'EaR MLN031'!$C$192:$C$20055,-1)))-W178,0)","v":0},{"$f":"IF(X175<1,IF(X175=0,X161*$C$171*SUMPRODUCT(('EaR MLN031'!$C$192:$C$20055)*('EaR MLN031'!$C$192:$C$20055>X175)),X163*$C$171*(SUMPRODUCT(('EaR MLN031'!$C$192:$C$20055)*('EaR MLN031'!$C$192:$C$20055>X175))-X175*MATCH(X175,'EaR MLN031'!$C$192:$C$20055,-1)))-X178,0)","v":0},{"$f":"IF(Y175<1,IF(Y175=0,Y161*$C$171*SUMPRODUCT(('EaR MLN031'!$C$192:$C$20055)*('EaR MLN031'!$C$192:$C$20055>Y175)),Y163*$C$171*(SUMPRODUCT(('EaR MLN031'!$C$192:$C$20055)*('EaR MLN031'!$C$192:$C$20055>Y175))-Y175*MATCH(Y175,'EaR MLN031'!$C$192:$C$20055,-1)))-Y178,0)","v":0},{"$f":"IF(Z175<1,IF(Z175=0,Z161*$C$171*SUMPRODUCT(('EaR MLN031'!$C$192:$C$20055)*('EaR MLN031'!$C$192:$C$20055>Z175)),Z163*$C$171*(SUMPRODUCT(('EaR MLN031'!$C$192:$C$20055)*('EaR MLN031'!$C$192:$C$20055>Z175))-Z175*MATCH(Z175,'EaR MLN031'!$C$192:$C$20055,-1)))-Z178,0)","v":0},{"$f":"IF(AA175<1,IF(AA175=0,AA161*$C$171*SUMPRODUCT(('EaR MLN031'!$C$192:$C$20055)*('EaR MLN031'!$C$192:$C$20055>AA175)),AA163*$C$171*(SUMPRODUCT(('EaR MLN031'!$C$192:$C$20055)*('EaR MLN031'!$C$192:$C$20055>AA175))-AA175*MATCH(AA175,'EaR MLN031'!$C$192:$C$20055,-1)))-AA178,0)","v":0},{"$f":"IF(AB175<1,IF(AB175=0,AB161*$C$171*SUMPRODUCT(('EaR MLN031'!$C$192:$C$20055)*('EaR MLN031'!$C$192:$C$20055>AB175)),AB163*$C$171*(SUMPRODUCT(('EaR MLN031'!$C$192:$C$20055)*('EaR MLN031'!$C$192:$C$20055>AB175))-AB175*MATCH(AB175,'EaR MLN031'!$C$192:$C$20055,-1)))-AB178,0)","v":0},{"$f":"IF(AC175<1,IF(AC175=0,AC161*$C$171*SUMPRODUCT(('EaR MLN031'!$C$192:$C$20055)*('EaR MLN031'!$C$192:$C$20055>AC175)),AC163*$C$171*(SUMPRODUCT(('EaR MLN031'!$C$192:$C$20055)*('EaR MLN031'!$C$192:$C$20055>AC175))-AC175*MATCH(AC175,'EaR MLN031'!$C$192:$C$20055,-1)))-AC178,0)","v":0},{"$f":"IF(AD175<1,IF(AD175=0,AD161*$C$171*SUMPRODUCT(('EaR MLN031'!$C$192:$C$20055)*('EaR MLN031'!$C$192:$C$20055>AD175)),AD163*$C$171*(SUMPRODUCT(('EaR MLN031'!$C$192:$C$20055)*('EaR MLN031'!$C$192:$C$20055>AD175))-AD175*MATCH(AD175,'EaR MLN031'!$C$192:$C$20055,-1)))-AD178,0)","v":0},{"$f":"IF(AE175<1,IF(AE175=0,AE161*$C$171*SUMPRODUCT(('EaR MLN031'!$C$192:$C$20055)*('EaR MLN031'!$C$192:$C$20055>AE175)),AE163*$C$171*(SUMPRODUCT(('EaR MLN031'!$C$192:$C$20055)*('EaR MLN031'!$C$192:$C$20055>AE175))-AE175*MATCH(AE175,'EaR MLN031'!$C$192:$C$20055,-1)))-AE178,0)","v":0},{"$f":"IF(AF175<1,IF(AF175=0,AF161*$C$171*SUMPRODUCT(('EaR MLN031'!$C$192:$C$20055)*('EaR MLN031'!$C$192:$C$20055>AF175)),AF163*$C$171*(SUMPRODUCT(('EaR MLN031'!$C$192:$C$20055)*('EaR MLN031'!$C$192:$C$20055>AF175))-AF175*MATCH(AF175,'EaR MLN031'!$C$192:$C$20055,-1)))-AF178,0)","v":0}]
["No of Tx",null,null,null,null,{"$f":"F155","v":1},1,1,1,1,1,1,1,1,1,1,1,1,1,1,1,1,1,1,1,1,1,1,1,1,1,1]
["50% PoE","N",1,null,"EEatR, MWhrs",{"$f":"F176*$C181","v":0},0,0,0,0,0,0,0,0,4.9054007525277727,23.625577362128279,80.507858943553259,80.507858943553259,80.507858943553259,80.507858943553259,80.507858943553259,80.507858943553259,80.507858943553259,80.507858943553259,80.507858943553259,80.507858943553259,80.507858943553259,80.507858943553259,80.507858943553259,80.507858943553259,80.507858943553259,80.507858943553259]
["50% PoE","N-1",{"$f":"C134","v":3.744292237442922E-2},null,"EEatR, MWhrs",{"$f":"F177*$C182*F180","v":0},0,0,0,0,0,0,0,0,0,0,0,0,0,0,0,0,0,0,0,0,0,0,0,0,0,0]
["10% LAR","N",1,null,"EEatR, MWhrs",{"$f":"F178*$C183","v":0},0,0,0,0,0,0,2.2285896659407514,20.408208532435818,99.879027626069387,355.07256901425814,869.05908731066904,869.05908731066904,869.05908731066904,869.05908731066904,869.05908731066904,869.05908731066904,869.05908731066904,869.05908731066904,869.05908731066904,869.05908731066904,869.05908731066904,869.05908731066904,869.05908731066904,869.05908731066904,869.05908731066904,869.05908731066904]
["10% LAR","N-1",{"$f":"C182","v":3.744292237442922E-2},null,"EEatR, MWhrs",{"$f":"F179*$C184*F180","v":0},0,0,0,0,0,0,0,0,0,0,0,0,0,0,0,0,0,0,0,0,0,0,0,0,0,0]
[]
[]
[]
["LDC"]
[]
["Summer (Oct to Mar)",null,"Winter (Apr to Sep)"]
["MW pu","MVA pu","MW pu","MVA pu"]
[1,null,1]
[0.98927039999999999,null,0.99507389999999996]
[0.98927039999999999,null,0.99184050000000001]
[0.98175959999999995,null,0.98667530000000003]
[0.98068670000000002,null,0.97989150000000003]
[0.97961379999999998,null,0.97491859999999997]
[0.97532189999999996,null,0.96681430000000002]
[0.96888410000000003,null,0.96267539999999996]
[0.96244629999999998,null,0.96132499999999999]
[0.94957080000000005,null,0.95841679999999996]
[0.94098709999999997,null,0.95378039999999997]
[0.94098709999999997,null,0.95055639999999997]
[0.93991420000000003,null,0.94433469999999997]
[0.93884120000000004,null,0.94046790000000002]
[0.93240339999999999,null,0.93609980000000004]
[0.92918460000000003,null,0.93478150000000004]
[0.92918460000000003,null,0.92969570000000001]
[0.92918460000000003,null,0.92457520000000004]
[0.92811160000000004,null,0.9207902]
[0.92703869999999999,null,0.91810060000000004]
[0.9259657,null,0.91479659999999996]
[0.91952789999999995,null,0.91376000000000002]
[0.91952789999999995,null,0.91268680000000002]
[0.9087982,null,0.91194920000000002]
[0.90772540000000002,null,0.91131470000000003]
[0.90450649999999999,null,0.90846649999999995]
[0.89914159999999999,null,0.90738810000000003]
[0.88948499999999997,null,0.90564259999999996]
[0.88841199999999998,null,0.90516719999999995]
[0.88841199999999998,null,0.903999]
[0.88733910000000005,null,0.90328410000000003]
[0.88412020000000002,null,0.90217979999999998]
[0.88304720000000003,null,0.90136300000000003]
[0.87768239999999997,null,0.90083100000000005]
[0.87339049999999996,null,0.90007389999999998]
[0.87124460000000004,null,0.89987030000000001]
[0.87124460000000004,null,0.89790919999999996]
[0.87017169999999999,null,0.89720710000000004]
[0.87017169999999999,null,0.8964413]
[0.87017169999999999,null,0.8959355]
[0.86695279999999997,null,0.89472130000000005]
[0.86695279999999997,null,0.89423629999999998]
[0.86480690000000005,null,0.89351800000000003]
[0.86158800000000002,null,0.89286810000000005]
[0.85515019999999997,null,0.89245070000000004]
[0.85515019999999997,null,0.89193849999999997]
[0.85193140000000001,null,0.8911789]
[0.85193129999999995,null,0.89006030000000003]
[0.85193129999999995,null,0.88970640000000001]
[0.84871249999999998,null,0.88912869999999999]
[0.84763949999999999,null,0.88854420000000001]
[0.84549359999999996,null,0.88730810000000004]
[0.84549359999999996,null,0.88670369999999998]
[0.84442059999999997,null,0.88598929999999998]
[0.84442059999999997,null,0.88514910000000002]
[0.84334759999999998,null,0.88478650000000003]
[0.84334759999999998,null,0.88385499999999995]
[0.84120170000000005,null,0.88327480000000003]
[0.84012880000000001,null,0.88251449999999998]
[0.83905580000000002,null,0.88207720000000001]
[0.83690980000000004,null,0.88169609999999998]
[0.83583689999999999,null,0.88128079999999998]
[0.83583689999999999,null,0.88073009999999996]
[0.83369099999999996,null,0.88013949999999996]
[0.83154499999999998,null,0.87948249999999994]
[0.82725320000000002,null,0.87846360000000001]
[0.82618029999999998,null,0.87801110000000004]
[0.82618029999999998,null,0.87726280000000001]
[0.82618029999999998,null,0.87693739999999998]
[0.82618029999999998,null,0.8766273]
[0.82618020000000003,null,0.87629809999999997]
[0.82296139999999995,null,0.87621669999999996]
[0.82081550000000003,null,0.87588489999999997]
[0.81759660000000001,null,0.87534719999999999]
[0.81652369999999996,null,0.87504230000000005]
[0.81652360000000002,null,0.8747935]
[0.81545060000000003,null,0.87427699999999997]
[0.81223179999999995,null,0.87373590000000001]
[0.81223179999999995,null,0.87311320000000003]
[0.81115879999999996,null,0.87242459999999999]
[0.80472100000000002,null,0.8719519]
[0.80364809999999998,null,0.87159929999999997]
[0.80257509999999999,null,0.87113450000000003]
[0.80150220000000005,null,0.87087559999999997]
[0.80042919999999995,null,0.8704094]
[0.79935619999999996,null,0.86993529999999997]
[0.79935619999999996,null,0.8695119]
[0.79828330000000003,null,0.86898120000000001]
[0.79721030000000004,null,0.86858109999999999]
[0.7961374,null,0.86845410000000001]
[0.7950644,null,0.86794640000000001]
[0.79184549999999998,null,0.8673516]
[0.79184549999999998,null,0.86713030000000002]
[0.78969959999999995,null,0.86674450000000003]
[0.78862659999999996,null,0.86631429999999998]
[0.78648070000000003,null,0.86585789999999996]
[0.7843348,null,0.86567740000000004]
[0.78218880000000002,null,0.86530490000000004]
[0.78111589999999997,null,0.86484439999999996]
[0.77682410000000002,null,0.86442830000000004]
[0.77575099999999997,null,0.86419800000000002]
[0.77253229999999995,null,0.86394629999999994]
[0.77145929999999996,null,0.86351469999999997]
[0.77145920000000001,null,0.86297820000000003]
[0.77038629999999997,null,0.86265550000000002]
[0.76609450000000001,null,0.86243150000000002]
[0.76502150000000002,null,0.86177700000000002]
[0.75965660000000002,null,0.86162300000000003]
[0.75965660000000002,null,0.86132540000000002]
[0.75858369999999997,null,0.86084620000000001]
[0.75751069999999998,null,0.86040499999999998]
[0.75751069999999998,null,0.86002009999999995]
[0.75643780000000005,null,0.85941299999999998]
[0.75643769999999999,null,0.85918680000000003]
[0.75536479999999995,null,0.85898529999999995]
[0.75,null,0.85869490000000004]
[0.74892709999999996,null,0.85817350000000003]
[0.74892709999999996,null,0.85786549999999995]
[0.74356219999999995,null,0.85770579999999996]
[0.74356219999999995,null,0.85732399999999997]
[0.74141630000000003,null,0.85663210000000001]
[0.74034330000000004,null,0.85647949999999995]
[0.74034330000000004,null,0.85609409999999997]
[0.74034330000000004,null,0.85581560000000001]
[0.73927039999999999,null,0.85548930000000001]
[0.73712449999999996,null,0.85534189999999999]
[0.73497849999999998,null,0.85515070000000004]
[0.73390560000000005,null,0.85496839999999996]
[0.73390560000000005,null,0.85460469999999999]
[0.73283259999999995,null,0.85434370000000004]
[0.73175970000000001,null,0.8541377]
[0.73068670000000002,null,0.8536572]
[0.72961370000000003,null,0.85349909999999996]
[0.72854079999999999,null,0.85324840000000002]
[0.7274678,null,0.8531166]
[0.72639480000000001,null,0.85273560000000004]
[0.72424889999999997,null,0.85257510000000003]
[0.72317600000000004,null,0.85218139999999998]
[0.72317600000000004,null,0.85190829999999995]
[0.72103010000000001,null,0.85167219999999999]
[0.72103010000000001,null,0.8515431]
[0.72102999999999995,null,0.85136500000000004]
[0.71888410000000003,null,0.85134779999999999]
[0.71781119999999998,null,0.85107330000000003]
[0.71351929999999997,null,0.85093450000000004]
[0.71244629999999998,null,0.85054920000000001]
[0.71137340000000004,null,0.85036389999999995]
[0.70922750000000001,null,0.85028939999999997]
[0.70922739999999995,null,0.84993940000000001]
[0.70708159999999998,null,0.84961189999999998]
[0.70708159999999998,null,0.84937839999999998]
[0.70708150000000003,null,0.84920830000000003]
[0.70708150000000003,null,0.84891309999999998]
[0.7049356,null,0.84862219999999999]
[0.70171680000000003,null,0.84848129999999999]
[0.69957080000000005,null,0.84836529999999999]
[0.6984979,null,0.84809619999999997]
[0.69527899999999998,null,0.84799329999999995]
[0.69527899999999998,null,0.84761249999999999]
[0.69527899999999998,null,0.84743809999999997]
[0.69527899999999998,null,0.84716290000000005]
[0.69420610000000005,null,0.84690739999999998]
[0.69420599999999999,null,0.84663469999999996]
[0.693133,null,0.84635340000000003]
[0.68991409999999997,null,0.8461476]
[0.68454939999999997,null,0.84598189999999995]
[0.68454930000000003,null,0.84583830000000004]
[0.68347639999999998,null,0.8457789]
[0.68240339999999999,null,0.84551330000000002]
[0.68133049999999995,null,0.84503819999999996]
[0.68133049999999995,null,0.84489530000000002]
[0.68133049999999995,null,0.84480549999999999]
[0.68025749999999996,null,0.84439059999999999]
[0.68025749999999996,null,0.84433950000000002]
[0.68025749999999996,null,0.84404069999999998]
[0.67918449999999997,null,0.84388850000000004]
[0.67811160000000004,null,0.84355809999999998]
[0.67811160000000004,null,0.8433792]
[0.67811160000000004,null,0.84287409999999996]
[0.67596560000000006,null,0.84271050000000003]
[0.67489270000000001,null,0.84252720000000003]
[0.67381979999999997,null,0.84227779999999997]
[0.67381970000000002,null,0.84219469999999996]
[0.67381970000000002,null,0.84198379999999995]
[0.67274679999999998,null,0.84174320000000002]
[0.67274679999999998,null,0.84150539999999996]
[0.67274679999999998,null,0.84137839999999997]
[0.67167379999999999,null,0.84124140000000003]
[0.6706008,null,0.84087889999999998]
[0.6706008,null,0.84077740000000001]
[0.66845489999999996,null,0.84057099999999996]
[0.66845489999999996,null,0.84010899999999999]
[0.66738200000000003,null,0.83973880000000001]
[0.66630900000000004,null,0.83958200000000005]
[0.66416310000000001,null,0.8393931]
[0.66416310000000001,null,0.8391535]
[0.66416299999999995,null,0.83891289999999996]
[0.66309010000000002,null,0.8386536]
[0.66309010000000002,null,0.83848800000000001]
[0.66201719999999997,null,0.83814619999999995]
[0.66094419999999998,null,0.83806860000000005]
[0.66094419999999998,null,0.83797160000000004]
[0.66094419999999998,null,0.83781419999999995]
[0.65987119999999999,null,0.83753029999999995]
[0.65987119999999999,null,0.8373391]
[0.65772540000000002,null,0.83704889999999998]
[0.65772529999999996,null,0.83686470000000002]
[0.65772529999999996,null,0.83668929999999997]
[0.65772529999999996,null,0.83653180000000005]
[0.65772529999999996,null,0.8362676]
[0.65772529999999996,null,0.83605180000000001]
[0.65772529999999996,null,0.83589760000000002]
[0.65772529999999996,null,0.83587650000000002]
[0.65557940000000003,null,0.8357774]
[0.65557940000000003,null,0.83528740000000001]
[0.65450649999999999,null,0.83509750000000005]
[0.6534335,null,0.83494840000000003]
[0.65236050000000001,null,0.83479930000000002]
[0.65236050000000001,null,0.83460630000000002]
[0.65236050000000001,null,0.83443679999999998]
[0.65128759999999997,null,0.8343798]
[0.65128759999999997,null,0.83431940000000004]
[0.65128759999999997,null,0.83416760000000001]
[0.65021459999999998,null,0.83389829999999998]
[0.65021459999999998,null,0.83364870000000002]
[0.65021459999999998,null,0.8334125]
[0.64914170000000004,null,0.83331679999999997]
[0.64914170000000004,null,0.83327949999999995]
[0.64914159999999999,null,0.8331269]
[0.64806870000000005,null,0.83294199999999996]
[0.64806870000000005,null,0.83278189999999996]
[0.64806870000000005,null,0.83254220000000001]
[0.64806870000000005,null,0.83249079999999998]
[0.64699569999999995,null,0.83222260000000003]
[0.64699569999999995,null,0.8321035]
[0.64484980000000003,null,0.83191090000000001]
[0.64484980000000003,null,0.83169139999999997]
[0.64484980000000003,null,0.83155950000000001]
[0.64377680000000004,null,0.83135630000000005]
[0.64377680000000004,null,0.83124200000000004]
[0.64377680000000004,null,0.83113360000000003]
[0.64270389999999999,null,0.83086459999999995]
[0.64270389999999999,null,0.83074519999999996]
[0.6416309,null,0.83061569999999996]
[0.6416309,null,0.83043409999999995]
[0.64055790000000001,null,0.83032189999999995]
[0.63948499999999997,null,0.83012730000000001]
[0.63948499999999997,null,0.8300324]
[0.63948499999999997,null,0.82989290000000004]
[0.63841199999999998,null,0.82970849999999996]
[0.63733910000000005,null,0.82965670000000002]
[0.63626609999999995,null,0.82945789999999997]
[0.63626609999999995,null,0.8293005]
[0.63626609999999995,null,0.82903680000000002]
[0.63626609999999995,null,0.82884619999999998]
[0.63626609999999995,null,0.82864919999999997]
[0.63626609999999995,null,0.82845480000000005]
[0.63626609999999995,null,0.82831809999999995]
[0.63519309999999995,null,0.82818760000000002]
[0.63519309999999995,null,0.82806369999999996]
[0.63412020000000002,null,0.82790140000000001]
[0.63412020000000002,null,0.82785030000000004]
[0.63304720000000003,null,0.82764709999999997]
[0.63304720000000003,null,0.82753739999999998]
[0.63304720000000003,null,0.82734379999999996]
[0.63197429999999999,null,0.82720899999999997]
[0.6309013,null,0.82704849999999996]
[0.6309013,null,0.82684270000000004]
[0.6309013,null,0.82670659999999996]
[0.6309013,null,0.82667250000000003]
[0.62982830000000001,null,0.82648750000000004]
[0.62982830000000001,null,0.82637700000000003]
[0.62660950000000004,null,0.82635599999999998]
[0.62446349999999995,null,0.82619240000000005]
[0.62339060000000002,null,0.82595249999999998]
[0.62231760000000003,null,0.8258683]
[0.62231760000000003,null,0.8256038]
[0.62231760000000003,null,0.82530619999999999]
[0.62124460000000004,null,0.82522549999999995]
[0.62124460000000004,null,0.8250826]
[0.62124460000000004,null,0.82490909999999995]
[0.62017169999999999,null,0.82485039999999998]
[0.62017169999999999,null,0.82470710000000003]
[0.62017169999999999,null,0.82448440000000001]
[0.62017169999999999,null,0.82432939999999999]
[0.6190987,null,0.82427519999999999]
[0.6190987,null,0.82404929999999998]
[0.6190987,null,0.82402660000000005]
[0.6190987,null,0.82374970000000003]
[0.61802579999999996,null,0.82347599999999999]
[0.61802579999999996,null,0.82333350000000005]
[0.61695279999999997,null,0.82324169999999997]
[0.61695279999999997,null,0.82310399999999995]
[0.61587990000000004,null,0.82291590000000003]
[0.61587979999999998,null,0.82264990000000004]
[0.61587979999999998,null,0.82261150000000005]
[0.61587979999999998,null,0.822411]
[0.61587979999999998,null,0.82221809999999995]
[0.61587979999999998,null,0.82208590000000004]
[0.61587979999999998,null,0.82200430000000002]
[0.61480690000000005,null,0.82197019999999998]
[0.61373390000000005,null,0.82191360000000002]
[0.61373390000000005,null,0.82167840000000003]
[0.61266100000000001,null,0.82154959999999999]
[0.61051500000000003,null,0.82144709999999999]
[0.61051500000000003,null,0.82133250000000002]
[0.61051500000000003,null,0.82124900000000001]
[0.61051500000000003,null,0.82107019999999997]
[0.61051500000000003,null,0.82090689999999999]
[0.61051500000000003,null,0.82073779999999996]
[0.61051500000000003,null,0.82056649999999998]
[0.60944209999999999,null,0.82031419999999999]
[0.60944200000000004,null,0.82021650000000002]
[0.6083691,null,0.82004639999999995]
[0.6083691,null,0.81999149999999998]
[0.6083691,null,0.81980169999999997]
[0.60729619999999995,null,0.81966530000000004]
[0.60729610000000001,null,0.81958799999999998]
[0.60515019999999997,null,0.81949349999999999]
[0.60515019999999997,null,0.81918769999999996]
[0.60407730000000004,null,0.81906239999999997]
[0.60407730000000004,null,0.81892509999999996]
[0.60407730000000004,null,0.81871419999999995]
[0.60407719999999998,null,0.8185964]
[0.60407719999999998,null,0.81840939999999995]
[0.60300430000000005,null,0.81822930000000005]
[0.60300430000000005,null,0.81815640000000001]
[0.60300430000000005,null,0.8180733]
[0.60193129999999995,null,0.81792209999999999]
[0.60193129999999995,null,0.81785719999999995]
[0.60193129999999995,null,0.81764899999999996]
[0.60085840000000001,null,0.8175116]
[0.60085840000000001,null,0.81741079999999999]
[0.60085840000000001,null,0.81712890000000005]
[0.59978540000000002,null,0.81698610000000005]
[0.59978540000000002,null,0.81683150000000004]
[0.59871249999999998,null,0.81675220000000004]
[0.59871249999999998,null,0.81668560000000001]
[0.59871240000000003,null,0.81649640000000001]
[0.59871240000000003,null,0.81631860000000001]
[0.59871240000000003,null,0.81618500000000005]
[0.59763949999999999,null,0.81607870000000005]
[0.59763949999999999,null,0.81596239999999998]
[0.59763949999999999,null,0.81577659999999996]
[0.59763949999999999,null,0.81563889999999994]
[0.59763949999999999,null,0.81550500000000004]
[0.5965665,null,0.8152817]
[0.59549359999999996,null,0.81524169999999996]
[0.59549359999999996,null,0.81508230000000004]
[0.59549359999999996,null,0.81487240000000005]
[0.59549359999999996,null,0.81462259999999997]
[0.59549359999999996,null,0.81454729999999997]
[0.59442059999999997,null,0.81442130000000001]
[0.59442059999999997,null,0.81409759999999998]
[0.59334770000000003,null,0.81394549999999999]
[0.59334770000000003,null,0.81390479999999998]
[0.59120170000000005,null,0.81382750000000004]
[0.59012869999999995,null,0.81379360000000001]
[0.59012869999999995,null,0.81357789999999996]
[0.58905580000000002,null,0.81346149999999995]
[0.58905580000000002,null,0.81330040000000003]
[0.58905580000000002,null,0.81313219999999997]
[0.58905580000000002,null,0.81302339999999995]
[0.58690989999999998,null,0.81294809999999995]
[0.58690989999999998,null,0.8128763]
[0.58583689999999999,null,0.81258129999999995]
[0.58476399999999995,null,0.81248980000000004]
[0.58476399999999995,null,0.81241490000000005]
[0.58369099999999996,null,0.81225400000000003]
[0.58369099999999996,null,0.81215800000000005]
[0.58369099999999996,null,0.81205930000000004]
[0.58261799999999997,null,0.81189610000000001]
[0.58261799999999997,null,0.81183430000000001]
[0.58261799999999997,null,0.81178249999999996]
[0.58154510000000004,null,0.81154720000000002]
[0.58154510000000004,null,0.81147469999999999]
[0.58047210000000005,null,0.81147469999999999]
[0.58047210000000005,null,0.81143149999999997]
[0.57939909999999994,null,0.81115340000000002]
[0.57725320000000002,null,0.8109305]
[0.57725320000000002,null,0.81091360000000001]
[0.57725320000000002,null,0.81085629999999997]
[0.57725320000000002,null,0.8106873]
[0.57725320000000002,null,0.81036830000000004]
[0.57618029999999998,null,0.81033100000000002]
[0.57510729999999999,null,0.81029370000000001]
[0.57403439999999994,null,0.81003239999999999]
[0.57296139999999995,null,0.80995200000000001]
[0.57296139999999995,null,0.80995200000000001]
[0.57296139999999995,null,0.80986919999999996]
[0.57296139999999995,null,0.809724]
[0.57296139999999995,null,0.80956669999999997]
[0.57188839999999996,null,0.80946660000000004]
[0.57188839999999996,null,0.80939519999999998]
[0.57081539999999997,null,0.80933270000000002]
[0.56974250000000004,null,0.80927510000000002]
[0.56974250000000004,null,0.8092123]
[0.5686696,null,0.80895340000000004]
[0.56866950000000005,null,0.80867]
[0.56866950000000005,null,0.80851260000000003]
[0.56759660000000001,null,0.80841940000000001]
[0.56759660000000001,null,0.80831339999999996]
[0.56759660000000001,null,0.80822649999999996]
[0.56759660000000001,null,0.80808460000000004]
[0.56759660000000001,null,0.80795620000000001]
[0.56652360000000002,null,0.80783570000000005]
[0.56652360000000002,null,0.80764720000000001]
[0.56545060000000003,null,0.80758609999999997]
[0.56545060000000003,null,0.80746079999999998]
[0.56545060000000003,null,0.80744349999999998]
[0.56437769999999998,null,0.80727450000000001]
[0.56437769999999998,null,0.8071758]
[0.56437769999999998,null,0.80700090000000002]
[0.56330469999999999,null,0.80674990000000002]
[0.56330469999999999,null,0.80669299999999999]
[0.56330469999999999,null,0.80653520000000001]
[0.56223179999999995,null,0.80643580000000004]
[0.56223179999999995,null,0.80619870000000005]
[0.56223179999999995,null,0.80609900000000001]
[0.56115879999999996,null,0.80596610000000002]
[0.56115879999999996,null,0.80586279999999999]
[0.56115879999999996,null,0.80566879999999996]
[0.56008579999999997,null,0.80559219999999998]
[0.55901290000000003,null,0.8054711]
[0.55793990000000004,null,0.80530749999999995]
[0.55793990000000004,null,0.80515530000000002]
[0.556867,null,0.80511690000000002]
[0.55579400000000001,null,0.80500890000000003]
[0.55579400000000001,null,0.80489909999999998]
[0.55579400000000001,null,0.80484040000000001]
[0.55579400000000001,null,0.80468819999999996]
[0.55472100000000002,null,0.80455889999999997]
[0.55472100000000002,null,0.80440460000000003]
[0.55364809999999998,null,0.80431699999999995]
[0.55364809999999998,null,0.80416270000000001]
[0.55364809999999998,null,0.80409609999999998]
[0.55364809999999998,null,0.80401670000000003]
[0.55257509999999999,null,0.80382390000000004]
[0.55257509999999999,null,0.80369760000000001]
[0.55150220000000005,null,0.80353750000000002]
[0.55150220000000005,null,0.80349669999999995]
[0.55150220000000005,null,0.80344179999999998]
[0.5515021,null,0.80340420000000001]
[0.5515021,null,0.80330369999999995]
[0.5515021,null,0.80322329999999997]
[0.55042919999999995,null,0.80308900000000005]
[0.55042919999999995,null,0.80299169999999997]
[0.55042919999999995,null,0.80290019999999995]
[0.55042919999999995,null,0.80273830000000002]
[0.55042919999999995,null,0.8026837]
[0.54935619999999996,null,0.80261879999999997]
[0.54935619999999996,null,0.80241600000000002]
[0.54935619999999996,null,0.80227130000000002]
[0.54935619999999996,null,0.80218979999999995]
[0.54828330000000003,null,0.80207729999999999]
[0.54828330000000003,null,0.80195110000000003]
[0.54828330000000003,null,0.80182589999999998]
[0.54828330000000003,null,0.80176789999999998]
[0.54721030000000004,null,0.80163320000000005]
[0.54721030000000004,null,0.80151519999999998]
[0.54721030000000004,null,0.80140719999999999]
[0.54721030000000004,null,0.80126370000000002]
[0.54613730000000005,null,0.80119560000000001]
[0.54613730000000005,null,0.80108579999999996]
[0.5450644,null,0.80104370000000003]
[0.5450644,null,0.80093749999999997]
[0.5450644,null,0.80064369999999996]
[0.54399140000000001,null,0.80058300000000004]
[0.54399140000000001,null,0.80051079999999997]
[0.54399140000000001,null,0.8003768]
[0.54291849999999997,null,0.80031030000000003]
[0.54291849999999997,null,0.80006239999999995]
[0.54291849999999997,null,0.79993890000000001]
[0.54291840000000002,null,0.79990119999999998]
[0.54291840000000002,null,0.79980010000000001]
[0.54184549999999998,null,0.79971040000000004]
[0.54184549999999998,null,0.79958689999999999]
[0.54184549999999998,null,0.79954919999999996]
[0.54184549999999998,null,0.79941220000000002]
[0.54077260000000005,null,0.79935449999999997]
[0.54077249999999999,null,0.79927440000000005]
[0.54077249999999999,null,0.79899129999999996]
[0.54077249999999999,null,0.7988729]
[0.54077249999999999,null,0.7986162]
[0.54077249999999999,null,0.79850160000000003]
[0.54077249999999999,null,0.79837939999999996]
[0.54077249999999999,null,0.79829620000000001]
[0.53969959999999995,null,0.79816189999999998]
[0.53969959999999995,null,0.79802899999999999]
[0.53969959999999995,null,0.79791400000000001]
[0.53969959999999995,null,0.79777419999999999]
[0.53969959999999995,null,0.79766789999999999]
[0.53862659999999996,null,0.79750500000000002]
[0.53755370000000002,null,0.79734269999999996]
[0.53648070000000003,null,0.7972146]
[0.53648070000000003,null,0.79711350000000003]
[0.53540770000000004,null,0.79701789999999995]
[0.53540770000000004,null,0.79691480000000003]
[0.53540770000000004,null,0.79687750000000002]
[0.53540770000000004,null,0.7967805]
[0.53540770000000004,null,0.79670859999999999]
[0.5343348,null,0.79665370000000002]
[0.5343348,null,0.79649630000000005]
[0.5343348,null,0.7963287]
[0.5343348,null,0.79613080000000003]
[0.53326180000000001,null,0.79600389999999999]
[0.53326180000000001,null,0.79586509999999999]
[0.53326180000000001,null,0.7957651]
[0.53326180000000001,null,0.79572710000000002]
[0.53218889999999996,null,0.79566429999999999]
[0.53218889999999996,null,0.79553110000000005]
[0.53218889999999996,null,0.79544579999999998]
[0.53218880000000002,null,0.79532990000000003]
[0.53218880000000002,null,0.7952129]
[0.53218880000000002,null,0.79502229999999996]
[0.53218880000000002,null,0.79492459999999998]
[0.53218880000000002,null,0.79478099999999996]
[0.53111589999999997,null,0.7946647]
[0.53111589999999997,null,0.79454179999999996]
[0.53004289999999998,null,0.79454179999999996]
[0.53004289999999998,null,0.79441539999999999]
[0.53004289999999998,null,0.79435129999999998]
[0.53004289999999998,null,0.79430979999999995]
[0.53004289999999998,null,0.79418900000000003]
[0.53004289999999998,null,0.79411690000000001]
[0.52897000000000005,null,0.79399260000000005]
[0.52897000000000005,null,0.79380490000000004]
[0.52897000000000005,null,0.79368919999999998]
[0.52897000000000005,null,0.79363499999999998]
[0.52897000000000005,null,0.79344859999999995]
[0.52897000000000005,null,0.79338989999999998]
[0.52896989999999999,null,0.79329349999999998]
[0.52896989999999999,null,0.79319240000000002]
[0.52789699999999995,null,0.79305780000000003]
[0.52789699999999995,null,0.79290079999999996]
[0.52789699999999995,null,0.79286659999999998]
[0.52682399999999996,null,0.79273170000000004]
[0.52682399999999996,null,0.79261720000000002]
[0.52682399999999996,null,0.7925122]
[0.52682399999999996,null,0.79243079999999999]
[0.52682399999999996,null,0.79235449999999996]
[0.52575110000000003,null,0.79233410000000004]
[0.52575110000000003,null,0.79221129999999995]
[0.52575110000000003,null,0.79208769999999995]
[0.52575110000000003,null,0.79208769999999995]
[0.52575099999999997,null,0.79186449999999997]
[0.52467810000000004,null,0.79178919999999997]
[0.52467810000000004,null,0.79163660000000002]
[0.52467810000000004,null,0.79142840000000003]
[0.52360519999999999,null,0.79132259999999999]
[0.52360519999999999,null,0.79124099999999997]
[0.52360519999999999,null,0.79110879999999995]
[0.52360510000000005,null,0.79104050000000004]
[0.5225322,null,0.79098250000000003]
[0.5225322,null,0.79074299999999997]
[0.5225322,null,0.7907016]
[0.52145920000000001,null,0.79068430000000001]
[0.52145920000000001,null,0.79062940000000004]
[0.52145920000000001,null,0.79057520000000003]
[0.52145920000000001,null,0.79047060000000002]
[0.52145920000000001,null,0.79036640000000002]
[0.52145920000000001,null,0.79031220000000002]
[0.52038629999999997,null,0.79021180000000002]
[0.52038629999999997,null,0.79010990000000003]
[0.52038629999999997,null,0.79000079999999995]
[0.52038629999999997,null,0.78988800000000003]
[0.52038629999999997,null,0.78976199999999996]
[0.52038629999999997,null,0.78970359999999995]
[0.52038629999999997,null,0.78964670000000003]
[0.52038629999999997,null,0.78935599999999995]
[0.52038629999999997,null,0.78928149999999997]
[0.51931329999999998,null,0.7891572]
[0.51931329999999998,null,0.78902720000000004]
[0.51931329999999998,null,0.78881579999999996]
[0.51931329999999998,null,0.7887016]
[0.51931329999999998,null,0.78859489999999999]
[0.51931329999999998,null,0.7884835]
[0.51931329999999998,null,0.78839369999999998]
[0.51824040000000005,null,0.78833909999999996]
[0.51824040000000005,null,0.78824079999999996]
[0.51824029999999999,null,0.78818069999999996]
[0.51716740000000005,null,0.78800899999999996]
[0.51716740000000005,null,0.78781120000000004]
[0.51609439999999995,null,0.78775010000000001]
[0.51609439999999995,null,0.78760929999999996]
[0.51609439999999995,null,0.78753300000000004]
[0.51609439999999995,null,0.78749919999999995]
[0.51609439999999995,null,0.78744429999999999]
[0.51609439999999995,null,0.78738350000000001]
[0.51502150000000002,null,0.78718739999999998]
[0.51502150000000002,null,0.78708840000000002]
[0.51502150000000002,null,0.78702249999999996]
[0.51502150000000002,null,0.78686129999999999]
[0.51502150000000002,null,0.78678630000000005]
[0.51394850000000003,null,0.78669310000000003]
[0.51394850000000003,null,0.78655810000000004]
[0.51394850000000003,null,0.78647900000000004]
[0.51394850000000003,null,0.78642100000000004]
[0.51287550000000004,null,0.78628129999999996]
[0.51287550000000004,null,0.78615109999999999]
[0.5118026,null,0.78609309999999999]
[0.5118026,null,0.78597980000000001]
[0.5118026,null,0.78594600000000003]
[0.5118026,null,0.78584690000000001]
[0.5118026,null,0.78580859999999997]
[0.5118026,null,0.78572779999999998]
[0.5118026,null,0.78561769999999997]
[0.51072960000000001,null,0.78554349999999995]
[0.51072960000000001,null,0.78548890000000005]
[0.51072960000000001,null,0.78541709999999998]
[0.51072960000000001,null,0.78520630000000002]
[0.50965669999999996,null,0.78516660000000005]
[0.50965660000000002,null,0.78509200000000001]
[0.50858369999999997,null,0.78498630000000003]
[0.50858369999999997,null,0.78492530000000005]
[0.50858369999999997,null,0.78482169999999996]
[0.50751069999999998,null,0.78463749999999999]
[0.50751069999999998,null,0.78455640000000004]
[0.50751069999999998,null,0.78445520000000002]
[0.50751069999999998,null,0.78432049999999998]
[0.50751069999999998,null,0.78414759999999994]
[0.50751069999999998,null,0.78401750000000003]
[0.50751069999999998,null,0.78388210000000003]
[0.50643780000000005,null,0.78377540000000001]
[0.50643780000000005,null,0.78367920000000002]
[0.50643780000000005,null,0.78360189999999996]
[0.50643769999999999,null,0.78354659999999998]
[0.50536479999999995,null,0.78338750000000001]
[0.50536479999999995,null,0.78332639999999998]
[0.50536479999999995,null,0.78332639999999998]
[0.50536479999999995,null,0.78326459999999998]
[0.50536479999999995,null,0.78324360000000004]
[0.50536479999999995,null,0.78294229999999998]
[0.50536479999999995,null,0.78290499999999996]
[0.50429190000000002,null,0.78277209999999997]
[0.50429190000000002,null,0.78269409999999995]
[0.50429179999999996,null,0.78263090000000002]
[0.50429179999999996,null,0.78252829999999995]
[0.50429179999999996,null,0.78242160000000005]
[0.50429179999999996,null,0.78225]
[0.50429179999999996,null,0.78211779999999997]
[0.50429179999999996,null,0.78198449999999997]
[0.50321890000000002,null,0.78180510000000003]
[0.50321890000000002,null,0.78171880000000005]
[0.50321890000000002,null,0.78164659999999997]
[0.50214590000000003,null,0.78153450000000002]
[0.50214590000000003,null,0.78145370000000003]
[0.50214590000000003,null,0.78139910000000001]
[0.50214590000000003,null,0.78128549999999997]
[0.50107299999999999,null,0.78115299999999999]
[0.50107299999999999,null,0.78107499999999996]
[0.5,null,0.78103699999999998]
[0.5,null,0.78088820000000003]
[0.49892700000000001,null,0.78083639999999999]
[0.49892700000000001,null,0.78077229999999997]
[0.49892700000000001,null,0.78073429999999999]
[0.49892700000000001,null,0.78063899999999997]
[0.49892700000000001,null,0.78057860000000001]
[0.49892700000000001,null,0.78045750000000003]
[0.49892700000000001,null,0.78029420000000005]
[0.49892700000000001,null,0.7802135]
[0.49785410000000002,null,0.78013440000000001]
[0.49785410000000002,null,0.7799895]
[0.49731760000000003,null,0.77986869999999997]
[0.49678109999999998,null,0.77978349999999996]
[0.49678109999999998,null,0.77963669999999996]
[0.49678109999999998,null,0.77961939999999996]
[0.49678109999999998,null,0.77961939999999996]
[0.49678109999999998,null,0.77944340000000001]
[0.49570819999999999,null,0.7793426]
[0.49570809999999998,null,0.77922630000000004]
[0.49570809999999998,null,0.77917519999999996]
[0.49570809999999998,null,0.77904079999999998]
[0.4946352,null,0.77891809999999995]
[0.4946352,null,0.77887839999999997]
[0.4946352,null,0.77879759999999998]
[0.4946352,null,0.77873930000000002]
[0.49356230000000001,null,0.77864599999999995]
[0.49356230000000001,null,0.77860289999999999]
[0.49356220000000001,null,0.77851530000000002]
[0.49356220000000001,null,0.77848079999999997]
[0.49356220000000001,null,0.77842900000000004]
[0.49356220000000001,null,0.77831779999999995]
[0.49356220000000001,null,0.77825739999999999]
[0.49356220000000001,null,0.77810489999999999]
[0.49248930000000002,null,0.77803279999999997]
[0.49248930000000002,null,0.77794890000000005]
[0.49248930000000002,null,0.77792609999999995]
[0.49141629999999997,null,0.7778446]
[0.49141629999999997,null,0.77769900000000003]
[0.49141629999999997,null,0.77756389999999997]
[0.49141629999999997,null,0.7775301]
[0.49034339999999998,null,0.7775128]
[0.49034339999999998,null,0.77742719999999998]
[0.49034329999999998,null,0.77732270000000003]
[0.49034329999999998,null,0.77721600000000002]
[0.48927039999999999,null,0.77709689999999998]
[0.48927039999999999,null,0.77700089999999999]
[0.48927039999999999,null,0.77692119999999998]
[0.48927039999999999,null,0.77686560000000005]
[0.4881974,null,0.77680729999999998]
[0.4881974,null,0.77663720000000003]
[0.4881974,null,0.77655739999999995]
[0.4881974,null,0.7764974]
[0.4881974,null,0.77645909999999996]
[0.4881974,null,0.77631660000000002]
[0.48712450000000002,null,0.77621620000000002]
[0.48712450000000002,null,0.77612219999999998]
[0.48712450000000002,null,0.77601560000000003]
[0.48712450000000002,null,0.77597559999999999]
[0.48712450000000002,null,0.77589680000000005]
[0.48712450000000002,null,0.77582499999999999]
[0.48712450000000002,null,0.77572830000000004]
[0.48605150000000003,null,0.77565580000000001]
[0.48605150000000003,null,0.77558119999999997]
[0.48605150000000003,null,0.77547500000000003]
[0.48605150000000003,null,0.77527239999999997]
[0.48605150000000003,null,0.77521720000000005]
[0.48605150000000003,null,0.7749994]
[0.48605150000000003,null,0.77491900000000002]
[0.48605150000000003,null,0.77485630000000005]
[0.48605150000000003,null,0.77475890000000003]
[0.48497859999999998,null,0.77474200000000004]
[0.48497859999999998,null,0.77461800000000003]
[0.48497849999999998,null,0.77454310000000004]
[0.48497849999999998,null,0.77447480000000002]
[0.48390559999999999,null,0.77441610000000005]
[0.48390559999999999,null,0.77432020000000001]
[0.48390559999999999,null,0.77426899999999999]
[0.48390559999999999,null,0.7741962]
[0.48390559999999999,null,0.77417579999999997]
[0.48390559999999999,null,0.77406699999999995]
[0.48390559999999999,null,0.77404980000000001]
[0.48390559999999999,null,0.77389450000000004]
[0.4828326,null,0.77374739999999997]
[0.4828326,null,0.77368939999999997]
[0.4828326,null,0.77362830000000005]
[0.4828326,null,0.77355450000000003]
[0.4828326,null,0.77347509999999997]
[0.48175970000000001,null,0.77333870000000005]
[0.48175970000000001,null,0.77318549999999997]
[0.48175970000000001,null,0.77312130000000001]
[0.48175970000000001,null,0.77306220000000003]
[0.48175970000000001,null,0.77300489999999999]
[0.48175970000000001,null,0.77294549999999995]
[0.48175970000000001,null,0.7727792]
[0.48175970000000001,null,0.77272770000000002]
[0.48175970000000001,null,0.7726904]
[0.48175960000000001,null,0.77266769999999996]
[0.48068670000000002,null,0.77259350000000004]
[0.48068670000000002,null,0.77248819999999996]
[0.48068670000000002,null,0.77238229999999997]
[0.48068670000000002,null,0.77238229999999997]
[0.48068670000000002,null,0.77227880000000004]
[0.48068670000000002,null,0.77220080000000002]
[0.48068670000000002,null,0.77200159999999995]
[0.47961369999999998,null,0.77194499999999999]
[0.47961369999999998,null,0.77188630000000003]
[0.47961369999999998,null,0.77172479999999999]
[0.47961369999999998,null,0.77168749999999997]
[0.47961369999999998,null,0.77160740000000005]
[0.47961369999999998,null,0.77153870000000002]
[0.47854079999999999,null,0.77149659999999998]
[0.47854079999999999,null,0.77144509999999999]
[0.47854079999999999,null,0.77137299999999998]
[0.47854079999999999,null,0.77127769999999995]
[0.47854079999999999,null,0.77117829999999998]
[0.47854079999999999,null,0.771123]
[0.47854079999999999,null,0.77108500000000002]
[0.4774678,null,0.77092210000000005]
[0.4774678,null,0.77080070000000001]
[0.4774678,null,0.77067470000000005]
[0.4774678,null,0.77060220000000001]
[0.4774678,null,0.77056250000000004]
[0.4774678,null,0.77056250000000004]
[0.47639490000000001,null,0.77048720000000004]
[0.47639490000000001,null,0.77038569999999995]
[0.47639490000000001,null,0.77030810000000005]
[0.47639480000000001,null,0.77026839999999996]
[0.47639480000000001,null,0.77014729999999998]
[0.47639480000000001,null,0.7700458]
[0.47532190000000002,null,0.77002309999999996]
[0.47532190000000002,null,0.76993469999999997]
[0.47532190000000002,null,0.76980000000000004]
[0.47532190000000002,null,0.76974480000000001]
[0.47532190000000002,null,0.76971060000000002]
[0.47532190000000002,null,0.76963250000000005]
[0.47424889999999997,null,0.76957149999999996]
[0.47424889999999997,null,0.76947620000000005]
[0.47424889999999997,null,0.76942060000000001]
[0.47424889999999997,null,0.76923629999999998]
[0.47424889999999997,null,0.76921899999999999]
[0.47424889999999997,null,0.7692021]
[0.47424889999999997,null,0.76912449999999999]
[0.47317599999999999,null,0.76902029999999999]
[0.47317599999999999,null,0.76899919999999999]
[0.47317599999999999,null,0.76888590000000001]
[0.47317599999999999,null,0.76877059999999997]
[0.47210299999999999,null,0.76867609999999997]
[0.47210299999999999,null,0.76858700000000002]
[0.47210299999999999,null,0.76850929999999995]
[0.47210299999999999,null,0.76846789999999998]
[0.47210299999999999,null,0.76843059999999996]
[0.47210299999999999,null,0.76821059999999997]
[0.47210299999999999,null,0.76815880000000003]
[0.47103010000000001,null,0.76808489999999996]
[0.47103010000000001,null,0.76802459999999995]
[0.47103010000000001,null,0.767961]
[0.47103,null,0.76785230000000004]
[0.47103,null,0.76777459999999997]
[0.47103,null,0.76771520000000004]
[0.47103,null,0.76757710000000001]
[0.47103,null,0.76749780000000001]
[0.47103,null,0.76744049999999997]
[0.46995710000000002,null,0.76736070000000001]
[0.46995710000000002,null,0.7672696]
[0.46995710000000002,null,0.76718779999999998]
[0.46995710000000002,null,0.76718779999999998]
[0.46995710000000002,null,0.76709839999999996]
[0.46995710000000002,null,0.76704380000000005]
[0.46995710000000002,null,0.76695480000000005]
[0.46995710000000002,null,0.76686569999999998]
[0.46995710000000002,null,0.7668488]
[0.46995710000000002,null,0.76679419999999998]
[0.46995710000000002,null,0.76670099999999997]
[0.46888410000000003,null,0.76664060000000001]
[0.46888410000000003,null,0.76653640000000001]
[0.46888410000000003,null,0.76638620000000002]
[0.46888410000000003,null,0.76630929999999997]
[0.46888410000000003,null,0.76629230000000004]
[0.46888410000000003,null,0.76627509999999999]
[0.46888410000000003,null,0.76623509999999995]
[0.46888410000000003,null,0.76617740000000001]
[0.46781119999999998,null,0.76609179999999999]
[0.46781119999999998,null,0.7659859]
[0.46781119999999998,null,0.76591370000000003]
[0.46781119999999998,null,0.76578049999999998]
[0.46781119999999998,null,0.76575769999999999]
[0.46781119999999998,null,0.76567660000000004]
[0.46781119999999998,null,0.76559759999999999]
[0.46781119999999998,null,0.76552160000000002]
[0.46781119999999998,null,0.76544080000000003]
[0.46673819999999999,null,0.76534630000000003]
[0.46673819999999999,null,0.76519190000000004]
[0.46673819999999999,null,0.76516919999999999]
[0.46673819999999999,null,0.76507910000000001]
[0.46673819999999999,null,0.76505800000000002]
[0.46673819999999999,null,0.76500109999999999]
[0.46673819999999999,null,0.76487240000000001]
[0.46673819999999999,null,0.76478270000000004]
[0.46673819999999999,null,0.76466009999999995]
[0.46673819999999999,null,0.76462249999999998]
[0.46673819999999999,null,0.76453139999999997]
[0.4656653,null,0.76445300000000005]
[0.4656653,null,0.76433600000000002]
[0.4656652,null,0.76426249999999996]
[0.4656652,null,0.76426249999999996]
[0.4656652,null,0.76419380000000003]
[0.4656652,null,0.76413339999999996]
[0.46459230000000001,null,0.76403330000000003]
[0.46459230000000001,null,0.76392249999999995]
[0.46459230000000001,null,0.76381829999999995]
[0.46459230000000001,null,0.76366369999999995]
[0.46459230000000001,null,0.76360939999999999]
[0.46351930000000002,null,0.76358910000000002]
[0.46351930000000002,null,0.76353000000000004]
[0.46351930000000002,null,0.7634917]
[0.46351930000000002,null,0.76341879999999995]
[0.46351930000000002,null,0.76332460000000002]
[0.46244639999999998,null,0.76318589999999997]
[0.46244639999999998,null,0.76316550000000005]
[0.46244639999999998,null,0.76306859999999999]
[0.46244639999999998,null,0.76297130000000002]
[0.46244639999999998,null,0.76279529999999995]
[0.46244639999999998,null,0.76270830000000001]
[0.46244629999999998,null,0.76266520000000004]
[0.46244629999999998,null,0.76262759999999996]
[0.46137339999999999,null,0.76253300000000002]
[0.46137339999999999,null,0.76246709999999995]
[0.46137339999999999,null,0.76230620000000004]
[0.46137339999999999,null,0.76221000000000005]
[0.46137339999999999,null,0.76210339999999999]
[0.46137339999999999,null,0.76205230000000002]
[0.46137339999999999,null,0.76195939999999995]
[0.46137339999999999,null,0.76184350000000001]
[0.46137339999999999,null,0.76178509999999999]
[0.46137339999999999,null,0.76169220000000004]
[0.4603005,null,0.76163700000000001]
[0.4603005,null,0.76150329999999999]
[0.4603004,null,0.76145779999999996]
[0.4603004,null,0.76143680000000002]
[0.4603004,null,0.76138189999999994]
[0.4603004,null,0.76128419999999997]
[0.4603004,null,0.761212]
[0.45922750000000001,null,0.76115200000000005]
[0.45922750000000001,null,0.76105940000000005]
[0.45922750000000001,null,0.76103909999999997]
[0.45922750000000001,null,0.76097800000000004]
[0.45922750000000001,null,0.76089589999999996]
[0.45922750000000001,null,0.76083719999999999]
[0.45922750000000001,null,0.76075170000000003]
[0.45922750000000001,null,0.76066330000000004]
[0.45922750000000001,null,0.76059140000000003]
[0.45922750000000001,null,0.76059140000000003]
[0.45922750000000001,null,0.76045949999999995]
[0.45815450000000002,null,0.76043850000000002]
[0.45815450000000002,null,0.76036559999999997]
[0.45815450000000002,null,0.76034520000000005]
[0.45815450000000002,null,0.76030790000000004]
[0.45815450000000002,null,0.76017959999999996]
[0.45815450000000002,null,0.76004389999999999]
[0.45708159999999998,null,0.75998589999999999]
[0.45708159999999998,null,0.75990409999999997]
[0.45708159999999998,null,0.75983990000000001]
[0.45708159999999998,null,0.75976849999999996]
[0.45708159999999998,null,0.75976840000000001]
[0.45708159999999998,null,0.75965490000000002]
[0.45708159999999998,null,0.75958300000000001]
[0.45708159999999998,null,0.75944769999999995]
[0.45708149999999997,null,0.75938530000000004]
[0.45708149999999997,null,0.75922999999999996]
[0.45708149999999997,null,0.75915809999999995]
[0.45708149999999997,null,0.75901149999999995]
[0.45708149999999997,null,0.75893339999999998]
[0.45600859999999999,null,0.75889030000000002]
[0.45600859999999999,null,0.75883020000000001]
[0.45600859999999999,null,0.75877839999999996]
[0.45600859999999999,null,0.75860000000000005]
[0.45600859999999999,null,0.75853959999999998]
[0.45600859999999999,null,0.75852229999999998]
[0.45600859999999999,null,0.75841049999999999]
[0.45600859999999999,null,0.75835870000000005]
[0.4549356,null,0.75833759999999995]
[0.4549356,null,0.75821609999999995]
[0.4549356,null,0.75817230000000002]
[0.4549356,null,0.75814950000000003]
[0.4549356,null,0.7580732]
[0.4549356,null,0.75801320000000005]
[0.4549356,null,0.75789510000000004]
[0.4549356,null,0.7578606]
[0.45386270000000001,null,0.75780190000000003]
[0.45386270000000001,null,0.75768009999999997]
[0.45386270000000001,null,0.75752710000000001]
[0.45386270000000001,null,0.75748910000000003]
[0.45386270000000001,null,0.75744599999999995]
[0.45386270000000001,null,0.75736559999999997]
[0.45386270000000001,null,0.75730869999999995]
[0.45386270000000001,null,0.75728759999999995]
[0.45386270000000001,null,0.75728759999999995]
[0.4538626,null,0.75724930000000001]
[0.4538626,null,0.75718859999999999]
[0.45278970000000002,null,0.75704009999999999]
[0.45278970000000002,null,0.75699859999999997]
[0.45278970000000002,null,0.75691889999999995]
[0.45278970000000002,null,0.75683540000000005]
[0.45278970000000002,null,0.75673670000000004]
[0.45171670000000003,null,0.75671390000000005]
[0.45171670000000003,null,0.75660479999999997]
[0.45171670000000003,null,0.75650609999999996]
[0.45171670000000003,null,0.75646849999999999]
[0.45171670000000003,null,0.75640430000000003]
[0.45171670000000003,null,0.75625520000000002]
[0.45171670000000003,null,0.756212]
[0.45171670000000003,null,0.75612610000000002]
[0.45171670000000003,null,0.7559572]
[0.45064379999999998,null,0.75587890000000002]
[0.45064379999999998,null,0.75578330000000005]
[0.45064379999999998,null,0.75572839999999997]
[0.45064379999999998,null,0.75563100000000005]
[0.45064379999999998,null,0.75558720000000001]
[0.45064379999999998,null,0.75557019999999997]
[0.45064379999999998,null,0.75549840000000001]
[0.45064379999999998,null,0.75548150000000003]
[0.45064379999999998,null,0.75536309999999995]
[0.45064369999999998,null,0.75530850000000005]
[0.44957079999999999,null,0.75523090000000004]
[0.44957079999999999,null,0.75509040000000005]
[0.44957079999999999,null,0.75503900000000002]
[0.44957079999999999,null,0.75495270000000003]
[0.44957079999999999,null,0.75487059999999995]
[0.44957079999999999,null,0.75481569999999998]
[0.44957079999999999,null,0.75478149999999999]
[0.44957079999999999,null,0.75474699999999995]
[0.44957079999999999,null,0.75469589999999998]
[0.44957079999999999,null,0.75463170000000002]
[0.44957079999999999,null,0.75457680000000005]
[0.4484979,null,0.75447330000000001]
[0.4484979,null,0.75443119999999997]
[0.4484979,null,0.75439389999999995]
[0.4484979,null,0.75436000000000003]
[0.4484979,null,0.75417040000000002]
[0.4484979,null,0.75415350000000003]
[0.4484979,null,0.75411930000000005]
[0.4484979,null,0.75401620000000003]
[0.4484979,null,0.75384600000000002]
[0.4484979,null,0.75372890000000003]
[0.4484978,null,0.7535887]
[0.44742490000000001,null,0.75357180000000001]
[0.44742490000000001,null,0.75351109999999999]
[0.44742490000000001,null,0.75341959999999997]
[0.44742490000000001,null,0.75339920000000005]
[0.44742490000000001,null,0.75335960000000002]
[0.44742490000000001,null,0.75328119999999998]
[0.44742490000000001,null,0.75326079999999995]
[0.44635190000000002,null,0.75324349999999995]
[0.44635190000000002,null,0.75315129999999997]
[0.44635190000000002,null,0.75307089999999999]
[0.44635190000000002,null,0.75299320000000003]
[0.44635190000000002,null,0.75291589999999997]
[0.44635190000000002,null,0.75276609999999999]
[0.44635190000000002,null,0.75267050000000002]
[0.44635190000000002,null,0.7525984]
[0.44527899999999998,null,0.75248269999999995]
[0.44527899999999998,null,0.75238950000000004]
[0.44420599999999999,null,0.75235189999999996]
[0.44420599999999999,null,0.75222420000000001]
[0.44420599999999999,null,0.75214040000000004]
[0.44420599999999999,null,0.75208169999999996]
[0.4431331,null,0.75206059999999997]
[0.4431331,null,0.75196149999999995]
[0.4431331,null,0.75186109999999995]
[0.443133,null,0.75182349999999998]
[0.443133,null,0.7517007]
[0.443133,null,0.75150609999999995]
[0.443133,null,0.75146849999999998]
[0.443133,null,0.75143009999999999]
[0.443133,null,0.75137140000000002]
[0.443133,null,0.75124780000000002]
[0.44206010000000001,null,0.75120399999999998]
[0.44206010000000001,null,0.75116629999999995]
[0.44206010000000001,null,0.75105379999999999]
[0.44206010000000001,null,0.75097780000000003]
[0.44098720000000002,null,0.75090020000000002]
[0.44098710000000002,null,0.75080210000000003]
[0.44098710000000002,null,0.75072680000000003]
[0.44098710000000002,null,0.75062099999999998]
[0.44098710000000002,null,0.75056259999999997]
[0.44098710000000002,null,0.75050740000000005]
[0.44098710000000002,null,0.75047350000000002]
[0.44098710000000002,null,0.75043590000000004]
[0.44098710000000002,null,0.7503571]
[0.44098710000000002,null,0.75021669999999996]
[0.43991419999999998,null,0.75013770000000002]
[0.43991419999999998,null,0.75004859999999995]
[0.43991419999999998,null,0.75001399999999996]
[0.43991419999999998,null,0.74995060000000002]
[0.43991419999999998,null,0.7498823]
[0.43991419999999998,null,0.74977570000000004]
[0.43991419999999998,null,0.74975460000000005]
[0.43991419999999998,null,0.74969520000000001]
[0.43991419999999998,null,0.74957549999999995]
[0.43884119999999999,null,0.74953820000000004]
[0.43884119999999999,null,0.74944160000000004]
[0.43884119999999999,null,0.74940320000000005]
[0.43884119999999999,null,0.7493805]
[0.43884119999999999,null,0.74930490000000005]
[0.43884119999999999,null,0.74923200000000001]
[0.43884119999999999,null,0.74909570000000003]
[0.43884119999999999,null,0.74909570000000003]
[0.4377683,null,0.74903489999999995]
[0.4377683,null,0.74894099999999997]
[0.4377682,null,0.74886299999999995]
[0.4377682,null,0.74882470000000001]
[0.4377682,null,0.74873250000000002]
[0.43669530000000001,null,0.74866759999999999]
[0.43669530000000001,null,0.74858449999999999]
[0.43669530000000001,null,0.74858449999999999]
[0.43669530000000001,null,0.748533]
[0.43669530000000001,null,0.74845189999999995]
[0.43669530000000001,null,0.74836729999999996]
[0.43669530000000001,null,0.74823859999999998]
[0.43669530000000001,null,0.74813819999999998]
[0.43669530000000001,null,0.7480464]
[0.43562230000000002,null,0.74802360000000001]
[0.43562230000000002,null,0.74800630000000001]
[0.43562230000000002,null,0.74797219999999998]
[0.43562230000000002,null,0.74783540000000004]
[0.43562230000000002,null,0.74767629999999996]
[0.43562230000000002,null,0.74760970000000004]
[0.43562230000000002,null,0.74758860000000005]
[0.43454939999999997,null,0.74751579999999995]
[0.43454939999999997,null,0.74743300000000001]
[0.43454939999999997,null,0.74730839999999998]
[0.43454939999999997,null,0.7472124]
[0.43454939999999997,null,0.74711570000000005]
[0.43454939999999997,null,0.74709530000000002]
[0.43454939999999997,null,0.74703419999999998]
[0.43454939999999997,null,0.74697899999999995]
[0.43454939999999997,null,0.74684289999999998]
[0.43347639999999998,null,0.74673670000000003]
[0.43347639999999998,null,0.74670219999999998]
[0.43347639999999998,null,0.74660070000000001]
[0.43347639999999998,null,0.74655930000000004]
[0.43347639999999998,null,0.74652510000000005]
[0.43347639999999998,null,0.74644710000000003]
[0.43347639999999998,null,0.7463843]
[0.43347639999999998,null,0.74632010000000004]
[0.43347639999999998,null,0.74619000000000002]
[0.43347639999999998,null,0.74617299999999998]
[0.43347639999999998,null,0.7461082]
[0.43347639999999998,null,0.74607400000000001]
[0.43347639999999998,null,0.74599939999999998]
[0.4324035,null,0.74585970000000001]
[0.4324035,null,0.74579930000000005]
[0.4324035,null,0.74575619999999998]
[0.43240339999999999,null,0.74569750000000001]
[0.43240339999999999,null,0.74562019999999996]
[0.43240339999999999,null,0.74545280000000003]
[0.43240339999999999,null,0.74536060000000004]
[0.43240339999999999,null,0.74526499999999996]
[0.43240339999999999,null,0.74520940000000002]
[0.43240339999999999,null,0.74516939999999998]
[0.43133050000000001,null,0.74511070000000001]
[0.43133050000000001,null,0.74499740000000003]
[0.43133050000000001,null,0.74499740000000003]
[0.43133050000000001,null,0.74495359999999999]
[0.43133050000000001,null,0.74485009999999996]
[0.43133050000000001,null,0.74480460000000004]
[0.4313304,null,0.74474620000000002]
[0.43025750000000001,null,0.74460749999999998]
[0.43025750000000001,null,0.74450570000000005]
[0.43025750000000001,null,0.74446769999999995]
[0.43025750000000001,null,0.74438720000000003]
[0.42918460000000003,null,0.74434650000000002]
[0.42918460000000003,null,0.74428780000000005]
[0.42918460000000003,null,0.74423079999999997]
[0.42918460000000003,null,0.74417940000000005]
[0.42918450000000002,null,0.74407480000000004]
[0.42918450000000002,null,0.74407480000000004]
[0.42918450000000002,null,0.74403719999999995]
[0.42918450000000002,null,0.74403719999999995]
[0.42918450000000002,null,0.74394859999999996]
[0.42811159999999998,null,0.74389709999999998]
[0.42811159999999998,null,0.7438768]
[0.42811159999999998,null,0.74380219999999997]
[0.42811159999999998,null,0.74370170000000002]
[0.42811159999999998,null,0.74367899999999998]
[0.42811159999999998,null,0.74359790000000003]
[0.42811159999999998,null,0.74349989999999999]
[0.42811159999999998,null,0.74343979999999998]
[0.42811159999999998,null,0.74328689999999997]
[0.42811159999999998,null,0.74326999999999999]
[0.42811159999999998,null,0.74319029999999997]
[0.42811159999999998,null,0.74307290000000004]
[0.42811159999999998,null,0.74303319999999995]
[0.42811159999999998,null,0.74287919999999996]
[0.42811159999999998,null,0.74283540000000003]
[0.42811159999999998,null,0.74277740000000003]
[0.42703859999999999,null,0.74270590000000003]
[0.42703859999999999,null,0.74258650000000004]
[0.42703859999999999,null,0.74246290000000004]
[0.42703859999999999,null,0.74244560000000004]
[0.4259657,null,0.74239390000000005]
[0.4259657,null,0.74237350000000002]
[0.4259657,null,0.74237350000000002]
[0.4259657,null,0.74231930000000002]
[0.4259657,null,0.74228130000000003]
[0.4259657,null,0.74219500000000005]
[0.4259657,null,0.74205390000000004]
[0.4259657,null,0.7420021]
[0.4259657,null,0.74195060000000002]
[0.4259656,null,0.74185020000000002]
[0.4259656,null,0.74181189999999997]
[0.4259656,null,0.74179499999999998]
[0.4259656,null,0.74173460000000002]
[0.42489270000000001,null,0.74169490000000005]
[0.42489270000000001,null,0.7415851]
[0.42489270000000001,null,0.74152510000000005]
[0.42489270000000001,null,0.74141780000000002]
[0.42489270000000001,null,0.74139670000000002]
[0.42489270000000001,null,0.74131740000000002]
[0.42489270000000001,null,0.74122929999999998]
[0.42489270000000001,null,0.74116820000000005]
[0.42381980000000002,null,0.7410968]
[0.42381980000000002,null,0.74102290000000004]
[0.42381980000000002,null,0.74102290000000004]
[0.42381980000000002,null,0.74097979999999997]
[0.42381970000000002,null,0.74092559999999996]
[0.42381970000000002,null,0.74086719999999995]
[0.42381970000000002,null,0.7407437]
[0.42381970000000002,null,0.74069229999999997]
[0.42381970000000002,null,0.74069229999999997]
[0.42381970000000002,null,0.74061120000000003]
[0.42274679999999998,null,0.74055970000000004]
[0.42274679999999998,null,0.74052169999999995]
[0.42274679999999998,null,0.74044370000000004]
[0.42274679999999998,null,0.74032260000000005]
[0.42274679999999998,null,0.74028179999999999]
[0.42274679999999998,null,0.74025909999999995]
[0.42274679999999998,null,0.74014139999999995]
[0.42274679999999998,null,0.74014139999999995]
[0.42274679999999998,null,0.74008269999999998]
[0.42167379999999999,null,0.74001850000000002]
[0.42167379999999999,null,0.73998019999999998]
[0.42167379999999999,null,0.73994599999999999]
[0.42167379999999999,null,0.73986669999999999]
[0.42167379999999999,null,0.7397821]
[0.42167379999999999,null,0.73972179999999998]
[0.42167379999999999,null,0.73964989999999997]
[0.42167379999999999,null,0.73956849999999996]
[0.42167379999999999,null,0.73949600000000004]
[0.4206009,null,0.73942730000000001]
[0.4206009,null,0.73936239999999998]
[0.4206009,null,0.73928709999999997]
[0.4206009,null,0.7392533]
[0.4206009,null,0.73919599999999996]
[0.4206009,null,0.73910659999999995]
[0.4206008,null,0.73906859999999996]
[0.4206008,null,0.73893500000000001]
[0.4206008,null,0.73891459999999998]
[0.41952790000000001,null,0.73883829999999995]
[0.41952790000000001,null,0.7387454]
[0.41952790000000001,null,0.7385912]
[0.41952790000000001,null,0.73847039999999997]
[0.41952790000000001,null,0.73843270000000005]
[0.41952790000000001,null,0.73831369999999996]
[0.41952790000000001,null,0.73816320000000002]
[0.41952790000000001,null,0.73812520000000004]
[0.41952790000000001,null,0.73802610000000002]
[0.41952790000000001,null,0.73790250000000002]
[0.41952790000000001,null,0.73782689999999995]
[0.41845490000000002,null,0.73774550000000005]
[0.41845490000000002,null,0.73770709999999995]
[0.41845490000000002,null,0.73768599999999995]
[0.41845490000000002,null,0.73760219999999999]
[0.41845490000000002,null,0.73752700000000004]
[0.41845490000000002,null,0.73741800000000002]
[0.41845490000000002,null,0.73733990000000005]
[0.41845490000000002,null,0.7373189]
[0.41845490000000002,null,0.73722529999999997]
[0.41845490000000002,null,0.73716729999999997]
[0.41738199999999998,null,0.73709029999999998]
[0.41738199999999998,null,0.73699539999999997]
[0.41738199999999998,null,0.73690250000000002]
[0.41738199999999998,null,0.73685869999999998]
[0.41738199999999998,null,0.73673929999999999]
[0.41738199999999998,null,0.73671889999999995]
[0.41738199999999998,null,0.73667919999999998]
[0.41738199999999998,null,0.73658630000000003]
[0.41738199999999998,null,0.73652280000000003]
[0.41738199999999998,null,0.73650559999999998]
[0.41738199999999998,null,0.73642759999999996]
[0.41630899999999998,null,0.73641029999999996]
[0.41630899999999998,null,0.73634849999999996]
[0.41630899999999998,null,0.73623839999999996]
[0.41630899999999998,null,0.73619760000000001]
[0.41630899999999998,null,0.73617480000000002]
[0.41630899999999998,null,0.73613170000000006]
[0.41630899999999998,null,0.73598359999999996]
[0.41630899999999998,null,0.73596629999999996]
[0.4152361,null,0.73586799999999997]
[0.4152361,null,0.7358055]
[0.4152361,null,0.73575089999999999]
[0.4152361,null,0.73565400000000003]
[0.4152361,null,0.73565400000000003]
[0.41523599999999999,null,0.73559529999999995]
[0.41523599999999999,null,0.73552700000000004]
[0.41523599999999999,null,0.73537339999999995]
[0.41523599999999999,null,0.73533190000000004]
[0.41416310000000001,null,0.73525560000000001]
[0.41416310000000001,null,0.73521420000000004]
[0.41416310000000001,null,0.73515609999999998]
[0.41416310000000001,null,0.73515609999999998]
[0.41416310000000001,null,0.73503940000000001]
[0.41416310000000001,null,0.73497869999999998]
[0.41416310000000001,null,0.73489760000000004]
[0.41309010000000002,null,0.73483920000000003]
[0.41309010000000002,null,0.73478089999999996]
[0.41309010000000002,null,0.73466140000000002]
[0.41309010000000002,null,0.73456449999999995]
[0.41309010000000002,null,0.73448579999999997]
[0.41309010000000002,null,0.73437330000000001]
[0.41309010000000002,null,0.73433599999999999]
[0.41309010000000002,null,0.73433590000000004]
[0.41309010000000002,null,0.73429279999999997]
[0.41309010000000002,null,0.73417480000000002]
[0.41309010000000002,null,0.73408059999999997]
[0.41309010000000002,null,0.73396499999999998]
[0.41309010000000002,null,0.73388500000000001]
[0.41201719999999997,null,0.73380179999999995]
[0.41201719999999997,null,0.73366070000000005]
[0.41201719999999997,null,0.73358610000000002]
[0.41201719999999997,null,0.73346820000000001]
[0.41201719999999997,null,0.73344540000000003]
[0.41201719999999997,null,0.73341120000000004]
[0.41201719999999997,null,0.73335349999999999]
[0.41201719999999997,null,0.73329029999999995]
[0.41201719999999997,null,0.73320689999999999]
[0.41094419999999998,null,0.73314820000000003]
[0.41094419999999998,null,0.73313130000000004]
[0.41094419999999998,null,0.73307120000000003]
[0.41094419999999998,null,0.73303669999999999]
[0.41094419999999998,null,0.73294789999999999]
[0.41094419999999998,null,0.73290650000000002]
[0.41094419999999998,null,0.73284539999999998]
[0.41094419999999998,null,0.73279989999999995]
[0.41094419999999998,null,0.73274159999999999]
[0.41094419999999998,null,0.73266869999999995]
[0.40987129999999999,null,0.73262320000000003]
[0.40987129999999999,null,0.73251310000000003]
[0.40987129999999999,null,0.73237980000000003]
[0.40987129999999999,null,0.73231630000000003]
[0.40987129999999999,null,0.73219339999999999]
[0.40987119999999999,null,0.7321588]
[0.40987119999999999,null,0.73213850000000003]
[0.40987119999999999,null,0.73208039999999996]
[0.40987119999999999,null,0.73204210000000003]
[0.40987119999999999,null,0.73200410000000005]
[0.40987119999999999,null,0.73188739999999997]
[0.4087983,null,0.73185009999999995]
[0.4087983,null,0.73168520000000004]
[0.4087983,null,0.73164759999999995]
[0.4087983,null,0.73159300000000005]
[0.4087983,null,0.73157019999999995]
[0.4087983,null,0.73143809999999998]
[0.4087983,null,0.73141699999999998]
[0.4087983,null,0.7313366]
[0.4087983,null,0.73126440000000004]
[0.4087983,null,0.73117049999999995]
[0.4087983,null,0.73111219999999999]
[0.4087983,null,0.73104800000000003]
[0.4087983,null,0.73099099999999995]
[0.4087983,null,0.73091850000000003]
[0.4087983,null,0.73087539999999995]
[0.4087983,null,0.73084090000000002]
[0.4087983,null,0.73073140000000003]
[0.4087983,null,0.73064379999999995]
[0.4087983,null,0.7305412]
[0.4087983,null,0.73046160000000004]
[0.40772530000000001,null,0.7303849]
[0.40772530000000001,null,0.73034759999999999]
[0.40772530000000001,null,0.73031000000000001]
[0.40772530000000001,null,0.73021230000000004]
[0.40772530000000001,null,0.73017469999999995]
[0.40772530000000001,null,0.73011150000000002]
[0.40772530000000001,null,0.72999449999999999]
[0.40772530000000001,null,0.72993719999999995]
[0.40772530000000001,null,0.7298306]
[0.40772530000000001,null,0.72977639999999999]
[0.40772530000000001,null,0.72964379999999995]
[0.40665240000000002,null,0.72956889999999996]
[0.40665240000000002,null,0.72954779999999997]
[0.40665240000000002,null,0.72944430000000005]
[0.40665240000000002,null,0.72937850000000004]
[0.40665240000000002,null,0.72928249999999994]
[0.40665240000000002,null,0.72926519999999995]
[0.40665240000000002,null,0.72919100000000003]
[0.40557939999999998,null,0.72913989999999995]
[0.40557939999999998,null,0.72909679999999999]
[0.40557939999999998,null,0.7289428]
[0.40557939999999998,null,0.7288559]
[0.40557939999999998,null,0.72883549999999997]
[0.40557939999999998,null,0.72878129999999997]
[0.40557939999999998,null,0.72870849999999998]
[0.40450649999999999,null,0.72869119999999998]
[0.40450649999999999,null,0.728657]
[0.40450639999999999,null,0.72861560000000003]
[0.40450639999999999,null,0.72855449999999999]
[0.40450639999999999,null,0.72840819999999995]
[0.40450639999999999,null,0.72835640000000001]
[0.40450639999999999,null,0.7283191]
[0.40450639999999999,null,0.72826219999999997]
[0.40450639999999999,null,0.72824489999999997]
[0.40450639999999999,null,0.72820759999999995]
[0.40450639999999999,null,0.72815240000000003]
[0.40450639999999999,null,0.7281012]
[0.40450639999999999,null,0.72797840000000003]
[0.4034335,null,0.7279369]
[0.4034335,null,0.72787369999999996]
[0.4034335,null,0.72777460000000005]
[0.4034335,null,0.7277325]
[0.4034335,null,0.72760409999999998]
[0.4034335,null,0.72755230000000004]
[0.4034335,null,0.72753120000000004]
[0.4034335,null,0.72753120000000004]
[0.4034335,null,0.72746849999999996]
[0.4034335,null,0.72739319999999996]
[0.4034335,null,0.72735559999999999]
[0.4034335,null,0.72721340000000001]
[0.4034335,null,0.72717259999999995]
[0.4034335,null,0.72700339999999997]
[0.40236050000000001,null,0.7269468]
[0.40236050000000001,null,0.72676969999999996]
[0.40236050000000001,null,0.72676969999999996]
[0.40236050000000001,null,0.72669170000000005]
[0.40236050000000001,null,0.72661240000000005]
[0.40236050000000001,null,0.72655440000000004]
[0.40236050000000001,null,0.72651290000000002]
[0.40236050000000001,null,0.72639480000000001]
[0.40236050000000001,null,0.72631920000000005]
[0.40236050000000001,null,0.72628159999999997]
[0.40236050000000001,null,0.72626120000000005]
[0.40236050000000001,null,0.72617909999999997]
[0.40236050000000001,null,0.72614109999999998]
[0.40236050000000001,null,0.72609800000000002]
[0.40128760000000002,null,0.72598099999999999]
[0.40128760000000002,null,0.72590259999999995]
[0.40128760000000002,null,0.72584150000000003]
[0.40128760000000002,null,0.72571070000000004]
[0.40128760000000002,null,0.7255663]
[0.40128760000000002,null,0.72551180000000004]
[0.40128760000000002,null,0.72548900000000005]
[0.40128760000000002,null,0.72542859999999998]
[0.40128760000000002,null,0.72536959999999995]
[0.40128760000000002,null,0.72536959999999995]
[0.40128760000000002,null,0.72523700000000002]
[0.40128760000000002,null,0.72517699999999996]
[0.40128750000000002,null,0.72512520000000003]
[0.40128750000000002,null,0.72508139999999999]
[0.40021459999999998,null,0.72499849999999999]
[0.40021459999999998,null,0.72494400000000003]
[0.40021459999999998,null,0.72482590000000002]
[0.40021459999999998,null,0.72478759999999998]
[0.40021459999999998,null,0.72472720000000002]
[0.40021459999999998,null,0.72468949999999999]
[0.40021459999999998,null,0.7245994]
[0.40021459999999998,null,0.72453909999999999]
[0.40021459999999998,null,0.72448069999999998]
[0.40021459999999998,null,0.72438029999999998]
[0.40021459999999998,null,0.72432609999999997]
[0.40021459999999998,null,0.72428400000000004]
[0.40021459999999998,null,0.72426290000000004]
[0.40021459999999998,null,0.72424250000000001]
[0.39914159999999999,null,0.72422209999999998]
[0.39914159999999999,null,0.72416519999999995]
[0.39914159999999999,null,0.72411029999999998]
[0.39914159999999999,null,0.72403649999999997]
[0.39914159999999999,null,0.72393529999999995]
[0.39914159999999999,null,0.72393529999999995]
[0.39914159999999999,null,0.72391810000000001]
[0.39914159999999999,null,0.72381930000000005]
[0.39914159999999999,null,0.72379660000000001]
[0.39914159999999999,null,0.72371609999999997]
[0.39914159999999999,null,0.72366160000000002]
[0.39914159999999999,null,0.72360120000000006]
[0.3980687,null,0.72353800000000001]
[0.3980687,null,0.72347969999999995]
[0.3980687,null,0.72342850000000003]
[0.3980687,null,0.72337370000000001]
[0.3980687,null,0.72333049999999999]
[0.3980687,null,0.7233136]
[0.3980687,null,0.72322980000000003]
[0.39699570000000001,null,0.7231573]
[0.39699570000000001,null,0.72309889999999999]
[0.39699570000000001,null,0.72306060000000005]
[0.39699570000000001,null,0.72298300000000004]
[0.39699570000000001,null,0.72292460000000003]
[0.39699570000000001,null,0.7228831]
[0.39699570000000001,null,0.72278819999999999]
[0.39699570000000001,null,0.72273089999999995]
[0.39699570000000001,null,0.72270820000000002]
[0.39699570000000001,null,0.72261560000000002]
[0.39592280000000002,null,0.72253730000000005]
[0.39592280000000002,null,0.72253730000000005]
[0.39592280000000002,null,0.72250270000000005]
[0.39592280000000002,null,0.72236060000000002]
[0.39592280000000002,null,0.72229149999999998]
[0.39592280000000002,null,0.72219420000000001]
[0.39592280000000002,null,0.72217719999999996]
[0.39592280000000002,null,0.72215450000000003]
[0.39592270000000002,null,0.72205989999999998]
[0.39592270000000002,null,0.72193980000000002]
[0.39592270000000002,null,0.72188289999999999]
[0.39592270000000002,null,0.72182170000000001]
[0.39592270000000002,null,0.7217576]
[0.39484979999999997,null,0.72165889999999999]
[0.39484979999999997,null,0.72152830000000001]
[0.39484979999999997,null,0.72149070000000004]
[0.39484979999999997,null,0.7213889]
[0.39484979999999997,null,0.72135090000000002]
[0.39484979999999997,null,0.72132810000000003]
[0.39484979999999997,null,0.72130780000000005]
[0.39484979999999997,null,0.72125119999999998]
[0.39377679999999998,null,0.72116210000000003]
[0.39377679999999998,null,0.72109860000000003]
[0.39377679999999998,null,0.72106130000000002]
[0.39377679999999998,null,0.72104020000000002]
[0.39377679999999998,null,0.72100569999999997]
[0.39377679999999998,null,0.72090500000000002]
[0.39377679999999998,null,0.72086280000000003]
[0.39377679999999998,null,0.72080379999999999]
[0.39270389999999999,null,0.72064600000000001]
[0.39270389999999999,null,0.72055150000000001]
[0.39270389999999999,null,0.72047380000000005]
[0.39270389999999999,null,0.72043579999999996]
[0.39270389999999999,null,0.72037680000000004]
[0.39270389999999999,null,0.72031880000000004]
[0.39270389999999999,null,0.72028460000000005]
[0.39270389999999999,null,0.72020550000000005]
[0.39270389999999999,null,0.72009190000000001]
[0.39270389999999999,null,0.71998180000000001]
[0.39270389999999999,null,0.71988719999999995]
[0.39270389999999999,null,0.71986439999999996]
[0.39270379999999999,null,0.71977990000000003]
[0.39270379999999999,null,0.71972429999999998]
[0.3916309,null,0.7196283]
[0.3916309,null,0.71956989999999998]
[0.3916309,null,0.71956989999999998]
[0.3916309,null,0.71948990000000002]
[0.3916309,null,0.71944850000000005]
[0.3916309,null,0.71933080000000005]
[0.3916309,null,0.71920969999999995]
[0.3916309,null,0.71915030000000002]
[0.3916309,null,0.7190761]
[0.3916309,null,0.71896669999999996]
[0.3916309,null,0.71892279999999997]
[0.3916309,null,0.71885869999999996]
[0.39055800000000002,null,0.71880310000000003]
[0.39055800000000002,null,0.71872959999999997]
[0.39055800000000002,null,0.71867020000000004]
[0.39055800000000002,null,0.71852210000000005]
[0.39055800000000002,null,0.7184469]
[0.39055800000000002,null,0.71838820000000003]
[0.39055800000000002,null,0.71833049999999998]
[0.39055790000000001,null,0.7183136]
[0.39055790000000001,null,0.71824140000000003]
[0.38948500000000003,null,0.71824140000000003]
[0.38948500000000003,null,0.71818369999999998]
[0.38948500000000003,null,0.71814060000000002]
[0.38948500000000003,null,0.71812370000000003]
[0.38948500000000003,null,0.7179856]
[0.38948500000000003,null,0.71790180000000003]
[0.38948500000000003,null,0.71786380000000005]
[0.38948500000000003,null,0.71778299999999995]
[0.38948500000000003,null,0.717723]
[0.38948500000000003,null,0.71760009999999996]
[0.38948500000000003,null,0.71756180000000003]
[0.38948500000000003,null,0.71753900000000004]
[0.38948500000000003,null,0.71746520000000003]
[0.38948500000000003,null,0.71736650000000002]
[0.38948500000000003,null,0.71730570000000005]
[0.38841199999999998,null,0.7172847]
[0.38841199999999998,null,0.71716420000000003]
[0.38841199999999998,null,0.71710859999999998]
[0.38841199999999998,null,0.71697639999999996]
[0.38841199999999998,null,0.71695949999999997]
[0.38841199999999998,null,0.71691800000000006]
[0.38841199999999998,null,0.71687259999999997]
[0.38733909999999999,null,0.71677420000000003]
[0.38733909999999999,null,0.71670129999999999]
[0.38733909999999999,null,0.71657009999999999]
[0.38733909999999999,null,0.71652870000000002]
[0.38733909999999999,null,0.71641440000000001]
[0.38733909999999999,null,0.71633630000000004]
[0.38733909999999999,null,0.71630249999999995]
[0.38733909999999999,null,0.71626279999999998]
[0.38733909999999999,null,0.71626279999999998]
[0.38733909999999999,null,0.71616179999999996]
[0.38733899999999999,null,0.71606639999999999]
[0.3862661,null,0.71595560000000003]
[0.3862661,null,0.71590379999999998]
[0.3862661,null,0.71583169999999996]
[0.3862661,null,0.71577159999999995]
[0.38519320000000001,null,0.71569400000000005]
[0.38519320000000001,null,0.71560069999999998]
[0.38519320000000001,null,0.71553659999999997]
[0.38519310000000001,null,0.71549510000000005]
[0.38519310000000001,null,0.71541399999999999]
[0.38519310000000001,null,0.71537600000000001]
[0.38519310000000001,null,0.71531599999999995]
[0.38519310000000001,null,0.71528210000000003]
[0.38519310000000001,null,0.71528210000000003]
[0.38519310000000001,null,0.71521860000000004]
[0.38519310000000001,null,0.71512509999999996]
[0.38519310000000001,null,0.71501389999999998]
[0.38519310000000001,null,0.71493589999999996]
[0.38519310000000001,null,0.71485240000000005]
[0.38519310000000001,null,0.71481510000000004]
[0.38412020000000002,null,0.71474369999999998]
[0.38412020000000002,null,0.71469249999999995]
[0.38412020000000002,null,0.71458999999999995]
[0.38412020000000002,null,0.71447859999999996]
[0.38304719999999998,null,0.71445749999999997]
[0.38304719999999998,null,0.71439330000000001]
[0.38304719999999998,null,0.71430070000000001]
[0.38304719999999998,null,0.71428040000000004]
[0.38304719999999998,null,0.71423820000000005]
[0.38304719999999998,null,0.71420410000000001]
[0.38304719999999998,null,0.71412430000000005]
[0.38304719999999998,null,0.71402829999999995]
[0.38304719999999998,null,0.71398830000000002]
[0.38304719999999998,null,0.71388479999999999]
[0.38197429999999999,null,0.7138506]
[0.38197429999999999,null,0.7138099]
[0.38197429999999999,null,0.71378710000000001]
[0.38197429999999999,null,0.71372219999999997]
[0.38197429999999999,null,0.71370120000000004]
[0.38197429999999999,null,0.71362619999999999]
[0.38197419999999999,null,0.71351989999999998]
[0.38197419999999999,null,0.71347769999999999]
[0.38197419999999999,null,0.71342079999999997]
[0.38197419999999999,null,0.71334869999999995]
[0.3809013,null,0.71332830000000003]
[0.3809013,null,0.7132868]
[0.3809013,null,0.71326990000000001]
[0.3809013,null,0.71316329999999994]
[0.3809013,null,0.71309109999999998]
[0.3809013,null,0.71306840000000005]
[0.3809013,null,0.71300969999999997]
[0.3809013,null,0.71291680000000002]
[0.3809013,null,0.71288229999999997]
[0.3809013,null,0.71280770000000004]
[0.37982830000000001,null,0.71278739999999996]
[0.37982830000000001,null,0.71276459999999997]
[0.37982830000000001,null,0.71266629999999997]
[0.37982830000000001,null,0.71260619999999997]
[0.37982830000000001,null,0.71252340000000003]
[0.37875540000000002,null,0.71247199999999999]
[0.37875540000000002,null,0.71240709999999996]
[0.37875540000000002,null,0.71235190000000004]
[0.37875540000000002,null,0.71224620000000005]
[0.37875540000000002,null,0.71218899999999996]
[0.37875540000000002,null,0.71216860000000004]
[0.37875540000000002,null,0.71214580000000005]
[0.37768239999999997,null,0.71209440000000002]
[0.37768239999999997,null,0.71203749999999999]
[0.37768239999999997,null,0.71198289999999997]
[0.37768239999999997,null,0.71186660000000002]
[0.37768239999999997,null,0.71178750000000002]
[0.37768239999999997,null,0.71168980000000004]
[0.37768239999999997,null,0.71168980000000004]
[0.37768239999999997,null,0.71167290000000005]
[0.37768239999999997,null,0.71158770000000005]
[0.37768239999999997,null,0.71151039999999999]
[0.37768239999999997,null,0.7114724]
[0.37768239999999997,null,0.71145539999999996]
[0.37768239999999997,null,0.71139129999999995]
[0.37768239999999997,null,0.71131909999999998]
[0.37768239999999997,null,0.71129799999999999]
[0.37768239999999997,null,0.71116100000000004]
[0.37660949999999999,null,0.71114409999999995]
[0.37660949999999999,null,0.71108499999999997]
[0.37660949999999999,null,0.71101040000000004]
[0.37660949999999999,null,0.71095379999999997]
[0.37660949999999999,null,0.7109335]
[0.37660949999999999,null,0.71087540000000005]
[0.37660949999999999,null,0.71079499999999995]
[0.37660939999999998,null,0.71074009999999999]
[0.37660939999999998,null,0.71065659999999997]
[0.37660939999999998,null,0.71060140000000005]
[0.37660939999999998,null,0.71057859999999995]
[0.37660939999999998,null,0.71054130000000004]
[0.3755365,null,0.71046609999999999]
[0.3755365,null,0.71040910000000002]
[0.3755365,null,0.71036840000000001]
[0.3755365,null,0.71024929999999997]
[0.3755365,null,0.71020930000000004]
[0.3755365,null,0.7101343]
[0.3755365,null,0.71005600000000002]
[0.3755365,null,0.70997840000000001]
[0.3755365,null,0.70987199999999995]
[0.3755365,null,0.70983750000000001]
[0.3755365,null,0.70975200000000005]
[0.3755365,null,0.70969369999999998]
[0.3755365,null,0.70964989999999994]
[0.3755365,null,0.70959499999999998]
[0.3755365,null,0.70952210000000004]
[0.3744635,null,0.70936440000000001]
[0.3744635,null,0.70936440000000001]
[0.3744635,null,0.70934330000000001]
[0.3744635,null,0.70930950000000004]
[0.3744635,null,0.70923380000000003]
[0.3744635,null,0.70917280000000005]
[0.3744635,null,0.70909199999999994]
[0.3744635,null,0.70906930000000001]
[0.3744635,null,0.70905200000000002]
[0.37339060000000002,null,0.70901440000000004]
[0.37339060000000002,null,0.70897670000000002]
[0.37339050000000001,null,0.70895629999999998]
[0.37339050000000001,null,0.70887619999999996]
[0.37231760000000003,null,0.7087966]
[0.37231760000000003,null,0.708762]
[0.37231760000000003,null,0.70870200000000005]
[0.37231760000000003,null,0.70863779999999998]
[0.37231760000000003,null,0.70855570000000001]
[0.37231760000000003,null,0.70849799999999996]
[0.37231760000000003,null,0.70836580000000005]
[0.37231760000000003,null,0.70832030000000001]
[0.37231760000000003,null,0.70828270000000004]
[0.37231760000000003,null,0.70822189999999996]
[0.37124459999999998,null,0.70816120000000005]
[0.37124459999999998,null,0.70810010000000001]
[0.37124459999999998,null,0.70800819999999998]
[0.37124459999999998,null,0.70789460000000004]
[0.37124459999999998,null,0.70779630000000004]
[0.37124459999999998,null,0.70777350000000006]
[0.37124459999999998,null,0.70771930000000005]
[0.37124459999999998,null,0.70769820000000005]
[0.37124459999999998,null,0.70761909999999995]
[0.37124459999999998,null,0.70757950000000003]
[0.37124459999999998,null,0.7074935]
[0.37124459999999998,null,0.7073547]
[0.37124459999999998,null,0.70731089999999996]
[0.37124459999999998,null,0.70727359999999995]
[0.37017169999999999,null,0.70725260000000001]
[0.37017169999999999,null,0.70713099999999995]
[0.37017169999999999,null,0.70713099999999995]
[0.37017169999999999,null,0.70705099999999999]
[0.37017169999999999,null,0.70700030000000003]
[0.37017169999999999,null,0.70700030000000003]
[0.37017169999999999,null,0.70689159999999995]
[0.37017169999999999,null,0.70689159999999995]
[0.37017169999999999,null,0.70681700000000003]
[0.37017169999999999,null,0.7067445]
[0.37017169999999999,null,0.70661609999999997]
[0.37017169999999999,null,0.706565]
[0.37017169999999999,null,0.70654220000000001]
[0.37017169999999999,null,0.70641900000000002]
[0.3690987,null,0.70639859999999999]
[0.3690987,null,0.70634719999999995]
[0.3690987,null,0.70632439999999996]
[0.3690987,null,0.70620430000000001]
[0.3690987,null,0.70614189999999999]
[0.3690987,null,0.70608150000000003]
[0.3690987,null,0.70598280000000002]
[0.3690987,null,0.70592239999999995]
[0.3690987,null,0.7057715]
[0.3690987,null,0.70571240000000002]
[0.3690987,null,0.70564369999999998]
[0.3690987,null,0.70564369999999998]
[0.3690987,null,0.70553719999999998]
[0.3690987,null,0.7054802]
[0.3690987,null,0.70536390000000004]
[0.36802580000000001,null,0.70532969999999995]
[0.36802580000000001,null,0.70529180000000002]
[0.36802580000000001,null,0.70520899999999997]
[0.36802580000000001,null,0.70515170000000005]
[0.36802580000000001,null,0.70505300000000004]
[0.36802570000000001,null,0.70499460000000003]
[0.36802570000000001,null,0.70497189999999998]
[0.36802570000000001,null,0.70492080000000001]
[0.36695280000000002,null,0.70486380000000004]
[0.36695280000000002,null,0.70484279999999999]
[0.36695280000000002,null,0.70482549999999999]
[0.36695280000000002,null,0.70470580000000005]
[0.36695280000000002,null,0.70466850000000003]
[0.36695280000000002,null,0.70465120000000003]
[0.36695280000000002,null,0.7046308]
[0.36695280000000002,null,0.70458770000000004]
[0.36695280000000002,null,0.70446370000000003]
[0.36695280000000002,null,0.70438259999999997]
[0.36695280000000002,null,0.70429220000000003]
[0.36587989999999998,null,0.70427110000000004]
[0.36587979999999998,null,0.70425079999999995]
[0.36587979999999998,null,0.70420930000000004]
[0.36587979999999998,null,0.70414679999999996]
[0.36587979999999998,null,0.70412989999999998]
[0.36587979999999998,null,0.70409569999999999]
[0.36587979999999998,null,0.7040035]
[0.36587979999999998,null,0.70389679999999999]
[0.36587979999999998,null,0.70385679999999995]
[0.36587979999999998,null,0.70383580000000001]
[0.36587979999999998,null,0.70376229999999995]
[0.36587979999999998,null,0.70372389999999996]
[0.36587979999999998,null,0.70370120000000003]
[0.36480689999999999,null,0.70366700000000004]
[0.36480689999999999,null,0.70355060000000003]
[0.36480689999999999,null,0.7034726]
[0.36480689999999999,null,0.70339189999999996]
[0.36480689999999999,null,0.70335040000000004]
[0.36480689999999999,null,0.70325040000000005]
[0.36480689999999999,null,0.70320890000000003]
[0.36480689999999999,null,0.70313610000000004]
[0.36480689999999999,null,0.70310220000000001]
[0.36480689999999999,null,0.70304350000000004]
[0.36480689999999999,null,0.70302659999999995]
[0.3637339,null,0.70298110000000003]
[0.3637339,null,0.70292690000000002]
[0.3637339,null,0.70284780000000002]
[0.3637339,null,0.70276640000000001]
[0.3637339,null,0.70274599999999998]
[0.3637339,null,0.70270290000000002]
[0.3637339,null,0.70266289999999998]
[0.3637339,null,0.70264249999999995]
[0.3637339,null,0.70258790000000004]
[0.36266100000000001,null,0.70255029999999996]
[0.36266100000000001,null,0.70248710000000003]
[0.36266100000000001,null,0.70244980000000001]
[0.36266090000000001,null,0.70242870000000002]
[0.36266090000000001,null,0.7023914]
[0.36266090000000001,null,0.70233040000000002]
[0.36266090000000001,null,0.70228489999999999]
[0.36266090000000001,null,0.70223000000000002]
[0.36266090000000001,null,0.70223000000000002]
[0.36266090000000001,null,0.70210779999999995]
[0.36266090000000001,null,0.70208499999999996]
[0.36266090000000001,null,0.70203360000000004]
[0.36266090000000001,null,0.70197319999999996]
[0.36266090000000001,null,0.70189789999999996]
[0.36158800000000002,null,0.70182259999999996]
[0.36158800000000002,null,0.70170900000000003]
[0.36158800000000002,null,0.70167109999999999]
[0.36158800000000002,null,0.70162789999999997]
[0.36158800000000002,null,0.70158790000000004]
[0.36158800000000002,null,0.70157069999999999]
[0.36158800000000002,null,0.70145820000000003]
[0.36158800000000002,null,0.70143710000000004]
[0.36158800000000002,null,0.70133869999999998]
[0.36158800000000002,null,0.7013007]
[0.36158800000000002,null,0.70121679999999997]
[0.36051499999999997,null,0.70115850000000002]
[0.36051499999999997,null,0.70111849999999998]
[0.36051499999999997,null,0.70110159999999999]
[0.36051499999999997,null,0.70104699999999998]
[0.36051499999999997,null,0.70101250000000004]
[0.36051499999999997,null,0.70088110000000003]
[0.36051499999999997,null,0.7007854]
[0.36051499999999997,null,0.7007681]
[0.36051499999999997,null,0.70068529999999996]
[0.36051499999999997,null,0.70058799999999999]
[0.36051499999999997,null,0.70050959999999995]
[0.36051499999999997,null,0.70050959999999995]
[0.36051499999999997,null,0.70039149999999994]
[0.36051499999999997,null,0.70032280000000002]
[0.35944209999999999,null,0.70030170000000003]
[0.35944209999999999,null,0.70024450000000005]
[0.35944209999999999,null,0.70018579999999997]
[0.35944209999999999,null,0.70012229999999998]
[0.35944209999999999,null,0.70003349999999998]
[0.35944209999999999,null,0.69995660000000004]
[0.35944209999999999,null,0.69988510000000004]
[0.35944209999999999,null,0.69982639999999996]
[0.35944209999999999,null,0.69982639999999996]
[0.35944209999999999,null,0.69970840000000001]
[0.35944209999999999,null,0.69969110000000001]
[0.35944209999999999,null,0.69966839999999997]
[0.3583691,null,0.69961660000000003]
[0.3583691,null,0.69949879999999998]
[0.3583691,null,0.69946430000000004]
[0.3583691,null,0.69940979999999997]
[0.3583691,null,0.69937559999999999]
[0.3583691,null,0.69930970000000003]
[0.3583691,null,0.69923590000000002]
[0.3583691,null,0.69921889999999998]
[0.35729610000000001,null,0.69916020000000001]
[0.35729610000000001,null,0.6991195]
[0.35729610000000001,null,0.69900379999999995]
[0.35729610000000001,null,0.69896309999999995]
[0.35729610000000001,null,0.69890470000000005]
[0.35729610000000001,null,0.69888749999999999]
[0.35729610000000001,null,0.6988491]
[0.35729610000000001,null,0.69881530000000003]
[0.35729610000000001,null,0.69866439999999996]
[0.35729610000000001,null,0.69861890000000004]
[0.35729610000000001,null,0.69854260000000001]
[0.35729610000000001,null,0.69848220000000005]
[0.35622320000000002,null,0.69839870000000004]
[0.35622320000000002,null,0.69836109999999996]
[0.35622320000000002,null,0.69832309999999997]
[0.35622320000000002,null,0.69825159999999997]
[0.35622320000000002,null,0.69819600000000004]
[0.35622320000000002,null,0.698021]
[0.35622320000000002,null,0.69794650000000003]
[0.35622320000000002,null,0.69790680000000005]
[0.35515020000000003,null,0.69788989999999995]
[0.35515020000000003,null,0.69787299999999997]
[0.35515020000000003,null,0.69780880000000001]
[0.35515020000000003,null,0.69774809999999998]
[0.35515020000000003,null,0.69763520000000001]
[0.35515020000000003,null,0.69750849999999998]
[0.35515020000000003,null,0.69743599999999994]
[0.35515020000000003,null,0.69741900000000001]
[0.35515020000000003,null,0.69734059999999998]
[0.35515020000000003,null,0.69721949999999999]
[0.35515020000000003,null,0.69714220000000005]
[0.35515020000000003,null,0.69706250000000003]
[0.35407729999999998,null,0.69706250000000003]
[0.35407729999999998,null,0.69694370000000005]
[0.35407729999999998,null,0.69694370000000005]
[0.35407729999999998,null,0.69692330000000002]
[0.35407729999999998,null,0.69686610000000004]
[0.35407729999999998,null,0.69681179999999998]
[0.35407729999999998,null,0.69673350000000001]
[0.35407729999999998,null,0.69667900000000005]
[0.35407729999999998,null,0.69663750000000002]
[0.35407729999999998,null,0.69655469999999997]
[0.35407729999999998,null,0.69647429999999999]
[0.35407729999999998,null,0.69643980000000005]
[0.35407729999999998,null,0.69632890000000003]
[0.35407729999999998,null,0.69632890000000003]
[0.35407729999999998,null,0.69630789999999998]
[0.35407729999999998,null,0.69630789999999998]
[0.35407729999999998,null,0.69625329999999996]
[0.35407729999999998,null,0.69616109999999998]
[0.35407719999999998,null,0.69609869999999996]
[0.35407719999999998,null,0.69603760000000003]
[0.35407719999999998,null,0.69601729999999995]
[0.35407719999999998,null,0.69591159999999996]
[0.35407719999999998,null,0.69585059999999999]
[0.35300429999999999,null,0.6958126]
[0.35300429999999999,null,0.69575699999999996]
[0.35300429999999999,null,0.69573419999999997]
[0.35300429999999999,null,0.6956445]
[0.35300429999999999,null,0.69554329999999998]
[0.35300429999999999,null,0.69548489999999996]
[0.35300429999999999,null,0.69542839999999995]
[0.35300429999999999,null,0.69536249999999999]
[0.35300429999999999,null,0.69529759999999996]
[0.35300429999999999,null,0.69526310000000002]
[0.35300429999999999,null,0.69522890000000004]
[0.35300429999999999,null,0.69514779999999998]
[0.35300429999999999,null,0.69507359999999996]
[0.35300429999999999,null,0.69507359999999996]
[0.35300429999999999,null,0.69505669999999997]
[0.35300429999999999,null,0.69499390000000005]
[0.35300429999999999,null,0.69488139999999998]
[0.3519313,null,0.69481959999999998]
[0.3519313,null,0.69467299999999998]
[0.3519313,null,0.69461289999999998]
[0.3519313,null,0.69459020000000005]
[0.3519313,null,0.69453880000000001]
[0.3519313,null,0.69453869999999995]
[0.3519313,null,0.69444139999999999]
[0.3519313,null,0.69438299999999997]
[0.3519313,null,0.69428120000000004]
[0.3519313,null,0.69424699999999995]
[0.35085840000000001,null,0.69424699999999995]
[0.35085840000000001,null,0.69417030000000002]
[0.35085840000000001,null,0.69415309999999997]
[0.35085840000000001,null,0.69413270000000005]
[0.35085840000000001,null,0.69413270000000005]
[0.35085840000000001,null,0.69411540000000005]
[0.35085840000000001,null,0.69405669999999997]
[0.35085840000000001,null,0.69397980000000004]
[0.35085840000000001,null,0.6939398]
[0.35085840000000001,null,0.69391700000000001]
[0.35085840000000001,null,0.6938067]
[0.34978540000000002,null,0.6937856]
[0.34978540000000002,null,0.69369270000000005]
[0.34978540000000002,null,0.69365299999999996]
[0.34978540000000002,null,0.69359199999999999]
[0.34978540000000002,null,0.69355230000000001]
[0.34978540000000002,null,0.69349430000000001]
[0.34978540000000002,null,0.69347320000000001]
[0.34978540000000002,null,0.69343489999999997]
[0.34978540000000002,null,0.69339490000000004]
[0.34978540000000002,null,0.69337380000000004]
[0.34978540000000002,null,0.69337380000000004]
[0.34978540000000002,null,0.69333619999999996]
[0.34871239999999998,null,0.69322059999999996]
[0.34871239999999998,null,0.69315950000000004]
[0.34871239999999998,null,0.69302149999999996]
[0.34871239999999998,null,0.69298729999999997]
[0.34871239999999998,null,0.69291100000000005]
[0.34871239999999998,null,0.69285609999999997]
[0.34871239999999998,null,0.6927605]
[0.34871239999999998,null,0.69272319999999998]
[0.34871239999999998,null,0.69264369999999997]
[0.34763949999999999,null,0.69260960000000005]
[0.34763949999999999,null,0.69256810000000002]
[0.34763949999999999,null,0.69245049999999997]
[0.34763949999999999,null,0.6923935]
[0.34763949999999999,null,0.69235519999999995]
[0.34763949999999999,null,0.69229099999999999]
[0.34763949999999999,null,0.69223029999999997]
[0.34763949999999999,null,0.69220760000000003]
[0.34763949999999999,null,0.69219059999999999]
[0.3465665,null,0.69216789999999995]
[0.3465665,null,0.69212819999999997]
[0.3465665,null,0.69206400000000001]
[0.3465665,null,0.6919746]
[0.3465665,null,0.69193729999999998]
[0.3465665,null,0.69189970000000001]
[0.3465665,null,0.69189970000000001]
[0.3465665,null,0.69183550000000005]
[0.3465665,null,0.69179239999999997]
[0.3465665,null,0.69173130000000005]
[0.3465665,null,0.69171090000000002]
[0.3465665,null,0.69165220000000005]
[0.3465665,null,0.69163180000000002]
[0.3465665,null,0.69155829999999996]
[0.3465665,null,0.6914941]
[0.3465665,null,0.69147689999999995]
[0.3465665,null,0.69141609999999998]
[0.3465665,null,0.69137820000000005]
[0.34549360000000001,null,0.69129669999999999]
[0.34549360000000001,null,0.69119969999999997]
[0.34549360000000001,null,0.69114129999999996]
[0.34549360000000001,null,0.69109920000000002]
[0.34549360000000001,null,0.69103740000000002]
[0.34549360000000001,null,0.69099770000000005]
[0.34549360000000001,null,0.69096009999999997]
[0.34549360000000001,null,0.69089769999999995]
[0.34549360000000001,null,0.69081800000000004]
[0.34549360000000001,null,0.69080070000000005]
[0.34442060000000002,null,0.69072060000000002]
[0.34442060000000002,null,0.69070019999999999]
[0.34442060000000002,null,0.69066190000000005]
[0.34442060000000002,null,0.69060500000000002]
[0.34442060000000002,null,0.69050480000000003]
[0.34442060000000002,null,0.69050480000000003]
[0.34442060000000002,null,0.69044649999999996]
[0.34442060000000002,null,0.69035259999999998]
[0.34334769999999998,null,0.69024629999999998]
[0.34334759999999998,null,0.69024629999999998]
[0.34334759999999998,null,0.69024629999999998]
[0.34334759999999998,null,0.69016409999999995]
[0.34334759999999998,null,0.69004030000000005]
[0.34334759999999998,null,0.68995949999999995]
[0.34334759999999998,null,0.6898995]
[0.34334759999999998,null,0.6898784]
[0.34334759999999998,null,0.68981000000000003]
[0.34334759999999998,null,0.68977200000000005]
[0.34227469999999999,null,0.68971170000000004]
[0.34227469999999999,null,0.68959809999999999]
[0.34227469999999999,null,0.68958109999999995]
[0.34227469999999999,null,0.68955840000000002]
[0.34227469999999999,null,0.68955840000000002]
[0.34227469999999999,null,0.68951839999999998]
[0.34227469999999999,null,0.68950149999999999]
[0.34227469999999999,null,0.68943730000000003]
[0.34227469999999999,null,0.68936200000000003]
[0.34227469999999999,null,0.68932369999999998]
[0.34227469999999999,null,0.6892684]
[0.34227469999999999,null,0.68919109999999995]
[0.34227469999999999,null,0.68917419999999996]
[0.34227469999999999,null,0.68910830000000001]
[0.34227469999999999,null,0.68910830000000001]
[0.34227469999999999,null,0.68902649999999999]
[0.34227469999999999,null,0.68902649999999999]
[0.3412017,null,0.68898919999999997]
[0.3412017,null,0.6889438]
[0.3412017,null,0.68890229999999997]
[0.3412017,null,0.68888539999999998]
[0.3412017,null,0.68875699999999995]
[0.3412017,null,0.6886911]
[0.3412017,null,0.68867389999999995]
[0.34012880000000001,null,0.68863070000000004]
[0.34012880000000001,null,0.68863070000000004]
[0.34012880000000001,null,0.68857069999999998]
[0.34012880000000001,null,0.68851609999999996]
[0.34012880000000001,null,0.68845259999999997]
[0.34012880000000001,null,0.68835590000000002]
[0.34012880000000001,null,0.68835590000000002]
[0.34012880000000001,null,0.68833900000000003]
[0.34012880000000001,null,0.68824070000000004]
[0.34012880000000001,null,0.68822030000000001]
[0.34012880000000001,null,0.68816540000000004]
[0.34012880000000001,null,0.68804430000000005]
[0.34012880000000001,null,0.68800110000000003]
[0.34012880000000001,null,0.68791729999999995]
[0.34012880000000001,null,0.68791729999999995]
[0.34012880000000001,null,0.6878573]
[0.34012880000000001,null,0.68784029999999996]
[0.34012880000000001,null,0.68775929999999996]
[0.34012880000000001,null,0.68775920000000001]
[0.34012870000000001,null,0.68769570000000002]
[0.34012870000000001,null,0.68765739999999997]
[0.34012870000000001,null,0.68761910000000004]
[0.34012870000000001,null,0.68758520000000001]
[0.34012870000000001,null,0.68754380000000004]
[0.33905580000000002,null,0.68746410000000002]
[0.33905580000000002,null,0.68738999999999995]
[0.33905580000000002,null,0.68734919999999999]
[0.33905580000000002,null,0.68729499999999999]
[0.33905580000000002,null,0.6872315]
[0.33905580000000002,null,0.6872142]
[0.33905580000000002,null,0.6872142]
[0.33905580000000002,null,0.68717419999999996]
[0.33905580000000002,null,0.68715309999999996]
[0.33905580000000002,null,0.68711100000000003]
[0.33905580000000002,null,0.68711100000000003]
[0.33905580000000002,null,0.68705919999999998]
[0.33798280000000003,null,0.68698809999999999]
[0.33798280000000003,null,0.68692390000000003]
[0.33798280000000003,null,0.68690280000000004]
[0.33798280000000003,null,0.68688559999999999]
[0.33798280000000003,null,0.68682140000000003]
[0.33798280000000003,null,0.68680450000000004]
[0.33798280000000003,null,0.68676720000000002]
[0.33798280000000003,null,0.6866892]
[0.33798280000000003,null,0.68660540000000003]
[0.33798280000000003,null,0.68660540000000003]
[0.33798280000000003,null,0.68652979999999997]
[0.33798280000000003,null,0.68650940000000005]
[0.33798280000000003,null,0.68647100000000005]
[0.33798280000000003,null,0.68641410000000003]
[0.33798280000000003,null,0.6863937]
[0.33798280000000003,null,0.68631580000000003]
[0.33798280000000003,null,0.68619830000000004]
[0.33798280000000003,null,0.68614379999999997]
[0.33798280000000003,null,0.6860562]
[0.33798280000000003,null,0.68600510000000003]
[0.33798280000000003,null,0.6859478]
[0.33798280000000003,null,0.68582909999999997]
[0.33798280000000003,null,0.68570889999999995]
[0.33690989999999998,null,0.68563050000000003]
[0.33690989999999998,null,0.6855753]
[0.33690989999999998,null,0.68552420000000003]
[0.33690989999999998,null,0.68546379999999996]
[0.33690989999999998,null,0.68538410000000005]
[0.33690989999999998,null,0.68530880000000005]
[0.33690989999999998,null,0.68526500000000001]
[0.33690989999999998,null,0.68521390000000004]
[0.33690989999999998,null,0.68513760000000001]
[0.33690989999999998,null,0.68501310000000004]
[0.33690989999999998,null,0.68499270000000001]
[0.33690989999999998,null,0.68491089999999999]
[0.33690989999999998,null,0.68491089999999999]
[0.33690989999999998,null,0.68483700000000003]
[0.33690989999999998,null,0.68477829999999995]
[0.33690989999999998,null,0.68474409999999997]
[0.33583689999999999,null,0.68472140000000004]
[0.33583689999999999,null,0.6846295]
[0.33583689999999999,null,0.68452219999999997]
[0.33583689999999999,null,0.68440690000000004]
[0.33583689999999999,null,0.68440690000000004]
[0.33583689999999999,null,0.68431090000000006]
[0.33583689999999999,null,0.68429359999999995]
[0.33583689999999999,null,0.68427640000000001]
[0.33583689999999999,null,0.68423489999999998]
[0.33583689999999999,null,0.68412899999999999]
[0.33583689999999999,null,0.68406650000000002]
[0.33583689999999999,null,0.68401540000000005]
[0.33583689999999999,null,0.68401540000000005]
[0.33476400000000001,null,0.68396990000000002]
[0.33476400000000001,null,0.68390340000000005]
[0.33476400000000001,null,0.68382229999999999]
[0.33476400000000001,null,0.68380540000000001]
[0.33476400000000001,null,0.68378499999999998]
[0.33476400000000001,null,0.68374500000000005]
[0.33476400000000001,null,0.68366939999999998]
[0.3347639,null,0.68361099999999997]
[0.3347639,null,0.68357270000000003]
[0.3347639,null,0.68343560000000003]
[0.3347639,null,0.68339830000000001]
[0.3347639,null,0.68330340000000001]
[0.3347639,null,0.68326019999999998]
[0.3347639,null,0.6832222]
[0.3347639,null,0.68318080000000003]
[0.33369100000000002,null,0.68311809999999995]
[0.33369100000000002,null,0.68303449999999999]
[0.33369100000000002,null,0.6830176]
[0.33369100000000002,null,0.68298029999999998]
[0.33369100000000002,null,0.68298029999999998]
[0.33369100000000002,null,0.68289719999999998]
[0.33369100000000002,null,0.68283839999999996]
[0.33369100000000002,null,0.68281740000000002]
[0.33369100000000002,null,0.6827339]
[0.33369100000000002,null,0.68271700000000002]
[0.33369100000000002,null,0.68263589999999996]
[0.33369100000000002,null,0.68256059999999996]
[0.33369100000000002,null,0.68252230000000003]
[0.33369100000000002,null,0.68252230000000003]
[0.33369100000000002,null,0.68252230000000003]
[0.33369100000000002,null,0.68248390000000003]
[0.33261800000000002,null,0.68246669999999998]
[0.33261800000000002,null,0.68242899999999995]
[0.33261800000000002,null,0.68240800000000001]
[0.33261800000000002,null,0.6823707]
[0.33261800000000002,null,0.68230829999999998]
[0.33261800000000002,null,0.68224890000000005]
[0.33261800000000002,null,0.68218880000000004]
[0.33261800000000002,null,0.68213330000000005]
[0.33261800000000002,null,0.68213330000000005]
[0.33261800000000002,null,0.68211599999999994]
[0.33261800000000002,null,0.68190470000000003]
[0.33261800000000002,null,0.68184979999999995]
[0.33261800000000002,null,0.68178910000000004]
[0.33261800000000002,null,0.6817107]
[0.33261800000000002,null,0.68165030000000004]
[0.33261800000000002,null,0.68165030000000004]
[0.33261800000000002,null,0.68155739999999998]
[0.33154509999999998,null,0.68152360000000001]
[0.33154509999999998,null,0.68146669999999998]
[0.33154509999999998,null,0.681427]
[0.33154509999999998,null,0.68136450000000004]
[0.33154509999999998,null,0.68130760000000001]
[0.33154509999999998,null,0.68112530000000004]
[0.33154509999999998,null,0.6810697]
[0.33154509999999998,null,0.68101440000000002]
[0.33154509999999998,null,0.68097129999999995]
[0.33154509999999998,null,0.68087220000000004]
[0.33154509999999998,null,0.68085519999999999]
[0.33154509999999998,null,0.68077690000000002]
[0.33154509999999998,null,0.68067580000000005]
[0.33047209999999999,null,0.68061260000000001]
[0.33047209999999999,null,0.68051799999999996]
[0.33047209999999999,null,0.68049760000000004]
[0.33047209999999999,null,0.6804]
[0.33047209999999999,null,0.68036030000000003]
[0.33047209999999999,null,0.68034300000000003]
[0.33047209999999999,null,0.68030570000000001]
[0.33047209999999999,null,0.68026810000000004]
[0.33047209999999999,null,0.68018800000000001]
[0.33047209999999999,null,0.68015029999999999]
[0.33047209999999999,null,0.68009129999999995]
[0.33047209999999999,null,0.68007439999999997]
[0.33047209999999999,null,0.68000850000000002]
[0.33047209999999999,null,0.67993289999999995]
[0.33047209999999999,null,0.67983760000000004]
[0.33047209999999999,null,0.67975790000000003]
[0.33047209999999999,null,0.67971409999999999]
[0.33047209999999999,null,0.67963750000000001]
[0.33047209999999999,null,0.67961470000000002]
[0.33047209999999999,null,0.67959740000000002]
[0.33047209999999999,null,0.67958050000000003]
[0.3293992,null,0.67950520000000003]
[0.3293991,null,0.67942760000000002]
[0.3293991,null,0.67938759999999998]
[0.3293991,null,0.67930159999999995]
[0.3293991,null,0.67925950000000002]
[0.3293991,null,0.67922190000000005]
[0.3293991,null,0.67916529999999997]
[0.3293991,null,0.67914490000000005]
[0.3293991,null,0.67914490000000005]
[0.3293991,null,0.67912450000000002]
[0.3293991,null,0.67908619999999997]
[0.3293991,null,0.67904240000000005]
[0.3293991,null,0.67898400000000003]
[0.32832620000000001,null,0.67883490000000002]
[0.32832620000000001,null,0.67879179999999995]
[0.32832620000000001,null,0.67875790000000003]
[0.32832620000000001,null,0.67873749999999999]
[0.32832620000000001,null,0.67867920000000004]
[0.32832620000000001,null,0.67859769999999997]
[0.32832620000000001,null,0.67851629999999996]
[0.32832620000000001,null,0.67845759999999999]
[0.32832620000000001,null,0.67840100000000003]
[0.32832620000000001,null,0.67832230000000004]
[0.32832620000000001,null,0.67830500000000005]
[0.32832620000000001,null,0.6782667]
[0.32725320000000002,null,0.6781355]
[0.32725320000000002,null,0.67811440000000001]
[0.32725320000000002,null,0.67808020000000002]
[0.32725320000000002,null,0.67808020000000002]
[0.32725320000000002,null,0.67805749999999998]
[0.32725320000000002,null,0.67804019999999998]
[0.32725320000000002,null,0.67796319999999999]
[0.32725320000000002,null,0.67790289999999997]
[0.32725320000000002,null,0.67782169999999997]
[0.32725320000000002,null,0.67770750000000002]
[0.32725320000000002,null,0.67766749999999998]
[0.32725320000000002,null,0.67763010000000001]
[0.32725320000000002,null,0.67759630000000004]
[0.32725320000000002,null,0.67753209999999997]
[0.32725320000000002,null,0.67749409999999999]
[0.32725320000000002,null,0.6774772]
[0.32725320000000002,null,0.67739919999999998]
[0.32725320000000002,null,0.67728080000000002]
[0.32725320000000002,null,0.67725809999999997]
[0.32725320000000002,null,0.6771604]
[0.32618029999999998,null,0.6771604]
[0.32618029999999998,null,0.67707989999999996]
[0.32618029999999998,null,0.67706299999999997]
[0.32618029999999998,null,0.67698329999999995]
[0.32618029999999998,null,0.67694529999999997]
[0.32618029999999998,null,0.67694529999999997]
[0.32618029999999998,null,0.67688619999999999]
[0.32618029999999998,null,0.67674579999999995]
[0.32618029999999998,null,0.67670739999999996]
[0.32618029999999998,null,0.67668470000000003]
[0.32618029999999998,null,0.67658430000000003]
[0.32618029999999998,null,0.67654289999999995]
[0.32618029999999998,null,0.67644649999999995]
[0.32618029999999998,null,0.67640820000000001]
[0.32618029999999998,null,0.67640820000000001]
[0.32618029999999998,null,0.67635290000000003]
[0.32618019999999998,null,0.67626070000000005]
[0.32618019999999998,null,0.67620270000000005]
[0.32618019999999998,null,0.6761817]
[0.32510729999999999,null,0.67616129999999997]
[0.32510729999999999,null,0.67614019999999997]
[0.32510729999999999,null,0.67601599999999995]
[0.32510729999999999,null,0.67596040000000002]
[0.32510729999999999,null,0.67589969999999999]
[0.32510729999999999,null,0.67584169999999999]
[0.32510729999999999,null,0.67582059999999999]
[0.32510729999999999,null,0.67577750000000003]
[0.32510729999999999,null,0.67570330000000001]
[0.32510729999999999,null,0.67564869999999999]
[0.32510729999999999,null,0.67557489999999998]
[0.32510729999999999,null,0.67542860000000005]
[0.32510729999999999,null,0.6754116]
[0.32510729999999999,null,0.67538889999999996]
[0.32510729999999999,null,0.67535160000000005]
[0.32510729999999999,null,0.67533430000000005]
[0.32510729999999999,null,0.6753171]
[0.3240343,null,0.67527740000000003]
[0.3240343,null,0.67526010000000003]
[0.3240343,null,0.67524289999999998]
[0.3240343,null,0.67511849999999995]
[0.3240343,null,0.67507779999999995]
[0.3240343,null,0.67497359999999995]
[0.3240343,null,0.67493559999999997]
[0.3240343,null,0.67486380000000001]
[0.3240343,null,0.67480609999999996]
[0.3240343,null,0.67476610000000004]
[0.3240343,null,0.67469020000000002]
[0.3240343,null,0.67467319999999997]
[0.3240343,null,0.67458560000000001]
[0.3240343,null,0.67456870000000002]
[0.3240343,null,0.67454760000000002]
[0.3240343,null,0.67454760000000002]
[0.3240343,null,0.67450960000000004]
[0.3240343,null,0.67447199999999996]
[0.3240343,null,0.67445469999999996]
[0.32296140000000001,null,0.67443200000000003]
[0.32296140000000001,null,0.67435259999999997]
[0.32296140000000001,null,0.67435259999999997]
[0.32296140000000001,null,0.67430710000000005]
[0.32296140000000001,null,0.6742032]
[0.32296140000000001,null,0.67414870000000005]
[0.32296140000000001,null,0.67408619999999997]
[0.32296140000000001,null,0.67406339999999998]
[0.32296140000000001,null,0.67404649999999999]
[0.32296140000000001,null,0.67398539999999996]
[0.32296140000000001,null,0.67396259999999997]
[0.32296140000000001,null,0.67392260000000004]
[0.32296140000000001,null,0.67384770000000005]
[0.32296140000000001,null,0.67382489999999995]
[0.32296140000000001,null,0.67377039999999999]
[0.32188840000000002,null,0.6737358]
[0.32188840000000002,null,0.67371309999999995]
[0.32188840000000002,null,0.67363090000000003]
[0.32188840000000002,null,0.67359259999999999]
[0.32188840000000002,null,0.6735757]
[0.32188840000000002,null,0.6735546]
[0.32188840000000002,null,0.67351459999999996]
[0.32188840000000002,null,0.67346039999999996]
[0.32188840000000002,null,0.67342040000000003]
[0.32188840000000002,null,0.67340310000000003]
[0.32188840000000002,null,0.67336099999999999]
[0.32188840000000002,null,0.67328100000000002]
[0.32188840000000002,null,0.67317669999999996]
[0.32188840000000002,null,0.67313529999999999]
[0.32188840000000002,null,0.67308420000000002]
[0.32188840000000002,null,0.67308420000000002]
[0.32188840000000002,null,0.67306719999999998]
[0.32188840000000002,null,0.6730469]
[0.32188840000000002,null,0.67300610000000005]
[0.32188840000000002,null,0.67296809999999996]
[0.32188840000000002,null,0.67294540000000003]
[0.32188840000000002,null,0.67288429999999999]
[0.32188840000000002,null,0.67286699999999999]
[0.32188840000000002,null,0.67277180000000003]
[0.32188840000000002,null,0.67273039999999995]
[0.32188840000000002,null,0.67263379999999995]
[0.32188840000000002,null,0.67257920000000004]
[0.32081549999999998,null,0.67256229999999995]
[0.32081549999999998,null,0.67250049999999995]
[0.32081549999999998,null,0.67247939999999995]
[0.32081549999999998,null,0.67241830000000002]
[0.32081549999999998,null,0.67241830000000002]
[0.32081549999999998,null,0.67236099999999999]
[0.32081539999999997,null,0.6722823]
[0.32081539999999997,null,0.67224150000000005]
[0.32081539999999997,null,0.67216589999999998]
[0.32081539999999997,null,0.67213199999999995]
[0.32081539999999997,null,0.67213199999999995]
[0.32081539999999997,null,0.67204059999999999]
[0.32081539999999997,null,0.67197819999999997]
[0.32081539999999997,null,0.67195709999999997]
[0.32081539999999997,null,0.67193670000000005]
[0.32081539999999997,null,0.67191400000000001]
[0.32081539999999997,null,0.67183349999999997]
[0.31974249999999999,null,0.6717921]
[0.31974249999999999,null,0.67171610000000004]
[0.31974249999999999,null,0.67171610000000004]
[0.31974249999999999,null,0.67167540000000003]
[0.31974249999999999,null,0.67163810000000002]
[0.31974249999999999,null,0.6715546]
[0.31974249999999999,null,0.67148280000000005]
[0.31974249999999999,null,0.67146550000000005]
[0.31974249999999999,null,0.67139970000000004]
[0.31974249999999999,null,0.67126640000000004]
[0.31974249999999999,null,0.67124600000000001]
[0.31974249999999999,null,0.67120769999999996]
[0.31974249999999999,null,0.67120769999999996]
[0.31974249999999999,null,0.67117039999999994]
[0.31866949999999999,null,0.67109450000000004]
[0.31866949999999999,null,0.67105130000000002]
[0.31866949999999999,null,0.67099189999999997]
[0.31866949999999999,null,0.67092839999999998]
[0.31866949999999999,null,0.67085280000000003]
[0.31866949999999999,null,0.67078800000000005]
[0.31866949999999999,null,0.67075340000000006]
[0.31866949999999999,null,0.67073070000000001]
[0.31866949999999999,null,0.67059539999999995]
[0.31866949999999999,null,0.67057809999999995]
[0.31866949999999999,null,0.67049630000000005]
[0.31866949999999999,null,0.67049630000000005]
[0.31866949999999999,null,0.67045489999999996]
[0.31866949999999999,null,0.67038299999999995]
[0.31866949999999999,null,0.67027890000000001]
[0.31866949999999999,null,0.67023500000000003]
[0.31866949999999999,null,0.67018080000000002]
[0.31866949999999999,null,0.67016350000000002]
[0.31759660000000001,null,0.67010250000000005]
[0.31759660000000001,null,0.67002790000000001]
[0.31759660000000001,null,0.66997260000000003]
[0.31759660000000001,null,0.66993119999999995]
[0.31759660000000001,null,0.66988970000000003]
[0.31759660000000001,null,0.66988970000000003]
[0.31759660000000001,null,0.66982699999999995]
[0.31759660000000001,null,0.66980660000000003]
[0.31759660000000001,null,0.66966990000000004]
[0.31759660000000001,null,0.66956610000000005]
[0.31759660000000001,null,0.66952809999999996]
[0.31759660000000001,null,0.66946939999999999]
[0.31759660000000001,null,0.66946939999999999]
[0.31652360000000002,null,0.66943520000000001]
[0.31652360000000002,null,0.66941410000000001]
[0.31652360000000002,null,0.66937690000000005]
[0.31652360000000002,null,0.66931649999999998]
[0.31652360000000002,null,0.66925060000000003]
[0.31652360000000002,null,0.66921090000000005]
[0.31652360000000002,null,0.6691937]
[0.31652360000000002,null,0.6691764]
[0.31652360000000002,null,0.66907459999999996]
[0.31652360000000002,null,0.66900000000000004]
[0.31652360000000002,null,0.6688788]
[0.31652360000000002,null,0.66884429999999995]
[0.31652360000000002,null,0.66882390000000003]
[0.31652360000000002,null,0.66874789999999995]
[0.31652360000000002,null,0.66868749999999999]
[0.31652360000000002,null,0.66868749999999999]
[0.31652360000000002,null,0.6686706]
[0.31652360000000002,null,0.66856470000000001]
[0.31545069999999997,null,0.66854369999999996]
[0.31545069999999997,null,0.66848669999999999]
[0.31545069999999997,null,0.66843220000000003]
[0.31545069999999997,null,0.66836799999999996]
[0.31545069999999997,null,0.66830860000000003]
[0.31545069999999997,null,0.66826890000000005]
[0.31545069999999997,null,0.66823060000000001]
[0.31545060000000003,null,0.66821330000000001]
[0.31545060000000003,null,0.66819640000000002]
[0.31545060000000003,null,0.66813529999999999]
[0.31545060000000003,null,0.66801759999999999]
[0.31545060000000003,null,0.66796069999999996]
[0.31545060000000003,null,0.66787609999999997]
[0.31545060000000003,null,0.66787609999999997]
[0.31545060000000003,null,0.66783539999999997]
[0.31545060000000003,null,0.66783539999999997]
[0.31545060000000003,null,0.66777260000000005]
[0.31437769999999998,null,0.66771219999999998]
[0.31437769999999998,null,0.66767799999999999]
[0.31437769999999998,null,0.66767799999999999]
[0.31437769999999998,null,0.66764009999999996]
[0.31437769999999998,null,0.66758859999999998]
[0.31437769999999998,null,0.66748130000000006]
[0.31437769999999998,null,0.6673888]
[0.31437769999999998,null,0.66730730000000005]
[0.31437769999999998,null,0.66722590000000004]
[0.31437769999999998,null,0.6671648]
[0.31437769999999998,null,0.66710709999999995]
[0.31437769999999998,null,0.66708440000000002]
[0.31437769999999998,null,0.66702570000000005]
[0.31437769999999998,null,0.66696730000000004]
[0.31437769999999998,null,0.6669273]
[0.31437769999999998,null,0.66688899999999995]
[0.31437769999999998,null,0.66683239999999999]
[0.31437769999999998,null,0.66677129999999996]
[0.31437769999999998,null,0.66675410000000002]
[0.31330469999999999,null,0.66669330000000004]
[0.31330469999999999,null,0.66663150000000004]
[0.31330469999999999,null,0.66652730000000004]
[0.31330469999999999,null,0.66651039999999995]
[0.31330469999999999,null,0.66647069999999997]
[0.31330469999999999,null,0.66645350000000003]
[0.31330469999999999,null,0.66639340000000002]
[0.31330469999999999,null,0.66632130000000001]
[0.31330469999999999,null,0.66626019999999997]
[0.31330469999999999,null,0.66626019999999997]
[0.31330469999999999,null,0.66621710000000001]
[0.31330469999999999,null,0.66618319999999998]
[0.31330469999999999,null,0.66612629999999995]
[0.3122318,null,0.66606589999999999]
[0.3122318,null,0.66601100000000002]
[0.3122318,null,0.66598829999999998]
[0.3122318,null,0.66594609999999999]
[0.3122318,null,0.6659292]
[0.3122318,null,0.66580700000000004]
[0.3122318,null,0.6657497]
[0.3122318,null,0.66571179999999996]
[0.3122318,null,0.66561749999999997]
[0.3122318,null,0.66559650000000004]
[0.3122318,null,0.66555679999999995]
[0.3122318,null,0.66553410000000002]
[0.3122318,null,0.66549639999999999]
[0.3122318,null,0.66543770000000002]
[0.3122318,null,0.66543770000000002]
[0.3122318,null,0.66536550000000005]
[0.3122318,null,0.66532760000000002]
[0.3122318,null,0.66523849999999995]
[0.3122318,null,0.66515740000000001]
[0.31115880000000001,null,0.66507139999999998]
[0.31115880000000001,null,0.66497340000000005]
[0.31115880000000001,null,0.66491820000000001]
[0.31115880000000001,null,0.66488369999999997]
[0.31115880000000001,null,0.66488360000000002]
[0.31115880000000001,null,0.6648463]
[0.31115880000000001,null,0.66478800000000005]
[0.31115880000000001,null,0.66477070000000005]
[0.31115880000000001,null,0.66473649999999995]
[0.31115880000000001,null,0.66471550000000001]
[0.31115880000000001,null,0.66467549999999997]
[0.31115880000000001,null,0.66461130000000002]
[0.31115880000000001,null,0.66461130000000002]
[0.31115880000000001,null,0.66457739999999998]
[0.31115880000000001,null,0.66453779999999996]
[0.31115880000000001,null,0.66453779999999996]
[0.31115880000000001,null,0.66449979999999997]
[0.31115880000000001,null,0.66445980000000004]
[0.31115880000000001,null,0.66439939999999997]
[0.31115880000000001,null,0.66432380000000002]
[0.31115880000000001,null,0.66430690000000003]
[0.31115880000000001,null,0.66426719999999995]
[0.31115880000000001,null,0.66425029999999996]
[0.31115880000000001,null,0.66417009999999999]
[0.31008580000000002,null,0.66412700000000002]
[0.31008580000000002,null,0.66408869999999998]
[0.31008580000000002,null,0.66406600000000005]
[0.31008580000000002,null,0.66404560000000001]
[0.31008580000000002,null,0.66393100000000005]
[0.31008580000000002,null,0.66389299999999996]
[0.31008580000000002,null,0.66385539999999998]
[0.31008580000000002,null,0.6638174]
[0.31008580000000002,null,0.66377900000000001]
[0.31008580000000002,null,0.66366689999999995]
[0.31008580000000002,null,0.6636261]
[0.31008580000000002,null,0.66352160000000004]
[0.31008580000000002,null,0.66350469999999995]
[0.31008580000000002,null,0.66344700000000001]
[0.31008580000000002,null,0.66340699999999997]
[0.31008580000000002,null,0.66338660000000005]
[0.31008580000000002,null,0.66334110000000002]
[0.31008580000000002,null,0.66326479999999999]
[0.30901289999999998,null,0.66324749999999999]
[0.30901289999999998,null,0.66322650000000005]
[0.30901289999999998,null,0.66320920000000005]
[0.30901289999999998,null,0.66315780000000002]
[0.30901289999999998,null,0.66306489999999996]
[0.30901289999999998,null,0.66300650000000005]
[0.30901289999999998,null,0.66288290000000005]
[0.30901289999999998,null,0.66286259999999997]
[0.30901289999999998,null,0.66282419999999997]
[0.30901289999999998,null,0.66278420000000005]
[0.30901289999999998,null,0.6627014]
[0.30901289999999998,null,0.66264100000000004]
[0.30901289999999998,null,0.66261990000000004]
[0.30901289999999998,null,0.66258260000000002]
[0.30901289999999998,null,0.66250350000000002]
[0.30901289999999998,null,0.66242619999999997]
[0.30901289999999998,null,0.66236519999999999]
[0.30901289999999998,null,0.66231059999999997]
[0.30901289999999998,null,0.66225020000000001]
[0.30901289999999998,null,0.66225020000000001]
[0.30901289999999998,null,0.66225020000000001]
[0.30901289999999998,null,0.66225020000000001]
[0.30901289999999998,null,0.66214700000000004]
[0.30901289999999998,null,0.66213010000000005]
[0.30901289999999998,null,0.66209249999999997]
[0.30901289999999998,null,0.66206969999999998]
[0.30793989999999999,null,0.66204870000000005]
[0.30793989999999999,null,0.66197240000000002]
[0.30793989999999999,null,0.66195130000000002]
[0.30793989999999999,null,0.66189260000000005]
[0.30793989999999999,null,0.6618115]
[0.30793989999999999,null,0.6617904]
[0.30793989999999999,null,0.66173210000000005]
[0.30793989999999999,null,0.66169750000000005]
[0.30793989999999999,null,0.66168059999999995]
[0.30793989999999999,null,0.66163850000000002]
[0.30793989999999999,null,0.66156349999999997]
[0.30793989999999999,null,0.66149769999999997]
[0.30793989999999999,null,0.66148039999999997]
[0.30793989999999999,null,0.66140060000000001]
[0.30793989999999999,null,0.66136300000000003]
[0.30793989999999999,null,0.66128370000000003]
[0.30793989999999999,null,0.66124059999999996]
[0.30793989999999999,null,0.66116459999999999]
[0.30793989999999999,null,0.66116459999999999]
[0.30793989999999999,null,0.66110590000000002]
[0.30793989999999999,null,0.66106759999999998]
[0.30793989999999999,null,0.66096189999999999]
[0.306867,null,0.66093919999999995]
[0.306867,null,0.66091639999999996]
[0.306867,null,0.66089540000000002]
[0.306867,null,0.66079209999999999]
[0.306867,null,0.66074829999999996]
[0.306867,null,0.66073099999999996]
[0.306867,null,0.66069650000000002]
[0.306867,null,0.66065850000000004]
[0.306867,null,0.66062120000000002]
[0.306867,null,0.66053499999999998]
[0.306867,null,0.66045390000000004]
[0.306867,null,0.66039899999999996]
[0.306867,null,0.66035580000000005]
[0.306867,null,0.6603348]
[0.306867,null,0.66028370000000003]
[0.3068669,null,0.66026260000000003]
[0.3068669,null,0.66018460000000001]
[0.3068669,null,0.66012970000000004]
[0.3068669,null,0.660107]
[0.3068669,null,0.66003000000000001]
[0.30579400000000001,null,0.65993159999999995]
[0.30579400000000001,null,0.65991469999999997]
[0.30579400000000001,null,0.65987470000000004]
[0.30579400000000001,null,0.65981290000000004]
[0.30579400000000001,null,0.65973729999999997]
[0.30579400000000001,null,0.65967960000000003]
[0.30579400000000001,null,0.65962469999999995]
[0.30579400000000001,null,0.65956230000000005]
[0.30579400000000001,null,0.659524]
[0.30579400000000001,null,0.65950699999999995]
[0.30579400000000001,null,0.65946389999999999]
[0.30579400000000001,null,0.65946389999999999]
[0.30579400000000001,null,0.65938759999999996]
[0.30579400000000001,null,0.65931229999999996]
[0.30579400000000001,null,0.65929539999999998]
[0.30579400000000001,null,0.65919329999999998]
[0.30579400000000001,null,0.65917610000000004]
[0.30579400000000001,null,0.65913840000000001]
[0.30579400000000001,null,0.65907839999999995]
[0.30579400000000001,null,0.65904419999999997]
[0.30579400000000001,null,0.65900210000000004]
[0.30579400000000001,null,0.65898509999999999]
[0.30579400000000001,null,0.65892099999999998]
[0.30579400000000001,null,0.65890369999999998]
[0.30579400000000001,null,0.65890369999999998]
[0.30579400000000001,null,0.65882810000000003]
[0.30579400000000001,null,0.65874900000000003]
[0.30579400000000001,null,0.65870899999999999]
[0.30579400000000001,null,0.65864900000000004]
[0.30579400000000001,null,0.65852469999999996]
[0.30579400000000001,null,0.65852469999999996]
[0.30579400000000001,null,0.65846950000000004]
[0.30579400000000001,null,0.65843180000000001]
[0.30579400000000001,null,0.65843180000000001]
[0.30579400000000001,null,0.65827820000000004]
[0.30579400000000001,null,0.65826099999999999]
[0.30579400000000001,null,0.65826090000000004]
[0.30579400000000001,null,0.65822369999999997]
[0.30579400000000001,null,0.6581629]
[0.30579400000000001,null,0.65808869999999997]
[0.30472100000000002,null,0.65804870000000004]
[0.30472100000000002,null,0.65800320000000001]
[0.30472100000000002,null,0.65800320000000001]
[0.30472100000000002,null,0.65793069999999998]
[0.30472100000000002,null,0.65788930000000001]
[0.30472100000000002,null,0.65783820000000004]
[0.30472100000000002,null,0.65781780000000001]
[0.30472100000000002,null,0.65772390000000003]
[0.30472100000000002,null,0.65763629999999995]
[0.30472100000000002,null,0.65763629999999995]
[0.30472100000000002,null,0.65756380000000003]
[0.30472100000000002,null,0.6575434]
[0.30472100000000002,null,0.65748890000000004]
[0.30472100000000002,null,0.65744570000000002]
[0.30472100000000002,null,0.65740609999999999]
[0.30364809999999998,null,0.65740609999999999]
[0.30364809999999998,null,0.65731039999999996]
[0.30364809999999998,null,0.65728770000000003]
[0.30364809999999998,null,0.65727040000000003]
[0.30364809999999998,null,0.65716410000000003]
[0.30364809999999998,null,0.65716410000000003]
[0.30364809999999998,null,0.65710610000000003]
[0.30364809999999998,null,0.65701149999999997]
[0.30364809999999998,null,0.65696840000000001]
[0.30364809999999998,null,0.65685870000000002]
[0.30364809999999998,null,0.65685870000000002]
[0.30364809999999998,null,0.65682070000000004]
[0.30364809999999998,null,0.65678270000000005]
[0.30364809999999998,null,0.65669509999999998]
[0.30364809999999998,null,0.65665130000000005]
[0.30364809999999998,null,0.65665130000000005]
[0.30364809999999998,null,0.65655189999999997]
[0.30364799999999997,null,0.65653490000000003]
[0.30257509999999999,null,0.65644619999999998]
[0.30257509999999999,null,0.65638439999999998]
[0.30257509999999999,null,0.6563464]
[0.30257509999999999,null,0.65630639999999996]
[0.30257509999999999,null,0.65622119999999995]
[0.30257509999999999,null,0.65612590000000004]
[0.30257509999999999,null,0.65606549999999997]
[0.30257509999999999,null,0.65606549999999997]
[0.30257509999999999,null,0.6560068]
[0.30257509999999999,null,0.65595119999999996]
[0.30257509999999999,null,0.6558929]
[0.30257509999999999,null,0.65587600000000001]
[0.30257509999999999,null,0.65585870000000002]
[0.30257509999999999,null,0.65583599999999997]
[0.30257509999999999,null,0.65580139999999998]
[0.30257509999999999,null,0.65574379999999999]
[0.30257509999999999,null,0.65568369999999998]
[0.30257509999999999,null,0.65563229999999995]
[0.30257509999999999,null,0.65556570000000003]
[0.3015022,null,0.65553150000000004]
[0.3015021,null,0.6555105]
[0.3015021,null,0.65546669999999996]
[0.3015021,null,0.65542449999999997]
[0.3015021,null,0.65540759999999998]
[0.3015021,null,0.65534650000000005]
[0.3015021,null,0.65530650000000001]
[0.3015021,null,0.65528549999999997]
[0.30042920000000001,null,0.65524550000000004]
[0.30042920000000001,null,0.65516640000000004]
[0.30042920000000001,null,0.6550511]
[0.30042920000000001,null,0.65499379999999996]
[0.30042920000000001,null,0.654922]
[0.30042920000000001,null,0.65490470000000001]
[0.30042920000000001,null,0.65486330000000004]
[0.30042920000000001,null,0.65482499999999999]
[0.30042920000000001,null,0.65475669999999997]
[0.30042920000000001,null,0.65467149999999996]
[0.30042920000000001,null,0.65467149999999996]
[0.30042920000000001,null,0.65461040000000004]
[0.30042920000000001,null,0.65457659999999995]
[0.30042920000000001,null,0.65453349999999999]
[0.30042920000000001,null,0.65447650000000002]
[0.29935620000000002,null,0.65445379999999997]
[0.29935620000000002,null,0.65445379999999997]
[0.29935620000000002,null,0.65441930000000004]
[0.29935620000000002,null,0.65438160000000001]
[0.29935620000000002,null,0.65428390000000003]
[0.29935620000000002,null,0.6542249]
[0.29935620000000002,null,0.6542038]
[0.29935620000000002,null,0.65416649999999998]
[0.29935620000000002,null,0.65416649999999998]
[0.29828329999999997,null,0.65412340000000002]
[0.29828329999999997,null,0.65410299999999999]
[0.29828329999999997,null,0.65404779999999996]
[0.29828329999999997,null,0.65402499999999997]
[0.29828329999999997,null,0.65394909999999995]
[0.29828329999999997,null,0.65390939999999997]
[0.29828329999999997,null,0.65385170000000004]
[0.29828329999999997,null,0.65383449999999999]
[0.29828329999999997,null,0.65377209999999997]
[0.29828329999999997,null,0.65375479999999997]
[0.29828329999999997,null,0.65375479999999997]
[0.29828329999999997,null,0.65373199999999998]
[0.29828329999999997,null,0.65369409999999994]
[0.29828329999999997,null,0.65363499999999997]
[0.29828329999999997,null,0.6535763]
[0.29828329999999997,null,0.65355589999999997]
[0.29828329999999997,null,0.65353559999999999]
[0.29828329999999997,null,0.6535145]
[0.29828329999999997,null,0.65349170000000001]
[0.29828320000000003,null,0.65337440000000002]
[0.29828320000000003,null,0.65334060000000005]
[0.29828320000000003,null,0.65329919999999997]
[0.29721029999999998,null,0.65326150000000005]
[0.29721029999999998,null,0.65320420000000001]
[0.29721029999999998,null,0.65316589999999997]
[0.29721029999999998,null,0.6531228]
[0.29721029999999998,null,0.65308200000000005]
[0.29721029999999998,null,0.65303820000000001]
[0.29721029999999998,null,0.65298259999999997]
[0.29721029999999998,null,0.65292740000000005]
[0.29721029999999998,null,0.65292740000000005]
[0.29721029999999998,null,0.6528756]
[0.29721029999999998,null,0.65285519999999997]
[0.29721029999999998,null,0.65279830000000005]
[0.29721029999999998,null,0.65271860000000004]
[0.29721029999999998,null,0.65270139999999999]
[0.29721029999999998,null,0.65265919999999999]
[0.29721029999999998,null,0.65263649999999995]
[0.29721029999999998,null,0.65261959999999997]
[0.29721029999999998,null,0.65256429999999999]
[0.29613729999999999,null,0.65256429999999999]
[0.29613729999999999,null,0.65246179999999998]
[0.29613729999999999,null,0.65242180000000005]
[0.29613729999999999,null,0.65238450000000003]
[0.29613729999999999,null,0.65238450000000003]
[0.29613729999999999,null,0.65236179999999999]
[0.29613729999999999,null,0.65224890000000002]
[0.29613729999999999,null,0.65220339999999999]
[0.29613729999999999,null,0.65218640000000005]
[0.29613729999999999,null,0.65213120000000002]
[0.29613729999999999,null,0.65208969999999999]
[0.29613729999999999,null,0.65205139999999995]
[0.29613729999999999,null,0.65205139999999995]
[0.29613729999999999,null,0.65203449999999996]
[0.29613729999999999,null,0.65201339999999997]
[0.29613729999999999,null,0.65190720000000002]
[0.29613729999999999,null,0.65188679999999999]
[0.29613729999999999,null,0.65182819999999997]
[0.29613729999999999,null,0.65179089999999995]
[0.29613729999999999,null,0.6517908]
[0.2950644,null,0.65167010000000003]
[0.2950644,null,0.65167010000000003]
[0.2950644,null,0.65165320000000004]
[0.2950644,null,0.65163210000000005]
[0.2950644,null,0.65154679999999998]
[0.2950644,null,0.65148410000000001]
[0.2950644,null,0.65140989999999999]
[0.2950644,null,0.65140989999999999]
[0.2950644,null,0.65138949999999995]
[0.2950644,null,0.65132909999999999]
[0.2950644,null,0.65132909999999999]
[0.2950644,null,0.65124530000000003]
[0.2950644,null,0.65118659999999995]
[0.2950644,null,0.65116390000000002]
[0.2950644,null,0.65109729999999999]
[0.29399140000000001,null,0.65109729999999999]
[0.29399140000000001,null,0.65105659999999999]
[0.29399140000000001,null,0.65096370000000003]
[0.29399140000000001,null,0.6509298]
[0.29399140000000001,null,0.6508273]
[0.29399140000000001,null,0.6507404]
[0.29399140000000001,null,0.6507193]
[0.29399140000000001,null,0.65065930000000005]
[0.29399140000000001,null,0.65062690000000001]
[0.29399140000000001,null,0.65058130000000003]
[0.29399140000000001,null,0.65058130000000003]
[0.29291850000000003,null,0.65056020000000003]
[0.29291850000000003,null,0.65056020000000003]
[0.29291850000000003,null,0.65048289999999998]
[0.29291850000000003,null,0.65042350000000004]
[0.29291850000000003,null,0.65032509999999999]
[0.29291850000000003,null,0.65030469999999996]
[0.29291850000000003,null,0.6502405]
[0.29291850000000003,null,0.65022020000000003]
[0.29291850000000003,null,0.65020319999999998]
[0.29291850000000003,null,0.65012179999999997]
[0.29291850000000003,null,0.65008730000000003]
[0.29291850000000003,null,0.65005000000000002]
[0.29291840000000002,null,0.64998579999999995]
[0.29291840000000002,null,0.64998579999999995]
[0.29291840000000002,null,0.64996299999999996]
[0.29291840000000002,null,0.64991989999999999]
[0.29184549999999998,null,0.64988570000000001]
[0.29184549999999998,null,0.64979050000000005]
[0.29184549999999998,null,0.64973210000000003]
[0.29184549999999998,null,0.64969069999999995]
[0.29184549999999998,null,0.64965340000000005]
[0.29184549999999998,null,0.64961919999999995]
[0.29184549999999998,null,0.64955099999999999]
[0.29184549999999998,null,0.64953369999999999]
[0.29184549999999998,null,0.64951680000000001]
[0.29184549999999998,null,0.64951680000000001]
[0.29184549999999998,null,0.64938910000000005]
[0.29184549999999998,null,0.64932800000000002]
[0.29077249999999999,null,0.64927000000000001]
[0.29077249999999999,null,0.64925310000000003]
[0.29077249999999999,null,0.64921890000000004]
[0.29077249999999999,null,0.64916050000000003]
[0.29077249999999999,null,0.64912219999999998]
[0.29077249999999999,null,0.64904110000000004]
[0.29077249999999999,null,0.6489393]
[0.29077249999999999,null,0.64889960000000002]
[0.29077249999999999,null,0.64886200000000005]
[0.29077249999999999,null,0.64880090000000001]
[0.29077249999999999,null,0.6487385]
[0.29077249999999999,null,0.64871809999999996]
[0.29077249999999999,null,0.64862589999999998]
[0.29077249999999999,null,0.64860490000000004]
[0.2896996,null,0.64854679999999998]
[0.2896996,null,0.64851270000000005]
[0.2896996,null,0.64847120000000003]
[0.2896996,null,0.64845399999999997]
[0.2896996,null,0.6483932]
[0.2896996,null,0.64837219999999995]
[0.2896996,null,0.64833249999999998]
[0.2896996,null,0.64830980000000005]
[0.2896996,null,0.64822100000000005]
[0.2896996,null,0.64816059999999998]
[0.2896996,null,0.64812099999999995]
[0.2896996,null,0.64806059999999999]
[0.2896996,null,0.64804329999999999]
[0.2896996,null,0.64802289999999996]
[0.2896996,null,0.64802289999999996]
[0.2896996,null,0.64798149999999999]
[0.2896996,null,0.6479646]
[0.2896996,null,0.64784509999999995]
[0.2896996,null,0.64782819999999997]
[0.2896996,null,0.64782819999999997]
[0.2896996,null,0.64780550000000003]
[0.2896996,null,0.64775059999999995]
[0.2896996,null,0.64770680000000003]
[0.2896996,null,0.64765189999999995]
[0.2896996,null,0.64761460000000004]
[0.2896996,null,0.64754210000000001]
[0.2896996,null,0.64751930000000002]
[0.28862660000000001,null,0.64746099999999995]
[0.28862660000000001,null,0.64743819999999996]
[0.28862660000000001,null,0.64740059999999999]
[0.28862660000000001,null,0.6473622]
[0.28862660000000001,null,0.64730390000000004]
[0.28862660000000001,null,0.64722170000000001]
[0.28862660000000001,null,0.64716099999999999]
[0.28862660000000001,null,0.64710270000000003]
[0.28862660000000001,null,0.64701920000000002]
[0.28862660000000001,null,0.64697769999999999]
[0.28862660000000001,null,0.64693460000000003]
[0.28862660000000001,null,0.64691359999999998]
[0.28862660000000001,null,0.64689660000000004]
[0.28862660000000001,null,0.64689660000000004]
[0.28862660000000001,null,0.64684520000000001]
[0.28862660000000001,null,0.64682790000000001]
[0.28862660000000001,null,0.64680680000000002]
[0.28755370000000002,null,0.64673119999999995]
[0.28755370000000002,null,0.64668740000000002]
[0.28755370000000002,null,0.6466094]
[0.28755370000000002,null,0.64656800000000003]
[0.28755370000000002,null,0.6465303]
[0.28755370000000002,null,0.64648660000000002]
[0.28755370000000002,null,0.64646959999999998]
[0.28755360000000002,null,0.64642960000000005]
[0.28755360000000002,null,0.64637020000000001]
[0.28755360000000002,null,0.64633019999999997]
[0.28755360000000002,null,0.64630920000000003]
[0.28755360000000002,null,0.64628810000000003]
[0.28755360000000002,null,0.64623010000000003]
[0.28755360000000002,null,0.64623010000000003]
[0.28755360000000002,null,0.64623010000000003]
[0.28755360000000002,null,0.6460941]
[0.28755360000000002,null,0.64603299999999997]
[0.28755360000000002,null,0.64598920000000004]
[0.28648069999999998,null,0.6459492]
[0.28648069999999998,null,0.64588909999999999]
[0.28648069999999998,null,0.64584770000000002]
[0.28648069999999998,null,0.64577320000000005]
[0.28648069999999998,null,0.6457562]
[0.28648069999999998,null,0.6457562]
[0.28648069999999998,null,0.64573590000000003]
[0.28648069999999998,null,0.64573590000000003]
[0.28648069999999998,null,0.64567580000000002]
[0.28648069999999998,null,0.64567580000000002]
[0.28648069999999998,null,0.64562399999999998]
[0.28648069999999998,null,0.64560680000000004]
[0.28648069999999998,null,0.64550839999999998]
[0.28648069999999998,null,0.64544769999999996]
[0.28648069999999998,null,0.64539310000000005]
[0.28648069999999998,null,0.6453721]
[0.28648069999999998,null,0.64532889999999998]
[0.28540769999999999,null,0.64530620000000005]
[0.28540769999999999,null,0.6452078]
[0.28540769999999999,null,0.64519090000000001]
[0.28540769999999999,null,0.64512840000000005]
[0.28540769999999999,null,0.6450939]
[0.28540769999999999,null,0.6450939]
[0.28540769999999999,null,0.64505420000000002]
[0.28540769999999999,null,0.64497970000000004]
[0.28540769999999999,null,0.64494549999999995]
[0.28540769999999999,null,0.64488860000000003]
[0.2843348,null,0.64484640000000004]
[0.2843348,null,0.64482950000000006]
[0.2843348,null,0.64476840000000002]
[0.2843348,null,0.64474810000000005]
[0.2843348,null,0.64472529999999995]
[0.2843348,null,0.64466109999999999]
[0.2843348,null,0.64466109999999999]
[0.2843348,null,0.64464080000000001]
[0.2843348,null,0.64460070000000003]
[0.2843348,null,0.64457799999999998]
[0.2843348,null,0.64457799999999998]
[0.2843348,null,0.64455689999999999]
[0.2843348,null,0.64450580000000002]
[0.2843348,null,0.64442440000000001]
[0.2843348,null,0.64440750000000002]
[0.2843348,null,0.64440750000000002]
[0.2843348,null,0.64438709999999999]
[0.2843348,null,0.64434400000000003]
[0.2843348,null,0.64428669999999999]
[0.2843348,null,0.64417069999999998]
[0.2843348,null,0.64414970000000005]
[0.2843348,null,0.64412930000000002]
[0.28326180000000001,null,0.64407440000000005]
[0.28326180000000001,null,0.64407440000000005]
[0.28326180000000001,null,0.64403670000000002]
[0.28326180000000001,null,0.64397979999999999]
[0.28326180000000001,null,0.64390040000000004]
[0.28326180000000001,null,0.64387930000000004]
[0.28326180000000001,null,0.64382819999999996]
[0.28326180000000001,null,0.64379090000000005]
[0.28326180000000001,null,0.64371179999999995]
[0.28326180000000001,null,0.64371179999999995]
[0.28326180000000001,null,0.64371179999999995]
[0.28326180000000001,null,0.64367450000000004]
[0.28326180000000001,null,0.6436307]
[0.28326180000000001,null,0.64355649999999998]
[0.28326180000000001,null,0.64351510000000001]
[0.28326180000000001,null,0.64349780000000001]
[0.28218880000000002,null,0.64345399999999997]
[0.28218880000000002,null,0.64341020000000004]
[0.28218880000000002,null,0.64338919999999999]
[0.28218880000000002,null,0.64331459999999996]
[0.28218880000000002,null,0.64329769999999997]
[0.28218880000000002,null,0.64325969999999999]
[0.28218880000000002,null,0.64320520000000003]
[0.28218880000000002,null,0.64318790000000003]
[0.28218880000000002,null,0.6431268]
[0.28218880000000002,null,0.64304459999999997]
[0.28218880000000002,null,0.64300389999999996]
[0.28218880000000002,null,0.6429262]
[0.28218880000000002,null,0.64286750000000004]
[0.28218880000000002,null,0.64282790000000001]
[0.28218880000000002,null,0.64280749999999998]
[0.28218880000000002,null,0.64268809999999998]
[0.28111589999999997,null,0.64264730000000003]
[0.28111589999999997,null,0.64263040000000005]
[0.28111589999999997,null,0.64256999999999997]
[0.28111589999999997,null,0.64255309999999999]
[0.28111589999999997,null,0.64248959999999999]
[0.28111589999999997,null,0.64245540000000001]
[0.28111589999999997,null,0.64245540000000001]
[0.28111589999999997,null,0.64241570000000003]
[0.28111589999999997,null,0.64234119999999995]
[0.28111589999999997,null,0.64227769999999995]
[0.28111589999999997,null,0.64227769999999995]
[0.28111589999999997,null,0.64215449999999996]
[0.28111589999999997,null,0.64213750000000003]
[0.28004289999999998,null,0.64207990000000004]
[0.28004289999999998,null,0.64207990000000004]
[0.28004289999999998,null,0.64197570000000004]
[0.27897,null,0.64197570000000004]
[0.27897,null,0.64192009999999999]
[0.27897,null,0.64185899999999996]
[0.27897,null,0.64178480000000004]
[0.27897,null,0.64174410000000004]
[0.27897,null,0.6416288]
[0.27897,null,0.64160839999999997]
[0.27897,null,0.6415535]
[0.27897,null,0.64151550000000002]
[0.27897,null,0.64145680000000005]
[0.27897,null,0.64145680000000005]
[0.27897,null,0.64145680000000005]
[0.27897,null,0.64145680000000005]
[0.27897,null,0.64138530000000005]
[0.27897,null,0.6413063]
[0.27897,null,0.64128350000000001]
[0.27897,null,0.64122080000000004]
[0.27897,null,0.64122080000000004]
[0.27897,null,0.64120350000000004]
[0.27896989999999999,null,0.6411424]
[0.27896989999999999,null,0.64109859999999996]
[0.27789700000000001,null,0.64109859999999996]
[0.27789700000000001,null,0.64108169999999998]
[0.27789700000000001,null,0.64106059999999998]
[0.27789700000000001,null,0.64097950000000004]
[0.27789700000000001,null,0.64095849999999999]
[0.27789700000000001,null,0.64090389999999997]
[0.27789700000000001,null,0.64086969999999999]
[0.27789700000000001,null,0.64083210000000002]
[0.27789700000000001,null,0.64081480000000002]
[0.27682400000000001,null,0.64081480000000002]
[0.27682400000000001,null,0.6407524]
[0.27682400000000001,null,0.64067269999999998]
[0.27682400000000001,null,0.64062949999999996]
[0.27682400000000001,null,0.64060910000000004]
[0.27682400000000001,null,0.64057120000000001]
[0.27682400000000001,null,0.64052799999999999]
[0.27682400000000001,null,0.64049350000000005]
[0.27682400000000001,null,0.64041890000000001]
[0.27682400000000001,null,0.64035620000000004]
[0.27682400000000001,null,0.64028399999999996]
[0.27682400000000001,null,0.64026360000000004]
[0.27682400000000001,null,0.64016209999999996]
[0.27682400000000001,null,0.64013940000000003]
[0.27682400000000001,null,0.64009939999999999]
[0.27682400000000001,null,0.6400825]
[0.27575110000000003,null,0.6400652]
[0.27575110000000003,null,0.64000270000000004]
[0.27575110000000003,null,0.63996819999999999]
[0.27575110000000003,null,0.63990809999999998]
[0.27575110000000003,null,0.63986500000000002]
[0.27575110000000003,null,0.63978290000000004]
[0.27575110000000003,null,0.63976599999999995]
[0.27575110000000003,null,0.63972209999999996]
[0.27575110000000003,null,0.63968800000000003]
[0.27575110000000003,null,0.63968800000000003]
[0.27575110000000003,null,0.63964410000000005]
[0.27575110000000003,null,0.63960620000000001]
[0.27467809999999998,null,0.63958930000000003]
[0.27467809999999998,null,0.63952580000000003]
[0.27467809999999998,null,0.63948850000000002]
[0.27467809999999998,null,0.63948850000000002]
[0.27467809999999998,null,0.63945050000000003]
[0.27467809999999998,null,0.63941630000000005]
[0.27467809999999998,null,0.63937630000000001]
[0.27467809999999998,null,0.63931519999999997]
[0.27467809999999998,null,0.63931519999999997]
[0.27467809999999998,null,0.6392776]
[0.27467809999999998,null,0.63917579999999996]
[0.27360519999999999,null,0.63913850000000005]
[0.27360519999999999,null,0.63909769999999999]
[0.27360519999999999,null,0.63906350000000001]
[0.27360519999999999,null,0.63900690000000004]
[0.27360519999999999,null,0.63892959999999999]
[0.27360519999999999,null,0.63892959999999999]
[0.27360519999999999,null,0.63888959999999995]
[0.27360519999999999,null,0.63887229999999995]
[0.27360519999999999,null,0.63881710000000003]
[0.27360519999999999,null,0.63874220000000004]
[0.27360509999999999,null,0.63866420000000002]
[0.2725322,null,0.63864379999999998]
[0.27145920000000001,null,0.63856100000000005]
[0.27145920000000001,null,0.63851959999999996]
[0.27145920000000001,null,0.63850269999999998]
[0.27038630000000002,null,0.63844710000000005]
[0.27038630000000002,null,0.63842600000000005]
[0.27038630000000002,null,0.63840870000000005]
[0.27038630000000002,null,0.63836729999999997]
[0.27038630000000002,null,0.63836729999999997]
[0.27038630000000002,null,0.63830480000000001]
[0.26931329999999998,null,0.63826680000000002]
[0.26931329999999998,null,0.63824950000000003]
[0.26931329999999998,null,0.63817120000000005]
[0.26931329999999998,null,0.63810869999999997]
[0.26931329999999998,null,0.63804629999999996]
[0.26824039999999999,null,0.63802590000000003]
[0.26824039999999999,null,0.63799170000000005]
[0.2671674,null,0.6379707]
[0.2671674,null,0.63785029999999998]
[0.26609440000000001,null,0.63785020000000003]
[0.26609440000000001,null,0.6377912]
[0.26609440000000001,null,0.6377159]
[0.26609440000000001,null,0.63767620000000003]
[0.26609440000000001,null,0.63764169999999998]
[0.26502150000000002,null,0.63762129999999995]
[0.26502150000000002,null,0.63762129999999995]
[0.26502150000000002,null,0.63756440000000003]
[0.26394849999999997,null,0.63741380000000003]
[0.26394849999999997,null,0.63735450000000005]
[0.26394849999999997,null,0.63727370000000005]
[0.26394849999999997,null,0.63725330000000002]
[0.26287549999999998,null,0.63719389999999998]
[0.26287549999999998,null,0.63717120000000005]
[0.26287549999999998,null,0.63709009999999999]
[0.26287549999999998,null,0.63704859999999996]
[0.2618026,null,0.63702829999999999]
[0.2618026,null,0.63696750000000002]
[0.2618026,null,0.63692959999999998]
[0.2618026,null,0.63683230000000002]
[0.26072960000000001,null,0.63683230000000002]
[0.26072960000000001,null,0.63674629999999999]
[0.26072960000000001,null,0.63660620000000001]
[0.25965670000000002,null,0.63656469999999998]
[0.25965670000000002,null,0.63650669999999998]
[0.25965660000000002,null,0.63647290000000001]
[0.25858370000000003,null,0.63643559999999999]
[0.25858370000000003,null,0.63638070000000002]
[0.25858370000000003,null,0.63636340000000002]
[0.25643779999999999,null,0.63636340000000002]
[0.25643779999999999,null,0.6362854]
[0.2553648,null,0.63623090000000004]
[0.2553648,null,0.63619669999999995]
[0.2553648,null,0.63615529999999998]
[0.2553648,null,0.63609280000000001]
[0.2553648,null,0.63596059999999999]
[0.25429190000000002,null,0.63591679999999995]
[0.25429180000000001,null,0.63589649999999998]
[0.25429180000000001,null,0.63589640000000003]
[0.25429180000000001,null,0.6358568]
[0.25321890000000002,null,0.6358568]
[0.25321890000000002,null,0.6358357]
[0.25214589999999998,null,0.63578389999999996]
[0.25214589999999998,null,0.63574660000000005]
[0.25214589999999998,null,0.63568250000000004]
[0.25214589999999998,null,0.63564520000000002]
[0.25107299999999999,null,0.63564509999999996]
[0.25107299999999999,null,0.63552719999999996]
[0.25107299999999999,null,0.63546809999999998]
[0.25107299999999999,null,0.63544540000000005]
[0.25107299999999999,null,0.63536389999999998]
[0.25107299999999999,null,0.63534120000000005]
[0.25107299999999999,null,0.63528689999999999]
[0.25,null,0.63516689999999998]
[0.24892700000000001,null,0.63510650000000002]
[0.24892700000000001,null,0.63506850000000004]
[0.24785409999999999,null,0.63503089999999995]
[0.24785409999999999,null,0.63501359999999996]
[0.24785409999999999,null,0.63501359999999996]
[0.24785409999999999,null,0.63492499999999996]
[0.24785409999999999,null,0.63490389999999997]
[0.2467811,null,0.63488350000000005]
[0.24570819999999999,null,0.63483970000000001]
[0.24570819999999999,null,0.63477939999999999]
[0.24570819999999999,null,0.63476239999999995]
[0.2446352,null,0.63466920000000004]
[0.2446352,null,0.63463119999999995]
[0.2446352,null,0.63455320000000004]
[0.24356220000000001,null,0.63453040000000005]
[0.24356220000000001,null,0.63453040000000005]
[0.24356220000000001,null,0.63451310000000005]
[0.24248929999999999,null,0.63449619999999995]
[0.24248929999999999,null,0.63447350000000002]
[0.24248929999999999,null,0.63447350000000002]
[0.24248929999999999,null,0.63438269999999997]
[0.24248929999999999,null,0.6343162]
[0.24248929999999999,null,0.6343162]
[0.24248929999999999,null,0.63419740000000002]
[0.2414163,null,0.63415359999999998]
[0.24034340000000001,null,0.63409910000000003]
[0.24034340000000001,null,0.63409899999999997]
[0.24034330000000001,null,0.63403659999999995]
[0.23927039999999999,null,0.63401560000000001]
[0.23927039999999999,null,0.63397179999999997]
[0.23927039999999999,null,0.63395140000000005]
[0.2381974,null,0.63393100000000002]
[0.2381974,null,0.63389649999999997]
[0.23712449999999999,null,0.63386229999999999]
[0.23712449999999999,null,0.63386229999999999]
[0.2360515,null,0.63380700000000001]
[0.2360515,null,0.63375250000000005]
[0.2360515,null,0.63371040000000001]
[0.23497860000000001,null,0.63371040000000001]
[0.23497850000000001,null,0.63361089999999998]
[0.23390559999999999,null,0.63357640000000004]
[0.23390559999999999,null,0.63355600000000001]
[0.23390559999999999,null,0.63344420000000001]
[0.23390559999999999,null,0.63344420000000001]
[0.23390559999999999,null,0.63339869999999998]
[0.2328326,null,0.63337759999999999]
[0.2328326,null,0.63337759999999999]
[0.2328326,null,0.63330200000000003]
[0.2328326,null,0.63326059999999995]
[0.23175970000000001,null,0.63318839999999998]
[0.23175970000000001,null,0.63315010000000005]
[0.23175970000000001,null,0.63308889999999995]
[0.23068669999999999,null,0.63304340000000003]
[0.2296137,null,0.63304340000000003]
[0.2296137,null,0.63304340000000003]
[0.22854079999999999,null,0.63298650000000001]
[0.22854079999999999,null,0.63295230000000002]
[0.22854079999999999,null,0.63289130000000005]
[0.22854079999999999,null,0.63287090000000001]
[0.22854079999999999,null,0.63276770000000004]
[0.22639490000000001,null,0.63270349999999997]
[0.22532189999999999,null,0.63264790000000004]
[0.22532189999999999,null,0.63262689999999999]
[0.22532189999999999,null,0.63257229999999998]
[0.2242489,null,0.63255510000000004]
[0.2242489,null,0.63248850000000001]
[0.22317600000000001,null,0.63247120000000001]
[0.22317600000000001,null,0.63245399999999996]
[0.22210299999999999,null,0.63235980000000003]
[0.22210299999999999,null,0.63234250000000003]
[0.22210299999999999,null,0.63231979999999999]
[0.22103,null,0.63225869999999995]
[0.22103,null,0.63222449999999997]
[0.22103,null,0.63220410000000005]
[0.22103,null,0.63218370000000002]
[0.22103,null,0.63216340000000004]
[0.21995709999999999,null,0.63214230000000005]
[0.21995709999999999,null,0.63208330000000001]
[0.2188841,null,0.63206600000000002]
[0.2188841,null,0.6320287]
[0.21781120000000001,null,0.63192519999999996]
[0.21673819999999999,null,0.63192519999999996]
[0.21673819999999999,null,0.63186410000000004]
[0.21673819999999999,null,0.63178749999999995]
[0.21459230000000001,null,0.63176710000000003]
[0.21459230000000001,null,0.6317005]
[0.21459230000000001,null,0.63160349999999998]
[0.21459230000000001,null,0.63158309999999995]
[0.21459230000000001,null,0.63158309999999995]
[0.2135193,null,0.63154310000000002]
[0.2135193,null,0.63152620000000004]
[0.2135193,null,0.6314689]
[0.21244640000000001,null,0.63143470000000002]
[0.21244640000000001,null,0.63141369999999997]
[0.2124463,null,0.63139089999999998]
[0.2124463,null,0.63125699999999996]
[0.2124463,null,0.63117480000000004]
[0.21137339999999999,null,0.63115200000000005]
[0.21137339999999999,null,0.63111779999999995]
[0.21137339999999999,null,0.63111779999999995]
[0.21137339999999999,null,0.63107639999999998]
[0.2103004,null,0.63103500000000001]
[0.2103004,null,0.63103489999999995]
[0.2103004,null,0.63099490000000003]
[0.2103004,null,0.63094039999999996]
[0.2103004,null,0.63089660000000003]
[0.2103004,null,0.63081719999999997]
[0.2103004,null,0.63077399999999995]
[0.20922750000000001,null,0.63073089999999998]
[0.20922750000000001,null,0.63065289999999996]
[0.20922750000000001,null,0.63065289999999996]
[0.20922750000000001,null,0.63063190000000002]
[0.20922750000000001,null,0.63059180000000004]
[0.20815449999999999,null,0.63057149999999995]
[0.20815449999999999,null,0.63051109999999999]
[0.2070815,null,0.63049069999999996]
[0.2070815,null,0.63040719999999995]
[0.20600859999999999,null,0.63035229999999998]
[0.20600859999999999,null,0.63033539999999999]
[0.2049356,null,0.63027120000000003]
[0.2049356,null,0.63021179999999999]
[0.20386270000000001,null,0.63013660000000005]
[0.20386270000000001,null,0.63009649999999995]
[0.20278969999999999,null,0.63009649999999995]
[0.20278969999999999,null,0.63009649999999995]
[0.20278969999999999,null,0.63001580000000001]
[0.20278969999999999,null,0.63001580000000001]
[0.2017167,null,0.62998160000000003]
[0.2017167,null,0.62994740000000005]
[0.2017167,null,0.62990429999999997]
[0.20064380000000001,null,0.62988699999999997]
[0.20064380000000001,null,0.629826]
[0.20064380000000001,null,0.62978800000000001]
[0.19957079999999999,null,0.62972689999999998]
[0.19957079999999999,null,0.62970649999999995]
[0.19957079999999999,null,0.62963499999999994]
[0.19957079999999999,null,0.62957700000000005]
[0.19957079999999999,null,0.62953320000000001]
[0.19957079999999999,null,0.62949489999999997]
[0.1984979,null,0.62949489999999997]
[0.1984979,null,0.62945410000000002]
[0.19742489999999999,null,0.62945410000000002]
[0.1963519,null,0.62936539999999996]
[0.1963519,null,0.62936539999999996]
[0.19527900000000001,null,0.62934500000000004]
[0.19527900000000001,null,0.62927920000000004]
[0.19527900000000001,null,0.62925810000000004]
[0.19527900000000001,null,0.62923530000000005]
[0.19420599999999999,null,0.62921839999999996]
[0.19420599999999999,null,0.62917460000000003]
[0.1931331,null,0.62913079999999999]
[0.193133,null,0.62913079999999999]
[0.193133,null,0.62909250000000005]
[0.193133,null,0.62904099999999996]
[0.193133,null,0.62904099999999996]
[0.193133,null,0.62896850000000004]
[0.193133,null,0.62893120000000002]
[0.19206010000000001,null,0.62887289999999996]
[0.19206010000000001,null,0.62885590000000002]
[0.19098709999999999,null,0.62877280000000002]
[0.19098709999999999,null,0.62873860000000004]
[0.18991420000000001,null,0.62868299999999999]
[0.18991420000000001,null,0.62866029999999995]
[0.18884119999999999,null,0.62862229999999997]
[0.18884119999999999,null,0.62854019999999999]
[0.18884119999999999,null,0.62849710000000003]
[0.1877682,null,0.62842140000000002]
[0.1877682,null,0.62840419999999997]
[0.18669530000000001,null,0.62838729999999998]
[0.18562229999999999,null,0.62836619999999999]
[0.1845494,null,0.62830889999999995]
[0.1845494,null,0.62827060000000001]
[0.18347640000000001,null,0.62825019999999998]
[0.18347640000000001,null,0.62823329999999999]
[0.18347640000000001,null,0.6282122]
[0.18240339999999999,null,0.6282122]
[0.18240339999999999,null,0.62813490000000005]
[0.18133050000000001,null,0.62807659999999998]
[0.18025749999999999,null,0.62803109999999995]
[0.1791846,null,0.62798799999999999]
[0.1791845,null,0.62797069999999999]
[0.17811160000000001,null,0.62791200000000003]
[0.17811160000000001,null,0.62784960000000001]
[0.17811160000000001,null,0.62778889999999998]
[0.17811160000000001,null,0.62775429999999999]
[0.17703859999999999,null,0.62769430000000004]
[0.17703859999999999,null,0.62767700000000004]
[0.17703859999999999,null,0.62761279999999997]
[0.17703859999999999,null,0.62759560000000003]
[0.17703859999999999,null,0.62747750000000002]
[0.17489270000000001,null,0.62741910000000001]
[0.17489270000000001,null,0.62739869999999998]
[0.1738198,null,0.62739869999999998]
[0.17274680000000001,null,0.62736460000000005]
[0.17274680000000001,null,0.62732659999999996]
[0.17274680000000001,null,0.6272858]
[0.17167379999999999,null,0.62725160000000002]
[0.17167379999999999,null,0.62719130000000001]
[0.17167379999999999,null,0.62713600000000003]
[0.17167379999999999,null,0.62708079999999999]
[0.1706009,null,0.62708070000000005]
[0.1706009,null,0.62702040000000003]
[0.1706009,null,0.62697729999999996]
[0.1706009,null,0.62691649999999999]
[0.1706009,null,0.62689620000000001]
[0.16845489999999999,null,0.62689609999999996]
[0.16845489999999999,null,0.62684439999999997]
[0.167382,null,0.62678670000000003]
[0.167382,null,0.62674289999999999]
[0.167382,null,0.6267218]
[0.16630900000000001,null,0.62670139999999996]
[0.16630900000000001,null,0.62668449999999998]
[0.16630900000000001,null,0.62668449999999998]
[0.1652361,null,0.6266273]
[0.16523599999999999,null,0.62660689999999997]
[0.16416310000000001,null,0.62658650000000005]
[0.16416310000000001,null,0.62650269999999997]
[0.16416310000000001,null,0.62645890000000004]
[0.16309009999999999,null,0.62641570000000002]
[0.16309009999999999,null,0.62638159999999998]
[0.16309009999999999,null,0.62636429999999998]
[0.1620172,null,0.62630940000000002]
[0.1620172,null,0.62629210000000002]
[0.1620172,null,0.62629210000000002]
[0.16094420000000001,null,0.62624899999999994]
[0.15987119999999999,null,0.62616760000000005]
[0.1587983,null,0.62610889999999997]
[0.15772530000000001,null,0.62607049999999997]
[0.15772530000000001,null,0.62607049999999997]
[0.1566524,null,0.62604780000000004]
[0.1566524,null,0.62604780000000004]
[0.1566524,null,0.62601359999999995]
[0.15557940000000001,null,0.62593560000000004]
[0.15557940000000001,null,0.62593560000000004]
[0.15557940000000001,null,0.62587870000000001]
[0.15450639999999999,null,0.62585829999999998]
[0.15450639999999999,null,0.62583719999999998]
[0.1534335,null,0.62579989999999996]
[0.1534335,null,0.62579989999999996]
[0.15236050000000001,null,0.62574540000000001]
[0.15236050000000001,null,0.62570709999999996]
[0.15236050000000001,null,0.62568979999999996]
[0.15236050000000001,null,0.62566940000000004]
[0.15236050000000001,null,0.62562629999999997]
[0.15128759999999999,null,0.62560360000000004]
[0.1502146,null,0.62556350000000005]
[0.1502146,null,0.62548789999999999]
[0.1502146,null,0.62542520000000001]
[0.1502146,null,0.62540479999999998]
[0.14914160000000001,null,0.62536329999999996]
[0.14914160000000001,null,0.62530470000000005]
[0.1480687,null,0.62526499999999996]
[0.1480687,null,0.62524809999999997]
[0.14699570000000001,null,0.62524809999999997]
[0.14699570000000001,null,0.6252084]
[0.14592269999999999,null,0.62514800000000004]
[0.14592269999999999,null,0.62508859999999999]
[0.1448498,null,0.62500409999999995]
[0.1448498,null,0.62500409999999995]
[0.1448498,null,0.62500409999999995]
[0.1448498,null,0.62498679999999995]
[0.1448498,null,0.62494879999999997]
[0.1448498,null,0.6248901]
[0.14377680000000001,null,0.62486969999999997]
[0.14377680000000001,null,0.6248321]
[0.1416309,null,0.6248321]
[0.1416309,null,0.62475789999999998]
[0.1416309,null,0.62474059999999998]
[0.1416309,null,0.62474059999999998]
[0.14055799999999999,null,0.62467989999999995]
[0.14055790000000001,null,0.62467989999999995]
[0.14055790000000001,null,0.62463780000000002]
[0.14055790000000001,null,0.62456979999999995]
[0.14055790000000001,null,0.62452660000000004]
[0.14055790000000001,null,0.6244883]
[0.139485,null,0.62445070000000003]
[0.13841200000000001,null,0.62445070000000003]
[0.13733909999999999,null,0.62440519999999999]
[0.13733909999999999,null,0.62430680000000005]
[0.13733909999999999,null,0.6242896]
[0.13733909999999999,null,0.6242723]
[0.13733909999999999,null,0.62423499999999998]
[0.13519310000000001,null,0.62419360000000002]
[0.13412019999999999,null,0.6241352]
[0.1330472,null,0.62409689999999995]
[0.1330472,null,0.62399119999999997]
[0.13197429999999999,null,0.62397400000000003]
[0.13197420000000001,null,0.62393399999999999]
[0.13197420000000001,null,0.62385670000000004]
[0.13197420000000001,null,0.6238397]
[0.12982830000000001,null,0.6238397]
[0.12982830000000001,null,0.62382280000000001]
[0.12982830000000001,null,0.62376790000000004]
[0.12982830000000001,null,0.62376790000000004]
[0.12875539999999999,null,0.62374750000000001]
[0.12875539999999999,null,0.62365029999999999]
[0.12875539999999999,null,0.62361230000000001]
[0.12875539999999999,null,0.6235581]
[0.12875539999999999,null,0.62353530000000001]
[0.12875539999999999,null,0.62351800000000002]
[0.1276824,null,0.62347969999999997]
[0.1276824,null,0.62342450000000005]
[0.1276824,null,0.62342450000000005]
[0.1276824,null,0.62334540000000005]
[0.12660940000000001,null,0.6233071]
[0.12660940000000001,null,0.62328430000000001]
[0.1244635,null,0.6232067]
[0.1244635,null,0.62318629999999997]
[0.1233906,null,0.62316360000000004]
[0.1233906,null,0.62314630000000004]
[0.1233906,null,0.62312940000000006]
[0.1233906,null,0.62307380000000001]
[0.1233906,null,0.62303580000000003]
[0.1233906,null,0.62295500000000004]
[0.1233906,null,0.62286810000000004]
[0.1223176,null,0.62286810000000004]
[0.12124459999999999,null,0.62283390000000005]
[0.12124459999999999,null,0.6227994]
[0.12017170000000001,null,0.62277899999999997]
[0.12017170000000001,null,0.62265590000000004]
[0.1190987,null,0.62261759999999999]
[0.1190987,null,0.62257609999999997]
[0.1190987,null,0.62257609999999997]
[0.1190987,null,0.62250430000000001]
[0.1180258,null,0.62248700000000001]
[0.1180257,null,0.62241800000000003]
[0.1180257,null,0.6223765]
[0.1169528,null,0.62231780000000003]
[0.1169528,null,0.62229679999999998]
[0.1169528,null,0.62227399999999999]
[0.11587980000000001,null,0.62221400000000004]
[0.11587980000000001,null,0.62219290000000005]
[0.11587980000000001,null,0.62215489999999996]
[0.11587980000000001,null,0.62209460000000005]
[0.11587980000000001,null,0.62203589999999997]
[0.1148069,null,0.62199269999999995]
[0.1148069,null,0.62197550000000001]
[0.1148069,null,0.62192060000000005]
[0.1148069,null,0.62185570000000001]
[0.1148069,null,0.62182119999999996]
[0.1148069,null,0.62174079999999998]
[0.1137339,null,0.62169529999999995]
[0.11266089999999999,null,0.62159589999999998]
[0.11266089999999999,null,0.6215579]
[0.11158800000000001,null,0.62154100000000001]
[0.11158800000000001,null,0.62151990000000001]
[0.110515,null,0.62148020000000004]
[0.1094421,null,0.62148020000000004]
[0.1094421,null,0.62148020000000004]
[0.1094421,null,0.62140059999999997]
[0.1094421,null,0.62128380000000005]
[0.1094421,null,0.62124420000000002]
[0.1083691,null,0.62122310000000003]
[0.10729610000000001,null,0.62116859999999996]
[0.1062232,null,0.62115129999999996]
[0.1062232,null,0.62109060000000005]
[0.1062232,null,0.62105060000000001]
[0.1051502,null,0.62098739999999997]
[0.1051502,null,0.62095009999999995]
[0.1040773,null,0.62089550000000004]
[0.1040773,null,0.620861]
[0.1040773,null,0.620861]
[0.1040773,null,0.6208399]
[0.10300429999999999,null,0.62081949999999997]
[0.1008584,null,0.62077570000000004]
[0.1008584,null,0.62075469999999999]
[0.1008584,null,0.62069430000000003]
[0.1008584,null,0.62065119999999996]
[0.1008584,null,0.62061659999999996]
[9.9785399999999996E-2,null,0.62061659999999996]
[9.9785399999999996E-2,null,0.62055590000000005]
[9.9785399999999996E-2,null,0.62049860000000001]
[9.9785399999999996E-2,null,0.62048170000000002]
[9.9785399999999996E-2,null,0.620421]
[9.8712400000000006E-2,null,0.62040059999999997]
[9.7639500000000004E-2,null,0.6203379]
[9.65665E-2,null,0.62029409999999996]
[9.65665E-2,null,0.62025260000000004]
[9.65665E-2,null,0.62020949999999997]
[9.5493599999999998E-2,null,0.62018839999999997]
[9.5493599999999998E-2,null,0.62018839999999997]
[9.4420599999999993E-2,null,0.62017149999999999]
[9.4420599999999993E-2,null,0.62007310000000004]
[9.3347600000000003E-2,null,0.62005270000000001]
[9.2274700000000001E-2,null,0.6199924]
[9.2274700000000001E-2,null,0.61995239999999996]
[9.2274700000000001E-2,null,0.61991439999999998]
[9.2274700000000001E-2,null,0.61987440000000005]
[9.2274700000000001E-2,null,0.61987440000000005]
[9.0128799999999995E-2,null,0.61983639999999995]
[9.0128799999999995E-2,null,0.61981949999999997]
[8.9055800000000004E-2,null,0.61974039999999997]
[8.9055800000000004E-2,null,0.61970069999999999]
[8.9055800000000004E-2,null,0.61968029999999996]
[8.9055800000000004E-2,null,0.61964240000000004]
[8.9055800000000004E-2,null,0.61958299999999999]
[8.9055800000000004E-2,null,0.61958299999999999]
[8.79828E-2,null,0.61953119999999995]
[8.6909899999999998E-2,null,0.61953119999999995]
[8.6909899999999998E-2,null,0.61951420000000001]
[8.6909899999999998E-2,null,0.61947700000000006]
[8.6909899999999998E-2,null,0.61938510000000002]
[8.6909899999999998E-2,null,0.61936239999999998]
[8.5836899999999994E-2,null,0.61932509999999996]
[8.5836899999999994E-2,null,0.61924190000000001]
[8.5836899999999994E-2,null,0.61920050000000004]
[8.4764000000000006E-2,null,0.61917940000000005]
[8.4763900000000003E-2,null,0.6191411]
[8.3691000000000002E-2,null,0.61911839999999996]
[8.3691000000000002E-2,null,0.61906110000000003]
[8.3691000000000002E-2,null,0.61898129999999996]
[8.3691000000000002E-2,null,0.61895860000000003]
[8.3691000000000002E-2,null,0.61895860000000003]
[8.2617999999999997E-2,null,0.61893750000000003]
[8.2617999999999997E-2,null,0.61890020000000001]
[8.1545099999999995E-2,null,0.61885710000000005]
[8.1545099999999995E-2,null,0.61879050000000002]
[8.1545099999999995E-2,null,0.61875670000000005]
[8.1545099999999995E-2,null,0.61873940000000005]
[8.1545099999999995E-2,null,0.61869870000000005]
[8.1545099999999995E-2,null,0.61868179999999995]
[8.0472100000000005E-2,null,0.61856610000000001]
[8.0472100000000005E-2,null,0.61856610000000001]
[7.93991E-2,null,0.61849960000000004]
[7.93991E-2,null,0.61849960000000004]
[7.8326199999999999E-2,null,0.61847850000000004]
[7.8326199999999999E-2,null,0.61843300000000001]
[7.8326199999999999E-2,null,0.61839299999999997]
[7.7253199999999994E-2,null,0.61833780000000005]
[7.7253199999999994E-2,null,0.61831740000000002]
[7.2961399999999996E-2,null,0.61824210000000002]
[7.2961399999999996E-2,null,0.61822480000000002]
[7.2961399999999996E-2,null,0.6181875]
[7.1888400000000005E-2,null,0.6181875]
[7.0815500000000003E-2,null,0.61814919999999995]
[7.0815500000000003E-2,null,0.61811470000000002]
[6.9742499999999999E-2,null,0.6180563]
[6.9742499999999999E-2,null,0.61798039999999999]
[6.9742499999999999E-2,null,0.61794039999999995]
[6.8669499999999994E-2,null,0.61787800000000004]
[6.8669499999999994E-2,null,0.61780579999999996]
[6.8669499999999994E-2,null,0.61780579999999996]
[6.7596600000000007E-2,null,0.61776609999999998]
[6.7596600000000007E-2,null,0.61774340000000005]
[6.6523600000000002E-2,null,0.61772300000000002]
[6.6523600000000002E-2,null,0.61772300000000002]
[6.5450599999999998E-2,null,0.61768469999999998]
[6.5450599999999998E-2,null,0.61765080000000006]
[6.5450599999999998E-2,null,0.61758659999999999]
[6.4377699999999996E-2,null,0.61747649999999998]
[6.4377699999999996E-2,null,0.61743650000000005]
[6.3304700000000005E-2,null,0.61743650000000005]
[6.2231799999999997E-2,null,0.6173592]
[6.2231799999999997E-2,null,0.61729429999999996]
[6.2231799999999997E-2,null,0.61729429999999996]
[6.2231799999999997E-2,null,0.61722279999999996]
[6.2231799999999997E-2,null,0.61722279999999996]
[6.1158799999999999E-2,null,0.61714519999999995]
[6.1158799999999999E-2,null,0.61714519999999995]
[6.1158799999999999E-2,null,0.61714519999999995]
[6.1158799999999999E-2,null,0.61705540000000003]
[6.0085800000000002E-2,null,0.61699769999999998]
[6.0085800000000002E-2,null,0.61693290000000001]
[6.0085800000000002E-2,null,0.61688969999999999]
[6.0085800000000002E-2,null,0.61685140000000005]
[5.90129E-2,null,0.61681719999999995]
[5.7939900000000003E-2,null,0.61677720000000003]
[5.7939900000000003E-2,null,0.61675449999999998]
[5.7939900000000003E-2,null,0.61673169999999999]
[5.5794000000000003E-2,null,0.61669379999999996]
[5.5794000000000003E-2,null,0.61667680000000002]
[5.5794000000000003E-2,null,0.61665990000000004]
[5.5794000000000003E-2,null,0.61659889999999995]
[5.4720999999999999E-2,null,0.61656120000000003]
[5.4720999999999999E-2,null,0.61649580000000004]
[5.4720999999999999E-2,null,0.61644010000000005]
[5.4720999999999999E-2,null,0.61641900000000005]
[5.4720999999999999E-2,null,0.61637759999999997]
[5.4720999999999999E-2,null,0.61633930000000003]
[5.4720999999999999E-2,null,0.61632200000000004]
[5.3648099999999997E-2,null,0.6162358]
[5.3648099999999997E-2,null,0.61621300000000001]
[5.3648099999999997E-2,null,0.61619570000000001]
[5.3648099999999997E-2,null,0.61617540000000004]
[5.25751E-2,null,0.61615839999999999]
[5.25751E-2,null,0.61610149999999997]
[5.25751E-2,null,0.6160466]
[5.25751E-2,null,0.61598759999999997]
[5.1502100000000002E-2,null,0.61595339999999998]
[5.1502100000000002E-2,null,0.61587060000000005]
[5.1502100000000002E-2,null,0.61581189999999997]
[5.1502100000000002E-2,null,0.61581189999999997]
[5.04292E-2,null,0.61581189999999997]
[5.04292E-2,null,0.61579459999999997]
[4.9356200000000003E-2,null,0.61573049999999996]
[4.8283300000000001E-2,null,0.61573040000000001]
[4.8283300000000001E-2,null,0.61568900000000004]
[4.8283300000000001E-2,null,0.61561679999999996]
[4.7210299999999997E-2,null,0.61559410000000003]
[4.7210299999999997E-2,null,0.61555199999999999]
[4.6137299999999999E-2,null,0.61543590000000004]
[4.6137299999999999E-2,null,0.61537520000000001]
[4.5064399999999998E-2,null,0.61537520000000001]
[4.5064399999999998E-2,null,0.61537520000000001]
[4.39914E-2,null,0.61537520000000001]
[4.39914E-2,null,0.61535790000000001]
[4.39914E-2,null,0.61535790000000001]
[4.2918499999999998E-2,null,0.61530099999999999]
[4.2918499999999998E-2,null,0.61522370000000004]
[4.2918499999999998E-2,null,0.61518399999999995]
[4.1845500000000001E-2,null,0.61512219999999995]
[4.0772500000000003E-2,null,0.61512219999999995]
[4.0772500000000003E-2,null,0.61510189999999998]
[3.9699600000000002E-2,null,0.6150504]
[3.8626599999999997E-2,null,0.61500829999999995]
[3.8626599999999997E-2,null,0.61494959999999999]
[3.8626599999999997E-2,null,0.61489539999999998]
[3.7553700000000002E-2,null,0.61487429999999998]
[3.7553599999999999E-2,null,0.61485319999999999]
[3.7553599999999999E-2,null,0.61478140000000003]
[3.7553599999999999E-2,null,0.61472340000000003]
[3.6480699999999998E-2,null,0.61470060000000004]
[3.6480699999999998E-2,null,0.6146779]
[3.54077E-2,null,0.61461750000000004]
[3.54077E-2,null,0.61457919999999999]
[3.4334799999999999E-2,null,0.61454089999999995]
[3.4334799999999999E-2,null,0.61452050000000003]
[3.3261800000000001E-2,null,0.61449940000000003]
[3.3261800000000001E-2,null,0.61448219999999998]
[3.3261800000000001E-2,null,0.61444220000000005]
[3.1115899999999998E-2,null,0.61440450000000002]
[3.1115899999999998E-2,null,0.61432339999999996]
[3.1115899999999998E-2,null,0.61428609999999995]
[3.1115899999999998E-2,null,0.61428609999999995]
[3.0042900000000001E-2,null,0.61426510000000001]
[3.0042900000000001E-2,null,0.61424230000000002]
[3.0042900000000001E-2,null,0.61419919999999995]
[3.0042900000000001E-2,null,0.61419919999999995]
[2.8969999999999999E-2,null,0.61415370000000002]
[2.8969999999999999E-2,null,0.61411570000000004]
[2.8969999999999999E-2,null,0.6140563]
[2.7897000000000002E-2,null,0.61400109999999997]
[2.7897000000000002E-2,null,0.61400109999999997]
[2.7897000000000002E-2,null,0.61398070000000005]
[2.7897000000000002E-2,null,0.61390579999999995]
[2.7897000000000002E-2,null,0.61387119999999995]
[2.7897000000000002E-2,null,0.61387119999999995]
[2.6824000000000001E-2,null,0.61385020000000001]
[2.6824000000000001E-2,null,0.61383290000000001]
[2.5751099999999999E-2,null,0.61378909999999998]
[2.5751099999999999E-2,null,0.61378909999999998]
[2.4678100000000001E-2,null,0.61376869999999994]
[2.4678100000000001E-2,null,0.61372729999999998]
[2.36052E-2,null,0.61370999999999998]
[2.2532199999999999E-2,null,0.61370999999999998]
[2.2532199999999999E-2,null,0.61365309999999995]
[2.1459200000000001E-2,null,0.61361580000000004]
[2.1459200000000001E-2,null,0.61359889999999995]
[2.1459200000000001E-2,null,0.61349869999999995]
[2.1459200000000001E-2,null,0.61345729999999998]
[2.03863E-2,null,0.61343999999999999]
[2.03863E-2,null,0.61338280000000001]
[2.03863E-2,null,0.61338269999999995]
[1.9313299999999999E-2,null,0.61330779999999996]
[1.9313299999999999E-2,null,0.61328740000000004]
[1.8240300000000001E-2,null,0.61323050000000001]
[1.7167399999999999E-2,null,0.61321329999999996]
[1.7167399999999999E-2,null,0.61321320000000001]
[1.6094399999999998E-2,null,0.61312979999999995]
[1.6094399999999998E-2,null,0.61306859999999996]
[1.50215E-2,null,0.61304760000000003]
[1.50215E-2,null,0.61302650000000003]
[1.3948500000000001E-2,null,0.61300960000000004]
[1.3948500000000001E-2,null,0.61299269999999995]
[1.3948500000000001E-2,null,0.61297579999999996]
[1.3948500000000001E-2,null,0.61293580000000003]
[1.28755E-2,null,0.6128709]
[1.28755E-2,null,0.61283089999999996]
[1.28755E-2,null,0.61277559999999998]
[1.28755E-2,null,0.61277559999999998]
[1.28755E-2,null,0.6127553]
[1.28755E-2,null,0.61273829999999996]
[1.18026E-2,null,0.61270409999999997]
[1.0729600000000001E-2,null,0.61262099999999997]
[1.0729600000000001E-2,null,0.6125834]
[1.0729600000000001E-2,null,0.61256639999999996]
[1.0729600000000001E-2,null,0.61248880000000006]
[9.6567000000000007E-3,null,0.61246610000000001]
[9.6567000000000007E-3,null,0.61242459999999999]
[9.6567000000000007E-3,null,0.61236040000000003]
[8.5836999999999997E-3,null,0.61234319999999998]
[7.5107000000000004E-3,null,0.61234319999999998]
[7.5107000000000004E-3,null,0.61230320000000005]
[7.5107000000000004E-3,null,0.61226590000000003]
[7.5107000000000004E-3,null,0.61224480000000003]
[7.5107000000000004E-3,null,0.61222750000000004]
[6.4377999999999996E-3,null,0.61220479999999999]
[6.4377999999999996E-3,null,0.61214579999999996]
[6.4377999999999996E-3,null,0.61211159999999998]
[6.4377999999999996E-3,null,0.61209119999999995]
[4.2918000000000001E-3,null,0.61203320000000005]
[4.2918000000000001E-3,null,0.61199099999999995]
[4.2918000000000001E-3,null,0.61195270000000002]
[3.2188999999999998E-3,null,0.61191510000000005]
[2.1459000000000001E-3,null,0.61181700000000006]
[2.1459000000000001E-3,null,0.61180009999999996]
[1.073E-3,null,0.61177740000000003]
[1.073E-3,null,0.61176050000000004]
[1.073E-3,null,0.61174010000000001]
[0,null,0.61172320000000002]
[0,null,0.61170279999999999]
[0,null,0.61168]
[0,null,0.61163690000000004]
[0,null,0.61163690000000004]
[0,null,0.61161969999999999]
[0,null,0.6115969]
[0,null,0.61155859999999995]
[0,null,0.61152130000000005]
[0,null,0.61146259999999997]
[0,null,0.61146259999999997]
[0,null,0.6114212]
[0,null,0.61137010000000003]
[0,null,0.61134730000000004]
[0,null,0.6113035]
[0,null,0.61124480000000003]
[0,null,0.61120169999999996]
[0,null,0.61120169999999996]
[0,null,0.61118439999999996]
[0,null,0.61114639999999998]
[0,null,0.61108220000000002]
[0,null,0.61104389999999997]
[0,null,0.61098350000000001]
[0,null,0.61094519999999997]
[0,null,0.61092829999999998]
[0,null,0.61089059999999995]
[0,null,0.61085330000000004]
[0,null,0.6108306]
[0,null,0.61078509999999997]
[0,null,0.61073370000000005]
[0,null,0.61067839999999995]
[0,null,0.61061840000000001]
[0,null,0.61060110000000001]
[0,null,0.61053930000000001]
[0,null,0.61050159999999998]
[0,null,0.61046020000000001]
[0,null,0.6103539]
[0,null,0.61031420000000003]
[0,null,0.61029149999999999]
[0,null,0.6102746]
[0,null,0.61025180000000001]
[0,null,0.61022909999999997]
[0,null,0.61018939999999999]
[0,null,0.6101721]
[0,null,0.61009650000000004]
[0,null,0.61009650000000004]
[0,null,0.61007610000000001]
[0,null,0.61001740000000004]
[0,null,0.61000049999999995]
[0,null,0.60996600000000001]
[0,null,0.60990759999999999]
[0,null,0.60989070000000001]
[0,null,0.60983620000000005]
[0,null,0.60981920000000001]
[0,null,0.60975820000000003]
[0,null,0.6097167]
[0,null,0.60965400000000003]
[0,null,0.60960250000000005]
[0,null,0.60960250000000005]
[0,null,0.60956449999999995]
[0,null,0.60956449999999995]
[0,null,0.60950689999999996]
[0,null,0.60942960000000002]
[0,null,0.60942960000000002]
[0,null,0.60938950000000003]
[0,null,0.60936920000000006]
[0,null,0.60935229999999996]
[0,null,0.60930050000000002]
[0,null,0.6092187]
[0,null,0.60917719999999997]
[0,null,0.60909570000000002]
[0,null,0.60907849999999997]
[0,null,0.60904389999999997]
[0,null,0.60904389999999997]
[0,null,0.60904389999999997]
[0,null,0.6089601]
[0,null,0.60894289999999995]
[0,null,0.60888589999999998]
[0,null,0.60885210000000001]
[0,null,0.60883100000000001]
[0,null,0.60877300000000001]
[0,null,0.60875570000000001]
[0,null,0.60869700000000004]
[0,null,0.60861909999999997]
[0,null,0.60859799999999997]
[0,null,0.60856350000000003]
[0,null,0.60854240000000004]
[0,null,0.60852550000000005]
[0,null,0.60848789999999997]
[0,null,0.60847059999999997]
[0,null,0.60841049999999997]
[0,null,0.60839330000000003]
[0,null,0.60835600000000001]
[0,null,0.60831800000000003]
[0,null,0.60827419999999999]
[0,null,0.60811289999999996]
[0,null,0.60809259999999998]
[0,null,0.60807149999999999]
[0,null,0.6080373]
[0,null,0.60801689999999997]
[0,null,0.60796240000000001]
[0,null,0.60792409999999997]
[0,null,0.60788609999999998]
[0,null,0.60786569999999995]
[0,null,0.60784459999999996]
[0,null,0.60777110000000001]
[0,null,0.60775389999999996]
[0,null,0.60775389999999996]
[0,null,0.60769660000000003]
[0,null,0.60769660000000003]
[0,null,0.60765349999999996]
[0,null,0.60759540000000001]
[0,null,0.60759540000000001]
[0,null,0.60755749999999997]
[0,null,0.6075178]
[0,null,0.6075005]
[0,null,0.60744529999999997]
[0,null,0.60742419999999997]
[0,null,0.60742419999999997]
[0,null,0.60740150000000004]
[0,null,0.60735839999999996]
[0,null,0.60735839999999996]
[0,null,0.60729650000000002]
[0,null,0.60722779999999998]
[0,null,0.60720510000000005]
[0,null,0.60708640000000003]
[0,null,0.60706910000000003]
[0,null,0.60706910000000003]
[0,null,0.60704800000000003]
[0,null,0.60698799999999997]
[0,null,0.60697069999999997]
[0,null,0.60695030000000005]
[0,null,0.60695030000000005]
[0,null,0.60689470000000001]
[0,null,0.60687199999999997]
[0,null,0.60681019999999997]
[0,null,0.60675869999999998]
[0,null,0.60671330000000001]
[0,null,0.60669220000000001]
[0,null,0.60663219999999995]
[0,null,0.60663219999999995]
[0,null,0.60661520000000002]
[0,null,0.60661520000000002]
[0,null,0.60657209999999995]
[0,null,0.60652899999999998]
[0,null,0.60652899999999998]
[0,null,0.6064737]
[0,null,0.60645329999999997]
[0,null,0.60641339999999999]
[0,null,0.60637189999999996]
[0,null,0.6063115]
[0,null,0.60627350000000002]
[0,null,0.60621659999999999]
[0,null,0.60619970000000001]
[0,null,0.60618240000000001]
[0,null,0.60616550000000002]
[0,null,0.60612169999999999]
[0,null,0.6060837]
[0,null,0.60603989999999996]
[0,null,0.60601720000000003]
[0,null,0.6059968]
[0,null,0.60595909999999997]
[0,null,0.6058981]
[0,null,0.60584320000000003]
[0,null,0.6057652]
[0,null,0.60572720000000002]
[0,null,0.60572720000000002]
[0,null,0.60567190000000004]
[0,null,0.6056492]
[0,null,0.60557459999999996]
[0,null,0.6055315]
[0,null,0.60548769999999996]
[0,null,0.60544799999999999]
[0,null,0.60537269999999999]
[0,null,0.60532960000000002]
[0,null,0.60529540000000004]
[0,null,0.60527439999999999]
[0,null,0.60525399999999996]
[0,null,0.60518179999999999]
[0,null,0.60514349999999995]
[0,null,0.60510269999999999]
[0,null,0.60505889999999996]
[0,null,0.60505889999999996]
[0,null,0.60499849999999999]
[0,null,0.60496130000000004]
[0,null,0.60490089999999996]
[0,null,0.60488390000000003]
[0,null,0.60484599999999999]
[0,null,0.60476209999999997]
[0,null,0.60474490000000003]
[0,null,0.60470690000000005]
[0,null,0.60468999999999995]
[0,null,0.60466889999999995]
[0,null,0.60466889999999995]
[0,null,0.60464620000000002]
[0,null,0.60459090000000004]
[0,null,0.60454779999999997]
[0,null,0.60448429999999997]
[0,null,0.60445009999999999]
[0,null,0.60442910000000005]
[0,null,0.60438939999999997]
[0,null,0.60431210000000002]
[0,null,0.60431210000000002]
[0,null,0.60429100000000002]
[0,null,0.60424960000000005]
[0,null,0.60418850000000002]
[0,null,0.60415430000000003]
[0,null,0.60413740000000005]
[0,null,0.60409429999999997]
[0,null,0.60404880000000005]
[0,null,0.60403150000000005]
[0,null,0.60401110000000002]
[0,null,0.60399080000000005]
[0,null,0.60393039999999998]
[0,null,0.60389210000000004]
[0,null,0.6038171]
[0,null,0.60379609999999995]
[0,null,0.6037091]
[0,null,0.60369189999999995]
[0,null,0.60362950000000004]
[0,null,0.60357289999999997]
[0,null,0.60353449999999997]
[0,null,0.60353449999999997]
[0,null,0.60345890000000002]
[0,null,0.60344200000000003]
[0,null,0.60338369999999997]
[0,null,0.60334600000000005]
[0,null,0.60332870000000005]
[0,null,0.60330600000000001]
[0,null,0.60327220000000004]
[0,null,0.60323800000000005]
[0,null,0.60323800000000005]
[0,null,0.60321519999999995]
[0,null,0.60319250000000002]
[0,null,0.60313130000000004]
[0,null,0.60313130000000004]
[0,null,0.60311099999999995]
[0,null,0.60307100000000002]
[0,null,0.60303019999999996]
[0,null,0.60296910000000004]
[0,null,0.60294639999999999]
[0,null,0.6029291]
[0,null,0.60288699999999995]
[0,null,0.60288699999999995]
[0,null,0.60282930000000001]
[0,null,0.60281209999999996]
[0,null,0.6027517]
[0,null,0.60273480000000001]
[0,null,0.60271370000000002]
[0,null,0.60267400000000004]
[0,null,0.60261529999999996]
[0,null,0.60255879999999995]
[0,null,0.6025587]
[0,null,0.60252079999999997]
[0,null,0.60248000000000002]
[0,null,0.60245890000000002]
[0,null,0.60242439999999997]
[0,null,0.60234639999999995]
[0,null,0.60232920000000001]
[0,null,0.60228769999999998]
[0,null,0.6022708]
[0,null,0.6022708]
[0,null,0.60216760000000003]
[0,null,0.60214659999999998]
[0,null,0.60212549999999998]
[0,null,0.60208720000000004]
[0,null,0.60206990000000005]
[0,null,0.60195810000000005]
[0,null,0.60193529999999995]
[0,null,0.60191430000000001]
[0,null,0.60189150000000002]
[0,null,0.60183319999999996]
[0,null,0.60177449999999999]
[0,null,0.60177449999999999]
[0,null,0.60172300000000001]
[0,null,0.60172300000000001]
[0,null,0.60172300000000001]
[0,null,0.60166059999999999]
[0,null,0.60160539999999996]
[0,null,0.60152969999999994]
[0,null,0.60146560000000004]
[0,null,0.60146560000000004]
[0,null,0.60144520000000001]
[0,null,0.60144520000000001]
[0,null,0.60142240000000002]
[0,null,0.60138239999999998]
[0,null,0.60136199999999995]
[0,null,0.60130649999999997]
[0,null,0.60128610000000005]
[0,null,0.60118769999999999]
[0,null,0.60118769999999999]
[0,null,0.60117080000000001]
[0,null,0.60111040000000004]
[0,null,0.60104939999999996]
[0,null,0.60101199999999999]
[0,null,0.60097199999999995]
[0,null,0.60092820000000002]
[0,null,0.60089020000000004]
[0,null,0.60079570000000004]
[0,null,0.60073460000000001]
[0,null,0.60071189999999997]
[0,null,0.60068909999999998]
[0,null,0.60066799999999998]
[0,null,0.60062420000000005]
[0,null,0.60054549999999995]
[0,null,0.60054549999999995]
[0,null,0.60054549999999995]
[0,null,0.60052859999999997]
[0,null,0.60050820000000005]
[0,null,0.60047019999999995]
[0,null,0.60045300000000001]
[0,null,0.60041460000000002]
[0,null,0.60039770000000003]
[0,null,0.60035939999999999]
[0,null,0.60035939999999999]
[0,null,0.60035939999999999]
[0,null,0.60031970000000001]
[0,null,0.60031970000000001]
[0,null,0.60030249999999996]
[0,null,0.60021930000000001]
[0,null,0.60019829999999996]
[0,null,0.60016099999999994]
[0,null,0.60010229999999998]
[0,null,0.60010229999999998]
[0,null,0.60006150000000003]
[0,null,0.59994899999999995]
[0,null,0.59992630000000002]
[0,null,0.59992630000000002]
[0,null,0.5998483]
[0,null,0.59978989999999999]
[0,null,0.59976879999999999]
[0,null,0.59963699999999998]
[0,null,0.59961660000000006]
[0,null,0.59957870000000002]
[0,null,0.59957870000000002]
[0,null,0.59951520000000003]
[0,null,0.59949479999999999]
[0,null,0.59945269999999995]
[0,null,0.59945269999999995]
[0,null,0.59945269999999995]
[0,null,0.59942989999999996]
[0,null,0.59942989999999996]
[0,null,0.59939540000000002]
[0,null,0.59937499999999999]
[0,null,0.59935780000000005]
[0,null,0.59930249999999996]
[0,null,0.59924730000000004]
[0,null,0.59920580000000001]
[0,null,0.59917169999999997]
[0,null,0.59907770000000005]
[0,null,0.59903390000000001]
[0,null,0.59903390000000001]
[0,null,0.59899080000000005]
[0,null,0.59897350000000005]
[0,null,0.59890169999999998]
[0,null,0.59886720000000004]
[0,null,0.59886720000000004]
[0,null,0.59884680000000001]
[0,null,0.59884680000000001]
[0,null,0.59881260000000003]
[0,null,0.59881260000000003]
[0,null,0.59881260000000003]
[0,null,0.59873770000000004]
[0,null,0.59872040000000004]
[0,null,0.59863900000000003]
[0,null,0.59859519999999999]
[0,null,0.59855139999999996]
[0,null,0.59851410000000005]
[0,null,0.59849370000000002]
[0,null,0.59842530000000005]
[0,null,0.59840490000000002]
[0,null,0.59834390000000004]
[0,null,0.59832280000000004]
[0,null,0.59828550000000003]
[0,null,0.59824239999999995]
[0,null,0.59818550000000004]
[0,null,0.59813090000000002]
[0,null,0.59810980000000002]
[0,null,0.59809259999999997]
[0,null,0.59809259999999997]
[0,null,0.59807220000000005]
[0,null,0.59805489999999994]
[0,null,0.59801349999999998]
[0,null,0.59795339999999997]
[0,null,0.59788859999999999]
[0,null,0.59784720000000002]
[0,null,0.59772119999999995]
[0,null,0.59763940000000004]
[0,null,0.59762219999999999]
[0,null,0.59762219999999999]
[0,null,0.59758219999999995]
[0,null,0.59753840000000003]
[0,null,0.59751799999999999]
[0,null,0.5975007]
[0,null,0.5974216]
[0,null,0.59738199999999997]
[0,null,0.59734810000000005]
[0,null,0.59731049999999997]
[0,null,0.5972691]
[0,null,0.59724630000000001]
[0,null,0.59724630000000001]
[0,null,0.59720660000000003]
[0,null,0.59716349999999996]
[0,null,0.59714659999999997]
[0,null,0.59714659999999997]
[0,null,0.59711239999999999]
[0,null,0.59707480000000002]
[0,null,0.59703260000000002]
[0,null,0.59696850000000001]
[0,null,0.59690810000000005]
[0,null,0.59686589999999995]
[0,null,0.59682279999999999]
[0,null,0.59678900000000001]
[0,null,0.59677170000000002]
[0,null,0.59675069999999997]
[0,null,0.59670990000000002]
[0,null,0.59670990000000002]
[0,null,0.59665299999999999]
[0,null,0.59665299999999999]
[0,null,0.59661459999999999]
[0,null,0.59655049999999998]
[0,null,0.59653350000000005]
[0,null,0.59651080000000001]
[0,null,0.59646940000000004]
[0,null,0.59645239999999999]
[0,null,0.59643550000000001]
[0,null,0.59639410000000004]
[0,null,0.59639410000000004]
[0,null,0.596333]
[0,null,0.596333]
[0,null,0.59629330000000003]
[0,null,0.59625919999999999]
[0,null,0.59618119999999997]
[0,null,0.59618119999999997]
[0,null,0.59614659999999997]
[0,null,0.59612940000000003]
[0,null,0.59612940000000003]
[0,null,0.59609480000000004]
[0,null,0.59607379999999999]
[0,null,0.59603620000000002]
[0,null,0.5959544]
[0,null,0.5959544]
[0,null,0.59593399999999996]
[0,null,0.59589320000000001]
[0,null,0.59587290000000004]
[0,null,0.59587279999999998]
[0,null,0.59583900000000001]
[0,null,0.59582170000000001]
[0,null,0.59575339999999999]
[0,null,0.59568750000000004]
[0,null,0.59568750000000004]
[0,null,0.59562570000000004]
[0,null,0.59554700000000005]
[0,null,0.59546929999999998]
[0,null,0.59543480000000004]
[0,null,0.595391]
[0,null,0.59533400000000003]
[0,null,0.59529949999999998]
[0,null,0.59525810000000001]
[0,null,0.59522079999999999]
[0,null,0.5952035]
[0,null,0.59518660000000001]
[0,null,0.59514860000000003]
[0,null,0.59513139999999998]
[0,null,0.59513139999999998]
[0,null,0.5950337]
[0,null,0.59495089999999995]
[0,null,0.59489559999999997]
[0,null,0.59487460000000003]
[0,null,0.59485730000000003]
[0,null,0.59483629999999998]
[0,null,0.59479079999999995]
[0,null,0.59477349999999996]
[0,null,0.59473589999999998]
[0,null,0.59467400000000004]
[0,null,0.59465129999999999]
[0,null,0.59463440000000001]
[0,null,0.59461750000000002]
[0,null,0.59459709999999999]
[0,null,0.59451799999999999]
[0,null,0.59447830000000002]
[0,null,0.59443829999999998]
[0,null,0.59443829999999998]
[0,null,0.59440000000000004]
[0,null,0.59437960000000001]
[0,null,0.59433999999999998]
[0,null,0.59428159999999997]
[0,null,0.5942191]
[0,null,0.59417909999999996]
[0,null,0.59417909999999996]
[0,null,0.59414149999999999]
[0,null,0.59412450000000006]
[0,null,0.59405870000000005]
[0,null,0.59402449999999996]
[0,null,0.59402449999999996]
[0,null,0.59398680000000004]
[0,null,0.5939527]
[0,null,0.59392990000000001]
[0,null,0.59391260000000001]
[0,null,0.59382919999999995]
[0,null,0.59382919999999995]
[0,null,0.59377460000000004]
[0,null,0.59371589999999996]
[0,null,0.59367829999999999]
[0,null,0.59362300000000001]
[0,null,0.59358880000000003]
[0,null,0.59357159999999998]
[0,null,0.59354879999999999]
[0,null,0.59352780000000005]
[0,null,0.59350499999999995]
[0,null,0.59350499999999995]
[0,null,0.5934277]
[0,null,0.59338939999999996]
[0,null,0.5933486]
[0,null,0.59333170000000002]
[0,null,0.59327479999999999]
[0,null,0.59323479999999995]
[0,null,0.59323479999999995]
[0,null,0.59315569999999995]
[0,null,0.59315569999999995]
[0,null,0.59315569999999995]
[0,null,0.59313839999999995]
[0,null,0.59313839999999995]
[0,null,0.59307430000000005]
[0,null,0.5930742]
[0,null,0.59298899999999999]
[0,null,0.5929044]
[0,null,0.59282299999999999]
[0,null,0.5927829]
[0,null,0.59272460000000005]
[0,null,0.59270179999999995]
[0,null,0.59268460000000001]
[0,null,0.59260579999999996]
[0,null,0.59256439999999999]
[0,null,0.59256439999999999]
[0,null,0.5924836]
[0,null,0.59246670000000001]
[0,null,0.59242289999999997]
[0,null,0.59242289999999997]
[0,null,0.59240179999999998]
[0,null,0.59240179999999998]
[0,null,0.59238489999999999]
[0,null,0.59236390000000005]
[0,null,0.59230689999999997]
[0,null,0.59228420000000004]
[0,null,0.59220689999999998]
[0,null,0.59218959999999998]
[0,null,0.59218959999999998]
[0,null,0.59214889999999998]
[0,null,0.59214889999999998]
[0,null,0.59212779999999998]
[0,null,0.59210739999999995]
[0,null,0.5920356]
[0,null,0.59199729999999995]
[0,null,0.59197690000000003]
[0,null,0.59195410000000004]
[0,null,0.5919103]
[0,null,0.59182159999999995]
[0,null,0.59178090000000005]
[0,null,0.59172970000000003]
[0,null,0.59166940000000001]
[0,null,0.59163209999999999]
[0,null,0.591611]
[0,null,0.5915937]
[0,null,0.59155060000000004]
[0,null,0.59151229999999999]
[0,null,0.59151229999999999]
[0,null,0.59147400000000006]
[0,null,0.59145119999999995]
[0,null,0.59141149999999998]
[0,null,0.59139050000000004]
[0,null,0.59139050000000004]
[0,null,0.59125280000000002]
[0,null,0.59118789999999999]
[0,null,0.59118789999999999]
[0,null,0.59115059999999997]
[0,null,0.59108959999999999]
[0,null,0.59108959999999999]
[0,null,0.591055]
[0,null,0.591055]
[0,null,0.59100949999999997]
[0,null,0.59093490000000004]
[0,null,0.59091459999999996]
[0,null,0.59091459999999996]
[0,null,0.59087080000000003]
[0,null,0.5908293]
[0,null,0.59078969999999997]
[0,null,0.59075239999999996]
[0,null,0.59071269999999998]
[0,null,0.59071269999999998]
[0,null,0.59066129999999994]
[0,null,0.59064090000000002]
[0,null,0.59062360000000003]
[0,null,0.59062360000000003]
[0,null,0.59062360000000003]
[0,null,0.59058529999999998]
[0,null,0.59053]
[0,null,0.59053]
[0,null,0.59049589999999996]
[0,null,0.59045510000000001]
[0,null,0.5903967]
[0,null,0.59037949999999995]
[0,null,0.59037949999999995]
[0,null,0.59035669999999996]
[0,null,0.59030179999999999]
[0,null,0.59024659999999995]
[0,null,0.59018550000000003]
[0,null,0.59013099999999996]
[0,null,0.59008780000000005]
[0,null,0.5900668]
[0,null,0.5900668]
[0,null,0.59003260000000002]
[0,null,0.58997390000000005]
[0,null,0.58995350000000002]
[0,null,0.58989309999999995]
[0,null,0.58987040000000002]
[0,null,0.58984930000000002]
[0,null,0.58984930000000002]
[0,null,0.58983240000000003]
[0,null,0.58979269999999995]
[0,null,0.58977170000000001]
[0,null,0.58977170000000001]
[0,null,0.58968880000000001]
[0,null,0.58963730000000003]
[0,null,0.58961459999999999]
[0,null,0.58959419999999996]
[0,null,0.58952769999999999]
[0,null,0.5894935]
[0,null,0.58947649999999996]
[0,null,0.5894334]
[0,null,0.5894334]
[0,null,0.58939580000000003]
[0,null,0.5893543]
[0,null,0.58933159999999996]
[0,null,0.58927640000000003]
[0,null,0.58923250000000005]
[0,null,0.5892153]
[0,null,0.58915419999999996]
[0,null,0.58911040000000003]
[0,null,0.58903859999999997]
[0,null,0.58899480000000004]
[0,null,0.58893680000000004]
[0,null,0.58889950000000002]
[0,null,0.58888249999999998]
[0,null,0.58886559999999999]
[0,null,0.58886559999999999]
[0,null,0.58880999999999994]
[0,null,0.58878730000000001]
[0,null,0.58872380000000002]
[0,null,0.58868960000000004]
[0,null,0.5886458]
[0,null,0.58859059999999996]
[0,null,0.58852780000000005]
[0,null,0.58852780000000005]
[0,null,0.58851089999999995]
[0,null,0.58851089999999995]
[0,null,0.588445]
[0,null,0.58838670000000004]
[0,null,0.58836940000000004]
[0,null,0.58828800000000003]
[0,null,0.58827099999999999]
[0,null,0.58822719999999995]
[0,null,0.58821000000000001]
[0,null,0.58819270000000001]
[0,null,0.58819270000000001]
[0,null,0.58815269999999997]
[0,null,0.58810189999999996]
[0,null,0.58810189999999996]
[0,null,0.58808470000000002]
[0,null,0.5880012]
[0,null,0.5880012]
[0,null,0.58796389999999998]
[0,null,0.58790589999999998]
[0,null,0.58786210000000005]
[0,null,0.58782210000000001]
[0,null,0.58773750000000002]
[0,null,0.58772020000000003]
[0,null,0.58768189999999998]
[0,null,0.58768189999999998]
[0,null,0.58768189999999998]
[0,null,0.58766499999999999]
[0,null,0.58760630000000003]
[0,null,0.58758520000000003]
[0,null,0.58754519999999999]
[0,null,0.58750380000000002]
[0,null,0.58743889999999999]
[0,null,0.58739580000000002]
[0,null,0.58737539999999999]
[0,null,0.58733809999999997]
[0,null,0.58732079999999998]
[0,null,0.58724290000000001]
[0,null,0.58718590000000004]
[0,null,0.58714449999999996]
[0,null,0.58712410000000004]
[0,null,0.58710300000000004]
[0,null,0.5870803]
[0,null,0.58702259999999995]
[0,null,0.58700540000000001]
[0,null,0.58698810000000001]
[0,null,0.58698810000000001]
[0,null,0.58697120000000003]
[0,null,0.5869335]
[0,null,0.5869335]
[0,null,0.58687829999999996]
[0,null,0.58684000000000003]
[0,null,0.58677170000000001]
[0,null,0.58675480000000002]
[0,null,0.58669479999999996]
[0,null,0.58665679999999998]
[0,null,0.58663949999999998]
[0,null,0.58661909999999995]
[0,null,0.58655489999999999]
[0,null,0.58653219999999995]
[0,null,0.58653219999999995]
[0,null,0.58646730000000002]
[0,null,0.58638729999999994]
[0,null,0.58638729999999994]
[0,null,0.58634660000000005]
[0,null,0.58630819999999995]
[0,null,0.58625400000000005]
[0,null,0.58625400000000005]
[0,null,0.58625400000000005]
[0,null,0.58619529999999997]
[0,null,0.58615799999999996]
[0,null,0.58613760000000004]
[0,null,0.58606100000000005]
[0,null,0.58604060000000002]
[0,null,0.58604060000000002]
[0,null,0.58599679999999998]
[0,null,0.58595680000000006]
[0,null,0.58591709999999997]
[0,null,0.5858584]
[0,null,0.58584150000000002]
[0,null,0.58580390000000004]
[0,null,0.58575840000000001]
[0,null,0.58575840000000001]
[0,null,0.58571759999999995]
[0,null,0.58568030000000004]
[0,null,0.58560610000000002]
[0,null,0.58556810000000004]
[0,null,0.58549019999999996]
[0,null,0.58547289999999996]
[0,null,0.58543489999999998]
[0,null,0.58537220000000001]
[0,null,0.58535110000000001]
[0,null,0.58528690000000005]
[0,null,0.58521230000000002]
[0,null,0.58521230000000002]
[0,null,0.58517430000000004]
[0,null,0.58509049999999996]
[0,null,0.58507359999999997]
[0,null,0.58505249999999998]
[0,null,0.58501829999999999]
[0,null,0.58497690000000002]
[0,null,0.58491649999999995]
[0,null,0.58487339999999999]
[0,null,0.58485609999999999]
[0,null,0.58483339999999995]
[0,null,0.5847926]
[0,null,0.58477230000000002]
[0,null,0.58473810000000004]
[0,null,0.58467970000000002]
[0,null,0.58466280000000004]
[0,null,0.58466280000000004]
[0,null,0.58464550000000004]
[0,null,0.58460789999999996]
[0,null,0.58460789999999996]
[0,null,0.58456989999999998]
[0,null,0.58453259999999996]
[0,null,0.58449430000000002]
[0,null,0.58447740000000004]
[0,null,0.58438100000000004]
[0,null,0.58432099999999998]
[0,null,0.58432099999999998]
[0,null,0.5842813]
[0,null,0.58426440000000002]
[0,null,0.58419949999999998]
[0,null,0.58419949999999998]
[0,null,0.58419949999999998]
[0,null,0.58413599999999999]
[0,null,0.58408420000000005]
[0,null,0.58404109999999998]
[0,null,0.58402379999999998]
[0,null,0.58397239999999995]
[0,null,0.58395200000000003]
[0,null,0.58392929999999998]
[0,null,0.58388850000000003]
[0,null,0.58387129999999998]
[0,null,0.58385399999999998]
[0,null,0.58383289999999999]
[0,null,0.58375350000000004]
[0,null,0.58373629999999999]
[0,null,0.58371930000000005]
[0,null,0.58367860000000005]
[0,null,0.58365579999999995]
[0,null,0.58365579999999995]
[0,null,0.58359099999999997]
[0,null,0.58357060000000005]
[0,null,0.58350950000000001]
[0,null,0.58345499999999995]
[0,null,0.58341730000000003]
[0,null,0.58340040000000004]
[0,null,0.58334350000000001]
[0,null,0.58334350000000001]
[0,null,0.58328480000000005]
[0,null,0.58324640000000005]
[0,null,0.58322370000000001]
[0,null,0.58320329999999998]
[0,null,0.58315950000000005]
[0,null,0.58315950000000005]
[0,null,0.58312189999999997]
[0,null,0.58308729999999998]
[0,null,0.58302489999999996]
[0,null,0.58298530000000004]
[0,null,0.58296420000000004]
[0,null,0.58296420000000004]
[0,null,0.58291280000000001]
[0,null,0.58291280000000001]
[0,null,0.58287860000000002]
[0,null,0.58279639999999999]
[0,null,0.58279639999999999]
[0,null,0.58275840000000001]
[0,null,0.58273560000000002]
[0,null,0.58271530000000005]
[0,null,0.58261589999999996]
[0,null,0.58259550000000004]
[0,null,0.5825555]
[0,null,0.58251750000000002]
[0,null,0.58251750000000002]
[0,null,0.58251750000000002]
[0,null,0.58249709999999999]
[0,null,0.58247990000000005]
[0,null,0.58246290000000001]
[0,null,0.58246290000000001]
[0,null,0.58238020000000001]
[0,null,0.58234249999999999]
[0,null,0.58230519999999997]
[0,null,0.58226690000000003]
[0,null,0.58224419999999999]
[0,null,0.58220269999999996]
[0,null,0.58216270000000003]
[0,null,0.58212470000000005]
[0,null,0.58210200000000001]
[0,null,0.58203780000000005]
[0,null,0.58196179999999997]
[0,null,0.58196179999999997]
[0,null,0.58189999999999997]
[0,null,0.58189999999999997]
[0,null,0.58184000000000002]
[0,null,0.58182299999999998]
[0,null,0.58178090000000005]
[0,null,0.58176369999999999]
[0,null,0.58170809999999995]
[0,null,0.58170809999999995]
[0,null,0.58167389999999997]
[0,null,0.58167389999999997]
[0,null,0.58163390000000004]
[0,null,0.58159419999999995]
[0,null,0.58155619999999997]
[0,null,0.58155619999999997]
[0,null,0.58155619999999997]
[0,null,0.58145270000000004]
[0,null,0.58143]
[0,null,0.58139160000000001]
[0,null,0.58137130000000004]
[0,null,0.58135400000000004]
[0,null,0.58133290000000004]
[0,null,0.58133290000000004]
[0,null,0.58131569999999999]
[0,null,0.58127799999999996]
[0,null,0.58116310000000004]
[0,null,0.58112339999999996]
[0,null,0.58108340000000003]
[0,null,0.58102819999999999]
[0,null,0.5809647]
[0,null,0.58087940000000005]
[0,null,0.58087940000000005]
[0,null,0.58087940000000005]
[0,null,0.58084519999999995]
[0,null,0.58082250000000002]
[0,null,0.58080209999999999]
[0,null,0.5807852]
[0,null,0.5807852]
[0,null,0.58071859999999997]
[0,null,0.58067480000000005]
[0,null,0.58057950000000003]
[0,null,0.58053569999999999]
[0,null,0.58047700000000002]
[0,null,0.58042249999999995]
[0,null,0.58040139999999996]
[0,null,0.58040139999999996]
[0,null,0.58032209999999995]
[0,null,0.58028369999999996]
[0,null,0.58026650000000002]
[0,null,0.58024370000000003]
[0,null,0.58020950000000004]
[0,null,0.5801868]
[0,null,0.58016570000000001]
[0,null,0.58012810000000004]
[0,null,0.58011080000000004]
[0,null,0.58003320000000003]
[0,null,0.5799955]
[0,null,0.57997520000000002]
[0,null,0.57995410000000003]
[0,null,0.57995410000000003]
[0,null,0.57993720000000004]
[0,null,0.57989950000000001]
[0,null,0.57985989999999998]
[0,null,0.57981680000000002]
[0,null,0.57979950000000002]
[0,null,0.57975949999999998]
[0,null,0.57971799999999996]
[0,null,0.57970109999999997]
[0,null,0.57970109999999997]
[0,null,0.57968070000000005]
[0,null,0.57968070000000005]
[0,null,0.57966039999999996]
[0,null,0.57961890000000005]
[0,null,0.57957890000000001]
[0,null,0.57955789999999996]
[0,null,0.57955780000000001]
[0,null,0.57954059999999996]
[0,null,0.57952020000000004]
[0,null,0.57943840000000002]
[0,null,0.57940420000000004]
[0,null,0.57934350000000001]
[0,null,0.57932309999999998]
[0,null,0.57932309999999998]
[0,null,0.57930280000000001]
[0,null,0.57928579999999996]
[0,null,0.57928579999999996]
[0,null,0.57928579999999996]
[0,null,0.57924620000000004]
[0,null,0.57922340000000005]
[0,null,0.57922340000000005]
[0,null,0.57922340000000005]
[0,null,0.57920300000000002]
[0,null,0.57916339999999999]
[0,null,0.57904599999999995]
[0,null,0.57900600000000002]
[0,null,0.57896800000000004]
[0,null,0.57895110000000005]
[0,null,0.57893410000000001]
[0,null,0.57891689999999996]
[0,null,0.57889959999999996]
[0,null,0.57889959999999996]
[0,null,0.57881749999999998]
[0,null,0.57879709999999995]
[0,null,0.57875739999999998]
[0,null,0.57869870000000001]
[0,null,0.57868149999999996]
[0,null,0.57866450000000003]
[0,null,0.57862449999999999]
[0,null,0.5784996]
[0,null,0.57847859999999995]
[0,null,0.57847859999999995]
[0,null,0.57844130000000005]
[0,null,0.57840360000000002]
[0,null,0.57840360000000002]
[0,null,0.57838259999999997]
[0,null,0.57836529999999997]
[0,null,0.57833109999999999]
[0,null,0.57824830000000005]
[0,null,0.57824830000000005]
[0,null,0.57819109999999996]
[0,null,0.57817379999999996]
[0,null,0.57817379999999996]
[0,null,0.57815110000000003]
[0,null,0.57808760000000003]
[0,null,0.57806650000000004]
[0,null,0.57804540000000004]
[0,null,0.57800580000000001]
[0,null,0.57798539999999998]
[0,null,0.57795149999999995]
[0,null,0.57788879999999998]
[0,null,0.57787149999999998]
[0,null,0.57783010000000001]
[0,null,0.57780900000000002]
[0,null,0.57774800000000004]
[0,null,0.57769029999999999]
[0,null,0.57763229999999999]
[0,null,0.57759229999999995]
[0,null,0.57757190000000003]
[0,null,0.57753189999999999]
[0,null,0.5775091]
[0,null,0.57749189999999995]
[0,null,0.57741560000000003]
[0,null,0.57739830000000003]
[0,null,0.57736030000000005]
[0,null,0.57734339999999995]
[0,null,0.57730130000000002]
[0,null,0.57728020000000002]
[0,null,0.57722560000000001]
[0,null,0.57720530000000003]
[0,null,0.57707450000000005]
[0,null,0.57704040000000001]
[0,null,0.57704029999999995]
[0,null,0.57700200000000001]
[0,null,0.5769647]
[0,null,0.57694369999999995]
[0,null,0.57690050000000004]
[0,null,0.57680330000000002]
[0,null,0.57680319999999996]
[0,null,0.57676530000000004]
[0,null,0.57670449999999995]
[0,null,0.57668419999999998]
[0,null,0.57666689999999998]
[0,null,0.57660960000000006]
[0,null,0.57657159999999996]
[0,null,0.57657159999999996]
[0,null,0.5765074]
[0,null,0.5764667]
[0,null,0.57639419999999997]
[0,null,0.57635999999999998]
[0,null,0.57631690000000002]
[0,null,0.57625409999999999]
[0,null,0.57625409999999999]
[0,null,0.57617439999999998]
[0,null,0.57613130000000001]
[0,null,0.57609290000000002]
[0,null,0.57609290000000002]
[0,null,0.57607249999999999]
[0,null,0.57605220000000001]
[0,null,0.57602940000000002]
[0,null,0.57598800000000006]
[0,null,0.57597069999999995]
[0,null,0.57597069999999995]
[0,null,0.57592690000000002]
[0,null,0.57588720000000004]
[0,null,0.57586999999999999]
[0,null,0.5758472]
[0,null,0.57580339999999997]
[0,null,0.57576919999999998]
[0,null,0.57573129999999995]
[0,null,0.57568980000000003]
[0,null,0.57568980000000003]
[0,null,0.57564910000000002]
[0,null,0.57559349999999998]
[0,null,0.57557309999999995]
[0,null,0.57553549999999998]
[0,null,0.57551850000000004]
[0,null,0.57544059999999997]
[0,null,0.57542329999999997]
[0,null,0.57538330000000004]
[0,null,0.57530219999999999]
[0,null,0.57526390000000005]
[0,null,0.57526390000000005]
[0,null,0.57526379999999999]
[0,null,0.57524660000000005]
[0,null,0.57520579999999999]
[0,null,0.57512640000000004]
[0,null,0.5750864]
[0,null,0.5750864]
[0,null,0.57506950000000001]
[0,null,0.57502949999999997]
[0,null,0.57499149999999999]
[0,null,0.57497109999999996]
[0,null,0.57493660000000002]
[0,null,0.57493660000000002]
[0,null,0.57491380000000003]
[0,null,0.57487969999999999]
[0,null,0.57487969999999999]
[0,null,0.5748624]
[0,null,0.57480439999999999]
[0,null,0.57474530000000001]
[0,null,0.57474530000000001]
[0,null,0.57470220000000005]
[0,null,0.57470220000000005]
[0,null,0.57464150000000003]
[0,null,0.5746038]
[0,null,0.57456379999999996]
[0,null,0.57452619999999999]
[0,null,0.5745093]
[0,null,0.5745093]
[0,null,0.57447130000000002]
[0,null,0.57445440000000003]
[0,null,0.57441059999999999]
[0,null,0.574376]
[0,null,0.574376]
[0,null,0.57435879999999995]
[0,null,0.57432039999999995]
[0,null,0.57428279999999998]
[0,null,0.57426239999999995]
[0,null,0.57422280000000003]
[0,null,0.5741851]
[0,null,0.5741851]
[0,null,0.57414549999999998]
[0,null,0.57406670000000004]
[0,null,0.5740229]
[0,null,0.57398839999999995]
[0,null,0.5739242]
[0,null,0.5739242]
[0,null,0.5739069]
[0,null,0.57386309999999996]
[0,null,0.57386309999999996]
[0,null,0.57380889999999996]
[0,null,0.57376819999999995]
[0,null,0.5737681]
[0,null,0.57370710000000003]
[0,null,0.57368600000000003]
[0,null,0.57364630000000005]
[0,null,0.57362599999999997]
[0,null,0.57356529999999994]
[0,null,0.57350690000000004]
[0,null,0.57346929999999996]
[0,null,0.57343509999999998]
[0,null,0.57341399999999998]
[0,null,0.57339669999999998]
[0,null,0.57333319999999999]
[0,null,0.57331290000000001]
[0,null,0.57327289999999997]
[0,null,0.57320070000000001]
[0,null,0.57320070000000001]
[0,null,0.57320070000000001]
[0,null,0.57314160000000003]
[0,null,0.57312439999999998]
[0,null,0.57306400000000002]
[0,null,0.57306400000000002]
[0,null,0.57302319999999995]
[0,null,0.57300600000000002]
[0,null,0.57300600000000002]
[0,null,0.57292140000000003]
[0,null,0.57292140000000003]
[0,null,0.57288340000000004]
[0,null,0.57280030000000004]
[0,null,0.57280030000000004]
[0,null,0.5727776]
[0,null,0.57276059999999995]
[0,null,0.57272639999999997]
[0,null,0.57268810000000003]
[0,null,0.57264669999999995]
[0,null,0.57257210000000003]
[0,null,0.57250970000000001]
[0,null,0.57248860000000001]
[0,null,0.57247130000000002]
[0,null,0.5724127]
[0,null,0.5723954]
[0,null,0.5723781]
[0,null,0.5723781]
[0,null,0.57233849999999997]
[0,null,0.57231810000000005]
[0,null,0.57231810000000005]
[0,null,0.57224079999999999]
[0,null,0.572218]
[0,null,0.572218]
[0,null,0.572218]
[0,null,0.57217660000000004]
[0,null,0.57215930000000004]
[0,null,0.57211860000000003]
[0,null,0.57211860000000003]
[0,null,0.57207479999999999]
[0,null,0.57201400000000002]
[0,null,0.57197399999999998]
[0,null,0.57197399999999998]
[0,null,0.57195680000000004]
[0,null,0.57191910000000001]
[0,null,0.57189880000000004]
[0,null,0.57186150000000002]
[0,null,0.57184040000000003]
[0,null,0.57180240000000004]
[0,null,0.57176439999999995]
[0,null,0.57176439999999995]
[0,null,0.57166720000000004]
[0,null,0.57164680000000001]
[0,null,0.57162639999999998]
[0,null,0.5715884]
[0,null,0.5715673]
[0,null,0.5715673]
[0,null,0.57152590000000003]
[0,null,0.57150319999999999]
[0,null,0.57144830000000002]
[0,null,0.57143129999999998]
[0,null,0.5713319]
[0,null,0.57131080000000001]
[0,null,0.57127119999999998]
[0,null,0.57123109999999999]
[0,null,0.57119350000000002]
[0,null,0.57115210000000005]
[0,null,0.57109549999999998]
[0,null,0.57107509999999995]
[0,null,0.57104089999999996]
[0,null,0.57102050000000004]
[0,null,0.57102050000000004]
[0,null,0.57100329999999999]
[0,null,0.57096020000000003]
[0,null,0.57093910000000003]
[0,null,0.57089699999999999]
[0,null,0.57087969999999999]
[0,null,0.57086239999999999]
[0,null,0.57081859999999995]
[0,null,0.57080169999999997]
[0,null,0.57076170000000004]
[0,null,0.57074060000000004]
[0,null,0.57068569999999996]
[0,null,0.57066850000000002]
[0,null,0.57065160000000004]
[0,null,0.57059119999999997]
[0,null,0.57055389999999995]
[0,null,0.570488]
[0,null,0.570488]
[0,null,0.570488]
[0,null,0.57040930000000001]
[0,null,0.57039229999999996]
[0,null,0.57035820000000004]
[0,null,0.57029949999999996]
[0,null,0.57025979999999998]
[0,null,0.57024249999999999]
[0,null,0.57021980000000005]
[0,null,0.57015629999999995]
[0,null,0.57011489999999998]
[0,null,0.57009790000000005]
[0,null,0.57004299999999997]
[0,null,0.57004299999999997]
[0,null,0.57002609999999998]
[0,null,0.56998530000000003]
[0,null,0.56995119999999999]
[0,null,0.5699284]
[0,null,0.56990799999999997]
[0,null,0.56990799999999997]
[0,null,0.56979860000000004]
[0,null,0.56975889999999996]
[0,null,0.56974199999999997]
[0,null,0.56972089999999997]
[0,null,0.56972089999999997]
[0,null,0.56970370000000004]
[0,null,0.5696464]
[0,null,0.5696253]
[0,null,0.5696253]
[0,null,0.56958699999999995]
[0,null,0.56955250000000002]
[0,null,0.56955250000000002]
[0,null,0.56955250000000002]
[0,null,0.56946620000000003]
[0,null,0.56946620000000003]
[0,null,0.56942309999999996]
[0,null,0.56940210000000002]
[0,null,0.56938100000000003]
[0,null,0.56934370000000001]
[0,null,0.5692895]
[0,null,0.56925119999999996]
[0,null,0.56923389999999996]
[0,null,0.56921109999999997]
[0,null,0.56919390000000003]
[0,null,0.56909969999999999]
[0,null,0.5690769]
[0,null,0.56899719999999998]
[0,null,0.56893950000000004]
[0,null,0.56891840000000005]
[0,null,0.56890110000000005]
[0,null,0.56887840000000001]
[0,null,0.56884420000000002]
[0,null,0.56882149999999998]
[0,null,0.56879869999999999]
[0,null,0.56876040000000005]
[0,null,0.56869789999999998]
[0,null,0.56866059999999996]
[0,null,0.56864020000000004]
[0,null,0.56858500000000001]
[0,null,0.56858500000000001]
[0,null,0.56854349999999998]
[0,null,0.56844479999999997]
[0,null,0.56836209999999998]
[0,null,0.56834479999999998]
[0,null,0.56834479999999998]
[0,null,0.56834479999999998]
[0,null,0.56832369999999999]
[0,null,0.56830259999999999]
[0,null,0.56826259999999995]
[0,null,0.56822459999999997]
[0,null,0.56818500000000005]
[0,null,0.56814739999999997]
[0,null,0.56813009999999997]
[0,null,0.56806590000000001]
[0,null,0.56806590000000001]
[0,null,0.56804480000000002]
[0,null,0.56802450000000004]
[0,null,0.56802439999999998]
[0,null,0.56794650000000002]
[0,null,0.56792920000000002]
[0,null,0.56790649999999998]
[0,null,0.56786809999999999]
[0,null,0.56778770000000001]
[0,null,0.56774630000000004]
[0,null,0.56772940000000005]
[0,null,0.56770830000000005]
[0,null,0.56770830000000005]
[0,null,0.56770830000000005]
[0,null,0.56769099999999995]
[0,null,0.56767380000000001]
[0,null,0.56763059999999999]
[0,null,0.56763059999999999]
[0,null,0.56761030000000001]
[0,null,0.56757060000000004]
[0,null,0.56754950000000004]
[0,null,0.56749499999999997]
[0,null,0.56743489999999996]
[0,null,0.56743489999999996]
[0,null,0.56743489999999996]
[0,null,0.56741390000000003]
[0,null,0.56731589999999998]
[0,null,0.56728199999999995]
[0,null,0.56724200000000002]
[0,null,0.56719819999999999]
[0,null,0.56717779999999995]
[0,null,0.56716089999999997]
[0,null,0.56714050000000005]
[0,null,0.56710629999999995]
[0,null,0.56710629999999995]
[0,null,0.56710629999999995]
[0,null,0.56706829999999997]
[0,null,0.567048]
[0,null,0.56695470000000003]
[0,null,0.56693749999999998]
[0,null,0.56690300000000005]
[0,null,0.56690300000000005]
[0,null,0.56688570000000005]
[0,null,0.56688570000000005]
[0,null,0.56682330000000003]
[0,null,0.56682330000000003]
[0,null,0.56680640000000004]
[0,null,0.56676329999999997]
[0,null,0.56676320000000002]
[0,null,0.56676320000000002]
[0,null,0.56676320000000002]
[0,null,0.56674290000000005]
[0,null,0.56670560000000003]
[0,null,0.56668450000000004]
[0,null,0.56666179999999999]
[0,null,0.56664479999999995]
[0,null,0.56659300000000001]
[0,null,0.56655889999999998]
[0,null,0.56649780000000005]
[0,null,0.56647670000000006]
[0,null,0.56647670000000006]
[0,null,0.56643670000000002]
[0,null,0.56639600000000001]
[0,null,0.56630670000000005]
[0,null,0.56630670000000005]
[0,null,0.56626290000000001]
[0,null,0.5662083]
[0,null,0.56617379999999995]
[0,null,0.56611610000000001]
[0,null,0.56605190000000005]
[0,null,0.56605190000000005]
[0,null,0.56603499999999995]
[0,null,0.56595490000000004]
[0,null,0.56595490000000004]
[0,null,0.56591179999999996]
[0,null,0.56584999999999996]
[0,null,0.56581579999999998]
[0,null,0.56581579999999998]
[0,null,0.56581579999999998]
[0,null,0.56573530000000005]
[0,null,0.56569219999999998]
[0,null,0.56563149999999995]
[0,null,0.56555520000000004]
[0,null,0.56553790000000004]
[0,null,0.56549990000000006]
[0,null,0.56547890000000001]
[0,null,0.56544470000000002]
[0,null,0.56542429999999999]
[0,null,0.56540710000000005]
[0,null,0.5653321]
[0,null,0.56529240000000003]
[0,null,0.56529240000000003]
[0,null,0.56523480000000004]
[0,null,0.56523480000000004]
[0,null,0.56521779999999999]
[0,null,0.56515199999999999]
[0,null,0.5651351]
[0,null,0.5651351]
[0,null,0.56507229999999997]
[0,null,0.56503400000000004]
[0,null,0.56501670000000004]
[0,null,0.5649729]
[0,null,0.5649729]
[0,null,0.5649111]
[0,null,0.56489069999999997]
[0,null,0.56485240000000003]
[0,null,0.5648147]
[0,null,0.56477089999999996]
[0,null,0.56474820000000003]
[0,null,0.56474820000000003]
[0,null,0.56468750000000001]
[0,null,0.56459490000000001]
[0,null,0.56457449999999998]
[0,null,0.56450239999999996]
[0,null,0.56444369999999999]
[0,null,0.56444369999999999]
[0,null,0.56442639999999999]
[0,null,0.56436770000000003]
[0,null,0.5643281]
[0,null,0.56432800000000005]
[0,null,0.564307]
[0,null,0.56426730000000003]
[0,null,0.56422969999999995]
[0,null,0.56420930000000002]
[0,null,0.56416929999999998]
[0,null,0.56411020000000001]
[0,null,0.56406710000000004]
[0,null,0.56404989999999999]
[0,null,0.56400669999999997]
[0,null,0.56394670000000002]
[0,null,0.56392560000000003]
[0,null,0.56388769999999999]
[0,null,0.56384999999999996]
[0,null,0.56381579999999998]
[0,null,0.56379480000000004]
[0,null,0.56377750000000004]
[0,null,0.56375710000000001]
[0,null,0.56371400000000005]
[0,null,0.56367979999999995]
[0,null,0.56365710000000002]
[0,null,0.56361709999999998]
[0,null,0.56360010000000005]
[0,null,0.56356249999999997]
[0,null,0.56356249999999997]
[0,null,0.56356249999999997]
[0,null,0.56352829999999998]
[0,null,0.56346410000000002]
[0,null,0.56340610000000002]
[0,null,0.56332389999999999]
[0,null,0.56328389999999995]
[0,null,0.56324560000000001]
[0,null,0.5631545]
[0,null,0.56313340000000001]
[0,null,0.56313340000000001]
[0,null,0.56307339999999995]
[0,null,0.56299569999999999]
[0,null,0.56295740000000005]
[0,null,0.56293700000000002]
[0,null,0.56291429999999998]
[0,null,0.56291429999999998]
[0,null,0.56291429999999998]
[0,null,0.56289319999999998]
[0,null,0.56287589999999998]
[0,null,0.56283589999999994]
[0,null,0.56277790000000005]
[0,null,0.56273240000000002]
[0,null,0.56273240000000002]
[0,null,0.56269480000000005]
[0,null,0.5626603]
[0,null,0.56263920000000001]
[0,null,0.56256119999999998]
[0,null,0.56254079999999995]
[0,null,0.56251980000000001]
[0,null,0.56246830000000003]
[0,null,0.56240250000000003]
[0,null,0.5623821]
[0,null,0.56232749999999998]
[0,null,0.56227190000000005]
[0,null,0.56223120000000004]
[0,null,0.56221390000000004]
[0,null,0.56216250000000001]
[0,null,0.56210479999999996]
[0,null,0.56206339999999999]
[0,null,0.56206339999999999]
[0,null,0.5620406]
[0,null,0.56201959999999995]
[0,null,0.56198159999999997]
[0,null,0.56191919999999995]
[0,null,0.56189809999999996]
[0,null,0.56184670000000003]
[0,null,0.56182940000000003]
[0,null,0.56181250000000005]
[0,null,0.56179140000000005]
[0,null,0.56173410000000001]
[0,null,0.56171139999999997]
[0,null,0.56169100000000005]
[0,null,0.56167370000000005]
[0,null,0.56159329999999996]
[0,null,0.56159329999999996]
[0,null,0.56159329999999996]
[0,null,0.5615329]
[0,null,0.56151019999999996]
[0,null,0.56147259999999999]
[0,null,0.56143259999999995]
[0,null,0.56143259999999995]
[0,null,0.56137389999999998]
[0,null,0.56135279999999999]
[0,null,0.56128029999999995]
[0,null,0.56126339999999997]
[0,null,0.56126339999999997]
[0,null,0.56124059999999998]
[0,null,0.56116299999999997]
[0,null,0.56111920000000004]
[0,null,0.56108150000000001]
[0,null,0.56106460000000002]
[0,null,0.56102320000000006]
[0,null,0.56098349999999997]
[0,null,0.56096659999999998]
[0,null,0.56092280000000005]
[0,null,0.56089999999999995]
[0,null,0.56087960000000003]
[0,null,0.56086239999999998]
[0,null,0.56086239999999998]
[0,null,0.5608244]
[0,null,0.56079060000000003]
[0,null,0.56077330000000003]
[0,null,0.56075220000000003]
[0,null,0.5607318]
[0,null,0.56067659999999997]
[0,null,0.56065620000000005]
[0,null,0.56061620000000001]
[0,null,0.56059930000000002]
[0,null,0.56055929999999998]
[0,null,0.56053649999999999]
[0,null,0.56049579999999999]
[0,null,0.56047849999999999]
[0,null,0.56047849999999999]
[0,null,0.56041980000000002]
[0,null,0.56035710000000005]
[0,null,0.56032289999999996]
[0,null,0.56032289999999996]
[0,null,0.56028290000000003]
[0,null,0.56026180000000003]
[0,null,0.56024490000000005]
[0,null,0.56022760000000005]
[0,null,0.56016929999999998]
[0,null,0.56015199999999998]
[0,null,0.56013469999999999]
[0,null,0.56007470000000004]
[0,null,0.56007470000000004]
[0,null,0.56003159999999996]
[0,null,0.56001429999999996]
[0,null,0.55995329999999999]
[0,null,0.55993219999999999]
[0,null,0.55993219999999999]
[0,null,0.55989420000000001]
[0,null,0.55989420000000001]
[0,null,0.55987149999999997]
[0,null,0.55987149999999997]
[0,null,0.55987149999999997]
[0,null,0.55983689999999997]
[0,null,0.55975620000000004]
[0,null,0.55973930000000005]
[0,null,0.55973930000000005]
[0,null,0.55969919999999995]
[0,null,0.55966510000000003]
[0,null,0.55964469999999999]
[0,null,0.55964469999999999]
[0,null,0.55957880000000004]
[0,null,0.55951459999999997]
[0,null,0.5594732]
[0,null,0.55943560000000003]
[0,null,0.55938069999999995]
[0,null,0.55938060000000001]
[0,null,0.55932300000000001]
[0,null,0.55930190000000002]
[0,null,0.55928080000000002]
[0,null,0.55924079999999998]
[0,null,0.55922050000000001]
[0,null,0.55920009999999998]
[0,null,0.55916010000000005]
[0,null,0.55910139999999997]
[0,null,0.55908409999999997]
[0,null,0.55906140000000004]
[0,null,0.55906140000000004]
[0,null,0.55904030000000005]
[0,null,0.55902339999999995]
[0,null,0.55902339999999995]
[0,null,0.55898539999999997]
[0,null,0.55894739999999998]
[0,null,0.55892470000000005]
[0,null,0.5588149]
[0,null,0.55877719999999997]
[0,null,0.55873759999999995]
[0,null,0.55871720000000002]
[0,null,0.55870030000000004]
[0,null,0.55870030000000004]
[0,null,0.55867990000000001]
[0,null,0.55865880000000001]
[0,null,0.55864159999999996]
[0,null,0.55856430000000001]
[0,null,0.55854700000000002]
[0,null,0.55852659999999998]
[0,null,0.5585097]
[0,null,0.55846890000000005]
[0,null,0.55841370000000001]
[0,null,0.55837400000000004]
[0,null,0.55831370000000002]
[0,null,0.55826980000000004]
[0,null,0.55826980000000004]
[0,null,0.55824879999999999]
[0,null,0.55820879999999995]
[0,null,0.55818769999999995]
[0,null,0.55812930000000005]
[0,null,0.55812930000000005]
[0,null,0.55810899999999997]
[0,null,0.55810899999999997]
[0,null,0.5580524]
[0,null,0.55801469999999997]
[0,null,0.55799750000000004]
[0,null,0.55793570000000003]
[0,null,0.55790110000000004]
[0,null,0.55788009999999999]
[0,null,0.55784040000000001]
[0,null,0.55784040000000001]
[0,null,0.55778519999999998]
[0,null,0.55776820000000005]
[0,null,0.55772270000000002]
[0,null,0.55766170000000004]
[0,null,0.55766170000000004]
[0,null,0.55762719999999999]
[0,null,0.5575888]
[0,null,0.5575888]
[0,null,0.55754809999999999]
[0,null,0.55752769999999996]
[0,null,0.55751079999999997]
[0,null,0.55747349999999996]
[0,null,0.55743549999999997]
[0,null,0.55741510000000005]
[0,null,0.55739470000000002]
[0,null,0.55737199999999998]
[0,null,0.55731160000000002]
[0,null,0.55727020000000005]
[0,null,0.55724739999999995]
[0,null,0.55716770000000004]
[0,null,0.55716770000000004]
[0,null,0.55715040000000005]
[0,null,0.55713349999999995]
[0,null,0.55711310000000003]
[0,null,0.55709580000000003]
[0,null,0.55707859999999998]
[0,null,0.5570406]
[0,null,0.55699980000000004]
[0,null,0.55693329999999996]
[0,null,0.55687489999999995]
[0,null,0.55687489999999995]
[0,null,0.55683729999999998]
[0,null,0.55683729999999998]
[0,null,0.55679420000000002]
[0,null,0.55679409999999996]
[0,null,0.55677719999999997]
[0,null,0.55667650000000002]
[0,null,0.55664230000000003]
[0,null,0.55656019999999995]
[0,null,0.55656019999999995]
[0,null,0.55651709999999999]
[0,null,0.55647630000000003]
[0,null,0.55644210000000005]
[0,null,0.55644210000000005]
[0,null,0.5564249]
[0,null,0.5564076]
[0,null,0.5564076]
[0,null,0.5564076]
[0,null,0.55635100000000004]
[0,null,0.55630789999999997]
[0,null,0.55625610000000003]
[0,null,0.55619189999999996]
[0,null,0.55613290000000004]
[0,null,0.55613290000000004]
[0,null,0.55613290000000004]
[0,null,0.55611250000000001]
[0,null,0.55608970000000002]
[0,null,0.55607249999999997]
[0,null,0.55601210000000001]
[0,null,0.55591199999999996]
[0,null,0.55589500000000003]
[0,null,0.55589500000000003]
[0,null,0.55586089999999999]
[0,null,0.55586089999999999]
[0,null,0.55580220000000002]
[0,null,0.55580209999999997]
[0,null,0.55578110000000003]
[0,null,0.55578110000000003]
[0,null,0.55573899999999998]
[0,null,0.55570059999999999]
[0,null,0.55570059999999999]
[0,null,0.55568030000000002]
[0,null,0.55564060000000004]
[0,null,0.55561780000000005]
[0,null,0.55558019999999997]
[0,null,0.55552020000000002]
[0,null,0.5554829]
[0,null,0.55542559999999996]
[0,null,0.55540290000000003]
[0,null,0.5553825]
[0,null,0.55536560000000001]
[0,null,0.55530449999999998]
[0,null,0.55528339999999998]
[0,null,0.55526620000000004]
[0,null,0.55520919999999996]
[0,null,0.55520919999999996]
[0,null,0.55518650000000003]
[0,null,0.55514269999999999]
[0,null,0.55508740000000001]
[0,null,0.55504909999999996]
[0,null,0.55503179999999996]
[0,null,0.55497759999999996]
[0,null,0.55495720000000004]
[0,null,0.55488029999999999]
[0,null,0.55488029999999999]
[0,null,0.55488029999999999]
[0,null,0.55481780000000003]
[0,null,0.55477980000000005]
[0,null,0.55474250000000003]
[0,null,0.55464519999999995]
[0,null,0.55462489999999998]
[0,null,0.55460379999999998]
[0,null,0.55460379999999998]
[0,null,0.55460379999999998]
[0,null,0.55456000000000005]
[0,null,0.55454270000000006]
[0,null,0.55450270000000002]
[0,null,0.5544443]
[0,null,0.55442400000000003]
[0,null,0.55436700000000005]
[0,null,0.55431140000000001]
[0,null,0.55427420000000005]
[0,null,0.55423579999999995]
[0,null,0.55421540000000002]
[0,null,0.55417400000000006]
[0,null,0.55417400000000006]
[0,null,0.55409430000000004]
[0,null,0.55401869999999998]
[0,null,0.553979]
[0,null,0.553979]
[0,null,0.55392790000000003]
[0,null,0.55390519999999999]
[0,null,0.55386210000000002]
[0,null,0.55384509999999998]
[0,null,0.55380370000000001]
[0,null,0.55374259999999997]
[0,null,0.55370529999999996]
[0,null,0.55367120000000003]
[0,null,0.55365419999999999]
[0,null,0.55362]
[0,null,0.55359729999999996]
[0,null,0.55359729999999996]
[0,null,0.55357460000000003]
[0,null,0.55351419999999996]
[0,null,0.55351419999999996]
[0,null,0.5534386]
[0,null,0.55341819999999997]
[0,null,0.55339709999999998]
[0,null,0.55339709999999998]
[0,null,0.55331909999999995]
[0,null,0.55331909999999995]
[0,null,0.55331909999999995]
[0,null,0.55328149999999998]
[0,null,0.55325869999999999]
[0,null,0.55323840000000002]
[0,null,0.55322110000000002]
[0,null,0.5531587]
[0,null,0.5531587]
[0,null,0.55308480000000004]
[0,null,0.55306449999999996]
[0,null,0.55304169999999997]
[0,null,0.55304169999999997]
[0,null,0.55304169999999997]
[0,null,0.55302059999999997]
[0,null,0.5530003]
[0,null,0.55292189999999997]
[0,null,0.55290499999999998]
[0,null,0.55288800000000005]
[0,null,0.55282620000000005]
[0,null,0.55279199999999995]
[0,null,0.55275370000000001]
[0,null,0.55273099999999997]
[0,null,0.55273099999999997]
[0,null,0.55270819999999998]
[0,null,0.55262849999999997]
[0,null,0.55260569999999998]
[0,null,0.55260569999999998]
[0,null,0.55253110000000005]
[0,null,0.55253110000000005]
[0,null,0.55250999999999995]
[0,null,0.55248730000000001]
[0,null,0.55244760000000004]
[0,null,0.55239210000000005]
[0,null,0.55239210000000005]
[0,null,0.55239210000000005]
[0,null,0.55237510000000001]
[0,null,0.55233679999999996]
[0,null,0.55230259999999998]
[0,null,0.55222459999999995]
[0,null,0.55220429999999998]
[0,null,0.55220429999999998]
[0,null,0.55220420000000003]
[0,null,0.55216350000000003]
[0,null,0.55216350000000003]
[0,null,0.55212930000000005]
[0,null,0.55209169999999996]
[0,null,0.55205170000000003]
[0,null,0.55199330000000002]
[0,null,0.55197220000000002]
[0,null,0.55191120000000005]
[0,null,0.55187699999999995]
[0,null,0.55185660000000003]
[0,null,0.551817]
[0,null,0.55181690000000005]
[0,null,0.55174000000000001]
[0,null,0.55167960000000005]
[0,null,0.55161709999999997]
[0,null,0.5515774]
[0,null,0.55154320000000001]
[0,null,0.55152219999999996]
[0,null,0.55150529999999998]
[0,null,0.55148249999999999]
[0,null,0.55142760000000002]
[0,null,0.55142760000000002]
[0,null,0.55140489999999998]
[0,null,0.55136759999999996]
[0,null,0.5512899]
[0,null,0.5512899]
[0,null,0.55125579999999996]
[0,null,0.55123469999999997]
[0,null,0.55121359999999997]
[0,null,0.55115559999999997]
[0,null,0.55110040000000005]
[0,null,0.55106270000000002]
[0,null,0.55102059999999997]
[0,null,0.55100369999999999]
[0,null,0.55100369999999999]
[0,null,0.55100369999999999]
[0,null,0.55098670000000005]
[0,null,0.55094290000000001]
[0,null,0.55088250000000005]
[0,null,0.55076689999999995]
[0,null,0.55070439999999998]
[0,null,0.55068399999999995]
[0,null,0.55066369999999998]
[0,null,0.55062949999999999]
[0,null,0.55054570000000003]
[0,null,0.55048149999999996]
[0,null,0.55048149999999996]
[0,null,0.55044349999999997]
[0,null,0.55042619999999998]
[0,null,0.55042619999999998]
[0,null,0.5503458]
[0,null,0.55032309999999995]
[0,null,0.55028849999999996]
[0,null,0.55025089999999999]
[0,null,0.55022819999999995]
[0,null,0.55018979999999995]
[0,null,0.55013529999999999]
[0,null,0.55007589999999995]
[0,null,0.55005899999999996]
[0,null,0.55005899999999996]
[0,null,0.55002479999999998]
[0,null,0.55000439999999995]
[0,null,0.54994399999999999]
[0,null,0.54992680000000005]
[0,null,0.54992680000000005]
[0,null,0.54992680000000005]
[0,null,0.54992680000000005]
[0,null,0.54992680000000005]
[0,null,0.54986330000000005]
[0,null,0.54984290000000002]
[0,null,0.54984290000000002]
[0,null,0.54980899999999999]
[0,null,0.54980899999999999]
[0,null,0.54974829999999997]
[0,null,0.54969270000000003]
[0,null,0.54965439999999999]
[0,null,0.54965439999999999]
[0,null,0.54963709999999999]
[0,null,0.54957840000000002]
[0,null,0.5495411]
[0,null,0.54947699999999999]
[0,null,0.54947699999999999]
[0,null,0.54945999999999995]
[0,null,0.54945999999999995]
[0,null,0.54943730000000002]
[0,null,0.54937860000000005]
[0,null,0.54936169999999995]
[0,null,0.54932159999999997]
[0,null,0.54930440000000003]
[0,null,0.54924640000000002]
[0,null,0.54922530000000003]
[0,null,0.5492049]
[0,null,0.54914589999999996]
[0,null,0.54912550000000004]
[0,null,0.54904439999999999]
[0,null,0.54900640000000001]
[0,null,0.54894529999999997]
[0,null,0.54894529999999997]
[0,null,0.54892260000000004]
[0,null,0.54890530000000004]
[0,null,0.54890530000000004]
[0,null,0.54888429999999999]
[0,null,0.54878830000000001]
[0,null,0.54874520000000004]
[0,null,0.54870129999999995]
[0,null,0.54868099999999997]
[0,null,0.54866060000000005]
[0,null,0.54860370000000003]
[0,null,0.5485833]
[0,null,0.5485833]
[0,null,0.548566]
[0,null,0.54854879999999995]
[0,null,0.54853189999999996]
[0,null,0.54850909999999997]
[0,null,0.54850909999999997]
[0,null,0.54848640000000004]
[0,null,0.54846360000000005]
[0,null,0.54840420000000001]
[0,null,0.54836039999999997]
[0,null,0.54836039999999997]
[0,null,0.54832590000000003]
[0,null,0.5483055]
[0,null,0.5483055]
[0,null,0.54825089999999999]
[0,null,0.54821260000000005]
[0,null,0.54813149999999999]
[0,null,0.5481104]
[0,null,0.54809350000000001]
[0,null,0.54807079999999997]
[0,null,0.54805349999999997]
[0,null,0.54801040000000001]
[0,null,0.54796900000000004]
[0,null,0.54793060000000005]
[0,null,0.54793060000000005]
[0,null,0.54788680000000001]
[0,null,0.54786990000000002]
[0,null,0.54781500000000005]
[0,null,0.54777529999999997]
[0,null,0.54777529999999997]
[0,null,0.54777529999999997]
[0,null,0.54772010000000004]
[0,null,0.54769970000000001]
[0,null,0.54766519999999996]
[0,null,0.5475892]
[0,null,0.54754919999999996]
[0,null,0.54750779999999999]
[0,null,0.5474909]
[0,null,0.5474909]
[0,null,0.54749080000000006]
[0,null,0.54745120000000003]
[0,null,0.54745120000000003]
[0,null,0.54740809999999995]
[0,null,0.54740809999999995]
[0,null,0.54739079999999996]
[0,null,0.54739079999999996]
[0,null,0.54737349999999996]
[0,null,0.54731830000000004]
[0,null,0.54727689999999996]
[0,null,0.54727689999999996]
[0,null,0.54721850000000005]
[0,null,0.54721850000000005]
[0,null,0.54718429999999996]
[0,null,0.54712159999999999]
[0,null,0.54712159999999999]
[0,null,0.54710429999999999]
[0,null,0.5470874]
[0,null,0.54704739999999996]
[0,null,0.54704739999999996]
[0,null,0.54702700000000004]
[0,null,0.54700970000000004]
[0,null,0.54697209999999996]
[0,null,0.54695519999999997]
[0,null,0.54688930000000002]
[0,null,0.54682819999999999]
[0,null,0.54682819999999999]
[0,null,0.54682819999999999]
[0,null,0.54677160000000002]
[0,null,0.54669500000000004]
[0,null,0.54665189999999997]
[0,null,0.54663459999999997]
[0,null,0.54663459999999997]
[0,null,0.54659489999999999]
[0,null,0.54657770000000006]
[0,null,0.54656079999999996]
[0,null,0.54650270000000001]
[0,null,0.54648169999999996]
[0,null,0.54646130000000004]
[0,null,0.5464175]
[0,null,0.54639479999999996]
[0,null,0.54637780000000002]
[0,null,0.54633469999999995]
[0,null,0.54627910000000002]
[0,null,0.54624150000000005]
[0,null,0.54624150000000005]
[0,null,0.54622420000000005]
[0,null,0.5461859]
[0,null,0.5461859]
[0,null,0.54616480000000001]
[0,null,0.54616480000000001]
[0,null,0.54614370000000001]
[0,null,0.54610650000000005]
[0,null,0.54610650000000005]
[0,null,0.54610650000000005]
[0,null,0.54606880000000002]
[0,null,0.54602569999999995]
[0,null,0.54596840000000002]
[0,null,0.54594739999999997]
[0,null,0.5458904]
[0,null,0.54587010000000002]
[0,null,0.54587010000000002]
[0,null,0.54587010000000002]
[0,null,0.54583590000000004]
[0,null,0.5457765]
[0,null,0.54575370000000001]
[0,null,0.54571610000000004]
[0,null,0.54563779999999995]
[0,null,0.54561740000000003]
[0,null,0.54558320000000005]
[0,null,0.54556629999999995]
[0,null,0.54552250000000002]
[0,null,0.54552250000000002]
[0,null,0.54548099999999999]
[0,null,0.54543790000000003]
[0,null,0.5453983]
[0,null,0.54537789999999997]
[0,null,0.54537789999999997]
[0,null,0.54536059999999997]
[0,null,0.54530330000000005]
[0,null,0.54528639999999995]
[0,null,0.54525219999999996]
[0,null,0.5452091]
[0,null,0.54515389999999997]
[0,null,0.54511069999999995]
[0,null,0.54506759999999999]
[0,null,0.5450296]
[0,null,0.54500859999999995]
[0,null,0.54499129999999996]
[0,null,0.54497090000000004]
[0,null,0.54494989999999999]
[0,null,0.54490680000000002]
[0,null,0.54486679999999998]
[0,null,0.54484980000000005]
[0,null,0.54478879999999996]
[0,null,0.54473349999999998]
[0,null,0.54473349999999998]
[0,null,0.54473349999999998]
[0,null,0.54471309999999995]
[0,null,0.54469590000000001]
[0,null,0.54466130000000001]
[0,null,0.54464100000000004]
[0,null,0.54462060000000001]
[0,null,0.54458260000000003]
[0,null,0.54452769999999995]
[0,null,0.54450659999999995]
[0,null,0.54447250000000003]
[0,null,0.54445549999999998]
[0,null,0.54445549999999998]
[0,null,0.54441410000000001]
[0,null,0.54434819999999995]
[0,null,0.54431059999999998]
[0,null,0.54428790000000005]
[0,null,0.54428779999999999]
[0,null,0.54424640000000002]
[0,null,0.54422910000000002]
[0,null,0.54416330000000002]
[0,null,0.54416330000000002]
[0,null,0.54414600000000002]
[0,null,0.54412559999999999]
[0,null,0.54406489999999996]
[0,null,0.54404220000000003]
[0,null,0.54402110000000004]
[0,null,0.5439811]
[0,null,0.5439811]
[0,null,0.54394690000000001]
[0,null,0.54392419999999997]
[0,null,0.54388999999999998]
[0,null,0.54388999999999998]
[0,null,0.54388999999999998]
[0,null,0.54384779999999999]
[0,null,0.54378910000000003]
[0,null,0.5437495]
[0,null,0.54371190000000003]
[0,null,0.54364939999999995]
[0,null,0.54361179999999998]
[0,null,0.54361179999999998]
[0,null,0.54359139999999995]
[0,null,0.54357109999999997]
[0,null,0.54357100000000003]
[0,null,0.54355410000000004]
[0,null,0.54353370000000001]
[0,null,0.54351649999999996]
[0,null,0.54347100000000004]
[0,null,0.54341159999999999]
[0,null,0.54341159999999999]
[0,null,0.54337020000000003]
[0,null,0.54330670000000003]
[0,null,0.54327210000000004]
[0,null,0.54323790000000005]
[0,null,0.54320029999999997]
[0,null,0.54316299999999995]
[0,null,0.54314200000000001]
[0,null,0.5431047]
[0,null,0.5431047]
[0,null,0.54306670000000001]
[0,null,0.54306670000000001]
[0,null,0.54306670000000001]
[0,null,0.54304629999999998]
[0,null,0.54297209999999996]
[0,null,0.54295099999999996]
[0,null,0.54287030000000003]
[0,null,0.54287030000000003]
[0,null,0.54285340000000004]
[0,null,0.54283060000000005]
[0,null,0.54283060000000005]
[0,null,0.54283060000000005]
[0,null,0.54279259999999996]
[0,null,0.54277160000000002]
[0,null,0.54275459999999998]
[0,null,0.54268810000000001]
[0,null,0.54267080000000001]
[0,null,0.54261630000000005]
[0,null,0.54261630000000005]
[0,null,0.54257860000000002]
[0,null,0.54257860000000002]
[0,null,0.54253720000000005]
[0,null,0.54247610000000002]
[0,null,0.54245509999999997]
[0,null,0.54243779999999997]
[0,null,0.54243779999999997]
[0,null,0.54241740000000005]
[0,null,0.54240010000000005]
[0,null,0.54228240000000005]
[0,null,0.54225970000000001]
[0,null,0.54223690000000002]
[0,null,0.54219689999999998]
[0,null,0.54218]
[0,null,0.54214229999999997]
[0,null,0.54214229999999997]
[0,null,0.54212539999999998]
[0,null,0.54212539999999998]
[0,null,0.54210849999999999]
[0,null,0.54204739999999996]
[0,null,0.54198800000000003]
[0,null,0.54197110000000004]
[0,null,0.54195389999999999]
[0,null,0.5419311]
[0,null,0.5419311]
[0,null,0.54189039999999999]
[0,null,0.54185240000000001]
[0,null,0.54180930000000005]
[0,null,0.54178820000000005]
[0,null,0.54178820000000005]
[0,null,0.54176780000000002]
[0,null,0.54172949999999997]
[0,null,0.54170669999999999]
[0,null,0.54167259999999995]
[0,null,0.54163459999999997]
[0,null,0.54159690000000005]
[0,null,0.54155730000000002]
[0,null,0.54149309999999995]
[0,null,0.54147579999999995]
[0,null,0.54143750000000002]
[0,null,0.54143750000000002]
[0,null,0.54141709999999998]
[0,null,0.54141709999999998]
[0,null,0.54139990000000004]
[0,null,0.54134559999999998]
[0,null,0.54128529999999997]
[0,null,0.54120729999999995]
[0,null,0.54120729999999995]
[0,null,0.54114620000000002]
[0,null,0.54114620000000002]
[0,null,0.54114620000000002]
[0,null,0.54112930000000004]
[0,null,0.54110650000000005]
[0,null,0.5410838]
[0,null,0.54104580000000002]
[0,null,0.54102850000000002]
[0,null,0.54102850000000002]
[0,null,0.54098889999999999]
[0,null,0.54098889999999999]
[0,null,0.54094569999999997]
[0,null,0.54088709999999995]
[0,null,0.54084940000000004]
[0,null,0.54084940000000004]
[0,null,0.54084940000000004]
[0,null,0.54080729999999999]
[0,null,0.54080729999999999]
[0,null,0.54074690000000003]
[0,null,0.5407265]
[0,null,0.54069199999999995]
[0,null,0.54064889999999999]
[0,null,0.54061159999999997]
[0,null,0.54059460000000004]
[0,null,0.5405567]
[0,null,0.5405356]
[0,null,0.54049760000000002]
[0,null,0.54048070000000004]
[0,null,0.54042199999999996]
[0,null,0.54036640000000002]
[0,null,0.54034369999999998]
[0,null,0.54034369999999998]
[0,null,0.54030599999999995]
[0,null,0.54028909999999997]
[0,null,0.54022630000000005]
[0,null,0.54020599999999996]
[0,null,0.54018900000000003]
[0,null,0.54016869999999995]
[0,null,0.54013100000000003]
[0,null,0.54010999999999998]
[0,null,0.54005270000000005]
[0,null,0.54003579999999995]
[0,null,0.54001849999999996]
[0,null,0.54001849999999996]
[0,null,0.53999580000000003]
[0,null,0.53989290000000001]
[0,null,0.53987249999999998]
[0,null,0.53987249999999998]
[0,null,0.53981449999999997]
[0,null,0.53981449999999997]
[0,null,0.53979350000000004]
[0,null,0.53975890000000004]
[0,null,0.53975890000000004]
[0,null,0.53974200000000006]
[0,null,0.53970130000000005]
[0,null,0.53970130000000005]
[0,null,0.53965909999999995]
[0,null,0.53962149999999998]
[0,null,0.53958729999999999]
[0,null,0.53952900000000004]
[0,null,0.53951170000000004]
[0,null,0.53949130000000001]
[0,null,0.53949130000000001]
[0,null,0.53942639999999997]
[0,null,0.53942639999999997]
[0,null,0.53938680000000006]
[0,null,0.53936980000000001]
[0,null,0.53933249999999999]
[0,null,0.53930979999999995]
[0,null,0.53930979999999995]
[0,null,0.53928940000000003]
[0,null,0.53924629999999996]
[0,null,0.53914689999999998]
[0,null,0.53912590000000005]
[0,null,0.53906549999999998]
[0,null,0.53906549999999998]
[0,null,0.53906549999999998]
[0,null,0.53904510000000005]
[0,null,0.53898820000000003]
[0,null,0.53894810000000004]
[0,null,0.53889120000000001]
[0,null,0.53887430000000003]
[0,null,0.53887430000000003]
[0,null,0.53879829999999995]
[0,null,0.53875830000000002]
[0,null,0.53872039999999999]
[0,null,0.5386976]
[0,null,0.53867719999999997]
[0,null,0.53867719999999997]
[0,null,0.53864299999999998]
[0,null,0.53859919999999994]
[0,null,0.53854429999999998]
[0,null,0.53852390000000006]
[0,null,0.53846150000000004]
[0,null,0.53840049999999995]
[0,null,0.53835900000000003]
[0,null,0.53832449999999998]
[0,null,0.5383076]
[0,null,0.5382865]
[0,null,0.53826960000000001]
[0,null,0.53826960000000001]
[0,null,0.53825270000000003]
[0,null,0.53825270000000003]
[0,null,0.53825270000000003]
[0,null,0.53823160000000003]
[0,null,0.5382112]
[0,null,0.53819430000000001]
[0,null,0.53817389999999998]
[0,null,0.53813250000000001]
[0,null,0.53809249999999997]
[0,null,0.53803310000000004]
[0,null,0.53799509999999995]
[0,null,0.53793639999999998]
[0,null,0.53789640000000005]
[0,null,0.53787600000000002]
[0,null,0.53784189999999998]
[0,null,0.53781909999999999]
[0,null,0.53778490000000001]
[0,null,0.53776219999999997]
[0,null,0.53768800000000005]
[0,null,0.53763340000000004]
[0,null,0.53763340000000004]
[0,null,0.53761619999999999]
[0,null,0.53761619999999999]
[0,null,0.53755129999999995]
[0,null,0.53750989999999998]
[0,null,0.53750980000000004]
[0,null,0.53745180000000004]
[0,null,0.5374118]
[0,null,0.53739139999999996]
[0,null,0.53736870000000003]
[0,null,0.53732869999999999]
[0,null,0.53729039999999995]
[0,null,0.53727309999999995]
[0,null,0.53718849999999996]
[0,null,0.53715060000000003]
[0,null,0.53710979999999997]
[0,null,0.53704980000000002]
[0,null,0.53703279999999998]
[0,null,0.53703279999999998]
[0,null,0.53703279999999998]
[0,null,0.53691789999999995]
[0,null,0.53687479999999999]
[0,null,0.53679100000000002]
[0,null,0.5367537]
[0,null,0.53673329999999997]
[0,null,0.53667390000000004]
[0,null,0.53663970000000005]
[0,null,0.53661930000000002]
[0,null,0.53660209999999997]
[0,null,0.53658099999999997]
[0,null,0.53658099999999997]
[0,null,0.53658099999999997]
[0,null,0.53656369999999998]
[0,null,0.53650850000000005]
[0,null,0.53647400000000001]
[0,null,0.53645290000000001]
[0,null,0.53640980000000005]
[0,null,0.53632939999999996]
[0,null,0.53632939999999996]
[0,null,0.53631209999999996]
[0,null,0.5362517]
[0,null,0.53621370000000002]
[0,null,0.53619269999999997]
[0,null,0.53617579999999998]
[0,null,0.53613429999999995]
[0,null,0.53611710000000001]
[0,null,0.53609669999999998]
[0,null,0.53607939999999998]
[0,null,0.53603940000000005]
[0,null,0.53601670000000001]
[0,null,0.53601670000000001]
[0,null,0.53601670000000001]
[0,null,0.53599969999999997]
[0,null,0.53597939999999999]
[0,null,0.53597930000000005]
[0,null,0.53587209999999996]
[0,null,0.53583409999999998]
[0,null,0.53579030000000005]
[0,null,0.53576749999999995]
[0,null,0.53574650000000001]
[0,null,0.53572609999999998]
[0,null,0.53566670000000005]
[0,null,0.5356322]
[0,null,0.53559250000000003]
[0,null,0.53557140000000003]
[0,null,0.53555109999999995]
[0,null,0.53552999999999995]
[0,null,0.53544849999999999]
[0,null,0.53539159999999997]
[0,null,0.53537120000000005]
[0,null,0.53537120000000005]
[0,null,0.53537120000000005]
[0,null,0.53531669999999998]
[0,null,0.53523520000000002]
[0,null,0.53521799999999997]
[0,null,0.53515449999999998]
[0,null,0.53513719999999998]
[0,null,0.53505579999999997]
[0,null,0.53503469999999997]
[0,null,0.53503469999999997]
[0,null,0.53501430000000005]
[0,null,0.5349971]
[0,null,0.53496290000000002]
[0,null,0.53496290000000002]
[0,null,0.53492490000000004]
[0,null,0.53490380000000004]
[0,null,0.53490380000000004]
[0,null,0.53484929999999997]
[0,null,0.53481160000000005]
[0,null,0.53478890000000001]
[0,null,0.53472779999999998]
[0,null,0.53468709999999997]
[0,null,0.53468709999999997]
[0,null,0.53464739999999999]
[0,null,0.53462699999999996]
[0,null,0.53461009999999998]
[0,null,0.53461009999999998]
[0,null,0.53461009999999998]
[0,null,0.53459319999999999]
[0,null,0.53457589999999999]
[0,null,0.53451479999999996]
[0,null,0.53449380000000002]
[0,null,0.53447650000000002]
[0,null,0.53445379999999998]
[0,null,0.5344158]
[0,null,0.5343985]
[0,null,0.53436090000000003]
[0,null,0.5343405]
[0,null,0.53432360000000001]
[0,null,0.53426419999999997]
[0,null,0.53424729999999998]
[0,null,0.53420420000000002]
[0,null,0.53420409999999996]
[0,null,0.53414309999999998]
[0,null,0.53412579999999998]
[0,null,0.53408580000000005]
[0,null,0.53406310000000001]
[0,null,0.53404030000000002]
[0,null,0.53404030000000002]
[0,null,0.53400230000000004]
[0,null,0.5339682]
[0,null,0.53390459999999995]
[0,null,0.53384940000000003]
[0,null,0.53378829999999999]
[0,null,0.53375099999999998]
[0,null,0.53369409999999995]
[0,null,0.53367719999999996]
[0,null,0.53361440000000004]
[0,null,0.53359719999999999]
[0,null,0.5335761]
[0,null,0.53355569999999997]
[0,null,0.53353470000000003]
[0,null,0.53351360000000003]
[0,null,0.5334932]
[0,null,0.53345589999999998]
[0,null,0.533439]
[0,null,0.533439]
[0,null,0.533439]
[0,null,0.53340480000000001]
[0,null,0.53334919999999997]
[0,null,0.53332820000000003]
[0,null,0.53332820000000003]
[0,null,0.53328850000000005]
[0,null,0.53321260000000004]
[0,null,0.53318980000000005]
[0,null,0.53317289999999995]
[0,null,0.53315009999999996]
[0,null,0.53312979999999999]
[0,null,0.53309209999999996]
[0,null,0.53309209999999996]
[0,null,0.53307170000000004]
[0,null,0.53302859999999996]
[0,null,0.53297170000000005]
[0,null,0.53291129999999998]
[0,null,0.53291129999999998]
[0,null,0.53289019999999998]
[0,null,0.53283329999999995]
[0,null,0.53278950000000003]
[0,null,0.53278950000000003]
[0,null,0.53272529999999996]
[0,null,0.53272529999999996]
[0,null,0.53265039999999997]
[0,null,0.53263349999999998]
[0,null,0.53263349999999998]
[0,null,0.5325993]
[0,null,0.532582]
[0,null,0.53255929999999996]
[0,null,0.53251780000000004]
[0,null,0.53247639999999996]
[0,null,0.53243810000000003]
[0,null,0.53239809999999999]
[0,null,0.53232179999999996]
[0,null,0.53230069999999996]
[0,null,0.53227789999999997]
[0,null,0.53224059999999995]
[0,null,0.53224059999999995]
[0,null,0.53221960000000001]
[0,null,0.53221960000000001]
[0,null,0.53216470000000005]
[0,null,0.53208149999999999]
[0,null,0.53203840000000002]
[0,null,0.53197939999999999]
[0,null,0.53195899999999996]
[0,null,0.53193860000000004]
[0,null,0.53191820000000001]
[0,null,0.53191820000000001]
[0,null,0.53188369999999996]
[0,null,0.53186679999999997]
[0,null,0.53184640000000005]
[0,null,0.53182600000000002]
[0,null,0.53176769999999995]
[0,null,0.53174489999999996]
[0,null,0.53170660000000003]
[0,null,0.53170660000000003]
[0,null,0.53170660000000003]
[0,null,0.53168939999999998]
[0,null,0.53166659999999999]
[0,null,0.53162279999999995]
[0,null,0.53160549999999995]
[0,null,0.53158830000000001]
[0,null,0.53158830000000001]
[0,null,0.53158830000000001]
[0,null,0.53156550000000002]
[0,null,0.53148479999999998]
[0,null,0.53146780000000005]
[0,null,0.53146780000000005]
[0,null,0.53142990000000001]
[0,null,0.53139219999999998]
[0,null,0.53137500000000004]
[0,null,0.53127970000000002]
[0,null,0.53127970000000002]
[0,null,0.53122100000000005]
[0,null,0.53120409999999996]
[0,null,0.53120409999999996]
[0,null,0.53116030000000003]
[0,null,0.53108080000000002]
[0,null,0.53103769999999995]
[0,null,0.53103769999999995]
[0,null,0.53101500000000001]
[0,null,0.53101500000000001]
[0,null,0.53099390000000002]
[0,null,0.5309566]
[0,null,0.53091520000000003]
[0,null,0.53081959999999995]
[0,null,0.53081959999999995]
[0,null,0.53078230000000004]
[0,null,0.53075950000000005]
[0,null,0.530725]
[0,null,0.53066080000000004]
[0,null,0.53066080000000004]
[0,null,0.53064389999999995]
[0,null,0.53064389999999995]
[0,null,0.53058700000000003]
[0,null,0.53058700000000003]
[0,null,0.53052449999999995]
[0,null,0.53052449999999995]
[0,null,0.53050169999999996]
[0,null,0.53048139999999999]
[0,null,0.53046409999999999]
[0,null,0.5304468]
[0,null,0.53038989999999997]
[0,null,0.53038989999999997]
[0,null,0.53036950000000005]
[0,null,0.53028909999999996]
[0,null,0.53026870000000004]
[0,null,0.53025180000000005]
[0,null,0.53025180000000005]
[0,null,0.53021450000000003]
[0,null,0.53019720000000004]
[0,null,0.53012119999999996]
[0,null,0.53010020000000002]
[0,null,0.53010020000000002]
[0,null,0.53008290000000002]
[0,null,0.53004490000000004]
[0,null,0.53002459999999996]
[0,null,0.53000349999999996]
[0,null,0.52993760000000001]
[0,null,0.5298773]
[0,null,0.52987720000000005]
[0,null,0.52985450000000001]
[0,null,0.52985450000000001]
[0,null,0.52979719999999997]
[0,null,0.52979719999999997]
[0,null,0.5297558]
[0,null,0.52973890000000001]
[0,null,0.52971849999999998]
[0,null,0.52966080000000004]
[0,null,0.52964389999999995]
[0,null,0.52962659999999995]
[0,null,0.52955140000000001]
[0,null,0.52953030000000001]
[0,null,0.52950920000000001]
[0,null,0.5294354]
[0,null,0.5294354]
[0,null,0.52939389999999997]
[0,null,0.5293563]
[0,null,0.52932210000000002]
[0,null,0.52932210000000002]
[0,null,0.52928450000000005]
[0,null,0.52924479999999996]
[0,null,0.52921059999999998]
[0,null,0.52917259999999999]
[0,null,0.52917259999999999]
[0,null,0.5291091]
[0,null,0.52902939999999998]
[0,null,0.52900659999999999]
[0,null,0.52898389999999995]
[0,null,0.52896699999999996]
[0,null,0.52894969999999997]
[0,null,0.52894969999999997]
[0,null,0.52890420000000005]
[0,null,0.52890420000000005]
[0,null,0.52887039999999996]
[0,null,0.52884929999999997]
[0,null,0.52883199999999997]
[0,null,0.5288117]
[0,null,0.52877399999999997]
[0,null,0.52868709999999997]
[0,null,0.52868709999999997]
[0,null,0.52864739999999999]
[0,null,0.5286305]
[0,null,0.52855799999999997]
[0,null,0.52853760000000005]
[0,null,0.5285204]
[0,null,0.5285204]
[0,null,0.52849760000000001]
[0,null,0.52847719999999998]
[0,null,0.52847719999999998]
[0,null,0.52845450000000005]
[0,null,0.52845450000000005]
[0,null,0.52836059999999996]
[0,null,0.52836059999999996]
[0,null,0.52836059999999996]
[0,null,0.52833790000000003]
[0,null,0.5283002]
[0,null,0.5283002]
[0,null,0.52821879999999999]
[0,null,0.5281846]
[0,null,0.52814320000000003]
[0,null,0.52810520000000005]
[0,null,0.52806520000000001]
[0,null,0.52800610000000003]
[0,null,0.52794569999999996]
[0,null,0.52794569999999996]
[0,null,0.52787919999999999]
[0,null,0.52786219999999995]
[0,null,0.52780320000000003]
[0,null,0.52776489999999998]
[0,null,0.52775470000000002]
[0,null,0.52774449999999995]
[0,null,0.52770720000000004]
[0,null,0.52766749999999996]
[0,null,0.52761199999999997]
[0,null,0.52757399999999999]
[0,null,0.52749599999999996]
[0,null,0.52747909999999998]
[0,null,0.52743589999999996]
[0,null,0.52743589999999996]
[0,null,0.52741899999999997]
[0,null,0.5273814]
[0,null,0.5273814]
[0,null,0.52726410000000001]
[0,null,0.52724300000000002]
[0,null,0.52720469999999997]
[0,null,0.52720469999999997]
[0,null,0.52718189999999998]
[0,null,0.52716090000000004]
[0,null,0.52712639999999999]
[0,null,0.52712639999999999]
[0,null,0.52712630000000005]
[0,null,0.52712630000000005]
[0,null,0.52712630000000005]
[0,null,0.5270745]
[0,null,0.52705420000000003]
[0,null,0.52705420000000003]
[0,null,0.52703719999999998]
[0,null,0.52697139999999998]
[0,null,0.52692030000000001]
[0,null,0.52689750000000002]
[0,null,0.52687649999999997]
[0,null,0.52683880000000005]
[0,null,0.52679500000000001]
[0,null,0.52677229999999997]
[0,null,0.52673080000000005]
[0,null,0.52673080000000005]
[0,null,0.52671049999999997]
[0,null,0.52669319999999997]
[0,null,0.52667629999999999]
[0,null,0.5266535]
[0,null,0.5266535]
[0,null,0.52657790000000004]
[0,null,0.52655680000000005]
[0,null,0.5265185]
[0,null,0.52647889999999997]
[0,null,0.52643810000000002]
[0,null,0.52637160000000005]
[0,null,0.52633390000000002]
[0,null,0.52631280000000003]
[0,null,0.52629559999999997]
[0,null,0.52620270000000002]
[0,null,0.5261458]
[0,null,0.5261458]
[0,null,0.52611189999999997]
[0,null,0.52607429999999999]
[0,null,0.5260532]
[0,null,0.52601180000000003]
[0,null,0.52601180000000003]
[0,null,0.52601180000000003]
[0,null,0.52596869999999996]
[0,null,0.52589450000000004]
[0,null,0.52589450000000004]
[0,null,0.52589450000000004]
[0,null,0.52583579999999996]
[0,null,0.52579849999999995]
[0,null,0.52573429999999999]
[0,null,0.52569630000000001]
[0,null,0.52569630000000001]
[0,null,0.52567359999999996]
[0,null,0.52565079999999997]
[0,null,0.52565079999999997]
[0,null,0.52561630000000004]
[0,null,0.52559900000000004]
[0,null,0.52559900000000004]
[0,null,0.52559900000000004]
[0,null,0.52559900000000004]
[0,null,0.52558179999999999]
[0,null,0.52558179999999999]
[0,null,0.52556139999999996]
[0,null,0.52554409999999996]
[0,null,0.525501]
[0,null,0.52546130000000002]
[0,null,0.52544029999999997]
[0,null,0.52538019999999996]
[0,null,0.52534259999999999]
[0,null,0.52530049999999995]
[0,null,0.52528010000000003]
[0,null,0.52525730000000004]
[0,null,0.5252346]
[0,null,0.52521770000000001]
[0,null,0.52519729999999998]
[0,null,0.5251593]
[0,null,0.5251382]
[0,null,0.52508129999999997]
[0,null,0.52508129999999997]
[0,null,0.5250264]
[0,null,0.5250264]
[0,null,0.52496220000000005]
[0,null,0.52489640000000004]
[0,null,0.52489640000000004]
[0,null,0.52487530000000004]
[0,null,0.52485839999999995]
[0,null,0.52483729999999995]
[0,null,0.52480000000000004]
[0,null,0.52478279999999999]
[0,null,0.52473959999999997]
[0,null,0.5246982]
[0,null,0.52468090000000001]
[0,null,0.52466369999999996]
[0,null,0.52464670000000002]
[0,null,0.52462399999999998]
[0,null,0.52454179999999995]
[0,null,0.52451910000000002]
[0,null,0.52451910000000002]
[0,null,0.52450209999999997]
[0,null,0.52442549999999999]
[0,null,0.52440819999999999]
[0,null,0.52440819999999999]
[0,null,0.52438720000000005]
[0,null,0.52430540000000003]
[0,null,0.524285]
[0,null,0.52424190000000004]
[0,null,0.52424190000000004]
[0,null,0.52422150000000001]
[0,null,0.52417769999999997]
[0,null,0.52413940000000003]
[0,null,0.52413940000000003]
[0,null,0.52410520000000005]
[0,null,0.5240669]
[0,null,0.5240669]
[0,null,0.52406680000000005]
[0,null,0.52402919999999997]
[0,null,0.52401229999999999]
[0,null,0.52397470000000002]
[0,null,0.52397470000000002]
[0,null,0.52397470000000002]
[0,null,0.52395740000000002]
[0,null,0.52391940000000004]
[0,null,0.52390210000000004]
[0,null,0.52386480000000002]
[0,null,0.52384759999999997]
[0,null,0.52380959999999999]
[0,null,0.52380959999999999]
[0,null,0.52373199999999998]
[0,null,0.52368650000000005]
[0,null,0.52366539999999995]
[0,null,0.52364500000000003]
[0,null,0.52360499999999999]
[0,null,0.52358769999999999]
[0,null,0.52356499999999995]
[0,null,0.52356499999999995]
[0,null,0.52352770000000004]
[0,null,0.52347659999999996]
[0,null,0.52343280000000003]
[0,null,0.52343280000000003]
[0,null,0.52337409999999995]
[0,null,0.52335299999999996]
[0,null,0.52333580000000002]
[0,null,0.52325299999999997]
[0,null,0.52319289999999996]
[0,null,0.52319289999999996]
[0,null,0.52319289999999996]
[0,null,0.52319289999999996]
[0,null,0.52319289999999996]
[0,null,0.52313569999999998]
[0,null,0.52306010000000003]
[0,null,0.52306010000000003]
[0,null,0.52305999999999997]
[0,null,0.52305999999999997]
[0,null,0.5230397]
[0,null,0.52300000000000002]
[0,null,0.52294130000000005]
[0,null,0.52288020000000002]
[0,null,0.52288020000000002]
[0,null,0.52284220000000003]
[0,null,0.52284220000000003]
[0,null,0.52282119999999999]
[0,null,0.522787]
[0,null,0.52276590000000001]
[0,null,0.52274869999999996]
[0,null,0.52271140000000005]
[0,null,0.52265340000000005]
[0,null,0.52261340000000001]
[0,null,0.52259060000000002]
[0,null,0.52254849999999997]
[0,null,0.52250470000000004]
[0,null,0.5224877]
[0,null,0.52246740000000003]
[0,null,0.52243320000000004]
[0,null,0.52241280000000001]
[0,null,0.52241280000000001]
[0,null,0.52239550000000001]
[0,null,0.52239550000000001]
[0,null,0.52237520000000004]
[0,null,0.52233719999999995]
[0,null,0.52228030000000003]
[0,null,0.52223710000000001]
[0,null,0.52222020000000002]
[0,null,0.52214050000000001]
[0,null,0.52210049999999997]
[0,null,0.52208319999999997]
[0,null,0.52206280000000005]
[0,null,0.52206280000000005]
[0,null,0.52201969999999998]
[0,null,0.52199859999999998]
[0,null,0.52199859999999998]
[0,null,0.52190950000000003]
[0,null,0.52186569999999999]
[0,null,0.52182430000000002]
[0,null,0.52180740000000003]
[0,null,0.52180740000000003]
[0,null,0.52174659999999995]
[0,null,0.52172629999999998]
[0,null,0.52172620000000003]
[0,null,0.52167129999999995]
[0,null,0.52162750000000002]
[0,null,0.52160720000000005]
[0,null,0.52158610000000005]
[0,null,0.52158610000000005]
[0,null,0.52156340000000001]
[0,null,0.52154610000000001]
[0,null,0.52150810000000003]
[0,null,0.52149080000000003]
[0,null,0.5214356]
[0,null,0.5214356]
[0,null,0.52139729999999995]
[0,null,0.52137449999999996]
[0,null,0.52137449999999996]
[0,null,0.52135759999999998]
[0,null,0.52133719999999995]
[0,null,0.52127690000000004]
[0,null,0.52125650000000001]
[0,null,0.52125650000000001]
[0,null,0.52123370000000002]
[0,null,0.52119300000000002]
[0,null,0.52113259999999995]
[0,null,0.52109839999999996]
[0,null,0.52107729999999997]
[0,null,0.52105630000000003]
[0,null,0.52097899999999997]
[0,null,0.52094479999999999]
[0,null,0.52086339999999998]
[0,null,0.52082019999999996]
[0,null,0.52082019999999996]
[0,null,0.52082019999999996]
[0,null,0.52080329999999997]
[0,null,0.52078060000000004]
[0,null,0.52078060000000004]
[0,null,0.52078049999999998]
[0,null,0.52073740000000002]
[0,null,0.52073740000000002]
[0,null,0.52065530000000004]
[0,null,0.52063839999999995]
[0,null,0.52057969999999998]
[0,null,0.52051550000000002]
[0,null,0.52045609999999998]
[0,null,0.52043340000000005]
[0,null,0.52039539999999995]
[0,null,0.52037259999999996]
[0,null,0.52033810000000003]
[0,null,0.52033810000000003]
[0,null,0.52027939999999995]
[0,null,0.52025900000000003]
[0,null,0.52025900000000003]
[0,null,0.52024210000000004]
[0,null,0.52019899999999997]
[0,null,0.52018209999999998]
[0,null,0.52014369999999999]
[0,null,0.52006960000000002]
[0,null,0.52006949999999996]
[0,null,0.52006949999999996]
[0,null,0.52002570000000004]
[0,null,0.52002570000000004]
[0,null,0.52000849999999998]
[0,null,0.51998739999999999]
[0,null,0.51994359999999995]
[0,null,0.51994359999999995]
[0,null,0.5199028]
[0,null,0.51986520000000003]
[0,null,0.51982519999999999]
[0,null,0.5198024]
[0,null,0.51976520000000004]
[0,null,0.51974480000000001]
[0,null,0.51972790000000002]
[0,null,0.51971089999999998]
[0,null,0.51966880000000004]
[0,null,0.51960059999999997]
[0,null,0.51960059999999997]
[0,null,0.5195419]
[0,null,0.5195419]
[0,null,0.5195419]
[0,null,0.5195208]
[0,null,0.51946210000000004]
[0,null,0.51942480000000002]
[0,null,0.51938720000000005]
[0,null,0.51938720000000005]
[0,null,0.51938720000000005]
[0,null,0.51938720000000005]
[0,null,0.5193702]
[0,null,0.51932880000000003]
[0,null,0.51932880000000003]
[0,null,0.51932880000000003]
[0,null,0.5192715]
[0,null,0.51921459999999997]
[0,null,0.51917080000000004]
[0,null,0.51913629999999999]
[0,null,0.51907380000000003]
[0,null,0.51907380000000003]
[0,null,0.51905650000000003]
[0,null,0.51903379999999999]
[0,null,0.51899229999999996]
[0,null,0.51895270000000004]
[0,null,0.51895270000000004]
[0,null,0.5189357]
[0,null,0.51891880000000001]
[0,null,0.51888429999999997]
[0,null,0.51886390000000004]
[0,null,0.51882320000000004]
[0,null,0.5187832]
[0,null,0.51874520000000002]
[0,null,0.51870680000000002]
[0,null,0.51868650000000005]
[0,null,0.51864679999999996]
[0,null,0.51864679999999996]
[0,null,0.51861230000000003]
[0,null,0.51854809999999996]
[0,null,0.51846700000000001]
[0,null,0.51846700000000001]
[0,null,0.51844970000000001]
[0,null,0.51838859999999998]
[0,null,0.51835450000000005]
[0,null,0.51835450000000005]
[0,null,0.51833750000000001]
[0,null,0.51831720000000003]
[0,null,0.51822570000000001]
[0,null,0.51820299999999997]
[0,null,0.51818569999999997]
[0,null,0.51816530000000005]
[0,null,0.5181481]
[0,null,0.518127]
[0,null,0.51810590000000001]
[0,null,0.51804559999999999]
[0,null,0.5180245]
[0,null,0.51800179999999996]
[0,null,0.51796410000000004]
[0,null,0.51794370000000001]
[0,null,0.51794370000000001]
[0,null,0.51788339999999999]
[0,null,0.51788330000000005]
[0,null,0.5178661]
[0,null,0.5178661]
[0,null,0.5178661]
[0,null,0.51784920000000001]
[0,null,0.51779050000000004]
[0,null,0.5177505]
[0,null,0.51771080000000003]
[0,null,0.51764969999999999]
[0,null,0.51764969999999999]
[0,null,0.51761239999999997]
[0,null,0.51761239999999997]
[0,null,0.51752549999999997]
[0,null,0.51750819999999997]
[0,null,0.51749100000000003]
[0,null,0.51743570000000005]
[0,null,0.51739360000000001]
[0,null,0.51733359999999995]
[0,null,0.5173335]
[0,null,0.51731249999999995]
[0,null,0.51731249999999995]
[0,null,0.51729210000000003]
[0,null,0.5172717]
[0,null,0.51721269999999997]
[0,null,0.51719539999999997]
[0,null,0.51719539999999997]
[0,null,0.51717849999999999]
[0,null,0.51705469999999998]
[0,null,0.51703770000000004]
[0,null,0.51699980000000001]
[0,null,0.51696209999999998]
[0,null,0.51692380000000004]
[0,null,0.51690689999999995]
[0,null,0.51690689999999995]
[0,null,0.51688650000000003]
[0,null,0.51684339999999995]
[0,null,0.51680130000000002]
[0,null,0.51678400000000002]
[0,null,0.51674260000000005]
[0,null,0.51674260000000005]
[0,null,0.51670530000000003]
[0,null,0.51667070000000004]
[0,null,0.51665349999999999]
[0,null,0.51663650000000005]
[0,null,0.51661619999999997]
[0,null,0.51659509999999997]
[0,null,0.51653990000000005]
[0,null,0.51650260000000003]
[0,null,0.51647980000000004]
[0,null,0.51646289999999995]
[0,null,0.51644179999999995]
[0,null,0.51642460000000001]
[0,null,0.51636420000000005]
[0,null,0.51636420000000005]
[0,null,0.51632109999999998]
[0,null,0.51632109999999998]
[0,null,0.51630379999999998]
[0,null,0.51621090000000003]
[0,null,0.51618819999999999]
[0,null,0.51618819999999999]
[0,null,0.5161502]
[0,null,0.51611220000000002]
[0,null,0.51604799999999995]
[0,null,0.51604799999999995]
[0,null,0.51604799999999995]
[0,null,0.51601070000000004]
[0,null,0.51595550000000001]
[0,null,0.51593440000000002]
[0,null,0.51591710000000002]
[0,null,0.51589989999999997]
[0,null,0.51589989999999997]
[0,null,0.51588299999999998]
[0,null,0.51588290000000003]
[0,null,0.51582430000000001]
[0,null,0.51578659999999998]
[0,null,0.51572589999999996]
[0,null,0.51572589999999996]
[0,null,0.51570859999999996]
[0,null,0.51559299999999997]
[0,null,0.51557609999999998]
[0,null,0.51553610000000005]
[0,null,0.51553610000000005]
[0,null,0.51547259999999995]
[0,null,0.51547259999999995]
[0,null,0.51547259999999995]
[0,null,0.51542949999999998]
[0,null,0.51541250000000005]
[0,null,0.51541250000000005]
[0,null,0.5153953]
[0,null,0.5153953]
[0,null,0.5153953]
[0,null,0.51534000000000002]
[0,null,0.51528229999999997]
[0,null,0.51521749999999999]
[0,null,0.5152002]
[0,null,0.5152002]
[0,null,0.51517979999999997]
[0,null,0.51517979999999997]
[0,null,0.51517979999999997]
[0,null,0.51506620000000003]
[0,null,0.51506620000000003]
[0,null,0.51504930000000004]
[0,null,0.51499059999999997]
[0,null,0.51495299999999999]
[0,null,0.5149302]
[0,null,0.51490749999999996]
[0,null,0.51488639999999997]
[0,null,0.51488639999999997]
[0,null,0.51486529999999997]
[0,null,0.5148239]
[0,null,0.5148239]
[0,null,0.51480349999999997]
[0,null,0.51476040000000001]
[0,null,0.51476040000000001]
[0,null,0.51476040000000001]
[0,null,0.51474310000000001]
[0,null,0.51472039999999997]
[0,null,0.51466239999999996]
[0,null,0.51456400000000002]
[0,null,0.5144957]
[0,null,0.51445180000000001]
[0,null,0.51445180000000001]
[0,null,0.51445180000000001]
[0,null,0.51441389999999998]
[0,null,0.51441389999999998]
[0,null,0.51437549999999999]
[0,null,0.5143586]
[0,null,0.51431479999999996]
[0,null,0.51425989999999999]
[0,null,0.51421850000000002]
[0,null,0.51411839999999998]
[0,null,0.51411839999999998]
[0,null,0.51411839999999998]
[0,null,0.51406390000000002]
[0,null,0.51404689999999997]
[0,null,0.51404689999999997]
[0,null,0.5140093]
[0,null,0.5140093]
[0,null,0.513992]
[0,null,0.51397510000000002]
[0,null,0.51395469999999999]
[0,null,0.51393750000000005]
[0,null,0.51393750000000005]
[0,null,0.51391469999999995]
[0,null,0.5138547]
[0,null,0.51381639999999995]
[0,null,0.51377799999999996]
[0,null,0.51377799999999996]
[0,null,0.51373659999999999]
[0,null,0.51371389999999995]
[0,null,0.51369350000000003]
[0,null,0.51369350000000003]
[0,null,0.51367649999999998]
[0,null,0.51365959999999999]
[0,null,0.51363689999999995]
[0,null,0.51356089999999999]
[0,null,0.51354049999999996]
[0,null,0.51354049999999996]
[0,null,0.51351780000000002]
[0,null,0.51351780000000002]
[0,null,0.51349670000000003]
[0,null,0.5134571]
[0,null,0.51340529999999995]
[0,null,0.51337069999999996]
[0,null,0.5133276]
[0,null,0.51330719999999996]
[0,null,0.51329000000000002]
[0,null,0.51326720000000003]
[0,null,0.51324619999999999]
[0,null,0.5132234]
[0,null,0.51318540000000001]
[0,null,0.51314400000000004]
[0,null,0.51308909999999996]
[0,null,0.51307179999999997]
[0,null,0.51305489999999998]
[0,null,0.51301350000000001]
[0,null,0.51299620000000001]
[0,null,0.51295820000000003]
[0,null,0.51293549999999999]
[0,null,0.51287990000000006]
[0,null,0.51286299999999996]
[0,null,0.51286299999999996]
[0,null,0.51286299999999996]
[0,null,0.51286299999999996]
[0,null,0.51284609999999997]
[0,null,0.51278420000000002]
[0,null,0.51276699999999997]
[0,null,0.51270970000000005]
[0,null,0.51266829999999997]
[0,null,0.51264549999999998]
[0,null,0.51262450000000004]
[0,null,0.51260410000000001]
[0,null,0.51260410000000001]
[0,null,0.51258720000000002]
[0,null,0.51254949999999999]
[0,null,0.51254949999999999]
[0,null,0.51253230000000005]
[0,null,0.51248680000000002]
[0,null,0.51246400000000003]
[0,null,0.5124088]
[0,null,0.51236660000000001]
[0,null,0.51232940000000005]
[0,null,0.51232940000000005]
[0,null,0.51232940000000005]
[0,null,0.51231210000000005]
[0,null,0.51227480000000003]
[0,null,0.51225370000000003]
[0,null,0.51223649999999998]
[0,null,0.51221539999999999]
[0,null,0.51219499999999996]
[0,null,0.51215189999999999]
[0,null,0.5121346]
[0,null,0.51207389999999997]
[0,null,0.51207389999999997]
[0,null,0.51203080000000001]
[0,null,0.51201350000000001]
[0,null,0.51197619999999999]
[0,null,0.51195579999999996]
[0,null,0.51188339999999999]
[0,null,0.5118606]
[0,null,0.51181849999999995]
[0,null,0.51179739999999996]
[0,null,0.51178049999999997]
[0,null,0.51171699999999998]
[0,null,0.51167969999999996]
[0,null,0.51164169999999998]
[0,null,0.51160170000000005]
[0,null,0.51160170000000005]
[0,null,0.51158060000000005]
[0,null,0.51158060000000005]
[0,null,0.51158060000000005]
[0,null,0.5115634]
[0,null,0.51154060000000001]
[0,null,0.51145300000000005]
[0,null,0.51141539999999996]
[0,null,0.51139429999999997]
[0,null,0.51139429999999997]
[0,null,0.51133980000000001]
[0,null,0.51133969999999995]
[0,null,0.51129659999999999]
[0,null,0.51124210000000003]
[0,null,0.51120790000000005]
[0,null,0.51120790000000005]
[0,null,0.5111658]
[0,null,0.51112429999999998]
[0,null,0.51112429999999998]
[0,null,0.51107880000000006]
[0,null,0.51107880000000006]
[0,null,0.51106189999999996]
[0,null,0.51106189999999996]
[0,null,0.51104499999999997]
[0,null,0.51100670000000004]
[0,null,0.51096520000000001]
[0,null,0.51094790000000001]
[0,null,0.51093069999999996]
[0,null,0.51088690000000003]
[0,null,0.51088690000000003]
[0,null,0.51082850000000002]
[0,null,0.51082850000000002]
[0,null,0.51079399999999997]
[0,null,0.51070780000000005]
[0,null,0.51068670000000005]
[0,null,0.51066560000000005]
[0,null,0.5106484]
[0,null,0.51063139999999996]
[0,null,0.51059410000000005]
[0,null,0.5105769]
[0,null,0.51052229999999998]
[0,null,0.51048400000000005]
[0,null,0.51048400000000005]
[0,null,0.51046360000000002]
[0,null,0.51042359999999998]
[0,null,0.51040090000000005]
[0,null,0.51036360000000003]
[0,null,0.51034250000000003]
[0,null,0.51029939999999996]
[0,null,0.51026110000000002]
[0,null,0.51022339999999999]
[0,null,0.51020650000000001]
[0,null,0.51016269999999997]
[0,null,0.51013989999999998]
[0,null,0.51010200000000006]
[0,null,0.51004640000000001]
[0,null,0.51002910000000001]
[0,null,0.51002910000000001]
[0,null,0.51001220000000003]
[0,null,0.50998940000000004]
[0,null,0.50995559999999995]
[0,null,0.50995559999999995]
[0,null,0.50993520000000003]
[0,null,0.5099148]
[0,null,0.50987170000000004]
[0,null,0.50987170000000004]
[0,null,0.50985069999999999]
[0,null,0.50978579999999996]
[0,null,0.50978579999999996]
[0,null,0.50976540000000004]
[0,null,0.50971089999999997]
[0,null,0.50965050000000001]
[0,null,0.50959560000000004]
[0,null,0.50959560000000004]
[0,null,0.50957830000000004]
[0,null,0.50951760000000001]
[0,null,0.5094803]
[0,null,0.50945989999999997]
[0,null,0.50943950000000005]
[0,null,0.50943950000000005]
[0,null,0.50939809999999996]
[0,null,0.50936360000000003]
[0,null,0.5093181]
[0,null,0.50930109999999995]
[0,null,0.50924309999999995]
[0,null,0.50924309999999995]
[0,null,0.50922210000000001]
[0,null,0.50917990000000002]
[0,null,0.50909919999999997]
[0,null,0.50909919999999997]
[0,null,0.50902119999999995]
[0,null,0.50898390000000004]
[0,null,0.50896660000000005]
[0,null,0.50896660000000005]
[0,null,0.50892700000000002]
[0,null,0.50890590000000002]
[0,null,0.50886759999999998]
[0,null,0.50882680000000002]
[0,null,0.50880639999999999]
[0,null,0.50880639999999999]
[0,null,0.50880639999999999]
[0,null,0.50877229999999996]
[0,null,0.50875119999999996]
[0,null,0.50870009999999999]
[0,null,0.50870009999999999]
[0,null,0.50870009999999999]
[0,null,0.50864140000000002]
[0,null,0.50860309999999997]
[0,null,0.50858610000000004]
[0,null,0.50850879999999998]
[0,null,0.50850879999999998]
[0,null,0.5084919]
[0,null,0.5084919]
[0,null,0.50842540000000003]
[0,null,0.50840430000000003]
[0,null,0.50838740000000004]
[0,null,0.50832659999999996]
[0,null,0.50830390000000003]
[0,null,0.50824930000000001]
[0,null,0.50819210000000004]
[0,null,0.50819210000000004]
[0,null,0.50817509999999999]
[0,null,0.50811680000000004]
[0,null,0.50807910000000001]
[0,null,0.50801499999999999]
[0,null,0.5079804]
[0,null,0.50796350000000001]
[0,null,0.50791799999999998]
[0,null,0.50786310000000001]
[0,null,0.50781200000000004]
[0,null,0.50779479999999999]
[0,null,0.50779479999999999]
[0,null,0.50775680000000001]
[0,null,0.50769640000000005]
[0,null,0.50767910000000005]
[0,null,0.50765870000000002]
[0,null,0.50765870000000002]
[0,null,0.50761489999999998]
[0,null,0.50759460000000001]
[0,null,0.50757730000000001]
[0,null,0.50751729999999995]
[0,null,0.50749619999999995]
[0,null,0.50747509999999996]
[0,null,0.50743780000000005]
[0,null,0.5074206]
[0,null,0.50738640000000002]
[0,null,0.50736530000000002]
[0,null,0.50734259999999998]
[0,null,0.50731979999999999]
[0,null,0.5073029]
[0,null,0.5073029]
[0,null,0.50726150000000003]
[0,null,0.50718730000000001]
[0,null,0.50718730000000001]
[0,null,0.50714959999999998]
[0,null,0.50712930000000001]
[0,null,0.50707400000000002]
[0,null,0.50707400000000002]
[0,null,0.50703330000000002]
[0,null,0.50699910000000004]
[0,null,0.50699910000000004]
[0,null,0.50698220000000005]
[0,null,0.50694490000000003]
[0,null,0.50692760000000003]
[0,null,0.50688929999999999]
[0,null,0.5068085]
[0,null,0.50676710000000003]
[0,null,0.50671149999999998]
[0,null,0.50668880000000005]
[0,null,0.50668880000000005]
[0,null,0.50664560000000003]
[0,null,0.50664560000000003]
[0,null,0.50662839999999998]
[0,null,0.50657379999999996]
[0,null,0.50653649999999995]
[0,null,0.50647379999999997]
[0,null,0.50647379999999997]
[0,null,0.50643539999999998]
[0,null,0.50641440000000004]
[0,null,0.50641440000000004]
[0,null,0.50637600000000005]
[0,null,0.50633530000000004]
[0,null,0.50633530000000004]
[0,null,0.50631490000000001]
[0,null,0.50624999999999998]
[0,null,0.50623309999999999]
[0,null,0.50623309999999999]
[0,null,0.50623309999999999]
[0,null,0.50623309999999999]
[0,null,0.50619340000000002]
[0,null,0.50617619999999997]
[0,null,0.50614199999999998]
[0,null,0.50612089999999998]
[0,null,0.50612089999999998]
[0,null,0.50608679999999995]
[0,null,0.50606640000000003]
[0,null,0.50594660000000002]
[0,null,0.50592389999999998]
[0,null,0.5058859]
[0,null,0.5058686]
[0,null,0.50584819999999997]
[0,null,0.50584819999999997]
[0,null,0.5057661]
[0,null,0.505745]
[0,null,0.50570740000000003]
[0,null,0.505687]
[0,null,0.50566429999999996]
[0,null,0.50562629999999997]
[0,null,0.50560519999999998]
[0,null,0.50556559999999995]
[0,null,0.50552790000000003]
[0,null,0.50548409999999999]
[0,null,0.50546139999999995]
[0,null,0.50546139999999995]
[0,null,0.50543859999999996]
[0,null,0.50542169999999997]
[0,null,0.5053841]
[0,null,0.50536709999999996]
[0,null,0.50534679999999998]
[0,null,0.5053126]
[0,null,0.5052953]
[0,null,0.50525390000000003]
[0,null,0.50525390000000003]
[0,null,0.50523280000000004]
[0,null,0.50517409999999996]
[0,null,0.50513030000000003]
[0,null,0.50506609999999996]
[0,null,0.50504890000000002]
[0,null,0.50503160000000002]
[0,null,0.50500889999999998]
[0,null,0.50500880000000004]
[0,null,0.50496739999999996]
[0,null,0.50491560000000002]
[0,null,0.50489870000000003]
[0,null,0.50489870000000003]
[0,null,0.50488180000000005]
[0,null,0.5048648]
[0,null,0.50475999999999999]
[0,null,0.50473959999999995]
[0,null,0.50473959999999995]
[0,null,0.50471849999999996]
[0,null,0.50471849999999996]
[0,null,0.50464089999999995]
[0,null,0.50464089999999995]
[0,null,0.50462050000000003]
[0,null,0.50453709999999996]
[0,null,0.50453700000000001]
[0,null,0.50453700000000001]
[0,null,0.50449489999999997]
[0,null,0.50443760000000004]
[0,null,0.50441659999999999]
[0,null,0.50441659999999999]
[0,null,0.50435819999999998]
[0,null,0.50434129999999999]
[0,null,0.50428260000000003]
[0,null,0.50425989999999998]
[0,null,0.50423949999999995]
[0,null,0.50422259999999997]
[0,null,0.50422259999999997]
[0,null,0.50422250000000002]
[0,null,0.50418529999999995]
[0,null,0.50418529999999995]
[0,null,0.50416490000000003]
[0,null,0.50414800000000004]
[0,null,0.50412520000000005]
[0,null,0.504108]
[0,null,0.50410790000000005]
[0,null,0.50408520000000001]
[0,null,0.50406790000000001]
[0,null,0.50402959999999997]
[0,null,0.5039671]
[0,null,0.50394439999999996]
[0,null,0.50394439999999996]
[0,null,0.50392159999999997]
[0,null,0.50390440000000003]
[0,null,0.50382459999999996]
[0,null,0.50380769999999997]
[0,null,0.50378489999999998]
[0,null,0.5036931]
[0,null,0.5036931]
[0,null,0.5036931]
[0,null,0.50367609999999996]
[0,null,0.50363820000000004]
[0,null,0.50361710000000004]
[0,null,0.50357499999999999]
[0,null,0.50355799999999995]
[0,null,0.50352039999999998]
[0,null,0.50343899999999997]
[0,null,0.50337860000000001]
[0,null,0.50337860000000001]
[0,null,0.50336130000000001]
[0,null,0.50336130000000001]
[0,null,0.50331749999999997]
[0,null,0.50327920000000004]
[0,null,0.50324530000000001]
[0,null,0.50318280000000004]
[0,null,0.50314139999999996]
[0,null,0.50310719999999998]
[0,null,0.50310719999999998]
[0,null,0.50306720000000005]
[0,null,0.50302959999999997]
[0,null,0.50300679999999998]
[0,null,0.50298960000000004]
[0,null,0.50296680000000005]
[0,null,0.50296680000000005]
[0,null,0.5029458]
[0,null,0.5029112]
[0,null,0.50285080000000004]
[0,null,0.50278829999999997]
[0,null,0.50276799999999999]
[0,null,0.50271310000000002]
[0,null,0.50271299999999997]
[0,null,0.50267850000000003]
[0,null,0.50257779999999996]
[0,null,0.50257779999999996]
[0,null,0.50255740000000004]
[0,null,0.50255740000000004]
[0,null,0.50251429999999997]
[0,null,0.50251429999999997]
[0,null,0.50249319999999997]
[0,null,0.50245589999999996]
[0,null,0.50245589999999996]
[0,null,0.50241630000000004]
[0,null,0.50239929999999999]
[0,null,0.50236170000000002]
[0,null,0.50236170000000002]
[0,null,0.50234440000000002]
[0,null,0.50232410000000005]
[0,null,0.50228090000000003]
[0,null,0.50220050000000005]
[0,null,0.50216629999999995]
[0,null,0.50216629999999995]
[0,null,0.50212800000000002]
[0,null,0.50208249999999999]
[0,null,0.5020597]
[0,null,0.50204249999999995]
[0,null,0.50202559999999996]
[0,null,0.50198759999999998]
[0,null,0.50196719999999995]
[0,null,0.50192890000000001]
[0,null,0.50191160000000001]
[0,null,0.50191160000000001]
[0,null,0.50189430000000002]
[0,null,0.50189430000000002]
[0,null,0.50185290000000005]
[0,null,0.50181489999999995]
[0,null,0.50181489999999995]
[0,null,0.50177729999999998]
[0,null,0.50172240000000001]
[0,null,0.50167689999999998]
[0,null,0.50165959999999998]
[0,null,0.50161960000000005]
[0,null,0.50161960000000005]
[0,null,0.50157890000000005]
[0,null,0.50157890000000005]
[0,null,0.50154160000000003]
[0,null,0.50151880000000004]
[0,null,0.5014632]
[0,null,0.50140390000000001]
[0,null,0.50138110000000002]
[0,null,0.50136420000000004]
[0,null,0.50136420000000004]
[0,null,0.50130350000000001]
[0,null,0.50130339999999995]
[0,null,0.50125960000000003]
[0,null,0.50121579999999999]
[0,null,0.5011989]
[0,null,0.50118200000000002]
[0,null,0.50118200000000002]
[0,null,0.50110049999999995]
[0,null,0.50106220000000001]
[0,null,0.50098659999999995]
[0,null,0.50098659999999995]
[0,null,0.50094349999999999]
[0,null,0.50092619999999999]
[0,null,0.50088790000000005]
[0,null,0.50088790000000005]
[0,null,0.50084819999999997]
[0,null,0.50081089999999995]
[0,null,0.50078820000000002]
[0,null,0.50076710000000002]
[0,null,0.50071189999999999]
[0,null,0.50066880000000002]
[0,null,0.50066880000000002]
[0,null,0.50066869999999997]
[0,null,0.50060839999999995]
[0,null,0.5005676]
[0,null,0.50053309999999995]
[0,null,0.50051619999999997]
[0,null,0.50047240000000004]
[0,null,0.50045200000000001]
[0,null,0.50045200000000001]
[0,null,0.50043090000000001]
[0,null,0.50039259999999997]
[0,null,0.50037220000000004]
[0,null,0.50035529999999995]
[0,null,0.50033839999999996]
[0,null,0.50032109999999996]
[0,null,0.50030379999999997]
[0,null,0.50030379999999997]
[0,null,0.50026309999999996]
[0,null,0.50026309999999996]
[0,null,0.50022310000000003]
[0,null,0.50018580000000001]
[0,null,0.50014610000000004]
[0,null,0.5000829]
[0,null,0.50004839999999995]
[0,null,0.5000076]
[0,null,0.49992589999999998]
[0,null,0.49992589999999998]
[0,null,0.49992589999999998]
[0,null,0.49992589999999998]
[0,null,0.49992589999999998]
[0,null,0.4998882]
[0,null,0.49982720000000003]
[0,null,0.4998068]
[0,null,0.49978400000000001]
[0,null,0.49974980000000002]
[0,null,0.49974980000000002]
[0,null,0.49972949999999999]
[0,null,0.4997084]
[0,null,0.49965349999999997]
[0,null,0.49963619999999997]
[0,null,0.4996159]
[0,null,0.49957750000000001]
[0,null,0.49955480000000002]
[0,null,0.49950020000000001]
[0,null,0.49950020000000001]
[0,null,0.49948330000000002]
[0,null,0.49946220000000002]
[0,null,0.49943949999999998]
[0,null,0.49939640000000002]
[0,null,0.49937939999999997]
[0,null,0.49933939999999999]
[0,null,0.4993049]
[0,null,0.49928220000000001]
[0,null,0.49928220000000001]
[0,null,0.49920490000000001]
[0,null,0.49918210000000002]
[0,null,0.4991196]
[0,null,0.4991196]
[0,null,0.4991024]
[0,null,0.49904399999999999]
[0,null,0.49899850000000001]
[0,null,0.49890020000000002]
[0,null,0.49890010000000001]
[0,null,0.49887910000000002]
[0,null,0.49887910000000002]
[0,null,0.49886180000000002]
[0,null,0.49884460000000003]
[0,null,0.4988069]
[0,null,0.49879000000000001]
[0,null,0.49879000000000001]
[0,null,0.49879000000000001]
[0,null,0.49876959999999998]
[0,null,0.49876959999999998]
[0,null,0.49876959999999998]
[0,null,0.4987299]
[0,null,0.49869160000000001]
[0,null,0.49865019999999999]
[0,null,0.49862909999999999]
[0,null,0.49859490000000001]
[0,null,0.49855179999999999]
[0,null,0.49853459999999999]
[0,null,0.49847209999999997]
[0,null,0.49844929999999998]
[0,null,0.49844929999999998]
[0,null,0.49844929999999998]
[0,null,0.49844929999999998]
[0,null,0.49837369999999998]
[0,null,0.49835089999999999]
[0,null,0.49830780000000002]
[0,null,0.49829089999999998]
[0,null,0.49821530000000003]
[0,null,0.49817309999999998]
[0,null,0.49815589999999998]
[0,null,0.49815589999999998]
[0,null,0.4981331]
[0,null,0.4981331]
[0,null,0.4981331]
[0,null,0.4981121]
[0,null,0.49809510000000001]
[0,null,0.49805719999999998]
[0,null,0.49803439999999999]
[0,null,0.49797989999999998]
[0,null,0.49795879999999998]
[0,null,0.49789290000000003]
[0,null,0.49787569999999998]
[0,null,0.49785839999999998]
[0,null,0.49785839999999998]
[0,null,0.49785839999999998]
[0,null,0.49774030000000002]
[0,null,0.49774030000000002]
[0,null,0.49772339999999998]
[0,null,0.49768200000000001]
[0,null,0.49760359999999998]
[0,null,0.49758330000000001]
[0,null,0.49756050000000002]
[0,null,0.49754330000000002]
[0,null,0.49752289999999999]
[0,null,0.49746420000000002]
[0,null,0.49746420000000002]
[0,null,0.49742999999999998]
[0,null,0.49738919999999998]
[0,null,0.49734610000000001]
[0,null,0.49734610000000001]
[0,null,0.49734610000000001]
[0,null,0.49732510000000002]
[0,null,0.49732510000000002]
[0,null,0.49728539999999999]
[0,null,0.49722470000000002]
[0,null,0.49722470000000002]
[0,null,0.4971874]
[0,null,0.49716630000000001]
[0,null,0.4971256]
[0,null,0.49709140000000002]
[0,null,0.49707410000000002]
[0,null,0.49705680000000002]
[0,null,0.49703580000000003]
[0,null,0.49699500000000002]
[0,null,0.49699500000000002]
[0,null,0.49692320000000001]
[0,null,0.49690630000000002]
[0,null,0.49688520000000003]
[0,null,0.49688520000000003]
[0,null,0.49686799999999998]
[0,null,0.49684689999999998]
[0,null,0.49680380000000002]
[0,null,0.49680380000000002]
[0,null,0.49674299999999999]
[0,null,0.49664639999999999]
[0,null,0.49662909999999999]
[0,null,0.49657069999999998]
[0,null,0.49655349999999998]
[0,null,0.49653069999999999]
[0,null,0.49651040000000002]
[0,null,0.49651030000000002]
[0,null,0.49651030000000002]
[0,null,0.49648930000000002]
[0,null,0.49645159999999999]
[0,null,0.49641370000000001]
[0,null,0.49639640000000002]
[0,null,0.49637910000000002]
[0,null,0.49636219999999998]
[0,null,0.49629630000000002]
[0,null,0.49625249999999999]
[0,null,0.49623529999999999]
[0,null,0.49621799999999999]
[0,null,0.49618000000000001]
[0,null,0.49614170000000002]
[0,null,0.49614170000000002]
[0,null,0.49614170000000002]
[0,null,0.4961044]
[0,null,0.49608750000000001]
[0,null,0.49604749999999997]
[0,null,0.4959443]
[0,null,0.49590980000000001]
[0,null,0.49590980000000001]
[0,null,0.49590980000000001]
[0,null,0.49587560000000003]
[0,null,0.49583729999999998]
[0,null,0.49581619999999998]
[0,null,0.49577789999999999]
[0,null,0.4957551]
[0,null,0.49571369999999998]
[0,null,0.49565949999999998]
[0,null,0.495618]
[0,null,0.49556109999999998]
[0,null,0.49556109999999998]
[0,null,0.49554389999999998]
[0,null,0.49552659999999998]
[0,null,0.49548350000000002]
[0,null,0.49548350000000002]
[0,null,0.4954462]
[0,null,0.49540240000000002]
[0,null,0.49532399999999999]
[0,null,0.4952819]
[0,null,0.49526500000000001]
[0,null,0.49522189999999999]
[0,null,0.49518770000000001]
[0,null,0.49516660000000001]
[0,null,0.49514970000000003]
[0,null,0.49512859999999997]
[0,null,0.49509409999999998]
[0,null,0.49503950000000002]
[0,null,0.49501849999999997]
[0,null,0.49501849999999997]
[0,null,0.49501849999999997]
[0,null,0.49497540000000001]
[0,null,0.49491810000000003]
[0,null,0.49489699999999998]
[0,null,0.4948766]
[0,null,0.49483670000000002]
[0,null,0.49481629999999999]
[0,null,0.49481629999999999]
[0,null,0.4947935]
[0,null,0.4947935]
[0,null,0.49475930000000001]
[0,null,0.49467719999999998]
[0,null,0.49467719999999998]
[0,null,0.49464340000000001]
[0,null,0.49460019999999999]
[0,null,0.49458299999999999]
[0,null,0.49458299999999999]
[0,null,0.49451709999999999]
[0,null,0.4944944]
[0,null,0.49447740000000001]
[0,null,0.49447740000000001]
[0,null,0.49441629999999998]
[0,null,0.49439939999999999]
[0,null,0.49438209999999999]
[0,null,0.4943649]
[0,null,0.4943438]
[0,null,0.49430580000000002]
[0,null,0.49428850000000002]
[0,null,0.49426579999999998]
[0,null,0.49424889999999999]
[0,null,0.49418709999999999]
[0,null,0.4941643]
[0,null,0.49412699999999998]
[0,null,0.4941043]
[0,null,0.494087]
[0,null,0.494087]
[0,null,0.49407010000000001]
[0,null,0.49404740000000003]
[0,null,0.4940059]
[0,null,0.4939887]
[0,null,0.49394860000000002]
[0,null,0.49388860000000001]
[0,null,0.49388860000000001]
[0,null,0.49385030000000002]
[0,null,0.49383339999999998]
[0,null,0.49381639999999999]
[0,null,0.49379919999999999]
[0,null,0.49377880000000002]
[0,null,0.49375839999999999]
[0,null,0.49370009999999998]
[0,null,0.49366589999999999]
[0,null,0.49366589999999999]
[0,null,0.49359999999999998]
[0,null,0.49356030000000001]
[0,null,0.49353930000000001]
[0,null,0.49353930000000001]
[0,null,0.49353930000000001]
[0,null,0.49351820000000002]
[0,null,0.49349710000000002]
[0,null,0.49344260000000001]
[0,null,0.49342219999999998]
[0,null,0.49337910000000001]
[0,null,0.49336180000000002]
[0,null,0.49332219999999999]
[0,null,0.49330489999999999]
[0,null,0.49328379999999999]
[0,null,0.49324069999999998]
[0,null,0.49320000000000003]
[0,null,0.49318299999999998]
[0,null,0.49314469999999999]
[0,null,0.49308370000000001]
[0,null,0.49308360000000001]
[0,null,0.49306640000000002]
[0,null,0.49304360000000003]
[0,null,0.493006]
[0,null,0.492946]
[0,null,0.492946]
[0,null,0.492946]
[0,null,0.4929076]
[0,null,0.4929076]
[0,null,0.49284889999999998]
[0,null,0.49283199999999999]
[0,null,0.49281469999999999]
[0,null,0.49275400000000003]
[0,null,0.49273129999999998]
[0,null,0.4926913]
[0,null,0.4926913]
[0,null,0.49265360000000002]
[0,null,0.49265360000000002]
[0,null,0.49259940000000002]
[0,null,0.49258249999999998]
[0,null,0.49253069999999999]
[0,null,0.49253069999999999]
[0,null,0.49250959999999999]
[0,null,0.49246580000000001]
[0,null,0.49242619999999998]
[0,null,0.49238300000000002]
[0,null,0.49236200000000002]
[0,null,0.49236200000000002]
[0,null,0.49236200000000002]
[0,null,0.49234470000000002]
[0,null,0.49231049999999998]
[0,null,0.49231049999999998]
[0,null,0.49229329999999999]
[0,null,0.4922356]
[0,null,0.49217309999999997]
[0,null,0.49215619999999999]
[0,null,0.49210090000000001]
[0,null,0.49208370000000001]
[0,null,0.49204639999999999]
[0,null,0.49204639999999999]
[0,null,0.492008]
[0,null,0.492008]
[0,null,0.49194379999999999]
[0,null,0.49192350000000001]
[0,null,0.49184509999999998]
[0,null,0.49184509999999998]
[0,null,0.49182239999999999]
[0,null,0.49178480000000002]
[0,null,0.49176439999999999]
[0,null,0.49174400000000001]
[0,null,0.49174400000000001]
[0,null,0.49166599999999999]
[0,null,0.49166599999999999]
[0,null,0.49166599999999999]
[0,null,0.49164910000000001]
[0,null,0.49162630000000002]
[0,null,0.4915311]
[0,null,0.49151]
[0,null,0.49151]
[0,null,0.49148960000000003]
[0,null,0.49143510000000001]
[0,null,0.49141780000000002]
[0,null,0.49134220000000001]
[0,null,0.49131950000000002]
[0,null,0.49127569999999998]
[0,null,0.49127559999999998]
[0,null,0.49125459999999999]
[0,null,0.4912146]
[0,null,0.4911973]
[0,null,0.49115969999999998]
[0,null,0.49112240000000001]
[0,null,0.49112240000000001]
[0,null,0.49112240000000001]
[0,null,0.49112240000000001]
[0,null,0.49110510000000002]
[0,null,0.49108780000000002]
[0,null,0.49107089999999998]
[0,null,0.4910505]
[0,null,0.49099530000000002]
[0,null,0.49097420000000003]
[0,null,0.49097420000000003]
[0,null,0.49095149999999999]
[0,null,0.49095149999999999]
[0,null,0.4908728]
[0,null,0.49085000000000001]
[0,null,0.49081239999999998]
[0,null,0.4907551]
[0,null,0.49073820000000001]
[0,null,0.49071779999999998]
[0,null,0.49071779999999998]
[0,null,0.49066290000000001]
[0,null,0.4905815]
[0,null,0.49055870000000001]
[0,null,0.49053829999999998]
[0,null,0.4904811]
[0,null,0.4904811]
[0,null,0.4904811]
[0,null,0.4904811]
[0,null,0.49044690000000002]
[0,null,0.49044690000000002]
[0,null,0.4903923]
[0,null,0.49037130000000001]
[0,null,0.49029400000000001]
[0,null,0.4902939]
[0,null,0.49025079999999999]
[0,null,0.49022979999999999]
[0,null,0.49022979999999999]
[0,null,0.490207]
[0,null,0.49018600000000001]
[0,null,0.49018600000000001]
[0,null,0.49016870000000001]
[0,null,0.49014760000000002]
[0,null,0.49011310000000002]
[0,null,0.49011310000000002]
[0,null,0.49011310000000002]
[0,null,0.4900717]
[0,null,0.49005130000000002]
[0,null,0.49005130000000002]
[0,null,0.48999090000000001]
[0,null,0.48995290000000002]
[0,null,0.48989569999999999]
[0,null,0.48985770000000001]
[0,null,0.48985770000000001]
[0,null,0.48984040000000001]
[0,null,0.48980590000000002]
[0,null,0.4897686]
[0,null,0.4897686]
[0,null,0.48974580000000001]
[0,null,0.48974580000000001]
[0,null,0.48970439999999998]
[0,null,0.48968709999999999]
[0,null,0.4896702]
[0,null,0.48964750000000001]
[0,null,0.48958669999999999]
[0,null,0.48953150000000001]
[0,null,0.48953150000000001]
[0,null,0.48948839999999999]
[0,null,0.48947109999999999]
[0,null,0.48947109999999999]
[0,null,0.48947109999999999]
[0,null,0.48947109999999999]
[0,null,0.48943379999999997]
[0,null,0.48943379999999997]
[0,null,0.48943379999999997]
[0,null,0.48939650000000001]
[0,null,0.48933539999999998]
[0,null,0.48929810000000001]
[0,null,0.48925980000000002]
[0,null,0.48923879999999997]
[0,null,0.48922149999999998]
[0,null,0.48922149999999998]
[0,null,0.48920459999999999]
[0,null,0.48920459999999999]
[0,null,0.48920459999999999]
[0,null,0.4891276]
[0,null,0.48908620000000003]
[0,null,0.48906339999999998]
[0,null,0.48904239999999999]
[0,null,0.48904239999999999]
[0,null,0.48904239999999999]
[0,null,0.48898750000000002]
[0,null,0.48897049999999997]
[0,null,0.48894949999999998]
[0,null,0.48893219999999998]
[0,null,0.48889490000000002]
[0,null,0.48889490000000002]
[0,null,0.48887449999999999]
[0,null,0.48887449999999999]
[0,null,0.48883720000000003]
[0,null,0.4887589]
[0,null,0.4887589]
[0,null,0.4887379]
[0,null,0.4887378]
[0,null,0.48871510000000001]
[0,null,0.48867129999999998]
[0,null,0.48865399999999998]
[0,null,0.48865399999999998]
[0,null,0.48863299999999998]
[0,null,0.48861569999999999]
[0,null,0.4885736]
[0,null,0.4885736]
[0,null,0.4885736]
[0,null,0.48853940000000001]
[0,null,0.48845959999999999]
[0,null,0.4884386]
[0,null,0.48840129999999998]
[0,null,0.48837849999999999]
[0,null,0.48833539999999998]
[0,null,0.48831809999999998]
[0,null,0.4882785]
[0,null,0.48825809999999997]
[0,null,0.48825809999999997]
[0,null,0.4882204]
[0,null,0.4882204]
[0,null,0.48820350000000001]
[0,null,0.488149]
[0,null,0.4881279]
[0,null,0.48808240000000003]
[0,null,0.48803930000000001]
[0,null,0.48799779999999998]
[0,null,0.48797750000000001]
[0,null,0.48792600000000003]
[0,null,0.48790499999999998]
[0,null,0.48788769999999998]
[0,null,0.48787079999999999]
[0,null,0.48782769999999998]
[0,null,0.48781069999999999]
[0,null,0.4877938]
[0,null,0.48777280000000001]
[0,null,0.48775170000000001]
[0,null,0.48775170000000001]
[0,null,0.48771750000000003]
[0,null,0.4876626]
[0,null,0.48763990000000002]
[0,null,0.48763990000000002]
[0,null,0.4876026]
[0,null,0.4875853]
[0,null,0.48754700000000001]
[0,null,0.48754700000000001]
[0,null,0.48753010000000002]
[0,null,0.48753010000000002]
[0,null,0.48750729999999998]
[0,null,0.48750729999999998]
[0,null,0.4874869]
[0,null,0.48744929999999997]
[0,null,0.48743199999999998]
[0,null,0.48739199999999999]
[0,null,0.48733680000000001]
[0,null,0.48729529999999999]
[0,null,0.4872784]
[0,null,0.4872784]
[0,null,0.48725740000000001]
[0,null,0.4872166]
[0,null,0.48719380000000001]
[0,null,0.48715069999999999]
[0,null,0.48711650000000001]
[0,null,0.48709550000000001]
[0,null,0.48707509999999998]
[0,null,0.48704059999999999]
[0,null,0.48697570000000001]
[0,null,0.48691570000000001]
[0,null,0.48691570000000001]
[0,null,0.48689290000000002]
[0,null,0.48687599999999998]
[0,null,0.48687599999999998]
[0,null,0.48687599999999998]
[0,null,0.48681730000000001]
[0,null,0.48676269999999999]
[0,null,0.48670400000000003]
[0,null,0.4866837]
[0,null,0.4866626]
[0,null,0.4866626]
[0,null,0.48662499999999997]
[0,null,0.48660769999999998]
[0,null,0.48655660000000001]
[0,null,0.48653390000000002]
[0,null,0.48651109999999997]
[0,null,0.48651109999999997]
[0,null,0.48651109999999997]
[0,null,0.48646800000000001]
[0,null,0.48646800000000001]
[0,null,0.48644759999999998]
[0,null,0.4864134]
[0,null,0.48639070000000001]
[0,null,0.48635339999999999]
[0,null,0.48627609999999999]
[0,null,0.48627609999999999]
[0,null,0.48623300000000003]
[0,null,0.48617389999999999]
[0,null,0.48617389999999999]
[0,null,0.48615659999999999]
[0,null,0.48608839999999998]
[0,null,0.48608839999999998]
[0,null,0.48605039999999999]
[0,null,0.4860332]
[0,null,0.4860332]
[0,null,0.48601280000000002]
[0,null,0.48601280000000002]
[0,null,0.48601280000000002]
[0,null,0.48599170000000003]
[0,null,0.48593649999999999]
[0,null,0.48591610000000002]
[0,null,0.48591610000000002]
[0,null,0.48583880000000002]
[0,null,0.48581770000000002]
[0,null,0.48581770000000002]
[0,null,0.48579499999999998]
[0,null,0.48579499999999998]
[0,null,0.48577219999999999]
[0,null,0.48573810000000001]
[0,null,0.48572110000000002]
[0,null,0.48567969999999999]
[0,null,0.48564239999999997]
[0,null,0.48560409999999998]
[0,null,0.4855603]
[0,null,0.4855603]
[0,null,0.48549439999999999]
[0,null,0.4854561]
[0,null,0.4854561]
[0,null,0.48541879999999998]
[0,null,0.48539769999999999]
[0,null,0.48539769999999999]
[0,null,0.48534319999999997]
[0,null,0.48532589999999998]
[0,null,0.4853055]
[0,null,0.48522789999999999]
[0,null,0.48521059999999999]
[0,null,0.48516510000000002]
[0,null,0.4851278]
[0,null,0.4851067]
[0,null,0.4851067]
[0,null,0.48506880000000002]
[0,null,0.48502869999999998]
[0,null,0.48496460000000002]
[0,null,0.48491279999999998]
[0,null,0.48491279999999998]
[0,null,0.4848751]
[0,null,0.48485820000000002]
[0,null,0.48485820000000002]
[0,null,0.48483779999999999]
[0,null,0.48478090000000001]
[0,null,0.48476399999999997]
[0,null,0.48476399999999997]
[0,null,0.4847436]
[0,null,0.48472320000000002]
[0,null,0.48467939999999998]
[0,null,0.48465839999999999]
[0,null,0.48460310000000001]
[0,null,0.48453819999999997]
[0,null,0.48452099999999998]
[0,null,0.48452099999999998]
[0,null,0.4844868]
[0,null,0.48444710000000002]
[0,null,0.48439159999999998]
[0,null,0.48439149999999997]
[0,null,0.48435739999999999]
[0,null,0.48433700000000002]
[0,null,0.48429699999999998]
[0,null,0.48427969999999998]
[0,null,0.48422520000000002]
[0,null,0.4841879]
[0,null,0.4841879]
[0,null,0.48416680000000001]
[0,null,0.48416680000000001]
[0,null,0.48416680000000001]
[0,null,0.48412300000000003]
[0,null,0.48410259999999999]
[0,null,0.4840853]
[0,null,0.48400559999999998]
[0,null,0.48400559999999998]
[0,null,0.48400559999999998]
[0,null,0.48396790000000001]
[0,null,0.48392790000000002]
[0,null,0.4838768]
[0,null,0.48383470000000001]
[0,null,0.48383470000000001]
[0,null,0.48381429999999997]
[0,null,0.48379739999999999]
[0,null,0.48371429999999999]
[0,null,0.48369319999999999]
[0,null,0.4836549]
[0,null,0.4836549]
[0,null,0.48359619999999998]
[0,null,0.48355619999999999]
[0,null,0.48353930000000001]
[0,null,0.48353930000000001]
[0,null,0.48353930000000001]
[0,null,0.48352230000000002]
[0,null,0.48352230000000002]
[0,null,0.48352230000000002]
[0,null,0.48350510000000002]
[0,null,0.48348469999999999]
[0,null,0.4834678]
[0,null,0.4834678]
[0,null,0.4834678]
[0,null,0.48344670000000001]
[0,null,0.48338799999999998]
[0,null,0.48333110000000001]
[0,null,0.48333110000000001]
[0,null,0.48331420000000003]
[0,null,0.48323310000000003]
[0,null,0.48321029999999998]
[0,null,0.48321029999999998]
[0,null,0.48317579999999999]
[0,null,0.48317579999999999]
[0,null,0.48315469999999999]
[0,null,0.483074]
[0,null,0.48303430000000003]
[0,null,0.4830139]
[0,null,0.48299700000000001]
[0,null,0.48298010000000002]
[0,null,0.48295900000000003]
[0,null,0.48293789999999998]
[0,null,0.48291519999999999]
[0,null,0.48288140000000002]
[0,null,0.48281819999999998]
[0,null,0.48281819999999998]
[0,null,0.48280119999999999]
[0,null,0.48278019999999999]
[0,null,0.48272530000000002]
[0,null,0.48268220000000001]
[0,null,0.48264220000000002]
[0,null,0.48262110000000003]
[0,null,0.48260069999999999]
[0,null,0.4825796]
[0,null,0.48255690000000001]
[0,null,0.48255690000000001]
[0,null,0.48250169999999998]
[0,null,0.4824678]
[0,null,0.48238639999999999]
[0,null,0.48238639999999999]
[0,null,0.48236600000000002]
[0,null,0.48234490000000002]
[0,null,0.48234490000000002]
[0,null,0.48231079999999998]
[0,null,0.48226530000000001]
[0,null,0.4822652]
[0,null,0.48221350000000002]
[0,null,0.48219309999999999]
[0,null,0.4821762]
[0,null,0.48213240000000002]
[0,null,0.48207129999999998]
[0,null,0.4820509]
[0,null,0.48200710000000002]
[0,null,0.48199019999999998]
[0,null,0.4819698]
[0,null,0.48194939999999997]
[0,null,0.48194939999999997]
[0,null,0.481929]
[0,null,0.48189110000000002]
[0,null,0.48189110000000002]
[0,null,0.4818365]
[0,null,0.48177540000000002]
[0,null,0.48175509999999999]
[0,null,0.48171540000000002]
[0,null,0.48171540000000002]
[0,null,0.48169810000000002]
[0,null,0.48166049999999999]
[0,null,0.48159940000000001]
[0,null,0.48159940000000001]
[0,null,0.48156209999999999]
[0,null,0.48156209999999999]
[0,null,0.48154170000000002]
[0,null,0.48154170000000002]
[0,null,0.48154170000000002]
[0,null,0.48149789999999998]
[0,null,0.4814541]
[0,null,0.4814331]
[0,null,0.48139890000000002]
[0,null,0.48135889999999998]
[0,null,0.48130430000000002]
[0,null,0.4812456]
[0,null,0.4812284]
[0,null,0.48119450000000002]
[0,null,0.48115239999999998]
[0,null,0.48112959999999999]
[0,null,0.48106719999999997]
[0,null,0.4810296]
[0,null,0.48100680000000001]
[0,null,0.48098960000000002]
[0,null,0.48098960000000002]
[0,null,0.48098960000000002]
[0,null,0.48097230000000002]
[0,null,0.48092849999999998]
[0,null,0.48089090000000001]
[0,null,0.48086980000000001]
[0,null,0.48082599999999998]
[0,null,0.4808056]
[0,null,0.4808056]
[0,null,0.4808056]
[0,null,0.4808056]
[0,null,0.4807884]
[0,null,0.48075449999999997]
[0,null,0.480709]
[0,null,0.48068630000000001]
[0,null,0.48068630000000001]
[0,null,0.48064899999999999]
[0,null,0.48064899999999999]
[0,null,0.48058960000000001]
[0,null,0.48053089999999998]
[0,null,0.48053089999999998]
[0,null,0.48053089999999998]
[0,null,0.48051050000000001]
[0,null,0.48051050000000001]
[0,null,0.48049009999999998]
[0,null,0.48047289999999998]
[0,null,0.48041590000000001]
[0,null,0.48031859999999998]
[0,null,0.48027550000000002]
[0,null,0.48025269999999998]
[0,null,0.48025269999999998]
[0,null,0.48025269999999998]
[0,null,0.48022999999999999]
[0,null,0.480213]
[0,null,0.48019200000000001]
[0,null,0.48017090000000001]
[0,null,0.48014820000000002]
[0,null,0.48013090000000003]
[0,null,0.48007250000000001]
[0,null,0.48007250000000001]
[0,null,0.48005530000000002]
[0,null,0.480018]
[0,null,0.47999520000000001]
[0,null,0.47999520000000001]
[0,null,0.47996109999999997]
[0,null,0.4799407]
[0,null,0.4799196]
[0,null,0.47989690000000002]
[0,null,0.4798365]
[0,null,0.4798365]
[0,null,0.47980230000000001]
[0,null,0.47980230000000001]
[0,null,0.4797381]
[0,null,0.47972090000000001]
[0,null,0.47968290000000002]
[0,null,0.47964449999999997]
[0,null,0.47960659999999999]
[0,null,0.47954550000000001]
[0,null,0.47952820000000002]
[0,null,0.47952820000000002]
[0,null,0.47952820000000002]
[0,null,0.47947129999999999]
[0,null,0.47947129999999999]
[0,null,0.47945090000000001]
[0,null,0.47943049999999998]
[0,null,0.4794078]
[0,null,0.47936980000000001]
[0,null,0.47931489999999999]
[0,null,0.47926940000000001]
[0,null,0.47925250000000003]
[0,null,0.4792149]
[0,null,0.4792149]
[0,null,0.47915380000000002]
[0,null,0.47915380000000002]
[0,null,0.4790951]
[0,null,0.4790951]
[0,null,0.4790951]
[0,null,0.4790951]
[0,null,0.4790951]
[0,null,0.47905740000000002]
[0,null,0.47904020000000003]
[0,null,0.47904020000000003]
[0,null,0.4790005]
[0,null,0.4790005]
[0,null,0.47891840000000002]
[0,null,0.47887869999999999]
[0,null,0.47887869999999999]
[0,null,0.47885830000000001]
[0,null,0.47878110000000002]
[0,null,0.47874339999999999]
[0,null,0.47874339999999999]
[0,null,0.47874339999999999]
[0,null,0.4787207]
[0,null,0.47870370000000001]
[0,null,0.47868339999999998]
[0,null,0.47866229999999999]
[0,null,0.47862260000000001]
[0,null,0.47860160000000002]
[0,null,0.47860160000000002]
[0,null,0.47856159999999998]
[0,null,0.47851939999999998]
[0,null,0.47851939999999998]
[0,null,0.47847630000000002]
[0,null,0.47844209999999998]
[0,null,0.47838720000000001]
[0,null,0.47836620000000002]
[0,null,0.47836620000000002]
[0,null,0.47836620000000002]
[0,null,0.478323]
[0,null,0.47830610000000001]
[0,null,0.47830610000000001]
[0,null,0.47827190000000003]
[0,null,0.4782516]
[0,null,0.47823120000000002]
[0,null,0.47819319999999998]
[0,null,0.4781359]
[0,null,0.4781359]
[0,null,0.4781359]
[0,null,0.4781359]
[0,null,0.47808070000000003]
[0,null,0.47808070000000003]
[0,null,0.47808070000000003]
[0,null,0.47806340000000003]
[0,null,0.47802339999999999]
[0,null,0.47798200000000002]
[0,null,0.47798200000000002]
[0,null,0.47793819999999998]
[0,null,0.47787629999999998]
[0,null,0.47787629999999998]
[0,null,0.47787629999999998]
[0,null,0.47785939999999999]
[0,null,0.47785939999999999]
[0,null,0.4778367]
[0,null,0.4778367]
[0,null,0.47778559999999998]
[0,null,0.47768310000000003]
[0,null,0.47766029999999998]
[0,null,0.4776261]
[0,null,0.47760580000000002]
[0,null,0.47756779999999999]
[0,null,0.47753329999999999]
[0,null,0.47753319999999999]
[0,null,0.47753319999999999]
[0,null,0.477516]
[0,null,0.4774949]
[0,null,0.47747450000000002]
[0,null,0.47745349999999998]
[0,null,0.47745349999999998]
[0,null,0.47738059999999999]
[0,null,0.47738059999999999]
[0,null,0.4773464]
[0,null,0.4773057]
[0,null,0.47724909999999998]
[0,null,0.47722870000000001]
[0,null,0.47722870000000001]
[0,null,0.47722870000000001]
[0,null,0.47721150000000001]
[0,null,0.47713349999999999]
[0,null,0.47713349999999999]
[0,null,0.47709380000000001]
[0,null,0.47709380000000001]
[0,null,0.47709380000000001]
[0,null,0.47707270000000002]
[0,null,0.47699710000000001]
[0,null,0.47699710000000001]
[0,null,0.47691709999999998]
[0,null,0.47691709999999998]
[0,null,0.47691709999999998]
[0,null,0.4768944]
[0,null,0.47687400000000002]
[0,null,0.47685359999999999]
[0,null,0.4768367]
[0,null,0.47681560000000001]
[0,null,0.47681560000000001]
[0,null,0.47677599999999998]
[0,null,0.47675869999999998]
[0,null,0.47672039999999999]
[0,null,0.47662270000000001]
[0,null,0.47662270000000001]
[0,null,0.47660229999999998]
[0,null,0.4765585]
[0,null,0.4765585]
[0,null,0.47654160000000001]
[0,null,0.47654160000000001]
[0,null,0.47648430000000003]
[0,null,0.47648430000000003]
[0,null,0.47641939999999999]
[0,null,0.47637980000000002]
[0,null,0.4763252]
[0,null,0.47628209999999999]
[0,null,0.47628209999999999]
[0,null,0.4762383]
[0,null,0.47620099999999999]
[0,null,0.47620099999999999]
[0,null,0.47618369999999999]
[0,null,0.47612880000000002]
[0,null,0.47608919999999999]
[0,null,0.47606880000000001]
[0,null,0.47604770000000002]
[0,null,0.47604770000000002]
[0,null,0.47597139999999999]
[0,null,0.47593000000000002]
[0,null,0.47593000000000002]
[0,null,0.47590890000000002]
[0,null,0.47586810000000002]
[0,null,0.47584539999999997]
[0,null,0.47584539999999997]
[0,null,0.475804]
[0,null,0.47578120000000002]
[0,null,0.47576400000000002]
[0,null,0.47574670000000002]
[0,null,0.47570699999999999]
[0,null,0.47570699999999999]
[0,null,0.47564830000000002]
[0,null,0.47563109999999997]
[0,null,0.47563109999999997]
[0,null,0.47561409999999998]
[0,null,0.47555890000000001]
[0,null,0.47551579999999999]
[0,null,0.47549469999999999]
[0,null,0.47545159999999997]
[0,null,0.47545159999999997]
[0,null,0.47545159999999997]
[0,null,0.47541329999999998]
[0,null,0.47539049999999999]
[0,null,0.47539049999999999]
[0,null,0.47531869999999998]
[0,null,0.4753018]
[0,null,0.4753018]
[0,null,0.47525800000000001]
[0,null,0.47525800000000001]
[0,null,0.47517480000000001]
[0,null,0.47513650000000002]
[0,null,0.47511609999999999]
[0,null,0.4750761]
[0,null,0.4750761]
[0,null,0.47505510000000001]
[0,null,0.47502090000000002]
[0,null,0.47498249999999997]
[0,null,0.47496529999999998]
[0,null,0.47492699999999999]
[0,null,0.47492699999999999]
[0,null,0.47488730000000001]
[0,null,0.47488730000000001]
[0,null,0.47487040000000003]
[0,null,0.47487040000000003]
[0,null,0.47484759999999998]
[0,null,0.47484759999999998]
[0,null,0.47479310000000002]
[0,null,0.47479310000000002]
[0,null,0.47475309999999998]
[0,null,0.47473270000000001]
[0,null,0.47469470000000002]
[0,null,0.47460950000000002]
[0,null,0.47460940000000001]
[0,null,0.47457490000000002]
[0,null,0.47453529999999999]
[0,null,0.47453529999999999]
[0,null,0.474518]
[0,null,0.47445549999999997]
[0,null,0.47445549999999997]
[0,null,0.4744351]
[0,null,0.47439710000000002]
[0,null,0.47437679999999999]
[0,null,0.47437679999999999]
[0,null,0.47437669999999998]
[0,null,0.474296]
[0,null,0.47425289999999998]
[0,null,0.4741976]
[0,null,0.47411959999999997]
[0,null,0.47411959999999997]
[0,null,0.47411959999999997]
[0,null,0.47409859999999998]
[0,null,0.47409859999999998]
[0,null,0.47408129999999998]
[0,null,0.47403990000000001]
[0,null,0.47400019999999998]
[0,null,0.47397909999999999]
[0,null,0.4739391]
[0,null,0.4739391]
[0,null,0.47389769999999998]
[0,null,0.47389769999999998]
[0,null,0.47385769999999999]
[0,null,0.47385769999999999]
[0,null,0.47383730000000002]
[0,null,0.47381459999999997]
[0,null,0.4737942]
[0,null,0.47375040000000002]
[0,null,0.47364790000000001]
[0,null,0.47363060000000001]
[0,null,0.473576]
[0,null,0.47355910000000001]
[0,null,0.47354220000000002]
[0,null,0.47352490000000003]
[0,null,0.47352490000000003]
[0,null,0.47350219999999998]
[0,null,0.473468]
[0,null,0.4734507]
[0,null,0.4734507]
[0,null,0.47341280000000002]
[0,null,0.47339170000000003]
[0,null,0.47337129999999999]
[0,null,0.47331060000000003]
[0,null,0.47331060000000003]
[0,null,0.47326750000000001]
[0,null,0.47322979999999998]
[0,null,0.47321259999999998]
[0,null,0.47317419999999999]
[0,null,0.47317419999999999]
[0,null,0.47315390000000002]
[0,null,0.47313280000000002]
[0,null,0.47313280000000002]
[0,null,0.47313280000000002]
[0,null,0.4730914]
[0,null,0.47303479999999998]
[0,null,0.47303479999999998]
[0,null,0.47301779999999999]
[0,null,0.4729951]
[0,null,0.47293089999999999]
[0,null,0.47293089999999999]
[0,null,0.47293089999999999]
[0,null,0.47291369999999999]
[0,null,0.4728926]
[0,null,0.47287220000000002]
[0,null,0.47283389999999997]
[0,null,0.47279969999999999]
[0,null,0.47277930000000001]
[0,null,0.47277930000000001]
[0,null,0.47277930000000001]
[0,null,0.47272789999999998]
[0,null,0.47271099999999999]
[0,null,0.47266950000000002]
[0,null,0.47264679999999998]
[0,null,0.4726013]
[0,null,0.472584]
[0,null,0.472584]
[0,null,0.472584]
[0,null,0.47256710000000002]
[0,null,0.47254980000000002]
[0,null,0.4724739]
[0,null,0.47243010000000002]
[0,null,0.47243010000000002]
[0,null,0.47240969999999999]
[0,null,0.47238930000000001]
[0,null,0.47235510000000003]
[0,null,0.47231129999999999]
[0,null,0.4722944]
[0,null,0.47225230000000001]
[0,null,0.47225230000000001]
[0,null,0.47225230000000001]
[0,null,0.47221229999999997]
[0,null,0.4721919]
[0,null,0.4721919]
[0,null,0.47215430000000003]
[0,null,0.47215430000000003]
[0,null,0.47215430000000003]
[0,null,0.47211039999999999]
[0,null,0.47206900000000002]
[0,null,0.47206900000000002]
[0,null,0.47199099999999999]
[0,null,0.47195140000000002]
[0,null,0.47195140000000002]
[0,null,0.47191719999999998]
[0,null,0.47191719999999998]
[0,null,0.47189989999999998]
[0,null,0.4718772]
[0,null,0.4718772]
[0,null,0.47183570000000002]
[0,null,0.47181469999999998]
[0,null,0.47175699999999998]
[0,null,0.47175699999999998]
[0,null,0.47171730000000001]
[0,null,0.47171730000000001]
[0,null,0.47167730000000002]
[0,null,0.47163899999999997]
[0,null,0.47161789999999998]
[0,null,0.47160069999999998]
[0,null,0.47158030000000001]
[0,null,0.47155989999999998]
[0,null,0.47148190000000001]
[0,null,0.47146460000000001]
[0,null,0.47144190000000002]
[0,null,0.47139809999999999]
[0,null,0.47139809999999999]
[0,null,0.47137699999999999]
[0,null,0.47135660000000001]
[0,null,0.47135660000000001]
[0,null,0.47133940000000002]
[0,null,0.47128029999999999]
[0,null,0.47123959999999998]
[0,null,0.47123959999999998]
[0,null,0.4711805]
[0,null,0.47112219999999999]
[0,null,0.47110489999999999]
[0,null,0.47110489999999999]
[0,null,0.47108220000000001]
[0,null,0.47106490000000001]
[0,null,0.47100720000000001]
[0,null,0.47094140000000001]
[0,null,0.47092410000000001]
[0,null,0.47092410000000001]
[0,null,0.47090300000000002]
[0,null,0.4708657]
[0,null,0.4708657]
[0,null,0.47082610000000003]
[0,null,0.47074460000000001]
[0,null,0.47072770000000003]
[0,null,0.47068939999999998]
[0,null,0.47063250000000001]
[0,null,0.47061209999999998]
[0,null,0.47059519999999999]
[0,null,0.47059509999999999]
[0,null,0.47055130000000001]
[0,null,0.47051300000000001]
[0,null,0.47047299999999997]
[0,null,0.47042919999999999]
[0,null,0.47042919999999999]
[0,null,0.47041189999999999]
[0,null,0.47041189999999999]
[0,null,0.47039500000000001]
[0,null,0.47039500000000001]
[0,null,0.47037810000000002]
[0,null,0.47032040000000003]
[0,null,0.47032040000000003]
[0,null,0.47029939999999998]
[0,null,0.47029929999999998]
[0,null,0.47021790000000002]
[0,null,0.47018339999999997]
[0,null,0.47018339999999997]
[0,null,0.47016229999999998]
[0,null,0.47012500000000002]
[0,null,0.47010809999999997]
[0,null,0.47003630000000002]
[0,null,0.47003630000000002]
[0,null,0.47001520000000002]
[0,null,0.46999249999999998]
[0,null,0.46996969999999999]
[0,null,0.46996969999999999]
[0,null,0.46992830000000002]
[0,null,0.46989029999999998]
[0,null,0.46987299999999999]
[0,null,0.4698561]
[0,null,0.46981879999999998]
[0,null,0.4697984]
[0,null,0.46975529999999999]
[0,null,0.46975529999999999]
[0,null,0.46973809999999999]
[0,null,0.4696825]
[0,null,0.46964280000000003]
[0,null,0.46962009999999998]
[0,null,0.46957789999999999]
[0,null,0.46957789999999999]
[0,null,0.4695607]
[0,null,0.4695607]
[0,null,0.4695434]
[0,null,0.46950579999999997]
[0,null,0.46950579999999997]
[0,null,0.46948879999999998]
[0,null,0.46948879999999998]
[0,null,0.46948879999999998]
[0,null,0.46941290000000002]
[0,null,0.46941290000000002]
[0,null,0.46937869999999998]
[0,null,0.46933730000000001]
[0,null,0.46933730000000001]
[0,null,0.46930339999999998]
[0,null,0.46930339999999998]
[0,null,0.4692596]
[0,null,0.46918510000000002]
[0,null,0.46912500000000001]
[0,null,0.46910469999999999]
[0,null,0.46906320000000001]
[0,null,0.46904220000000002]
[0,null,0.46900219999999998]
[0,null,0.46900219999999998]
[0,null,0.4689411]
[0,null,0.4689411]
[0,null,0.4689411]
[0,null,0.4689411]
[0,null,0.46890690000000002]
[0,null,0.46886719999999998]
[0,null,0.46884690000000001]
[0,null,0.46877049999999998]
[0,null,0.46875020000000001]
[0,null,0.46872910000000001]
[0,null,0.46871180000000001]
[0,null,0.46871180000000001]
[0,null,0.46869460000000002]
[0,null,0.46867419999999999]
[0,null,0.46863450000000001]
[0,null,0.46861419999999998]
[0,null,0.46857100000000002]
[0,null,0.46853299999999998]
[0,null,0.46851029999999999]
[0,null,0.46849299999999999]
[0,null,0.46849299999999999]
[0,null,0.4684509]
[0,null,0.4684509]
[0,null,0.46841640000000001]
[0,null,0.46839360000000002]
[0,null,0.46833910000000001]
[0,null,0.46833910000000001]
[0,null,0.46832180000000001]
[0,null,0.46824110000000002]
[0,null,0.46815580000000001]
[0,null,0.46811779999999997]
[0,null,0.46810089999999999]
[0,null,0.46810089999999999]
[0,null,0.46805780000000002]
[0,null,0.46804089999999998]
[0,null,0.46804089999999998]
[0,null,0.46801809999999999]
[0,null,0.46797499999999997]
[0,null,0.46795769999999998]
[0,null,0.46788590000000002]
[0,null,0.46786489999999997]
[0,null,0.46786489999999997]
[0,null,0.46784789999999998]
[0,null,0.46783069999999999]
[0,null,0.46779270000000001]
[0,null,0.46773399999999998]
[0,null,0.46773399999999998]
[0,null,0.46767599999999998]
[0,null,0.46767599999999998]
[0,null,0.46765899999999999]
[0,null,0.46765899999999999]
[0,null,0.467638]
[0,null,0.46761520000000001]
[0,null,0.46757559999999998]
[0,null,0.46749829999999998]
[0,null,0.4674606]
[0,null,0.46743960000000001]
[0,null,0.46743960000000001]
[0,null,0.46742230000000001]
[0,null,0.46740189999999998]
[0,null,0.46737919999999999]
[0,null,0.4673581]
[0,null,0.46733540000000001]
[0,null,0.46733540000000001]
[0,null,0.46729809999999999]
[0,null,0.46723769999999998]
[0,null,0.46721659999999998]
[0,null,0.4671997]
[0,null,0.4671614]
[0,null,0.46712409999999999]
[0,null,0.46710679999999999]
[0,null,0.46710679999999999]
[0,null,0.4670841]
[0,null,0.46706300000000001]
[0,null,0.46706300000000001]
[0,null,0.46706300000000001]
[0,null,0.4669915]
[0,null,0.46696880000000002]
[0,null,0.46694839999999999]
[0,null,0.46690530000000002]
[0,null,0.46686699999999998]
[0,null,0.46684969999999998]
[0,null,0.4668117]
[0,null,0.4668117]
[0,null,0.46676859999999998]
[0,null,0.4667306]
[0,null,0.4667306]
[0,null,0.46669329999999998]
[0,null,0.4666729]
[0,null,0.46665190000000001]
[0,null,0.46663490000000002]
[0,null,0.46661390000000003]
[0,null,0.46659109999999998]
[0,null,0.46653280000000003]
[0,null,0.46650999999999998]
[0,null,0.46650999999999998]
[0,null,0.46649279999999999]
[0,null,0.46647240000000001]
[0,null,0.46645510000000001]
[0,null,0.46643820000000003]
[0,null,0.46639819999999999]
[0,null,0.46637780000000001]
[0,null,0.46637780000000001]
[0,null,0.46636090000000002]
[0,null,0.46633819999999998]
[0,null,0.46631709999999998]
[0,null,0.46629979999999999]
[0,null,0.46626020000000001]
[0,null,0.46623910000000002]
[0,null,0.46620080000000003]
[0,null,0.46620080000000003]
[0,null,0.46620080000000003]
[0,null,0.46618039999999999]
[0,null,0.46618039999999999]
[0,null,0.46614620000000001]
[0,null,0.46610479999999999]
[0,null,0.46604370000000001]
[0,null,0.46602640000000001]
[0,null,0.46600609999999998]
[0,null,0.46592640000000002]
[0,null,0.46592640000000002]
[0,null,0.46588810000000003]
[0,null,0.46588810000000003]
[0,null,0.46588810000000003]
[0,null,0.46583000000000002]
[0,null,0.46578459999999999]
[0,null,0.4657673]
[0,null,0.4657673]
[0,null,0.4657673]
[0,null,0.4657673]
[0,null,0.46568589999999999]
[0,null,0.46566859999999999]
[0,null,0.4656303]
[0,null,0.46557019999999999]
[0,null,0.46557019999999999]
[0,null,0.46552640000000001]
[0,null,0.46548909999999999]
[0,null,0.4654722]
[0,null,0.46544940000000001]
[0,null,0.46542909999999998]
[0,null,0.46542909999999998]
[0,null,0.46540799999999999]
[0,null,0.46540799999999999]
[0,null,0.46540799999999999]
[0,null,0.4653738]
[0,null,0.4653738]
[0,null,0.46531509999999998]
[0,null,0.46527550000000001]
[0,null,0.46527550000000001]
[0,null,0.46525820000000001]
[0,null,0.46523710000000001]
[0,null,0.46519159999999998]
[0,null,0.46519159999999998]
[0,null,0.46519159999999998]
[0,null,0.46512740000000002]
[0,null,0.46509329999999999]
[0,null,0.46498909999999999]
[0,null,0.46498909999999999]
[0,null,0.46495110000000001]
[0,null,0.46495110000000001]
[0,null,0.46493380000000001]
[0,null,0.46491690000000002]
[0,null,0.46489960000000002]
[0,null,0.46489960000000002]
[0,null,0.46485650000000001]
[0,null,0.46483960000000002]
[0,null,0.46475820000000001]
[0,null,0.46474090000000001]
[0,null,0.46469949999999999]
[0,null,0.4646767]
[0,null,0.4646767]
[0,null,0.4646556]
[0,null,0.4646556]
[0,null,0.46463840000000001]
[0,null,0.46462150000000002]
[0,null,0.46460040000000002]
[0,null,0.46457769999999998]
[0,null,0.4645338]
[0,null,0.46449380000000001]
[0,null,0.46447349999999998]
[0,null,0.4644393]
[0,null,0.46441890000000002]
[0,null,0.46439849999999999]
[0,null,0.46438160000000001]
[0,null,0.46436050000000001]
[0,null,0.46429569999999998]
[0,null,0.46427459999999998]
[0,null,0.4642404]
[0,null,0.46420620000000001]
[0,null,0.46418350000000003]
[0,null,0.4641458]
[0,null,0.46408579999999999]
[0,null,0.46408579999999999]
[0,null,0.46408579999999999]
[0,null,0.46408579999999999]
[0,null,0.46406310000000001]
[0,null,0.46406310000000001]
[0,null,0.46402159999999998]
[0,null,0.46402159999999998]
[0,null,0.46402159999999998]
[0,null,0.46400439999999998]
[0,null,0.46400429999999998]
[0,null,0.4639643]
[0,null,0.46392050000000001]
[0,null,0.46390330000000002]
[0,null,0.46390330000000002]
[0,null,0.46386179999999999]
[0,null,0.46386179999999999]
[0,null,0.4638449]
[0,null,0.46378449999999999]
[0,null,0.4637618]
[0,null,0.46374490000000002]
[0,null,0.46372210000000003]
[0,null,0.46366689999999999]
[0,null,0.46362540000000002]
[0,null,0.46362540000000002]
[0,null,0.46362540000000002]
[0,null,0.46362540000000002]
[0,null,0.46360440000000003]
[0,null,0.46360440000000003]
[0,null,0.46360440000000003]
[0,null,0.46357019999999999]
[0,null,0.46353290000000003]
[0,null,0.46353290000000003]
[0,null,0.46353290000000003]
[0,null,0.46351560000000003]
[0,null,0.46349839999999998]
[0,null,0.46349839999999998]
[0,null,0.46348139999999999]
[0,null,0.46346110000000001]
[0,null,0.4634007]
[0,null,0.46335520000000002]
[0,null,0.46335520000000002]
[0,null,0.46335520000000002]
[0,null,0.46333829999999998]
[0,null,0.46333829999999998]
[0,null,0.46330060000000001]
[0,null,0.46327960000000001]
[0,null,0.46322089999999999]
[0,null,0.46316390000000002]
[0,null,0.4631266]
[0,null,0.46310560000000001]
[0,null,0.46308280000000002]
[0,null,0.46308280000000002]
[0,null,0.46308280000000002]
[0,null,0.46306589999999997]
[0,null,0.46306589999999997]
[0,null,0.46304319999999999]
[0,null,0.46304319999999999]
[0,null,0.46302589999999999]
[0,null,0.46300479999999999]
[0,null,0.46296690000000001]
[0,null,0.46293269999999997]
[0,null,0.46293269999999997]
[0,null,0.46288960000000001]
[0,null,0.46288960000000001]
[0,null,0.46283259999999998]
[0,null,0.4627888]
[0,null,0.46276840000000002]
[0,null,0.46273110000000001]
[0,null,0.46269320000000003]
[0,null,0.46267039999999998]
[0,null,0.46265309999999998]
[0,null,0.46261099999999999]
[0,null,0.46257340000000002]
[0,null,0.46257340000000002]
[0,null,0.46255610000000003]
[0,null,0.46255610000000003]
[0,null,0.46253339999999998]
[0,null,0.46247850000000001]
[0,null,0.46245740000000002]
[0,null,0.4624008]
[0,null,0.4624008]
[0,null,0.4624008]
[0,null,0.46238390000000001]
[0,null,0.46238390000000001]
[0,null,0.46236660000000002]
[0,null,0.46236660000000002]
[0,null,0.46234629999999999]
[0,null,0.4622907]
[0,null,0.4622907]
[0,null,0.46222960000000002]
[0,null,0.46222960000000002]
[0,null,0.46218409999999999]
[0,null,0.46218409999999999]
[0,null,0.4621458]
[0,null,0.46210849999999998]
[0,null,0.46208739999999998]
[0,null,0.46208739999999998]
[0,null,0.46201179999999997]
[0,null,0.46199449999999997]
[0,null,0.46199449999999997]
[0,null,0.4619742]
[0,null,0.46195140000000001]
[0,null,0.46191140000000003]
[0,null,0.46188869999999999]
[0,null,0.4618717]
[0,null,0.46184900000000001]
[0,null,0.46182790000000001]
[0,null,0.4617465]
[0,null,0.46170820000000001]
[0,null,0.46168710000000002]
[0,null,0.46166600000000002]
[0,null,0.46164909999999998]
[0,null,0.46162639999999999]
[0,null,0.46160600000000002]
[0,null,0.4615687]
[0,null,0.46153070000000002]
[0,null,0.46153070000000002]
[0,null,0.4614876]
[0,null,0.46145340000000001]
[0,null,0.46145340000000001]
[0,null,0.46143610000000002]
[0,null,0.46135429999999999]
[0,null,0.46135429999999999]
[0,null,0.46129979999999998]
[0,null,0.46125670000000002]
[0,null,0.46123560000000002]
[0,null,0.46123560000000002]
[0,null,0.46119559999999998]
[0,null,0.46119559999999998]
[0,null,0.46113490000000001]
[0,null,0.46113490000000001]
[0,null,0.46110069999999997]
[0,null,0.46104060000000002]
[0,null,0.46099990000000002]
[0,null,0.46099990000000002]
[0,null,0.46095439999999999]
[0,null,0.46095439999999999]
[0,null,0.4609144]
[0,null,0.46089330000000001]
[0,null,0.46083459999999998]
[0,null,0.46081739999999999]
[0,null,0.46080009999999999]
[0,null,0.46080009999999999]
[0,null,0.46074589999999999]
[0,null,0.46072859999999999]
[0,null,0.46072859999999999]
[0,null,0.46069060000000001]
[0,null,0.46069060000000001]
[0,null,0.46066960000000001]
[0,null,0.46064919999999998]
[0,null,0.4606054]
[0,null,0.46053359999999999]
[0,null,0.46053359999999999]
[0,null,0.4605108]
[0,null,0.46045079999999999]
[0,null,0.46045079999999999]
[0,null,0.46045079999999999]
[0,null,0.46045079999999999]
[0,null,0.46043040000000002]
[0,null,0.46039039999999998]
[0,null,0.46037309999999998]
[0,null,0.46033170000000001]
[0,null,0.46030890000000002]
[0,null,0.46029170000000003]
[0,null,0.46025440000000001]
[0,null,0.46023399999999998]
[0,null,0.46021129999999999]
[0,null,0.46019019999999999]
[0,null,0.46019019999999999]
[0,null,0.4601729]
[0,null,0.46013530000000002]
[0,null,0.46009699999999998]
[0,null,0.4600766]
[0,null,0.46003690000000003]
[0,null,0.45997440000000001]
[0,null,0.45993479999999998]
[0,null,0.45991749999999998]
[0,null,0.45991749999999998]
[0,null,0.4598795]
[0,null,0.45985680000000001]
[0,null,0.45983950000000001]
[0,null,0.45983950000000001]
[0,null,0.45982220000000001]
[0,null,0.45980120000000002]
[0,null,0.45976119999999998]
[0,null,0.45976119999999998]
[0,null,0.45970559999999999]
[0,null,0.45966829999999997]
[0,null,0.45966829999999997]
[0,null,0.45966829999999997]
[0,null,0.45963029999999999]
[0,null,0.4596075]
[0,null,0.4596075]
[0,null,0.45958650000000001]
[0,null,0.45950920000000001]
[0,null,0.45948640000000002]
[0,null,0.45944879999999999]
[0,null,0.45943149999999999]
[0,null,0.45940880000000001]
[0,null,0.45939190000000002]
[0,null,0.4593546]
[0,null,0.45933770000000002]
[0,null,0.45931490000000003]
[0,null,0.4592773]
[0,null,0.45923890000000001]
[0,null,0.45921790000000001]
[0,null,0.45921790000000001]
[0,null,0.45920060000000001]
[0,null,0.45920060000000001]
[0,null,0.45920060000000001]
[0,null,0.45920060000000001]
[0,null,0.45918019999999998]
[0,null,0.45918019999999998]
[0,null,0.4591422]
[0,null,0.45912530000000001]
[0,null,0.45908389999999999]
[0,null,0.4590497]
[0,null,0.45896520000000002]
[0,null,0.45892509999999997]
[0,null,0.45890239999999999]
[0,null,0.45890239999999999]
[0,null,0.45888509999999999]
[0,null,0.4588682]
[0,null,0.45881369999999999]
[0,null,0.4587909]
[0,null,0.45877400000000002]
[0,null,0.45875120000000003]
[0,null,0.4587309]
[0,null,0.4587136]
[0,null,0.45869320000000002]
[0,null,0.45867629999999998]
[0,null,0.4586383]
[0,null,0.45860410000000001]
[0,null,0.45858310000000002]
[0,null,0.45856029999999998]
[0,null,0.4585399]
[0,null,0.45850200000000002]
[0,null,0.45846429999999999]
[0,null,0.45846429999999999]
[0,null,0.4584087]
[0,null,0.45837040000000001]
[0,null,0.45831620000000001]
[0,null,0.45831620000000001]
[0,null,0.45829350000000002]
[0,null,0.45829350000000002]
[0,null,0.45827649999999998]
[0,null,0.458231]
[0,null,0.458231]
[0,null,0.45819270000000001]
[0,null,0.45815850000000002]
[0,null,0.45812120000000001]
[0,null,0.45812120000000001]
[0,null,0.45802039999999999]
[0,null,0.45800000000000002]
[0,null,0.45798280000000002]
[0,null,0.45794439999999997]
[0,null,0.45792169999999999]
[0,null,0.45792169999999999]
[0,null,0.45792169999999999]
[0,null,0.45792169999999999]
[0,null,0.45792169999999999]
[0,null,0.45792169999999999]
[0,null,0.45788440000000002]
[0,null,0.45776810000000001]
[0,null,0.45774769999999998]
[0,null,0.4577135]
[0,null,0.45769080000000001]
[0,null,0.45769080000000001]
[0,null,0.45767039999999998]
[0,null,0.45765309999999998]
[0,null,0.4575921]
[0,null,0.45755410000000002]
[0,null,0.45755410000000002]
[0,null,0.45745809999999998]
[0,null,0.45741500000000002]
[0,null,0.45741500000000002]
[0,null,0.45741500000000002]
[0,null,0.45741500000000002]
[0,null,0.45741500000000002]
[0,null,0.45737499999999998]
[0,null,0.45737489999999997]
[0,null,0.45734079999999999]
[0,null,0.45730310000000002]
[0,null,0.45730310000000002]
[0,null,0.45730310000000002]
[0,null,0.45728210000000002]
[0,null,0.45728210000000002]
[0,null,0.45722370000000001]
[0,null,0.45719490000000002]
[0,null,0.4571481]
[0,null,0.4571481]
[0,null,0.45713120000000002]
[0,null,0.45713120000000002]
[0,null,0.45713120000000002]
[0,null,0.4570728]
[0,null,0.45702900000000002]
[0,null,0.45699450000000003]
[0,null,0.45697409999999999]
[0,null,0.45697409999999999]
[0,null,0.456953]
[0,null,0.45693030000000001]
[0,null,0.45691340000000003]
[0,null,0.45689299999999999]
[0,null,0.4568757]
[0,null,0.45681880000000002]
[0,null,0.45681880000000002]
[0,null,0.45680150000000003]
[0,null,0.45675939999999998]
[0,null,0.4567425]
[0,null,0.4567425]
[0,null,0.4567214]
[0,null,0.45670450000000001]
[0,null,0.45668760000000003]
[0,null,0.45666479999999998]
[0,null,0.45660299999999998]
[0,null,0.45660299999999998]
[0,null,0.45658260000000001]
[0,null,0.45658260000000001]
[0,null,0.45655990000000002]
[0,null,0.45655990000000002]
[0,null,0.45653949999999999]
[0,null,0.45652219999999999]
[0,null,0.4564995]
[0,null,0.45647840000000001]
[0,null,0.45644430000000003]
[0,null,0.45642729999999998]
[0,null,0.45641009999999999]
[0,null,0.45637280000000002]
[0,null,0.45635170000000003]
[0,null,0.45635170000000003]
[0,null,0.45635170000000003]
[0,null,0.45632899999999998]
[0,null,0.45629510000000001]
[0,null,0.45627790000000001]
[0,null,0.45621129999999999]
[0,null,0.45619399999999999]
[0,null,0.4561771]
[0,null,0.45613569999999998]
[0,null,0.45613569999999998]
[0,null,0.45611879999999999]
[0,null,0.456096]
[0,null,0.45607560000000003]
[0,null,0.45600039999999997]
[0,null,0.45600039999999997]
[0,null,0.45598309999999997]
[0,null,0.45598309999999997]
[0,null,0.45594000000000001]
[0,null,0.45594000000000001]
[0,null,0.45594000000000001]
[0,null,0.45591720000000002]
[0,null,0.45591720000000002]
[0,null,0.45585779999999998]
[0,null,0.45579950000000002]
[0,null,0.45579950000000002]
[0,null,0.4557909]
[0,null,0.45576119999999998]
[0,null,0.45571739999999999]
[0,null,0.45571729999999999]
[0,null,0.45566210000000001]
[0,null,0.45562209999999997]
[0,null,0.45560519999999999]
[0,null,0.45560519999999999]
[0,null,0.45558480000000001]
[0,null,0.4555244]
[0,null,0.4555244]
[0,null,0.45549020000000001]
[0,null,0.45545190000000002]
[0,null,0.45539669999999999]
[0,null,0.45539669999999999]
[0,null,0.45532099999999998]
[0,null,0.45532099999999998]
[0,null,0.45532099999999998]
[0,null,0.45532099999999998]
[0,null,0.45528030000000003]
[0,null,0.45525749999999998]
[0,null,0.4552348]
[0,null,0.4552137]
[0,null,0.4552137]
[0,null,0.4552137]
[0,null,0.4552137]
[0,null,0.4552137]
[0,null,0.45519100000000001]
[0,null,0.45516990000000002]
[0,null,0.4551268]
[0,null,0.4551268]
[0,null,0.45508850000000001]
[0,null,0.45504879999999998]
[0,null,0.4550284]
[0,null,0.4550284]
[0,null,0.45499079999999997]
[0,null,0.45499079999999997]
[0,null,0.45499079999999997]
[0,null,0.4549397]
[0,null,0.45491860000000001]
[0,null,0.45489760000000001]
[0,null,0.45489750000000001]
[0,null,0.454843]
[0,null,0.45482030000000001]
[0,null,0.45476470000000002]
[0,null,0.45476470000000002]
[0,null,0.45474429999999999]
[0,null,0.45474429999999999]
[0,null,0.4547274]
[0,null,0.4547274]
[0,null,0.45471010000000001]
[0,null,0.45471010000000001]
[0,null,0.45471010000000001]
[0,null,0.45468969999999997]
[0,null,0.45465139999999998]
[0,null,0.45463409999999999]
[0,null,0.4546172]
[0,null,0.45459620000000001]
[0,null,0.45457340000000002]
[0,null,0.45455230000000002]
[0,null,0.45449230000000002]
[0,null,0.45449230000000002]
[0,null,0.45447539999999997]
[0,null,0.45441120000000002]
[0,null,0.45441120000000002]
[0,null,0.45435599999999998]
[0,null,0.45435589999999998]
[0,null,0.45433319999999999]
[0,null,0.45429560000000002]
[0,null,0.45429560000000002]
[0,null,0.45427830000000002]
[0,null,0.45425559999999998]
[0,null,0.4542176]
[0,null,0.4542176]
[0,null,0.45419720000000002]
[0,null,0.45415889999999998]
[0,null,0.45411509999999999]
[0,null,0.4540978]
[0,null,0.4540767]
[0,null,0.45404260000000002]
[0,null,0.45404250000000002]
[0,null,0.45402150000000002]
[0,null,0.4539842]
[0,null,0.45396140000000001]
[0,null,0.45394109999999999]
[0,null,0.45394109999999999]
[0,null,0.4539183]
[0,null,0.45390140000000001]
[0,null,0.45382030000000001]
[0,null,0.45379989999999998]
[0,null,0.45379989999999998]
[0,null,0.45377889999999999]
[0,null,0.4537447]
[0,null,0.45372430000000002]
[0,null,0.45368599999999998]
[0,null,0.45368599999999998]
[0,null,0.45368599999999998]
[0,null,0.45362659999999999]
[0,null,0.45362659999999999]
[0,null,0.45362659999999999]
[0,null,0.45362659999999999]
[0,null,0.4535689]
[0,null,0.45355200000000001]
[0,null,0.45349739999999999]
[0,null,0.45349739999999999]
[0,null,0.45347470000000001]
[0,null,0.45345740000000001]
[0,null,0.45344050000000002]
[0,null,0.45340049999999998]
[0,null,0.45336320000000002]
[0,null,0.45334590000000002]
[0,null,0.45332869999999997]
[0,null,0.45328550000000001]
[0,null,0.45328550000000001]
[0,null,0.45326450000000001]
[0,null,0.45320919999999998]
[0,null,0.45314510000000002]
[0,null,0.45314500000000002]
[0,null,0.45312469999999999]
[0,null,0.45308320000000002]
[0,null,0.45306600000000002]
[0,null,0.45302219999999999]
[0,null,0.45302219999999999]
[0,null,0.45298490000000002]
[0,null,0.45296760000000003]
[0,null,0.45295069999999998]
[0,null,0.45289610000000002]
[0,null,0.45287509999999997]
[0,null,0.45285809999999999]
[0,null,0.45285809999999999]
[0,null,0.45284089999999999]
[0,null,0.45280090000000001]
[0,null,0.45280090000000001]
[0,null,0.45280090000000001]
[0,null,0.45274049999999999]
[0,null,0.4527177]
[0,null,0.45268039999999998]
[0,null,0.45268039999999998]
[0,null,0.45265939999999999]
[0,null,0.4526425]
[0,null,0.4526424]
[0,null,0.45257829999999999]
[0,null,0.4525613]
[0,null,0.45250259999999998]
[0,null,0.45248569999999999]
[0,null,0.45246530000000001]
[0,null,0.45243080000000002]
[0,null,0.45240809999999998]
[0,null,0.45239119999999999]
[0,null,0.4523701]
[0,null,0.4523701]
[0,null,0.45234730000000001]
[0,null,0.45228699999999999]
[0,null,0.45228699999999999]
[0,null,0.4522486]
[0,null,0.45220719999999998]
[0,null,0.45220719999999998]
[0,null,0.4521675]
[0,null,0.45212989999999997]
[0,null,0.45206499999999999]
[0,null,0.45204810000000001]
[0,null,0.45200430000000003]
[0,null,0.45200430000000003]
[0,null,0.45198739999999998]
[0,null,0.45198739999999998]
[0,null,0.45195289999999999]
[0,null,0.45195279999999999]
[0,null,0.45195279999999999]
[0,null,0.45195279999999999]
[0,null,0.45193250000000001]
[0,null,0.45193250000000001]
[0,null,0.4518952]
[0,null,0.4518779]
[0,null,0.4518779]
[0,null,0.45183820000000002]
[0,null,0.45183820000000002]
[0,null,0.45183820000000002]
[0,null,0.45179989999999998]
[0,null,0.45175680000000001]
[0,null,0.45173410000000003]
[0,null,0.45171679999999997]
[0,null,0.45167849999999998]
[0,null,0.45167849999999998]
[0,null,0.45167839999999998]
[0,null,0.45165739999999999]
[0,null,0.45160280000000003]
[0,null,0.45155970000000001]
[0,null,0.45153700000000002]
[0,null,0.45153700000000002]
[0,null,0.4514997]
[0,null,0.45146140000000001]
[0,null,0.45143860000000002]
[0,null,0.45140029999999998]
[0,null,0.4513799]
[0,null,0.45134609999999997]
[0,null,0.45134609999999997]
[0,null,0.45132499999999998]
[0,null,0.45132499999999998]
[0,null,0.45132499999999998]
[0,null,0.4513046]
[0,null,0.45128190000000001]
[0,null,0.45128190000000001]
[0,null,0.45128190000000001]
[0,null,0.45125910000000002]
[0,null,0.45123869999999999]
[0,null,0.45120080000000001]
[0,null,0.45117800000000002]
[0,null,0.45117800000000002]
[0,null,0.45117800000000002]
[0,null,0.45111689999999999]
[0,null,0.45111689999999999]
[0,null,0.45105590000000001]
[0,null,0.45102170000000003]
[0,null,0.45096330000000001]
[0,null,0.45094299999999998]
[0,null,0.45092019999999999]
[0,null,0.4508991]
[0,null,0.4508819]
[0,null,0.45086150000000003]
[0,null,0.45084459999999998]
[0,null,0.45082349999999999]
[0,null,0.45073800000000003]
[0,null,0.45073800000000003]
[0,null,0.45072109999999999]
[0,null,0.45069999999999999]
[0,null,0.45069999999999999]
[0,null,0.45064070000000001]
[0,null,0.45062370000000002]
[0,null,0.45062370000000002]
[0,null,0.45060650000000002]
[0,null,0.45060650000000002]
[0,null,0.45058920000000002]
[0,null,0.45056810000000003]
[0,null,0.45052979999999998]
[0,null,0.4505094]
[0,null,0.45048909999999998]
[0,null,0.4504687]
[0,null,0.45042870000000002]
[0,null,0.45040760000000002]
[0,null,0.45040760000000002]
[0,null,0.45039030000000002]
[0,null,0.45037339999999998]
[0,null,0.45033339999999999]
[0,null,0.45033339999999999]
[0,null,0.45029380000000002]
[0,null,0.45027339999999999]
[0,null,0.45027339999999999]
[0,null,0.45023370000000001]
[0,null,0.450154]
[0,null,0.450154]
[0,null,0.45011390000000001]
[0,null,0.45011390000000001]
[0,null,0.45009670000000002]
[0,null,0.45007629999999998]
[0,null,0.45007629999999998]
[0,null,0.45005519999999999]
[0,null,0.45001560000000002]
[0,null,0.45001560000000002]
[0,null,0.44999519999999998]
[0,null,0.44993680000000003]
[0,null,0.44991959999999998]
[0,null,0.44989849999999998]
[0,null,0.44986090000000001]
[0,null,0.44984390000000002]
[0,null,0.44982670000000002]
[0,null,0.44980389999999998]
[0,null,0.44978289999999999]
[0,null,0.44978289999999999]
[0,null,0.4497659]
[0,null,0.44974320000000001]
[0,null,0.44968320000000001]
[0,null,0.44968320000000001]
[0,null,0.44966210000000001]
[0,null,0.44966210000000001]
[0,null,0.44964480000000001]
[0,null,0.44960719999999998]
[0,null,0.44956750000000001]
[0,null,0.44955030000000001]
[0,null,0.44951059999999998]
[0,null,0.44944810000000002]
[0,null,0.44944810000000002]
[0,null,0.44944810000000002]
[0,null,0.449405]
[0,null,0.44936670000000001]
[0,null,0.44932870000000003]
[0,null,0.44930759999999997]
[0,null,0.44927339999999999]
[0,null,0.44925619999999999]
[0,null,0.44921299999999997]
[0,null,0.44921299999999997]
[0,null,0.44921299999999997]
[0,null,0.4491734]
[0,null,0.44915300000000002]
[0,null,0.44915300000000002]
[0,null,0.44913570000000003]
[0,null,0.44911469999999998]
[0,null,0.44905390000000001]
[0,null,0.44903700000000002]
[0,null,0.44899869999999997]
[0,null,0.44899869999999997]
[0,null,0.44898139999999997]
[0,null,0.44898139999999997]
[0,null,0.44896039999999998]
[0,null,0.44896039999999998]
[0,null,0.44894309999999998]
[0,null,0.44892579999999999]
[0,null,0.44890479999999999]
[0,null,0.44888749999999999]
[0,null,0.44884679999999999]
[0,null,0.44884679999999999]
[0,null,0.448824]
[0,null,0.44880360000000002]
[0,null,0.44880360000000002]
[0,null,0.44878089999999998]
[0,null,0.44875979999999999]
[0,null,0.44875979999999999]
[0,null,0.44875979999999999]
[0,null,0.4487198]
[0,null,0.44868599999999997]
[0,null,0.4486483]
[0,null,0.44858969999999998]
[0,null,0.44858969999999998]
[0,null,0.44856859999999998]
[0,null,0.4485517]
[0,null,0.4485517]
[0,null,0.44847399999999998]
[0,null,0.44845299999999999]
[0,null,0.44845299999999999]
[0,null,0.4484302]
[0,null,0.4484302]
[0,null,0.4484302]
[0,null,0.44839600000000002]
[0,null,0.44837500000000002]
[0,null,0.44835459999999999]
[0,null,0.44832040000000001]
[0,null,0.44826860000000002]
[0,null,0.44826860000000002]
[0,null,0.44824819999999999]
[0,null,0.44822719999999999]
[0,null,0.44818920000000001]
[0,null,0.44816640000000002]
[0,null,0.44806940000000001]
[0,null,0.44806940000000001]
[0,null,0.44806940000000001]
[0,null,0.44803140000000002]
[0,null,0.44799689999999998]
[0,null,0.44797419999999999]
[0,null,0.44791720000000002]
[0,null,0.44791720000000002]
[0,null,0.44789689999999999]
[0,null,0.44785720000000001]
[0,null,0.44783610000000001]
[0,null,0.44781919999999997]
[0,null,0.44781919999999997]
[0,null,0.4477778]
[0,null,0.44773940000000001]
[0,null,0.44769940000000003]
[0,null,0.44766519999999999]
[0,null,0.44766519999999999]
[0,null,0.44760270000000002]
[0,null,0.44756309999999999]
[0,null,0.44756309999999999]
[0,null,0.4475286]
[0,null,0.4475286]
[0,null,0.4475286]
[0,null,0.44748470000000001]
[0,null,0.44746439999999998]
[0,null,0.4474474]
[0,null,0.44739289999999998]
[0,null,0.44734980000000002]
[0,null,0.44732870000000002]
[0,null,0.44731179999999998]
[0,null,0.44729449999999998]
[0,null,0.44727729999999999]
[0,null,0.44723350000000001]
[0,null,0.4472334]
[0,null,0.44718960000000002]
[0,null,0.44718960000000002]
[0,null,0.44718960000000002]
[0,null,0.44717240000000003]
[0,null,0.44717240000000003]
[0,null,0.44715549999999998]
[0,null,0.44713819999999999]
[0,null,0.4471213]
[0,null,0.4471002]
[0,null,0.4471002]
[0,null,0.4471002]
[0,null,0.44708330000000002]
[0,null,0.44708330000000002]
[0,null,0.4470229]
[0,null,0.44696249999999998]
[0,null,0.4469456]
[0,null,0.4469245]
[0,null,0.44690419999999997]
[0,null,0.44686619999999999]
[0,null,0.44680890000000001]
[0,null,0.44680890000000001]
[0,null,0.44680890000000001]
[0,null,0.44680890000000001]
[0,null,0.44678780000000001]
[0,null,0.44677090000000003]
[0,null,0.44670989999999999]
[0,null,0.44670979999999999]
[0,null,0.44668950000000002]
[0,null,0.44664799999999999]
[0,null,0.4466253]
[0,null,0.4466253]
[0,null,0.4466253]
[0,null,0.44660490000000003]
[0,null,0.44658799999999998]
[0,null,0.4465652]
[0,null,0.44654830000000001]
[0,null,0.44653110000000001]
[0,null,0.44651410000000002]
[0,null,0.44647340000000002]
[0,null,0.4464303]
[0,null,0.4464303]
[0,null,0.44639190000000001]
[0,null,0.44635360000000002]
[0,null,0.44633089999999997]
[0,null,0.44628770000000001]
[0,null,0.44625359999999997]
[0,null,0.44625359999999997]
[0,null,0.44623629999999997]
[0,null,0.44621519999999998]
[0,null,0.44621519999999998]
[0,null,0.44621519999999998]
[0,null,0.44621519999999998]
[0,null,0.4461542]
[0,null,0.44613380000000002]
[0,null,0.44613380000000002]
[0,null,0.44611269999999997]
[0,null,0.44607540000000001]
[0,null,0.44607540000000001]
[0,null,0.44607540000000001]
[0,null,0.44603579999999998]
[0,null,0.44597389999999998]
[0,null,0.44593080000000002]
[0,null,0.44591360000000002]
[0,null,0.44591360000000002]
[0,null,0.44591360000000002]
[0,null,0.44587939999999998]
[0,null,0.44587939999999998]
[0,null,0.4458414]
[0,null,0.44580720000000001]
[0,null,0.44578449999999997]
[0,null,0.44576339999999998]
[0,null,0.44572339999999999]
[0,null,0.44572339999999999]
[0,null,0.44572339999999999]
[0,null,0.44566230000000001]
[0,null,0.44564510000000002]
[0,null,0.44564510000000002]
[0,null,0.44560359999999999]
[0,null,0.44560359999999999]
[0,null,0.44558629999999999]
[0,null,0.44555220000000001]
[0,null,0.44555220000000001]
[0,null,0.44553490000000001]
[0,null,0.44549759999999999]
[0,null,0.44543270000000001]
[0,null,0.44543270000000001]
[0,null,0.44539309999999999]
[0,null,0.44537270000000001]
[0,null,0.44532890000000003]
[0,null,0.44532890000000003]
[0,null,0.44526979999999999]
[0,null,0.44525290000000001]
[0,null,0.44525290000000001]
[0,null,0.44523249999999998]
[0,null,0.44519520000000001]
[0,null,0.44517800000000002]
[0,null,0.44515519999999997]
[0,null,0.4451349]
[0,null,0.4451176]
[0,null,0.44507790000000003]
[0,null,0.4450268]
[0,null,0.4450268]
[0,null,0.4450268]
[0,null,0.4450268]
[0,null,0.44496580000000002]
[0,null,0.44494879999999998]
[0,null,0.44494879999999998]
[0,null,0.44492779999999998]
[0,null,0.44489010000000001]
[0,null,0.44485209999999997]
[0,null,0.44483489999999998]
[0,null,0.4447969]
[0,null,0.4447796]
[0,null,0.44473819999999997]
[0,null,0.44470399999999999]
[0,null,0.44470399999999999]
[0,null,0.44466090000000003]
[0,null,0.44464399999999998]
[0,null,0.4446002]
[0,null,0.44456250000000003]
[0,null,0.44456250000000003]
[0,null,0.44453979999999998]
[0,null,0.44450149999999999]
[0,null,0.44444240000000002]
[0,null,0.44442510000000002]
[0,null,0.44442510000000002]
[0,null,0.44438749999999999]
[0,null,0.4443648]
[0,null,0.44434439999999997]
[0,null,0.44430609999999998]
[0,null,0.44430609999999998]
[0,null,0.44428879999999998]
[0,null,0.44425120000000001]
[0,null,0.44425120000000001]
[0,null,0.44425120000000001]
[0,null,0.44423010000000002]
[0,null,0.44420730000000003]
[0,null,0.444187]
[0,null,0.444187]
[0,null,0.44416420000000001]
[0,null,0.44410549999999999]
[0,null,0.4440713]
[0,null,0.44405410000000001]
[0,null,0.44403130000000002]
[0,null,0.44403130000000002]
[0,null,0.44399169999999999]
[0,null,0.44399169999999999]
[0,null,0.44399169999999999]
[0,null,0.4439533]
[0,null,0.4439533]
[0,null,0.44393640000000001]
[0,null,0.44387529999999997]
[0,null,0.44387529999999997]
[0,null,0.4438339]
[0,null,0.44381670000000001]
[0,null,0.44379629999999998]
[0,null,0.44379629999999998]
[0,null,0.44377929999999999]
[0,null,0.44374170000000002]
[0,null,0.44372479999999997]
[0,null,0.44372479999999997]
[0,null,0.44370749999999998]
[0,null,0.44366749999999999]
[0,null,0.44366749999999999]
[0,null,0.44364480000000001]
[0,null,0.44362200000000002]
[0,null,0.44362200000000002]
[0,null,0.44360509999999997]
[0,null,0.44360509999999997]
[0,null,0.44356780000000001]
[0,null,0.44354510000000003]
[0,null,0.4434843]
[0,null,0.44346400000000002]
[0,null,0.44342979999999999]
[0,null,0.443386]
[0,null,0.44336490000000001]
[0,null,0.44336490000000001]
[0,null,0.44333070000000002]
[0,null,0.4432893]
[0,null,0.4432893]
[0,null,0.44325100000000001]
[0,null,0.44325100000000001]
[0,null,0.44323370000000001]
[0,null,0.44323370000000001]
[0,null,0.44321680000000002]
[0,null,0.44319399999999998]
[0,null,0.44315979999999999]
[0,null,0.44315979999999999]
[0,null,0.44313950000000002]
[0,null,0.44307839999999998]
[0,null,0.44303759999999998]
[0,null,0.44303759999999998]
[0,null,0.44297510000000001]
[0,null,0.44297510000000001]
[0,null,0.44297510000000001]
[0,null,0.44293549999999998]
[0,null,0.44291439999999999]
[0,null,0.44291439999999999]
[0,null,0.4428975]
[0,null,0.4428802]
[0,null,0.44283640000000002]
[0,null,0.4427991]
[0,null,0.44278190000000001]
[0,null,0.44276080000000001]
[0,null,0.4426966]
[0,null,0.4426966]
[0,null,0.4426793]
[0,null,0.44265660000000001]
[0,null,0.44265660000000001]
[0,null,0.44263619999999998]
[0,null,0.4426158]
[0,null,0.44259860000000001]
[0,null,0.44257819999999998]
[0,null,0.44257819999999998]
[0,null,0.44256089999999998]
[0,null,0.44254399999999999]
[0,null,0.4425229]
[0,null,0.44250600000000001]
[0,null,0.44244499999999998]
[0,null,0.44238660000000002]
[0,null,0.44238660000000002]
[0,null,0.44236619999999999]
[0,null,0.44232860000000002]
[0,null,0.44231130000000002]
[0,null,0.44228859999999998]
[0,null,0.44223089999999998]
[0,null,0.44223089999999998]
[0,null,0.4422082]
[0,null,0.4422082]
[0,null,0.44215290000000002]
[0,null,0.44215290000000002]
[0,null,0.44215290000000002]
[0,null,0.44213190000000002]
[0,null,0.44213180000000002]
[0,null,0.44207350000000001]
[0,null,0.44207350000000001]
[0,null,0.44205620000000001]
[0,null,0.44205620000000001]
[0,null,0.44205620000000001]
[0,null,0.44205620000000001]
[0,null,0.44203900000000002]
[0,null,0.44200129999999999]
[0,null,0.4419844]
[0,null,0.44192399999999998]
[0,null,0.44190679999999999]
[0,null,0.44186710000000001]
[0,null,0.4418029]
[0,null,0.44178600000000001]
[0,null,0.44176870000000001]
[0,null,0.44174770000000002]
[0,null,0.44174770000000002]
[0,null,0.44172729999999999]
[0,null,0.44166660000000002]
[0,null,0.44164379999999998]
[0,null,0.44164379999999998]
[0,null,0.44162689999999999]
[0,null,0.44162689999999999]
[0,null,0.44160959999999999]
[0,null,0.4415869]
[0,null,0.44153229999999999]
[0,null,0.44153229999999999]
[0,null,0.44151190000000001]
[0,null,0.44149090000000002]
[0,null,0.44147360000000002]
[0,null,0.44145089999999998]
[0,null,0.44145089999999998]
[0,null,0.44143399999999999]
[0,null,0.44137559999999998]
[0,null,0.44135869999999999]
[0,null,0.44131720000000002]
[0,null,0.44123960000000001]
[0,null,0.44123960000000001]
[0,null,0.44123960000000001]
[0,null,0.44121680000000002]
[0,null,0.44119960000000003]
[0,null,0.44116539999999999]
[0,null,0.44112570000000001]
[0,null,0.44110470000000002]
[0,null,0.44108740000000002]
[0,null,0.44107010000000002]
[0,null,0.44105319999999998]
[0,null,0.44105319999999998]
[0,null,0.44103209999999998]
[0,null,0.44096800000000003]
[0,null,0.44091340000000001]
[0,null,0.44091340000000001]
[0,null,0.44089299999999998]
[0,null,0.44087609999999999]
[0,null,0.44085340000000001]
[0,null,0.44083299999999997]
[0,null,0.44075629999999999]
[0,null,0.44071490000000002]
[0,null,0.44069799999999998]
[0,null,0.44067519999999999]
[0,null,0.44067519999999999]
[0,null,0.44067519999999999]
[0,null,0.4406525]
[0,null,0.44061280000000003]
[0,null,0.44061280000000003]
[0,null,0.4405752]
[0,null,0.44054100000000002]
[0,null,0.44054100000000002]
[0,null,0.44054100000000002]
[0,null,0.44052370000000002]
[0,null,0.44050679999999998]
[0,null,0.44046610000000003]
[0,null,0.44046610000000003]
[0,null,0.44046610000000003]
[0,null,0.44040770000000001]
[0,null,0.44038500000000003]
[0,null,0.44038490000000002]
[0,null,0.44036389999999997]
[0,null,0.44032389999999999]
[0,null,0.44030279999999999]
[0,null,0.44028010000000001]
[0,null,0.44028010000000001]
[0,null,0.44025900000000001]
[0,null,0.44024170000000001]
[0,null,0.44018649999999998]
[0,null,0.44014340000000002]
[0,null,0.44012649999999998]
[0,null,0.44012649999999998]
[0,null,0.44012649999999998]
[0,null,0.44010539999999998]
[0,null,0.44008259999999999]
[0,null,0.44008259999999999]
[0,null,0.44008259999999999]
[0,null,0.44004529999999997]
[0,null,0.4400057]
[0,null,0.4400057]
[0,null,0.43998530000000002]
[0,null,0.43998530000000002]
[0,null,0.43994699999999998]
[0,null,0.43990899999999999]
[0,null,0.43990899999999999]
[0,null,0.43988860000000002]
[0,null,0.43986589999999998]
[0,null,0.43982209999999999]
[0,null,0.43982209999999999]
[0,null,0.43980170000000002]
[0,null,0.43978440000000002]
[0,null,0.43972610000000001]
[0,null,0.43972610000000001]
[0,null,0.43968610000000002]
[0,null,0.43966909999999998]
[0,null,0.43966909999999998]
[0,null,0.43966909999999998]
[0,null,0.43966909999999998]
[0,null,0.43965219999999999]
[0,null,0.43962950000000001]
[0,null,0.43959110000000001]
[0,null,0.43957390000000002]
[0,null,0.43957390000000002]
[0,null,0.43957390000000002]
[0,null,0.43955699999999998]
[0,null,0.43949589999999999]
[0,null,0.43949589999999999]
[0,null,0.43945279999999998]
[0,null,0.4394324]
[0,null,0.43941550000000001]
[0,null,0.43939509999999998]
[0,null,0.43939509999999998]
[0,null,0.43935679999999999]
[0,null,0.439334]
[0,null,0.43931300000000001]
[0,null,0.43929190000000001]
[0,null,0.43923499999999999]
[0,null,0.43923499999999999]
[0,null,0.4392122]
[0,null,0.43917460000000003]
[0,null,0.43917460000000003]
[0,null,0.43917460000000003]
[0,null,0.43915769999999998]
[0,null,0.43912000000000001]
[0,null,0.43912000000000001]
[0,null,0.43908039999999998]
[0,null,0.43906000000000001]
[0,null,0.43902170000000001]
[0,null,0.43902170000000001]
[0,null,0.43900470000000003]
[0,null,0.43896089999999999]
[0,null,0.4388802]
[0,null,0.4388802]
[0,null,0.43885980000000002]
[0,null,0.43883870000000003]
[0,null,0.43882149999999998]
[0,null,0.4387818]
[0,null,0.4387645]
[0,null,0.4387645]
[0,null,0.43870579999999998]
[0,null,0.43868479999999999]
[0,null,0.43868479999999999]
[0,null,0.43868479999999999]
[0,null,0.43868479999999999]
[0,null,0.438662]
[0,null,0.43862780000000001]
[0,null,0.43858399999999997]
[0,null,0.43854989999999999]
[0,null,0.43854979999999999]
[0,null,0.43854979999999999]
[0,null,0.43848730000000002]
[0,null,0.4384304]
[0,null,0.43841350000000001]
[0,null,0.43837039999999999]
[0,null,0.43832660000000001]
[0,null,0.43830960000000002]
[0,null,0.43830960000000002]
[0,null,0.43829240000000003]
[0,null,0.43826959999999998]
[0,null,0.43826959999999998]
[0,null,0.43822820000000001]
[0,null,0.43820550000000003]
[0,null,0.4381678]
[0,null,0.4381467]
[0,null,0.43810529999999998]
[0,null,0.43808259999999999]
[0,null,0.43808259999999999]
[0,null,0.43808259999999999]
[0,null,0.4380426]
[0,null,0.4380425]
[0,null,0.43801980000000001]
[0,null,0.43794110000000003]
[0,null,0.4378648]
[0,null,0.43782159999999998]
[0,null,0.43782159999999998]
[0,null,0.43780469999999999]
[0,null,0.43780469999999999]
[0,null,0.43780469999999999]
[0,null,0.4377875]
[0,null,0.43775360000000002]
[0,null,0.43775360000000002]
[0,null,0.43775360000000002]
[0,null,0.43771529999999997]
[0,null,0.4376949]
[0,null,0.4376949]
[0,null,0.4376738]
[0,null,0.43761519999999998]
[0,null,0.43761509999999998]
[0,null,0.43759789999999998]
[0,null,0.43757509999999999]
[0,null,0.43754100000000001]
[0,null,0.43754100000000001]
[0,null,0.43751820000000002]
[0,null,0.43749710000000003]
[0,null,0.43747439999999999]
[0,null,0.43745329999999999]
[0,null,0.43741600000000003]
[0,null,0.43739499999999998]
[0,null,0.43739499999999998]
[0,null,0.43736079999999999]
[0,null,0.43734390000000001]
[0,null,0.43732110000000002]
[0,null,0.43728349999999999]
[0,null,0.43724210000000002]
[0,null,0.43718129999999999]
[0,null,0.43718129999999999]
[0,null,0.4371603]
[0,null,0.437143]
[0,null,0.437143]
[0,null,0.437143]
[0,null,0.43710569999999999]
[0,null,0.43710569999999999]
[0,null,0.4370677]
[0,null,0.43704730000000003]
[0,null,0.43700729999999999]
[0,null,0.43699009999999999]
[0,null,0.436969]
[0,null,0.436969]
[0,null,0.4369479]
[0,null,0.43693100000000001]
[0,null,0.43691410000000003]
[0,null,0.43691410000000003]
[0,null,0.43691410000000003]
[0,null,0.43689129999999998]
[0,null,0.43687409999999999]
[0,null,0.43681569999999997]
[0,null,0.4367743]
[0,null,0.43673050000000002]
[0,null,0.43673050000000002]
[0,null,0.43670769999999998]
[0,null,0.43667319999999998]
[0,null,0.43667319999999998]
[0,null,0.43665280000000001]
[0,null,0.43661519999999998]
[0,null,0.43661519999999998]
[0,null,0.43661519999999998]
[0,null,0.43659789999999998]
[0,null,0.43659789999999998]
[0,null,0.43657750000000001]
[0,null,0.43657750000000001]
[0,null,0.43655480000000002]
[0,null,0.43652059999999998]
[0,null,0.43652059999999998]
[0,null,0.43652059999999998]
[0,null,0.43649959999999999]
[0,null,0.4364768]
[0,null,0.43643850000000001]
[0,null,0.43642160000000002]
[0,null,0.43636599999999998]
[0,null,0.43636599999999998]
[0,null,0.43634869999999998]
[0,null,0.43633179999999999]
[0,null,0.43630910000000001]
[0,null,0.436309]
[0,null,0.436309]
[0,null,0.436309]
[0,null,0.43628869999999997]
[0,null,0.4362683]
[0,null,0.43622860000000002]
[0,null,0.4361872]
[0,null,0.4361872]
[0,null,0.4361872]
[0,null,0.43615300000000001]
[0,null,0.43611299999999997]
[0,null,0.43609569999999998]
[0,null,0.43607469999999998]
[0,null,0.43605189999999999]
[0,null,0.43601459999999997]
[0,null,0.4359943]
[0,null,0.4359943]
[0,null,0.4359943]
[0,null,0.4359943]
[0,null,0.435977]
[0,null,0.435977]
[0,null,0.43593870000000001]
[0,null,0.43593870000000001]
[0,null,0.43590139999999999]
[0,null,0.43590139999999999]
[0,null,0.43590139999999999]
[0,null,0.43590139999999999]
[0,null,0.4358841]
[0,null,0.43584610000000001]
[0,null,0.43578539999999999]
[0,null,0.43578539999999999]
[0,null,0.43576500000000001]
[0,null,0.43574390000000002]
[0,null,0.43570629999999999]
[0,null,0.43568899999999999]
[0,null,0.43568899999999999]
[0,null,0.43564900000000001]
[0,null,0.4355907]
[0,null,0.4355907]
[0,null,0.43556790000000001]
[0,null,0.43556790000000001]
[0,null,0.43556790000000001]
[0,null,0.43552990000000003]
[0,null,0.4355096]
[0,null,0.43547130000000001]
[0,null,0.43545430000000002]
[0,null,0.43545430000000002]
[0,null,0.43543159999999997]
[0,null,0.43535560000000001]
[0,null,0.43533290000000002]
[0,null,0.43531180000000003]
[0,null,0.43529139999999999]
[0,null,0.43524030000000002]
[0,null,0.43524030000000002]
[0,null,0.43520229999999999]
[0,null,0.43520229999999999]
[0,null,0.43518200000000001]
[0,null,0.43514199999999997]
[0,null,0.4351216]
[0,null,0.4351216]
[0,null,0.4351043]
[0,null,0.4351043]
[0,null,0.4351043]
[0,null,0.4351043]
[0,null,0.43508160000000001]
[0,null,0.43506119999999998]
[0,null,0.43506119999999998]
[0,null,0.43504009999999999]
[0,null,0.43504009999999999]
[0,null,0.4349963]
[0,null,0.4349963]
[0,null,0.43495250000000002]
[0,null,0.43495250000000002]
[0,null,0.43495250000000002]
[0,null,0.43495250000000002]
[0,null,0.43491829999999998]
[0,null,0.43486029999999998]
[0,null,0.43484339999999999]
[0,null,0.43482229999999999]
[0,null,0.43476779999999998]
[0,null,0.43476779999999998]
[0,null,0.43474499999999999]
[0,null,0.434724]
[0,null,0.434724]
[0,null,0.43470120000000001]
[0,null,0.43470120000000001]
[0,null,0.4346236]
[0,null,0.4346236]
[0,null,0.4346236]
[0,null,0.4346236]
[0,null,0.43460670000000001]
[0,null,0.43458560000000002]
[0,null,0.43456830000000002]
[0,null,0.43454789999999999]
[0,null,0.43450830000000001]
[0,null,0.43446279999999998]
[0,null,0.43444169999999999]
[0,null,0.43444169999999999]
[0,null,0.43444169999999999]
[0,null,0.43442449999999999]
[0,null,0.43438650000000001]
[0,null,0.43435200000000002]
[0,null,0.43433159999999998]
[0,null,0.43431049999999999]
[0,null,0.43431049999999999]
[0,null,0.43429329999999999]
[0,null,0.43425940000000002]
[0,null,0.43425940000000002]
[0,null,0.43418760000000001]
[0,null,0.43414619999999998]
[0,null,0.43412339999999999]
[0,null,0.43410300000000002]
[0,null,0.43405919999999998]
[0,null,0.43403819999999999]
[0,null,0.43403819999999999]
[0,null,0.43403809999999998]
[0,null,0.43397780000000002]
[0,null,0.43397780000000002]
[0,null,0.43396050000000003]
[0,null,0.43390529999999999]
[0,null,0.43388490000000002]
[0,null,0.43388490000000002]
[0,null,0.4338265]
[0,null,0.43380380000000002]
[0,null,0.43380380000000002]
[0,null,0.43378270000000002]
[0,null,0.43378270000000002]
[0,null,0.43374309999999999]
[0,null,0.43374309999999999]
[0,null,0.43372270000000002]
[0,null,0.4336854]
[0,null,0.4336854]
[0,null,0.43366500000000002]
[0,null,0.43363079999999998]
[0,null,0.4336139]
[0,null,0.4336139]
[0,null,0.43357390000000001]
[0,null,0.43357390000000001]
[0,null,0.43355280000000002]
[0,null,0.43353180000000002]
[0,null,0.43350899999999998]
[0,null,0.43346899999999999]
[0,null,0.43346899999999999]
[0,null,0.43346899999999999]
[0,null,0.43344630000000001]
[0,null,0.43340790000000001]
[0,null,0.43340790000000001]
[0,null,0.43340790000000001]
[0,null,0.43340790000000001]
[0,null,0.43339070000000002]
[0,null,0.43337379999999998]
[0,null,0.43337379999999998]
[0,null,0.4333534]
[0,null,0.4333534]
[0,null,0.43330960000000002]
[0,null,0.43325540000000001]
[0,null,0.43325530000000001]
[0,null,0.43321769999999998]
[0,null,0.4331739]
[0,null,0.4331739]
[0,null,0.43311280000000002]
[0,null,0.43311280000000002]
[0,null,0.43307869999999998]
[0,null,0.43307859999999998]
[0,null,0.43306139999999999]
[0,null,0.43304100000000001]
[0,null,0.43300129999999998]
[0,null,0.43298409999999998]
[0,null,0.43298409999999998]
[0,null,0.43296370000000001]
[0,null,0.43291990000000002]
[0,null,0.43290260000000003]
[0,null,0.43290260000000003]
[0,null,0.43286259999999999]
[0,null,0.43280429999999998]
[0,null,0.43280429999999998]
[0,null,0.43280429999999998]
[0,null,0.43278699999999998]
[0,null,0.43276969999999998]
[0,null,0.43274869999999999]
[0,null,0.43274869999999999]
[0,null,0.43273139999999999]
[0,null,0.43267139999999998]
[0,null,0.43263170000000001]
[0,null,0.43263170000000001]
[0,null,0.43263170000000001]
[0,null,0.4325717]
[0,null,0.43255060000000001]
[0,null,0.43255060000000001]
[0,null,0.43255060000000001]
[0,null,0.43255060000000001]
[0,null,0.43249599999999999]
[0,null,0.43249599999999999]
[0,null,0.43243500000000001]
[0,null,0.43241770000000002]
[0,null,0.43237389999999998]
[0,null,0.43237389999999998]
[0,null,0.43237389999999998]
[0,null,0.43231969999999997]
[0,null,0.43231969999999997]
[0,null,0.432282]
[0,null,0.43226100000000001]
[0,null,0.43223820000000002]
[0,null,0.43219990000000003]
[0,null,0.43219990000000003]
[0,null,0.43217879999999997]
[0,null,0.43215609999999999]
[0,null,0.43211880000000003]
[0,null,0.43209599999999998]
[0,null,0.43207909999999999]
[0,null,0.43202459999999998]
[0,null,0.43202459999999998]
[0,null,0.4320042]
[0,null,0.43196659999999998]
[0,null,0.43194379999999999]
[0,null,0.43194379999999999]
[0,null,0.4319211]
[0,null,0.4319038]
[0,null,0.43188270000000001]
[0,null,0.4318224]
[0,null,0.4318224]
[0,null,0.43178470000000002]
[0,null,0.43174089999999998]
[0,null,0.43174089999999998]
[0,null,0.43174089999999998]
[0,null,0.43169780000000002]
[0,null,0.43166359999999998]
[0,null,0.43158560000000001]
[0,null,0.43156290000000003]
[0,null,0.43156290000000003]
[0,null,0.43152869999999999]
[0,null,0.43151139999999999]
[0,null,0.43151139999999999]
[0,null,0.43147000000000002]
[0,null,0.43145270000000002]
[0,null,0.43143579999999998]
[0,null,0.43141469999999998]
[0,null,0.43139440000000001]
[0,null,0.43137740000000002]
[0,null,0.43137740000000002]
[0,null,0.43136020000000003]
[0,null,0.43132179999999998]
[0,null,0.43132179999999998]
[0,null,0.43128420000000001]
[0,null,0.43128420000000001]
[0,null,0.43126310000000001]
[0,null,0.43121930000000003]
[0,null,0.43121930000000003]
[0,null,0.43121930000000003]
[0,null,0.43116100000000002]
[0,null,0.43112099999999998]
[0,null,0.43109819999999999]
[0,null,0.43107780000000001]
[0,null,0.43107780000000001]
[0,null,0.43103950000000002]
[0,null,0.43102259999999998]
[0,null,0.4310022]
[0,null,0.43098120000000001]
[0,null,0.43093740000000003]
[0,null,0.43090319999999999]
[0,null,0.4308863]
[0,null,0.4308862]
[0,null,0.4308862]
[0,null,0.43084309999999998]
[0,null,0.43084309999999998]
[0,null,0.43082209999999999]
[0,null,0.43080099999999999]
[0,null,0.4307841]
[0,null,0.43076680000000001]
[0,null,0.43072300000000002]
[0,null,0.43072300000000002]
[0,null,0.43070570000000002]
[0,null,0.4306854]
[0,null,0.4306681]
[0,null,0.4306681]
[0,null,0.43064770000000002]
[0,null,0.43062499999999998]
[0,null,0.4305911]
[0,null,0.43055110000000002]
[0,null,0.43046830000000003]
[0,null,0.43046820000000002]
[0,null,0.43044549999999998]
[0,null,0.43040719999999999]
[0,null,0.43036990000000003]
[0,null,0.43035259999999997]
[0,null,0.43035259999999997]
[0,null,0.43035259999999997]
[0,null,0.43033159999999998]
[0,null,0.4302974]
[0,null,0.4302974]
[0,null,0.4302974]
[0,null,0.430259]
[0,null,0.430259]
[0,null,0.43024210000000002]
[0,null,0.43024210000000002]
[0,null,0.43020209999999998]
[0,null,0.43020209999999998]
[0,null,0.43020209999999998]
[0,null,0.43018109999999998]
[0,null,0.43018109999999998]
[0,null,0.43018109999999998]
[0,null,0.43011519999999998]
[0,null,0.43011519999999998]
[0,null,0.43011519999999998]
[0,null,0.43011519999999998]
[0,null,0.43005100000000002]
[0,null,0.43003059999999999]
[0,null,0.4299885]
[0,null,0.42997160000000001]
[0,null,0.42993160000000002]
[0,null,0.42993160000000002]
[0,null,0.42989159999999998]
[0,null,0.42987429999999999]
[0,null,0.4298363]
[0,null,0.4298363]
[0,null,0.42981940000000002]
[0,null,0.42981940000000002]
[0,null,0.42979899999999999]
[0,null,0.42979899999999999]
[0,null,0.42979899999999999]
[0,null,0.42978169999999999]
[0,null,0.4297434]
[0,null,0.42972070000000001]
[0,null,0.42972070000000001]
[0,null,0.42968299999999998]
[0,null,0.42963760000000001]
[0,null,0.42962060000000002]
[0,null,0.42962060000000002]
[0,null,0.42956539999999999]
[0,null,0.4295426]
[0,null,0.42951990000000001]
[0,null,0.42948229999999998]
[0,null,0.42946119999999999]
[0,null,0.429427]
[0,null,0.42938559999999998]
[0,null,0.42938559999999998]
[0,null,0.4293418]
[0,null,0.42932140000000002]
[0,null,0.42930410000000002]
[0,null,0.42928690000000003]
[0,null,0.42928690000000003]
[0,null,0.42925269999999999]
[0,null,0.42925269999999999]
[0,null,0.42920960000000002]
[0,null,0.42920960000000002]
[0,null,0.42917230000000001]
[0,null,0.42915530000000002]
[0,null,0.42913259999999998]
[0,null,0.42909259999999999]
[0,null,0.42907149999999999]
[0,null,0.42905110000000002]
[0,null,0.42903390000000002]
[0,null,0.42903390000000002]
[0,null,0.42901280000000003]
[0,null,0.4289924]
[0,null,0.4289541]
[0,null,0.4289541]
[0,null,0.4289541]
[0,null,0.42893720000000002]
[0,null,0.42891439999999997]
[0,null,0.42891439999999997]
[0,null,0.428873]
[0,null,0.428873]
[0,null,0.428873]
[0,null,0.4288112]
[0,null,0.42878840000000001]
[0,null,0.42878840000000001]
[0,null,0.42876570000000003]
[0,null,0.42874839999999997]
[0,null,0.42873149999999999]
[0,null,0.42871419999999999]
[0,null,0.4286932]
[0,null,0.4286759]
[0,null,0.42865550000000002]
[0,null,0.4286182]
[0,null,0.42858059999999998]
[0,null,0.42855789999999999]
[0,null,0.4284985]
[0,null,0.42847740000000001]
[0,null,0.42845470000000002]
[0,null,0.42843429999999999]
[0,null,0.42837360000000002]
[0,null,0.42837360000000002]
[0,null,0.42835659999999998]
[0,null,0.42830210000000002]
[0,null,0.42830210000000002]
[0,null,0.42830210000000002]
[0,null,0.42830210000000002]
[0,null,0.42828169999999999]
[0,null,0.42826059999999999]
[0,null,0.4282434]
[0,null,0.42818780000000001]
[0,null,0.42818780000000001]
[0,null,0.42816500000000002]
[0,null,0.42814469999999999]
[0,null,0.42814469999999999]
[0,null,0.42812739999999999]
[0,null,0.42808429999999997]
[0,null,0.42808429999999997]
[0,null,0.42806319999999998]
[0,null,0.42800630000000001]
[0,null,0.42798589999999997]
[0,null,0.42796899999999999]
[0,null,0.42796899999999999]
[0,null,0.4279307]
[0,null,0.42786990000000003]
[0,null,0.42785269999999997]
[0,null,0.42783539999999998]
[0,null,0.42781819999999998]
[0,null,0.42781819999999998]
[0,null,0.42777500000000002]
[0,null,0.42777500000000002]
[0,null,0.42777500000000002]
[0,null,0.42777500000000002]
[0,null,0.42775809999999997]
[0,null,0.42775809999999997]
[0,null,0.42775809999999997]
[0,null,0.42774119999999999]
[0,null,0.42772009999999999]
[0,null,0.42768010000000001]
[0,null,0.42768010000000001]
[0,null,0.42763869999999998]
[0,null,0.42763869999999998]
[0,null,0.42760039999999999]
[0,null,0.42758000000000002]
[0,null,0.42756270000000002]
[0,null,0.42756270000000002]
[0,null,0.42756270000000002]
[0,null,0.42752469999999998]
[0,null,0.42750199999999999]
[0,null,0.4274809]
[0,null,0.4274809]
[0,null,0.42746400000000001]
[0,null,0.42744130000000002]
[0,null,0.42740159999999999]
[0,null,0.42740159999999999]
[0,null,0.42740159999999999]
[0,null,0.42738429999999999]
[0,null,0.42730560000000001]
[0,null,0.42730560000000001]
[0,null,0.42726799999999998]
[0,null,0.42726789999999998]
[0,null,0.42726789999999998]
[0,null,0.42722789999999999]
[0,null,0.42722789999999999]
[0,null,0.42716480000000001]
[0,null,0.42716480000000001]
[0,null,0.42714370000000002]
[0,null,0.42712679999999997]
[0,null,0.42712679999999997]
[0,null,0.42710399999999998]
[0,null,0.42710399999999998]
[0,null,0.42706640000000001]
[0,null,0.42706640000000001]
[0,null,0.42702259999999997]
[0,null,0.4270022]
[0,null,0.42696800000000001]
[0,null,0.42692999999999998]
[0,null,0.4269097]
[0,null,0.42689240000000001]
[0,null,0.42689240000000001]
[0,null,0.42685440000000002]
[0,null,0.42681360000000002]
[0,null,0.42681360000000002]
[0,null,0.42677569999999998]
[0,null,0.42675459999999998]
[0,null,0.42673729999999999]
[0,null,0.4267146]
[0,null,0.42669770000000001]
[0,null,0.42669770000000001]
[0,null,0.42667490000000002]
[0,null,0.42665449999999999]
[0,null,0.4266373]
[0,null,0.4266373]
[0,null,0.42661450000000001]
[0,null,0.42661450000000001]
[0,null,0.42661450000000001]
[0,null,0.42659350000000001]
[0,null,0.42655520000000002]
[0,null,0.42653819999999998]
[0,null,0.42653819999999998]
[0,null,0.42649680000000001]
[0,null,0.42649680000000001]
[0,null,0.42646260000000002]
[0,null,0.42642839999999999]
[0,null,0.42641119999999999]
[0,null,0.42641119999999999]
[0,null,0.42641119999999999]
[0,null,0.42641119999999999]
[0,null,0.42636970000000002]
[0,null,0.42636970000000002]
[0,null,0.42634929999999999]
[0,null,0.4263055]
[0,null,0.42628830000000001]
[0,null,0.42627140000000002]
[0,null,0.42625410000000002]
[0,null,0.42623719999999998]
[0,null,0.4261972]
[0,null,0.42617680000000002]
[0,null,0.42615399999999998]
[0,null,0.42613299999999998]
[0,null,0.42611569999999999]
[0,null,0.42607810000000002]
[0,null,0.42607810000000002]
[0,null,0.4260408]
[0,null,0.4260408]
[0,null,0.4260408]
[0,null,0.42600250000000001]
[0,null,0.42595860000000002]
[0,null,0.42588169999999997]
[0,null,0.42588169999999997]
[0,null,0.42584749999999999]
[0,null,0.42584749999999999]
[0,null,0.42580610000000002]
[0,null,0.42576839999999999]
[0,null,0.42576839999999999]
[0,null,0.42576839999999999]
[0,null,0.4257515]
[0,null,0.42571320000000001]
[0,null,0.42571320000000001]
[0,null,0.42569040000000002]
[0,null,0.42567349999999998]
[0,null,0.4256393]
[0,null,0.4256393]
[0,null,0.4256393]
[0,null,0.42560100000000001]
[0,null,0.42556300000000002]
[0,null,0.42556300000000002]
[0,null,0.42550850000000001]
[0,null,0.42550850000000001]
[0,null,0.42548809999999998]
[0,null,0.42541010000000001]
[0,null,0.42541010000000001]
[0,null,0.42538900000000002]
[0,null,0.4253459]
[0,null,0.42530760000000001]
[0,null,0.42526760000000002]
[0,null,0.42526760000000002]
[0,null,0.42526760000000002]
[0,null,0.42524719999999999]
[0,null,0.42524719999999999]
[0,null,0.42524719999999999]
[0,null,0.42524719999999999]
[0,null,0.42520750000000002]
[0,null,0.42520750000000002]
[0,null,0.42518709999999998]
[0,null,0.42518709999999998]
[0,null,0.42518709999999998]
[0,null,0.42516989999999999]
[0,null,0.425153]
[0,null,0.42511460000000001]
[0,null,0.42505389999999998]
[0,null,0.42505389999999998]
[0,null,0.4250312]
[0,null,0.4250312]
[0,null,0.4250139]
[0,null,0.42497249999999998]
[0,null,0.42495519999999998]
[0,null,0.42495519999999998]
[0,null,0.42493409999999998]
[0,null,0.42487409999999998]
[0,null,0.42485679999999998]
[0,null,0.42483579999999999]
[0,null,0.42479260000000002]
[0,null,0.42479260000000002]
[0,null,0.42475299999999999]
[0,null,0.42473260000000002]
[0,null,0.42473260000000002]
[0,null,0.42473260000000002]
[0,null,0.42469839999999998]
[0,null,0.42467739999999998]
[0,null,0.42467739999999998]
[0,null,0.42467739999999998]
[0,null,0.42467729999999998]
[0,null,0.42463970000000001]
[0,null,0.42462280000000002]
[0,null,0.42460550000000002]
[0,null,0.42460550000000002]
[0,null,0.42458449999999998]
[0,null,0.42456719999999998]
[0,null,0.42455029999999999]
[0,null,0.4245292]
[0,null,0.4245292]
[0,null,0.42449120000000001]
[0,null,0.42446850000000003]
[0,null,0.42444809999999999]
[0,null,0.42442540000000001]
[0,null,0.42440499999999998]
[0,null,0.42438769999999998]
[0,null,0.42438769999999998]
[0,null,0.42436499999999999]
[0,null,0.42436499999999999]
[0,null,0.42436499999999999]
[0,null,0.42432700000000001]
[0,null,0.42430970000000001]
[0,null,0.42429280000000003]
[0,null,0.42427559999999997]
[0,null,0.42423830000000001]
[0,null,0.42423830000000001]
[0,null,0.42421550000000002]
[0,null,0.42419279999999998]
[0,null,0.4241724]
[0,null,0.42415510000000001]
[0,null,0.42409950000000002]
[0,null,0.42405809999999999]
[0,null,0.42405809999999999]
[0,null,0.42403540000000001]
[0,null,0.42403540000000001]
[0,null,0.42403540000000001]
[0,null,0.42401840000000002]
[0,null,0.42401840000000002]
[0,null,0.42399740000000002]
[0,null,0.42399740000000002]
[0,null,0.42399740000000002]
[0,null,0.42395939999999999]
[0,null,0.42395939999999999]
[0,null,0.42394209999999999]
[0,null,0.4239021]
[0,null,0.4239021]
[0,null,0.42388520000000002]
[0,null,0.42382649999999999]
[0,null,0.42380610000000002]
[0,null,0.42378339999999998]
[0,null,0.42378339999999998]
[0,null,0.42372300000000002]
[0,null,0.42372300000000002]
[0,null,0.42370570000000002]
[0,null,0.42370570000000002]
[0,null,0.42368850000000002]
[0,null,0.42368850000000002]
[0,null,0.42368850000000002]
[0,null,0.42366740000000003]
[0,null,0.42363319999999999]
[0,null,0.4236163]
[0,null,0.42359360000000001]
[0,null,0.42357319999999998]
[0,null,0.4235179]
[0,null,0.42349690000000001]
[0,null,0.42345919999999998]
[0,null,0.42345919999999998]
[0,null,0.42345919999999998]
[0,null,0.42345919999999998]
[0,null,0.42345919999999998]
[0,null,0.42342190000000002]
[0,null,0.42340470000000002]
[0,null,0.42338189999999998]
[0,null,0.42336499999999999]
[0,null,0.42334769999999999]
[0,null,0.42334769999999999]
[0,null,0.4233267]
[0,null,0.42330390000000001]
[0,null,0.42326560000000002]
[0,null,0.4232283]
[0,null,0.4232283]
[0,null,0.42319099999999998]
[0,null,0.4231741]
[0,null,0.4231741]
[0,null,0.4231741]
[0,null,0.4231741]
[0,null,0.42313260000000003]
[0,null,0.42310989999999998]
[0,null,0.42310989999999998]
[0,null,0.423093]
[0,null,0.42305300000000001]
[0,null,0.42303259999999998]
[0,null,0.42303259999999998]
[0,null,0.4229715]
[0,null,0.42295460000000001]
[0,null,0.42295460000000001]
[0,null,0.42295460000000001]
[0,null,0.42291250000000002]
[0,null,0.42289209999999999]
[0,null,0.42285790000000001]
[0,null,0.42285790000000001]
[0,null,0.42285790000000001]
[0,null,0.42282059999999999]
[0,null,0.4227996]
[0,null,0.4227996]
[0,null,0.4227996]
[0,null,0.4227996]
[0,null,0.4227996]
[0,null,0.4227996]
[0,null,0.4227996]
[0,null,0.42273880000000003]
[0,null,0.42273880000000003]
[0,null,0.4226974]
[0,null,0.4226974]
[0,null,0.42263390000000001]
[0,null,0.42261110000000002]
[0,null,0.42255589999999998]
[0,null,0.42255589999999998]
[0,null,0.422539]
[0,null,0.4225179]
[0,null,0.4225006]
[0,null,0.42246230000000001]
[0,null,0.42246230000000001]
[0,null,0.42243960000000003]
[0,null,0.42241919999999999]
[0,null,0.4224019]
[0,null,0.4224019]
[0,null,0.42236430000000003]
[0,null,0.42234159999999998]
[0,null,0.42234159999999998]
[0,null,0.42232120000000001]
[0,null,0.42232120000000001]
[0,null,0.42230390000000001]
[0,null,0.42230390000000001]
[0,null,0.42228120000000002]
[0,null,0.42226010000000003]
[0,null,0.42226010000000003]
[0,null,0.42226010000000003]
[0,null,0.4222014]
[0,null,0.42214299999999999]
[0,null,0.4221203]
[0,null,0.4221203]
[0,null,0.42208580000000001]
[0,null,0.42208580000000001]
[0,null,0.42206300000000002]
[0,null,0.42204199999999997]
[0,null,0.42201919999999998]
[0,null,0.42197780000000001]
[0,null,0.42196050000000002]
[0,null,0.42194359999999997]
[0,null,0.42194359999999997]
[0,null,0.42194359999999997]
[0,null,0.42190359999999999]
[0,null,0.42188249999999999]
[0,null,0.42188249999999999]
[0,null,0.42186560000000001]
[0,null,0.42184830000000001]
[0,null,0.42182560000000002]
[0,null,0.42180279999999998]
[0,null,0.4217825]
[0,null,0.42176140000000001]
[0,null,0.42174450000000002]
[0,null,0.42174450000000002]
[0,null,0.42170299999999999]
[0,null,0.42164849999999998]
[0,null,0.42164849999999998]
[0,null,0.42164849999999998]
[0,null,0.4215874]
[0,null,0.4215874]
[0,null,0.42153049999999997]
[0,null,0.42153049999999997]
[0,null,0.42153049999999997]
[0,null,0.42153049999999997]
[0,null,0.42148740000000001]
[0,null,0.42148740000000001]
[0,null,0.42148740000000001]
[0,null,0.42148740000000001]
[0,null,0.42146630000000002]
[0,null,0.42146630000000002]
[0,null,0.42144589999999998]
[0,null,0.42140860000000002]
[0,null,0.42140860000000002]
[0,null,0.42140860000000002]
[0,null,0.42138759999999997]
[0,null,0.42135339999999999]
[0,null,0.42133229999999999]
[0,null,0.42133229999999999]
[0,null,0.42129810000000001]
[0,null,0.42127779999999998]
[0,null,0.42125499999999999]
[0,null,0.42123769999999999]
[0,null,0.4212167]
[0,null,0.42115249999999999]
[0,null,0.42115249999999999]
[0,null,0.42111490000000001]
[0,null,0.42107109999999998]
[0,null,0.42105379999999998]
[0,null,0.42105379999999998]
[0,null,0.42103689999999999]
[0,null,0.42103689999999999]
[0,null,0.42103689999999999]
[0,null,0.42103689999999999]
[0,null,0.42103689999999999]
[0,null,0.42101959999999999]
[0,null,0.42099690000000001]
[0,null,0.42096299999999998]
[0,null,0.42096299999999998]
[0,null,0.4209426]
[0,null,0.42092230000000003]
[0,null,0.42092230000000003]
[0,null,0.42086190000000001]
[0,null,0.42084080000000001]
[0,null,0.42082360000000002]
[0,null,0.42082360000000002]
[0,null,0.42080250000000002]
[0,null,0.42080250000000002]
[0,null,0.42074210000000001]
[0,null,0.42070449999999998]
[0,null,0.4206665]
[0,null,0.42064610000000002]
[0,null,0.42062919999999998]
[0,null,0.42059469999999999]
[0,null,0.4205777]
[0,null,0.42055670000000001]
[0,null,0.42055670000000001]
[0,null,0.42053560000000001]
[0,null,0.42049799999999998]
[0,null,0.42047760000000001]
[0,null,0.42043209999999998]
[0,null,0.42041479999999998]
[0,null,0.42039759999999998]
[0,null,0.42035450000000002]
[0,null,0.42035450000000002]
[0,null,0.42031649999999998]
[0,null,0.42031649999999998]
[0,null,0.42031649999999998]
[0,null,0.42029610000000001]
[0,null,0.42027340000000002]
[0,null,0.42025639999999997]
[0,null,0.42023949999999999]
[0,null,0.42023949999999999]
[0,null,0.42023949999999999]
[0,null,0.42021839999999999]
[0,null,0.42019810000000002]
[0,null,0.42015659999999999]
[0,null,0.4201394]
[0,null,0.4201394]
[0,null,0.42011660000000001]
[0,null,0.42007830000000002]
[0,null,0.42005559999999997]
[0,null,0.42005559999999997]
[0,null,0.42003859999999998]
[0,null,0.42001759999999999]
[0,null,0.41996299999999998]
[0,null,0.41996299999999998]
[0,null,0.41994189999999998]
[0,null,0.41991919999999999]
[0,null,0.41990230000000001]
[0,null,0.41985919999999999]
[0,null,0.4198364]
[0,null,0.41977769999999998]
[0,null,0.41976049999999998]
[0,null,0.41976039999999998]
[0,null,0.41976039999999998]
[0,null,0.41974349999999999]
[0,null,0.41974349999999999]
[0,null,0.41968830000000001]
[0,null,0.41968830000000001]
[0,null,0.41968830000000001]
[0,null,0.41968830000000001]
[0,null,0.41968830000000001]
[0,null,0.41963299999999998]
[0,null,0.41963299999999998]
[0,null,0.41963299999999998]
[0,null,0.41959469999999999]
[0,null,0.419572]
[0,null,0.419572]
[0,null,0.41955160000000002]
[0,null,0.41950850000000001]
[0,null,0.41949120000000001]
[0,null,0.41949120000000001]
[0,null,0.41949120000000001]
[0,null,0.41946850000000002]
[0,null,0.41946840000000002]
[0,null,0.41945120000000002]
[0,null,0.4194098]
[0,null,0.4194098]
[0,null,0.41937180000000002]
[0,null,0.41937180000000002]
[0,null,0.41935450000000002]
[0,null,0.41933179999999998]
[0,null,0.41931449999999998]
[0,null,0.4192941]
[0,null,0.41921580000000003]
[0,null,0.41921580000000003]
[0,null,0.41917850000000001]
[0,null,0.41917850000000001]
[0,null,0.41913850000000002]
[0,null,0.41911739999999997]
[0,null,0.41907939999999999]
[0,null,0.41907939999999999]
[0,null,0.41907939999999999]
[0,null,0.41905910000000002]
[0,null,0.41905910000000002]
[0,null,0.41905910000000002]
[0,null,0.4190025]
[0,null,0.4190025]
[0,null,0.41898560000000001]
[0,null,0.41896519999999998]
[0,null,0.41894239999999999]
[0,null,0.41888370000000003]
[0,null,0.41886099999999998]
[0,null,0.41884369999999999]
[0,null,0.41882649999999999]
[0,null,0.41880610000000001]
[0,null,0.41880610000000001]
[0,null,0.41878330000000002]
[0,null,0.41878330000000002]
[0,null,0.41878330000000002]
[0,null,0.41878330000000002]
[0,null,0.4187208]
[0,null,0.4187208]
[0,null,0.4187208]
[0,null,0.41866389999999998]
[0,null,0.41864279999999998]
[0,null,0.41862250000000001]
[0,null,0.41857929999999999]
[0,null,0.41856209999999999]
[0,null,0.41854520000000001]
[0,null,0.41850720000000002]
[0,null,0.41848990000000003]
[0,null,0.41848990000000003]
[0,null,0.41848990000000003]
[0,null,0.4184485]
[0,null,0.41836699999999999]
[0,null,0.41836699999999999]
[0,null,0.4183443]
[0,null,0.418327]
[0,null,0.41830970000000001]
[0,null,0.41826659999999999]
[0,null,0.4182497]
[0,null,0.4182497]
[0,null,0.4182497]
[0,null,0.41823280000000002]
[0,null,0.41823280000000002]
[0,null,0.41821239999999998]
[0,null,0.418153]
[0,null,0.418153]
[0,null,0.41811540000000003]
[0,null,0.4180567]
[0,null,0.41803980000000002]
[0,null,0.41803980000000002]
[0,null,0.41803980000000002]
[0,null,0.41803980000000002]
[0,null,0.41803980000000002]
[0,null,0.41801939999999999]
[0,null,0.41801939999999999]
[0,null,0.41801939999999999]
[0,null,0.41800209999999999]
[0,null,0.41800209999999999]
[0,null,0.41798489999999999]
[0,null,0.41792479999999999]
[0,null,0.41792479999999999]
[0,null,0.41792479999999999]
[0,null,0.41790759999999999]
[0,null,0.4178848]
[0,null,0.4178848]
[0,null,0.41786790000000001]
[0,null,0.41784510000000002]
[0,null,0.41784510000000002]
[0,null,0.41780719999999999]
[0,null,0.41780719999999999]
[0,null,0.41778680000000001]
[0,null,0.41776570000000002]
[0,null,0.41776570000000002]
[0,null,0.41774460000000002]
[0,null,0.41774460000000002]
[0,null,0.41772189999999998]
[0,null,0.41770499999999999]
[0,null,0.4176877]
[0,null,0.4176667]
[0,null,0.41758830000000002]
[0,null,0.41757139999999998]
[0,null,0.41757139999999998]
[0,null,0.41753380000000001]
[0,null,0.41751650000000001]
[0,null,0.41747919999999999]
[0,null,0.41747919999999999]
[0,null,0.41745650000000001]
[0,null,0.41741499999999998]
[0,null,0.41741499999999998]
[0,null,0.41741499999999998]
[0,null,0.41739779999999999]
[0,null,0.41739779999999999]
[0,null,0.417375]
[0,null,0.4173367]
[0,null,0.41731940000000001]
[0,null,0.417238]
[0,null,0.41719830000000002]
[0,null,0.4171434]
[0,null,0.4171434]
[0,null,0.41712070000000001]
[0,null,0.41712070000000001]
[0,null,0.41712070000000001]
[0,null,0.41710340000000001]
[0,null,0.41708299999999998]
[0,null,0.41703990000000002]
[0,null,0.41701880000000002]
[0,null,0.41701880000000002]
[0,null,0.41701880000000002]
[0,null,0.41701880000000002]
[0,null,0.41701880000000002]
[0,null,0.41697499999999998]
[0,null,0.41693669999999999]
[0,null,0.4169194]
[0,null,0.41689910000000002]
[0,null,0.41688209999999998]
[0,null,0.41683900000000002]
[0,null,0.41682209999999997]
[0,null,0.41680479999999998]
[0,null,0.4167652]
[0,null,0.4167652]
[0,null,0.41673060000000001]
[0,null,0.41671029999999998]
[0,null,0.41671029999999998]
[0,null,0.4166665]
[0,null,0.4166665]
[0,null,0.4166492]
[0,null,0.41663230000000001]
[0,null,0.41661500000000001]
[0,null,0.41657670000000002]
[0,null,0.41655979999999998]
[0,null,0.41655979999999998]
[0,null,0.41651830000000001]
[0,null,0.41649799999999998]
[0,null,0.4164638]
[0,null,0.41644340000000002]
[0,null,0.41642610000000002]
[0,null,0.41642610000000002]
[0,null,0.41642610000000002]
[0,null,0.41640890000000003]
[0,null,0.41638609999999998]
[0,null,0.41638609999999998]
[0,null,0.41632370000000002]
[0,null,0.41630329999999999]
[0,null,0.41628609999999999]
[0,null,0.41628609999999999]
[0,null,0.41626920000000001]
[0,null,0.41624879999999997]
[0,null,0.41624879999999997]
[0,null,0.41621419999999998]
[0,null,0.41617460000000001]
[0,null,0.41617460000000001]
[0,null,0.41615180000000002]
[0,null,0.41613460000000002]
[0,null,0.41611419999999999]
[0,null,0.41609309999999999]
[0,null,0.41604930000000001]
[0,null,0.41603210000000002]
[0,null,0.41601510000000003]
[0,null,0.41599409999999998]
[0,null,0.41599409999999998]
[0,null,0.4159737]
[0,null,0.4159737]
[0,null,0.4159737]
[0,null,0.4159564]
[0,null,0.41591879999999998]
[0,null,0.41590189999999999]
[0,null,0.41588459999999999]
[0,null,0.41580729999999999]
[0,null,0.41580729999999999]
[0,null,0.4157863]
[0,null,0.4157863]
[0,null,0.41574660000000002]
[0,null,0.41574660000000002]
[0,null,0.41572550000000003]
[0,null,0.41570859999999998]
[0,null,0.41570859999999998]
[0,null,0.41570859999999998]
[0,null,0.4156917]
[0,null,0.41567130000000002]
[0,null,0.41564859999999998]
[0,null,0.41564859999999998]
[0,null,0.41562749999999998]
[0,null,0.41562749999999998]
[0,null,0.41560710000000001]
[0,null,0.41556710000000002]
[0,null,0.4155295]
[0,null,0.4155122]
[0,null,0.4155122]
[0,null,0.4155122]
[0,null,0.41549530000000001]
[0,null,0.41547489999999998]
[0,null,0.41545379999999998]
[0,null,0.41545379999999998]
[0,null,0.41539310000000002]
[0,null,0.41537590000000002]
[0,null,0.41533439999999999]
[0,null,0.41529480000000002]
[0,null,0.41527750000000002]
[0,null,0.41525709999999999]
[0,null,0.41525709999999999]
[0,null,0.41523979999999999]
[0,null,0.41523979999999999]
[0,null,0.41521710000000001]
[0,null,0.41517910000000002]
[0,null,0.41515639999999998]
[0,null,0.41515639999999998]
[0,null,0.4151222]
[0,null,0.41509940000000001]
[0,null,0.41508220000000001]
[0,null,0.41508220000000001]
[0,null,0.41500589999999998]
[0,null,0.41500589999999998]
[0,null,0.41500589999999998]
[0,null,0.41500589999999998]
[0,null,0.41500589999999998]
[0,null,0.41496820000000001]
[0,null,0.41496820000000001]
[0,null,0.41496820000000001]
[0,null,0.41492679999999998]
[0,null,0.41490569999999999]
[0,null,0.4148674]
[0,null,0.41482980000000003]
[0,null,0.41482980000000003]
[0,null,0.41478429999999999]
[0,null,0.41478429999999999]
[0,null,0.41476740000000001]
[0,null,0.41476740000000001]
[0,null,0.41476730000000001]
[0,null,0.41474460000000002]
[0,null,0.41474460000000002]
[0,null,0.41469319999999998]
[0,null,0.41469319999999998]
[0,null,0.41467589999999999]
[0,null,0.41463860000000002]
[0,null,0.41461819999999999]
[0,null,0.41461819999999999]
[0,null,0.41457440000000001]
[0,null,0.41453640000000003]
[0,null,0.41449259999999999]
[0,null,0.41449259999999999]
[0,null,0.41449259999999999]
[0,null,0.41449259999999999]
[0,null,0.41443809999999998]
[0,null,0.41443809999999998]
[0,null,0.4143984]
[0,null,0.4143811]
[0,null,0.4143811]
[0,null,0.41432180000000002]
[0,null,0.41432170000000001]
[0,null,0.41432170000000001]
[0,null,0.4142844]
[0,null,0.41426750000000001]
[0,null,0.41424480000000002]
[0,null,0.41421059999999998]
[0,null,0.4141706]
[0,null,0.4141706]
[0,null,0.41415020000000002]
[0,null,0.41410639999999999]
[0,null,0.41410639999999999]
[0,null,0.41410639999999999]
[0,null,0.4140664]
[0,null,0.41402499999999998]
[0,null,0.41402499999999998]
[0,null,0.41402499999999998]
[0,null,0.41402499999999998]
[0,null,0.41400389999999998]
[0,null,0.41400389999999998]
[0,null,0.4139835]
[0,null,0.41396250000000001]
[0,null,0.41396250000000001]
[0,null,0.41394520000000001]
[0,null,0.41394520000000001]
[0,null,0.4138655]
[0,null,0.41383130000000001]
[0,null,0.41383130000000001]
[0,null,0.41383130000000001]
[0,null,0.413794]
[0,null,0.41375400000000001]
[0,null,0.41373300000000002]
[0,null,0.4136898]
[0,null,0.41366710000000001]
[0,null,0.41366710000000001]
[0,null,0.41366710000000001]
[0,null,0.41364980000000001]
[0,null,0.41361569999999998]
[0,null,0.41361569999999998]
[0,null,0.4135953]
[0,null,0.4135742]
[0,null,0.41353590000000001]
[0,null,0.41351860000000001]
[0,null,0.41350140000000002]
[0,null,0.4134641]
[0,null,0.4134641]
[0,null,0.41344370000000003]
[0,null,0.41344370000000003]
[0,null,0.41342640000000003]
[0,null,0.41342640000000003]
[0,null,0.41340949999999999]
[0,null,0.41340949999999999]
[0,null,0.41337119999999999]
[0,null,0.4133484]
[0,null,0.41328900000000002]
[0,null,0.41328900000000002]
[0,null,0.41324939999999999]
[0,null,0.4132266]
[0,null,0.4132266]
[0,null,0.4132094]
[0,null,0.41319240000000002]
[0,null,0.41315479999999999]
[0,null,0.4131379]
[0,null,0.41311750000000003]
[0,null,0.41305710000000001]
[0,null,0.41305710000000001]
[0,null,0.41303440000000002]
[0,null,0.41301399999999999]
[0,null,0.41301399999999999]
[0,null,0.41299669999999999]
[0,null,0.4129757]
[0,null,0.41295530000000003]
[0,null,0.41293800000000003]
[0,null,0.41290009999999999]
[0,null,0.41290009999999999]
[0,null,0.4128773]
[0,null,0.41285690000000003]
[0,null,0.41285690000000003]
[0,null,0.41280169999999999]
[0,null,0.41276200000000002]
[0,null,0.41276200000000002]
[0,null,0.41276200000000002]
[0,null,0.41274480000000002]
[0,null,0.41274480000000002]
[0,null,0.41272370000000003]
[0,null,0.41265950000000001]
[0,null,0.41264220000000001]
[0,null,0.41264220000000001]
[0,null,0.41261949999999997]
[0,null,0.4125991]
[0,null,0.4125781]
[0,null,0.4125781]
[0,null,0.41256080000000001]
[0,null,0.41254390000000002]
[0,null,0.41252349999999999]
[0,null,0.4125066]
[0,null,0.4125066]
[0,null,0.41248970000000001]
[0,null,0.41246929999999998]
[0,null,0.41243479999999999]
[0,null,0.41243479999999999]
[0,null,0.41241440000000001]
[0,null,0.41239710000000002]
[0,null,0.41235329999999998]
[0,null,0.41233219999999998]
[0,null,0.41233219999999998]
[0,null,0.41231190000000001]
[0,null,0.41231190000000001]
[0,null,0.41231190000000001]
[0,null,0.41229080000000001]
[0,null,0.41229080000000001]
[0,null,0.41229080000000001]
[0,null,0.41224939999999999]
[0,null,0.41224939999999999]
[0,null,0.41217239999999999]
[0,null,0.41215200000000002]
[0,null,0.41212929999999998]
[0,null,0.41212929999999998]
[0,null,0.41212929999999998]
[0,null,0.41209129999999999]
[0,null,0.41209129999999999]
[0,null,0.412053]
[0,null,0.41201300000000002]
[0,null,0.41199019999999997]
[0,null,0.41197299999999998]
[0,null,0.41195019999999999]
[0,null,0.41195019999999999]
[0,null,0.411916]
[0,null,0.41189880000000001]
[0,null,0.41189880000000001]
[0,null,0.41189880000000001]
[0,null,0.41188180000000002]
[0,null,0.41186080000000003]
[0,null,0.41186080000000003]
[0,null,0.4118231]
[0,null,0.4118231]
[0,null,0.4118231]
[0,null,0.4118021]
[0,null,0.4117613]
[0,null,0.41171750000000001]
[0,null,0.41168329999999997]
[0,null,0.41168329999999997]
[0,null,0.41168329999999997]
[0,null,0.41164329999999999]
[0,null,0.41164329999999999]
[0,null,0.41160330000000001]
[0,null,0.41158289999999997]
[0,null,0.41158289999999997]
[0,null,0.41158289999999997]
[0,null,0.41158289999999997]
[0,null,0.41156599999999999]
[0,null,0.4115491]
[0,null,0.4115318]
[0,null,0.4114718]
[0,null,0.4114718]
[0,null,0.4114718]
[0,null,0.4114718]
[0,null,0.4114545]
[0,null,0.41143180000000001]
[0,null,0.41141070000000002]
[0,null,0.41141070000000002]
[0,null,0.41139350000000002]
[0,null,0.411331]
[0,null,0.411331]
[0,null,0.41129130000000003]
[0,null,0.41129130000000003]
[0,null,0.41127399999999997]
[0,null,0.41127399999999997]
[0,null,0.41127399999999997]
[0,null,0.4112537]
[0,null,0.4112364]
[0,null,0.4112191]
[0,null,0.41119869999999997]
[0,null,0.41114220000000001]
[0,null,0.41114220000000001]
[0,null,0.41112110000000002]
[0,null,0.41107969999999999]
[0,null,0.4110569]
[0,null,0.41104000000000002]
[0,null,0.41101720000000003]
[0,null,0.41099999999999998]
[0,null,0.41098269999999998]
[0,null,0.41096579999999999]
[0,null,0.41096579999999999]
[0,null,0.41090539999999998]
[0,null,0.41090539999999998]
[0,null,0.41090539999999998]
[0,null,0.41088439999999998]
[0,null,0.41086739999999999]
[0,null,0.41082980000000002]
[0,null,0.41081250000000002]
[0,null,0.4107922]
[0,null,0.41076940000000001]
[0,null,0.41076940000000001]
[0,null,0.41076940000000001]
[0,null,0.41075210000000001]
[0,null,0.41075210000000001]
[0,null,0.41072940000000002]
[0,null,0.41070830000000003]
[0,null,0.41070830000000003]
[0,null,0.41068559999999998]
[0,null,0.41066279999999999]
[0,null,0.4106418]
[0,null,0.41060449999999998]
[0,null,0.41060449999999998]
[0,null,0.41052650000000002]
[0,null,0.41052650000000002]
[0,null,0.41052650000000002]
[0,null,0.41050959999999997]
[0,null,0.41047129999999998]
[0,null,0.41047119999999998]
[0,null,0.41045090000000001]
[0,null,0.41045090000000001]
[0,null,0.41039219999999998]
[0,null,0.41039219999999998]
[0,null,0.41039219999999998]
[0,null,0.41033140000000001]
[0,null,0.41033140000000001]
[0,null,0.41033140000000001]
[0,null,0.41033140000000001]
[0,null,0.41030870000000003]
[0,null,0.41029179999999998]
[0,null,0.41027449999999999]
[0,null,0.41027449999999999]
[0,null,0.41025339999999999]
[0,null,0.4102307]
[0,null,0.4102307]
[0,null,0.41019309999999998]
[0,null,0.41019309999999998]
[0,null,0.41019309999999998]
[0,null,0.41013470000000002]
[0,null,0.41007979999999999]
[0,null,0.4100625]
[0,null,0.4100415]
[0,null,0.41001870000000001]
[0,null,0.41000150000000002]
[0,null,0.40996070000000001]
[0,null,0.40993800000000002]
[0,null,0.40993800000000002]
[0,null,0.40993800000000002]
[0,null,0.40993800000000002]
[0,null,0.40993800000000002]
[0,null,0.40991759999999999]
[0,null,0.40987790000000002]
[0,null,0.40987790000000002]
[0,null,0.40987790000000002]
[0,null,0.40986099999999998]
[0,null,0.40986099999999998]
[0,null,0.40986099999999998]
[0,null,0.40977960000000002]
[0,null,0.40974539999999998]
[0,null,0.40970770000000001]
[0,null,0.40970770000000001]
[0,null,0.4096436]
[0,null,0.40962660000000001]
[0,null,0.40958830000000002]
[0,null,0.40958830000000002]
[0,null,0.40954829999999998]
[0,null,0.40954829999999998]
[0,null,0.40954829999999998]
[0,null,0.40954829999999998]
[0,null,0.40952719999999998]
[0,null,0.40944609999999998]
[0,null,0.40942919999999999]
[0,null,0.40942919999999999]
[0,null,0.40942919999999999]
[0,null,0.4094081]
[0,null,0.40937050000000003]
[0,null,0.40932740000000001]
[0,null,0.40932740000000001]
[0,null,0.40930460000000002]
[0,null,0.40930460000000002]
[0,null,0.40927049999999998]
[0,null,0.40927049999999998]
[0,null,0.40925349999999999]
[0,null,0.4092152]
[0,null,0.40919410000000001]
[0,null,0.40917720000000002]
[0,null,0.40916000000000002]
[0,null,0.40916000000000002]
[0,null,0.40909580000000001]
[0,null,0.40909580000000001]
[0,null,0.40903230000000002]
[0,null,0.40899229999999998]
[0,null,0.40899229999999998]
[0,null,0.40899229999999998]
[0,null,0.40899229999999998]
[0,null,0.40899229999999998]
[0,null,0.40893669999999999]
[0,null,0.40893669999999999]
[0,null,0.40893669999999999]
[0,null,0.40891939999999999]
[0,null,0.40891939999999999]
[0,null,0.4089025]
[0,null,0.40887970000000001]
[0,null,0.40884140000000002]
[0,null,0.40881869999999998]
[0,null,0.40876410000000002]
[0,null,0.4086999]
[0,null,0.40867959999999998]
[0,null,0.40866259999999999]
[0,null,0.40866259999999999]
[0,null,0.40866259999999999]
[0,null,0.4086399]
[0,null,0.4086399]
[0,null,0.4086188]
[0,null,0.40857500000000002]
[0,null,0.40857500000000002]
[0,null,0.40857500000000002]
[0,null,0.40857500000000002]
[0,null,0.40857500000000002]
[0,null,0.40852050000000001]
[0,null,0.40852050000000001]
[0,null,0.40849940000000001]
[0,null,0.40847660000000002]
[0,null,0.40842210000000001]
[0,null,0.40842210000000001]
[0,null,0.40840480000000001]
[0,null,0.40838790000000003]
[0,null,0.40838790000000003]
[0,null,0.40838790000000003]
[0,null,0.40838790000000003]
[0,null,0.40835369999999999]
[0,null,0.40835369999999999]
[0,null,0.4083137]
[0,null,0.40827950000000002]
[0,null,0.40827950000000002]
[0,null,0.40827950000000002]
[0,null,0.40826259999999998]
[0,null,0.40820220000000002]
[0,null,0.40817949999999997]
[0,null,0.40815839999999998]
[0,null,0.40812389999999998]
[0,null,0.408107]
[0,null,0.408107]
[0,null,0.4080859]
[0,null,0.40804829999999997]
[0,null,0.40804829999999997]
[0,null,0.4080106]
[0,null,0.40799370000000001]
[0,null,0.40799370000000001]
[0,null,0.40793499999999999]
[0,null,0.40793499999999999]
[0,null,0.40791230000000001]
[0,null,0.40789500000000001]
[0,null,0.40789500000000001]
[0,null,0.40789500000000001]
[0,null,0.40787770000000001]
[0,null,0.40783809999999998]
[0,null,0.40779500000000002]
[0,null,0.40779490000000002]
[0,null,0.40777770000000002]
[0,null,0.40775660000000002]
[0,null,0.40775660000000002]
[0,null,0.40775660000000002]
[0,null,0.40775660000000002]
[0,null,0.40775660000000002]
[0,null,0.40771930000000001]
[0,null,0.40769830000000001]
[0,null,0.40768130000000002]
[0,null,0.40768130000000002]
[0,null,0.40766439999999998]
[0,null,0.4076034]
[0,null,0.40758299999999997]
[0,null,0.40756569999999998]
[0,null,0.40754299999999999]
[0,null,0.40752569999999999]
[0,null,0.40752569999999999]
[0,null,0.40750530000000001]
[0,null,0.40746149999999998]
[0,null,0.40746149999999998]
[0,null,0.40746149999999998]
[0,null,0.40746149999999998]
[0,null,0.40738999999999997]
[0,null,0.40737279999999998]
[0,null,0.40735169999999998]
[0,null,0.4073348]
[0,null,0.4073175]
[0,null,0.40729650000000001]
[0,null,0.40727609999999997]
[0,null,0.40727609999999997]
[0,null,0.40725879999999998]
[0,null,0.40724189999999999]
[0,null,0.40720220000000001]
[0,null,0.40717950000000003]
[0,null,0.40714499999999998]
[0,null,0.40712389999999998]
[0,null,0.40712389999999998]
[0,null,0.40712389999999998]
[0,null,0.40712389999999998]
[0,null,0.4070839]
[0,null,0.4070839]
[0,null,0.40706700000000001]
[0,null,0.40702929999999998]
[0,null,0.40702929999999998]
[0,null,0.40699170000000001]
[0,null,0.40697060000000002]
[0,null,0.40694789999999997]
[0,null,0.40690480000000001]
[0,null,0.40690480000000001]
[0,null,0.40686640000000002]
[0,null,0.40686640000000002]
[0,null,0.40686640000000002]
[0,null,0.40682879999999999]
[0,null,0.40682879999999999]
[0,null,0.40678910000000001]
[0,null,0.40678910000000001]
[0,null,0.40675149999999999]
[0,null,0.40675149999999999]
[0,null,0.4067346]
[0,null,0.4067346]
[0,null,0.40671350000000001]
[0,null,0.40669660000000002]
[0,null,0.40667550000000002]
[0,null,0.40667550000000002]
[0,null,0.40667550000000002]
[0,null,0.40665449999999997]
[0,null,0.40663169999999998]
[0,null,0.40661130000000001]
[0,null,0.40661130000000001]
[0,null,0.40659410000000001]
[0,null,0.40657369999999998]
[0,null,0.40653060000000002]
[0,null,0.40651330000000002]
[0,null,0.40651330000000002]
[0,null,0.40649289999999999]
[0,null,0.4064757]
[0,null,0.40645880000000001]
[0,null,0.40643600000000002]
[0,null,0.40641500000000003]
[0,null,0.40641500000000003]
[0,null,0.40641500000000003]
[0,null,0.40637659999999998]
[0,null,0.4063214]
[0,null,0.40630100000000002]
[0,null,0.40630100000000002]
[0,null,0.40626129999999999]
[0,null,0.40626129999999999]
[0,null,0.4062441]
[0,null,0.4062441]
[0,null,0.4062441]
[0,null,0.40620679999999998]
[0,null,0.40616530000000001]
[0,null,0.40612150000000002]
[0,null,0.40610429999999997]
[0,null,0.4060473]
[0,null,0.4060473]
[0,null,0.4060473]
[0,null,0.4060473]
[0,null,0.40600969999999997]
[0,null,0.40599279999999999]
[0,null,0.40599279999999999]
[0,null,0.40599279999999999]
[0,null,0.40599279999999999]
[0,null,0.40592859999999997]
[0,null,0.40592859999999997]
[0,null,0.40588550000000001]
[0,null,0.40586820000000001]
[0,null,0.40586820000000001]
[0,null,0.40586820000000001]
[0,null,0.40582439999999997]
[0,null,0.40582439999999997]
[0,null,0.40582439999999997]
[0,null,0.40580329999999998]
[0,null,0.40580329999999998]
[0,null,0.40576499999999999]
[0,null,0.40574769999999999]
[0,null,0.40574769999999999]
[0,null,0.40572740000000002]
[0,null,0.40572740000000002]
[0,null,0.40570699999999998]
[0,null,0.4056728]
[0,null,0.40563480000000002]
[0,null,0.40561760000000002]
[0,null,0.40559719999999999]
[0,null,0.40559719999999999]
[0,null,0.40559719999999999]
[0,null,0.40557989999999999]
[0,null,0.40554190000000001]
[0,null,0.40552090000000002]
[0,null,0.40552090000000002]
[0,null,0.40552090000000002]
[0,null,0.40552090000000002]
[0,null,0.40547709999999998]
[0,null,0.4054567]
[0,null,0.40541290000000002]
[0,null,0.40539180000000002]
[0,null,0.40535450000000001]
[0,null,0.40533730000000001]
[0,null,0.40531450000000002]
[0,null,0.40531450000000002]
[0,null,0.40528029999999998]
[0,null,0.40526000000000001]
[0,null,0.40523720000000002]
[0,null,0.40523720000000002]
[0,null,0.40519719999999998]
[0,null,0.40518029999999999]
[0,null,0.40518029999999999]
[0,null,0.405163]
[0,null,0.4051458]
[0,null,0.4051458]
[0,null,0.4051457]
[0,null,0.40512300000000001]
[0,null,0.40510610000000002]
[0,null,0.40508569999999999]
[0,null,0.40508569999999999]
[0,null,0.4050684]
[0,null,0.4050684]
[0,null,0.40503109999999998]
[0,null,0.4049915]
[0,null,0.40497420000000001]
[0,null,0.40495320000000001]
[0,null,0.40491319999999997]
[0,null,0.4048928]
[0,null,0.40485280000000001]
[0,null,0.40483170000000002]
[0,null,0.40481479999999997]
[0,null,0.40481479999999997]
[0,null,0.40479749999999998]
[0,null,0.4047771]
[0,null,0.4047771]
[0,null,0.40471639999999998]
[0,null,0.40469949999999999]
[0,null,0.40469949999999999]
[0,null,0.40469949999999999]
[0,null,0.40466190000000002]
[0,null,0.40464149999999999]
[0,null,0.40464149999999999]
[0,null,0.40462419999999999]
[0,null,0.40458110000000003]
[0,null,0.40458110000000003]
[0,null,0.40452110000000002]
[0,null,0.40450000000000003]
[0,null,0.40450000000000003]
[0,null,0.40447959999999999]
[0,null,0.40444540000000001]
[0,null,0.40444540000000001]
[0,null,0.40442440000000002]
[0,null,0.40439019999999998]
[0,null,0.40436739999999999]
[0,null,0.40434639999999999]
[0,null,0.4043291]
[0,null,0.4043291]
[0,null,0.4043291]
[0,null,0.40430640000000001]
[0,null,0.40430640000000001]
[0,null,0.40430640000000001]
[0,null,0.40430640000000001]
[0,null,0.40430640000000001]
[0,null,0.40428360000000002]
[0,null,0.40426319999999999]
[0,null,0.40422560000000002]
[0,null,0.40420869999999998]
[0,null,0.40420869999999998]
[0,null,0.40415000000000001]
[0,null,0.40413310000000002]
[0,null,0.40407779999999999]
[0,null,0.40407779999999999]
[0,null,0.40405669999999999]
[0,null,0.4040395]
[0,null,0.4040395]
[0,null,0.4040222]
[0,null,0.40400180000000002]
[0,null,0.40398149999999999]
[0,null,0.4039604]
[0,null,0.40394000000000002]
[0,null,0.40392309999999998]
[0,null,0.40390619999999999]
[0,null,0.4038834]
[0,null,0.4038834]
[0,null,0.40384930000000002]
[0,null,0.40382649999999998]
[0,null,0.40380379999999999]
[0,null,0.40380379999999999]
[0,null,0.40378269999999999]
[0,null,0.4037654]
[0,null,0.4037654]
[0,null,0.40372400000000003]
[0,null,0.4036864]
[0,null,0.4036691]
[0,null,0.40364870000000003]
[0,null,0.40361449999999999]
[0,null,0.40361449999999999]
[0,null,0.40361449999999999]
[0,null,0.4035976]
[0,null,0.4035976]
[0,null,0.40357490000000001]
[0,null,0.40351619999999999]
[0,null,0.4034934]
[0,null,0.40345920000000002]
[0,null,0.40345920000000002]
[0,null,0.40345920000000002]
[0,null,0.40343820000000002]
[0,null,0.40343820000000002]
[0,null,0.40341779999999999]
[0,null,0.4034005]
[0,null,0.40336290000000002]
[0,null,0.40332489999999999]
[0,null,0.40332489999999999]
[0,null,0.40330769999999999]
[0,null,0.4032849]
[0,null,0.4032849]
[0,null,0.4032849]
[0,null,0.40326800000000002]
[0,null,0.40326800000000002]
[0,null,0.4032307]
[0,null,0.4032307]
[0,null,0.40321030000000002]
[0,null,0.40321030000000002]
[0,null,0.40318989999999999]
[0,null,0.40318989999999999]
[0,null,0.40318989999999999]
[0,null,0.403173]
[0,null,0.40313500000000002]
[0,null,0.40309119999999998]
[0,null,0.4030743]
[0,null,0.40303600000000001]
[0,null,0.40301320000000002]
[0,null,0.40299049999999997]
[0,null,0.40295219999999998]
[0,null,0.40293180000000001]
[0,null,0.40291139999999998]
[0,null,0.40289409999999998]
[0,null,0.40287719999999999]
[0,null,0.40285680000000001]
[0,null,0.40280159999999998]
[0,null,0.40280159999999998]
[0,null,0.40280159999999998]
[0,null,0.4027405]
[0,null,0.40272360000000001]
[0,null,0.40272360000000001]
[0,null,0.40270630000000002]
[0,null,0.40270630000000002]
[0,null,0.40266560000000001]
[0,null,0.40266560000000001]
[0,null,0.40264450000000002]
[0,null,0.40264450000000002]
[0,null,0.40264450000000002]
[0,null,0.40262350000000002]
[0,null,0.40258959999999999]
[0,null,0.40258959999999999]
[0,null,0.40255200000000002]
[0,null,0.40250819999999998]
[0,null,0.40246850000000001]
[0,null,0.40246850000000001]
[0,null,0.40245130000000001]
[0,null,0.40243400000000001]
[0,null,0.40243400000000001]
[0,null,0.40243400000000001]
[0,null,0.40239249999999999]
[0,null,0.40239249999999999]
[0,null,0.4023698]
[0,null,0.4023698]
[0,null,0.40233150000000001]
[0,null,0.40233150000000001]
[0,null,0.4022714]
[0,null,0.4022714]
[0,null,0.40225040000000001]
[0,null,0.40225040000000001]
[0,null,0.40221069999999998]
[0,null,0.4021903]
[0,null,0.40217340000000001]
[0,null,0.40217340000000001]
[0,null,0.40215610000000002]
[0,null,0.40213579999999999]
[0,null,0.40213579999999999]
[0,null,0.40209739999999999]
[0,null,0.40209739999999999]
[0,null,0.40209739999999999]
[0,null,0.40208050000000001]
[0,null,0.40205950000000001]
[0,null,0.40203909999999998]
[0,null,0.40203909999999998]
[0,null,0.40201799999999999]
[0,null,0.4019838]
[0,null,0.4019838]
[0,null,0.40196349999999997]
[0,null,0.40194619999999998]
[0,null,0.40191199999999999]
[0,null,0.40191199999999999]
[0,null,0.40191199999999999]
[0,null,0.40191199999999999]
[0,null,0.40186889999999997]
[0,null,0.40186889999999997]
[0,null,0.40185199999999999]
[0,null,0.4018292]
[0,null,0.4018292]
[0,null,0.40180650000000001]
[0,null,0.40176919999999999]
[0,null,0.40176919999999999]
[0,null,0.40174880000000002]
[0,null,0.40174880000000002]
[0,null,0.40173189999999998]
[0,null,0.40173189999999998]
[0,null,0.40169189999999999]
[0,null,0.40167459999999999]
[0,null,0.40167459999999999]
[0,null,0.40167459999999999]
[0,null,0.4016574]
[0,null,0.40161350000000001]
[0,null,0.40161350000000001]
[0,null,0.40159250000000002]
[0,null,0.40157520000000002]
[0,null,0.40157520000000002]
[0,null,0.40153759999999999]
[0,null,0.40153759999999999]
[0,null,0.40153759999999999]
[0,null,0.40149380000000001]
[0,null,0.40145609999999998]
[0,null,0.40141880000000002]
[0,null,0.40141880000000002]
[0,null,0.40140160000000003]
[0,null,0.40138459999999998]
[0,null,0.40138459999999998]
[0,null,0.40132770000000001]
[0,null,0.40132770000000001]
[0,null,0.40128940000000002]
[0,null,0.40128940000000002]
[0,null,0.40126899999999999]
[0,null,0.4012463]
[0,null,0.4012252]
[0,null,0.4012252]
[0,null,0.40120250000000002]
[0,null,0.40120250000000002]
[0,null,0.40118520000000002]
[0,null,0.40116479999999999]
[0,null,0.4011479]
[0,null,0.40111340000000001]
[0,null,0.40109230000000001]
[0,null,0.40107510000000002]
[0,null,0.40105780000000002]
[0,null,0.40104050000000002]
[0,null,0.40098050000000002]
[0,null,0.40098050000000002]
[0,null,0.40098050000000002]
[0,null,0.40098050000000002]
[0,null,0.40098050000000002]
[0,null,0.40096009999999999]
[0,null,0.40093899999999999]
[0,null,0.40091870000000002]
[0,null,0.40091870000000002]
[0,null,0.4008603]
[0,null,0.40083760000000002]
[0,null,0.40083760000000002]
[0,null,0.40083760000000002]
[0,null,0.40083760000000002]
[0,null,0.40078059999999999]
[0,null,0.40075959999999999]
[0,null,0.40074270000000001]
[0,null,0.40072540000000001]
[0,null,0.40072540000000001]
[0,null,0.40068779999999998]
[0,null,0.40068779999999998]
[0,null,0.40064810000000001]
[0,null,0.40064810000000001]
[0,null,0.40060810000000002]
[0,null,0.40060810000000002]
[0,null,0.40059080000000002]
[0,null,0.40055279999999999]
[0,null,0.4005301]
[0,null,0.4005301]
[0,null,0.40050970000000002]
[0,null,0.40048929999999999]
[0,null,0.40047240000000001]
[0,null,0.40047240000000001]
[0,null,0.40047240000000001]
[0,null,0.40045130000000001]
[0,null,0.40043099999999998]
[0,null,0.40041399999999999]
[0,null,0.40037640000000002]
[0,null,0.40037640000000002]
[0,null,0.400335]
[0,null,0.400335]
[0,null,0.400335]
[0,null,0.4003177]
[0,null,0.40028390000000003]
[0,null,0.40028390000000003]
[0,null,0.40028390000000003]
[0,null,0.40024389999999999]
[0,null,0.4002211]
[0,null,0.4002]
[0,null,0.40016590000000002]
[0,null,0.40014309999999997]
[0,null,0.40014309999999997]
[0,null,0.40010479999999998]
[0,null,0.40010479999999998]
[0,null,0.40010479999999998]
[0,null,0.40010479999999998]
[0,null,0.40008440000000001]
[0,null,0.40002339999999997]
[0,null,0.40002330000000003]
[0,null,0.40002330000000003]
[0,null,0.39998329999999999]
[0,null,0.39998329999999999]
[0,null,0.39996300000000001]
[0,null,0.39991979999999999]
[0,null,0.39990290000000001]
[0,null,0.39988570000000001]
[0,null,0.39988570000000001]
[0,null,0.39988570000000001]
[0,null,0.39988570000000001]
[0,null,0.39986870000000002]
[0,null,0.39985150000000003]
[0,null,0.39982869999999998]
[0,null,0.39981149999999999]
[0,null,0.39977180000000001]
[0,null,0.39975139999999998]
[0,null,0.39975139999999998]
[0,null,0.39975139999999998]
[0,null,0.39972869999999999]
[0,null,0.39970830000000002]
[0,null,0.39968789999999998]
[0,null,0.39968789999999998]
[0,null,0.39968789999999998]
[0,null,0.39966689999999999]
[0,null,0.39962890000000001]
[0,null,0.39960780000000001]
[0,null,0.3995474]
[0,null,0.3995302]
[0,null,0.39951320000000001]
[0,null,0.39949289999999998]
[0,null,0.39949289999999998]
[0,null,0.39949289999999998]
[0,null,0.39949289999999998]
[0,null,0.39947559999999999]
[0,null,0.39945449999999999]
[0,null,0.39943420000000002]
[0,null,0.39937859999999997]
[0,null,0.39937859999999997]
[0,null,0.39937859999999997]
[0,null,0.39935579999999998]
[0,null,0.39929510000000001]
[0,null,0.39927469999999998]
[0,null,0.39927469999999998]
[0,null,0.39927469999999998]
[0,null,0.39927469999999998]
[0,null,0.39927469999999998]
[0,null,0.39925430000000001]
[0,null,0.39923710000000001]
[0,null,0.39919329999999997]
[0,null,0.39917219999999998]
[0,null,0.39913490000000001]
[0,null,0.39911390000000002]
[0,null,0.39911380000000002]
[0,null,0.39907969999999998]
[0,null,0.3990397]
[0,null,0.3990397]
[0,null,0.39901930000000002]
[0,null,0.39901930000000002]
[0,null,0.39900239999999998]
[0,null,0.39895920000000001]
[0,null,0.39892090000000002]
[0,null,0.39892090000000002]
[0,null,0.39890049999999999]
[0,null,0.39890049999999999]
[0,null,0.3988833]
[0,null,0.39884530000000001]
[0,null,0.39882800000000002]
[0,null,0.39882800000000002]
[0,null,0.39878970000000002]
[0,null,0.39878970000000002]
[0,null,0.39878970000000002]
[0,null,0.39878970000000002]
[0,null,0.39878970000000002]
[0,null,0.39878970000000002]
[0,null,0.39874890000000002]
[0,null,0.39871479999999998]
[0,null,0.39871479999999998]
[0,null,0.39869779999999999]
[0,null,0.3986768]
[0,null,0.39865640000000002]
[0,null,0.39863530000000003]
[0,null,0.39861809999999998]
[0,null,0.39857809999999999]
[0,null,0.39857809999999999]
[0,null,0.39855770000000001]
[0,null,0.39851629999999999]
[0,null,0.3984993]
[0,null,0.3984993]
[0,null,0.3984993]
[0,null,0.39845619999999998]
[0,null,0.39845619999999998]
[0,null,0.3984335]
[0,null,0.3984335]
[0,null,0.39839930000000001]
[0,null,0.39838200000000001]
[0,null,0.39838200000000001]
[0,null,0.39838200000000001]
[0,null,0.39834439999999999]
[0,null,0.39828429999999998]
[0,null,0.39826709999999999]
[0,null,0.39826709999999999]
[0,null,0.39826709999999999]
[0,null,0.3982271]
[0,null,0.39820670000000002]
[0,null,0.39820670000000002]
[0,null,0.39820670000000002]
[0,null,0.39818940000000003]
[0,null,0.39818940000000003]
[0,null,0.39816839999999998]
[0,null,0.39816839999999998]
[0,null,0.39814559999999999]
[0,null,0.39814559999999999]
[0,null,0.39812520000000001]
[0,null,0.39812520000000001]
[0,null,0.39810800000000002]
[0,null,0.39806999999999998]
[0,null,0.39806999999999998]
[0,null,0.39805309999999999]
[0,null,0.3980303]
[0,null,0.3980303]
[0,null,0.39801310000000001]
[0,null,0.39799200000000001]
[0,null,0.39795229999999998]
[0,null,0.39793509999999999]
[0,null,0.39791470000000001]
[0,null,0.39791470000000001]
[0,null,0.39787159999999999]
[0,null,0.39787159999999999]
[0,null,0.39785470000000001]
[0,null,0.39785470000000001]
[0,null,0.39779389999999998]
[0,null,0.39777289999999998]
[0,null,0.39777289999999998]
[0,null,0.39775559999999999]
[0,null,0.39773449999999999]
[0,null,0.39773449999999999]
[0,null,0.39773449999999999]
[0,null,0.39773449999999999]
[0,null,0.39773449999999999]
[0,null,0.39771420000000002]
[0,null,0.39771420000000002]
[0,null,0.3976362]
[0,null,0.39761580000000002]
[0,null,0.39759309999999998]
[0,null,0.39757579999999998]
[0,null,0.39755469999999998]
[0,null,0.39755469999999998]
[0,null,0.39749600000000002]
[0,null,0.39749600000000002]
[0,null,0.39746179999999998]
[0,null,0.39744489999999999]
[0,null,0.39744489999999999]
[0,null,0.3974222]
[0,null,0.3974222]
[0,null,0.3974222]
[0,null,0.3974222]
[0,null,0.39740520000000001]
[0,null,0.39740520000000001]
[0,null,0.39736519999999997]
[0,null,0.39734419999999998]
[0,null,0.39734419999999998]
[0,null,0.39734419999999998]
[0,null,0.39734419999999998]
[0,null,0.39732139999999999]
[0,null,0.3973045]
[0,null,0.39728730000000001]
[0,null,0.39726620000000001]
[0,null,0.39724510000000002]
[0,null,0.39724510000000002]
[0,null,0.39722790000000002]
[0,null,0.39720749999999999]
[0,null,0.39717330000000001]
[0,null,0.39717330000000001]
[0,null,0.39717330000000001]
[0,null,0.39715289999999998]
[0,null,0.3971325]
[0,null,0.39709460000000002]
[0,null,0.39707730000000002]
[0,null,0.3970186]
[0,null,0.3970186]
[0,null,0.3970186]
[0,null,0.39697719999999997]
[0,null,0.39695989999999998]
[0,null,0.39695989999999998]
[0,null,0.3969144]
[0,null,0.39689750000000001]
[0,null,0.39688059999999997]
[0,null,0.39684330000000001]
[0,null,0.39684330000000001]
[0,null,0.39682600000000001]
[0,null,0.39682600000000001]
[0,null,0.39680330000000003]
[0,null,0.39676869999999997]
[0,null,0.3967484]
[0,null,0.3967484]
[0,null,0.3967484]
[0,null,0.3967484]
[0,null,0.3967311]
[0,null,0.39669349999999998]
[0,null,0.39667069999999999]
[0,null,0.39665339999999999]
[0,null,0.39663310000000002]
[0,null,0.39663310000000002]
[0,null,0.39658929999999998]
[0,null,0.39658929999999998]
[0,null,0.39655509999999999]
[0,null,0.39651740000000002]
[0,null,0.39647359999999998]
[0,null,0.39647359999999998]
[0,null,0.3964567]
[0,null,0.39643630000000002]
[0,null,0.396399]
[0,null,0.39638180000000001]
[0,null,0.39636070000000001]
[0,null,0.39632099999999998]
[0,null,0.39632099999999998]
[0,null,0.39630070000000001]
[0,null,0.39627790000000002]
[0,null,0.39625690000000002]
[0,null,0.39619680000000002]
[0,null,0.39619680000000002]
[0,null,0.39619680000000002]
[0,null,0.3961595]
[0,null,0.3961385]
[0,null,0.3961385]
[0,null,0.39612120000000001]
[0,null,0.39612120000000001]
[0,null,0.39607740000000002]
[0,null,0.39606010000000003]
[0,null,0.396009]
[0,null,0.396009]
[0,null,0.39599210000000001]
[0,null,0.39597480000000002]
[0,null,0.39597480000000002]
[0,null,0.39592929999999998]
[0,null,0.39589099999999999]
[0,null,0.39587410000000001]
[0,null,0.39585369999999998]
[0,null,0.39585369999999998]
[0,null,0.39581539999999998]
[0,null,0.39581539999999998]
[0,null,0.39579760000000003]
[0,null,0.39577810000000002]
[0,null,0.39574389999999998]
[0,null,0.39574389999999998]
[0,null,0.3956828]
[0,null,0.3956828]
[0,null,0.3956828]
[0,null,0.39566560000000001]
[0,null,0.39564519999999997]
[0,null,0.39562409999999998]
[0,null,0.39560139999999999]
[0,null,0.39560139999999999]
[0,null,0.39556380000000002]
[0,null,0.39556380000000002]
[0,null,0.39554339999999999]
[0,null,0.39550370000000001]
[0,null,0.39550370000000001]
[0,null,0.39548650000000002]
[0,null,0.39548650000000002]
[0,null,0.39545229999999998]
[0,null,0.39545229999999998]
[0,null,0.39545229999999998]
[0,null,0.39543119999999998]
[0,null,0.39543119999999998]
[0,null,0.39541389999999998]
[0,null,0.39537660000000002]
[0,null,0.39535559999999997]
[0,null,0.39533829999999998]
[0,null,0.39532109999999998]
[0,null,0.39532109999999998]
[0,null,0.39532109999999998]
[0,null,0.39532099999999998]
[0,null,0.39532099999999998]
[0,null,0.39532099999999998]
[0,null,0.3953007]
[0,null,0.39526240000000001]
[0,null,0.39522780000000002]
[0,null,0.39522780000000002]
[0,null,0.39519019999999999]
[0,null,0.39517289999999999]
[0,null,0.39513150000000002]
[0,null,0.39511420000000003]
[0,null,0.39509319999999998]
[0,null,0.39509319999999998]
[0,null,0.39509319999999998]
[0,null,0.3950728]
[0,null,0.39503860000000002]
[0,null,0.39502169999999998]
[0,null,0.39498169999999999]
[0,null,0.39496130000000002]
[0,null,0.39494439999999997]
[0,null,0.39488400000000001]
[0,null,0.39488400000000001]
[0,null,0.39488400000000001]
[0,null,0.39486670000000001]
[0,null,0.39486670000000001]
[0,null,0.39484399999999997]
[0,null,0.39482709999999999]
[0,null,0.39477250000000003]
[0,null,0.39477250000000003]
[0,null,0.39475519999999997]
[0,null,0.39475519999999997]
[0,null,0.39473799999999998]
[0,null,0.39469799999999999]
[0,null,0.39467760000000002]
[0,null,0.39466030000000002]
[0,null,0.39464339999999998]
[0,null,0.39460200000000001]
[0,null,0.39457920000000002]
[0,null,0.39457920000000002]
[0,null,0.39457920000000002]
[0,null,0.39455820000000003]
[0,null,0.39455820000000003]
[0,null,0.39455820000000003]
[0,null,0.39455820000000003]
[0,null,0.39454119999999998]
[0,null,0.3944974]
[0,null,0.3944802]
[0,null,0.39446290000000001]
[0,null,0.39442909999999998]
[0,null,0.39441179999999998]
[0,null,0.3943914]
[0,null,0.39437040000000001]
[0,null,0.39434760000000002]
[0,null,0.3943062]
[0,null,0.3943062]
[0,null,0.3943062]
[0,null,0.39426650000000002]
[0,null,0.39424609999999999]
[0,null,0.39422889999999999]
[0,null,0.3942116]
[0,null,0.39416780000000001]
[0,null,0.39416780000000001]
[0,null,0.39416780000000001]
[0,null,0.39415050000000001]
[0,null,0.39413019999999999]
[0,null,0.3941132]
[0,null,0.39407530000000002]
[0,null,0.39405800000000002]
[0,null,0.39405800000000002]
[0,null,0.39405800000000002]
[0,null,0.3939993]
[0,null,0.39395930000000001]
[0,null,0.39395930000000001]
[0,null,0.39394200000000001]
[0,null,0.39388129999999999]
[0,null,0.39388129999999999]
[0,null,0.39388129999999999]
[0,null,0.39384710000000001]
[0,null,0.39384710000000001]
[0,null,0.39380710000000002]
[0,null,0.3937698]
[0,null,0.39373530000000001]
[0,null,0.39373530000000001]
[0,null,0.39373530000000001]
[0,null,0.39373530000000001]
[0,null,0.39371250000000002]
[0,null,0.39367419999999997]
[0,null,0.39367419999999997]
[0,null,0.39365149999999999]
[0,null,0.39363110000000001]
[0,null,0.39363110000000001]
[0,null,0.39363110000000001]
[0,null,0.3935903]
[0,null,0.3935903]
[0,null,0.39356760000000002]
[0,null,0.39355030000000002]
[0,null,0.39351269999999999]
[0,null,0.39351269999999999]
[0,null,0.3934954]
[0,null,0.3934954]
[0,null,0.3934744]
[0,null,0.3934744]
[0,null,0.39343289999999997]
[0,null,0.39339869999999999]
[0,null,0.39337840000000002]
[0,null,0.39336140000000003]
[0,null,0.39334419999999998]
[0,null,0.39334419999999998]
[0,null,0.39332689999999998]
[0,null,0.39330999999999999]
[0,null,0.39328960000000002]
[0,null,0.39328960000000002]
[0,null,0.39327240000000002]
[0,null,0.39323089999999999]
[0,null,0.39323089999999999]
[0,null,0.39315670000000003]
[0,null,0.39313629999999999]
[0,null,0.3931153]
[0,null,0.39309250000000001]
[0,null,0.39305459999999998]
[0,null,0.39303179999999999]
[0,null,0.39303179999999999]
[0,null,0.39301459999999999]
[0,null,0.39301459999999999]
[0,null,0.39301449999999999]
[0,null,0.3929918]
[0,null,0.3929918]
[0,null,0.39295760000000002]
[0,null,0.39295760000000002]
[0,null,0.39294040000000002]
[0,null,0.39291759999999998]
[0,null,0.39289659999999998]
[0,null,0.39289649999999998]
[0,null,0.39289649999999998]
[0,null,0.3928738]
[0,null,0.39281919999999998]
[0,null,0.39279819999999999]
[0,null,0.39279819999999999]
[0,null,0.39277780000000001]
[0,null,0.39274019999999998]
[0,null,0.39271909999999999]
[0,null,0.39266220000000002]
[0,null,0.39263940000000003]
[0,null,0.39262249999999999]
[0,null,0.3925998]
[0,null,0.3925998]
[0,null,0.3925614]
[0,null,0.39252310000000001]
[0,null,0.39252310000000001]
[0,null,0.39250269999999998]
[0,null,0.39248549999999999]
[0,null,0.39246510000000001]
[0,null,0.39244820000000002]
[0,null,0.39244820000000002]
[0,null,0.39242539999999998]
[0,null,0.39240510000000001]
[0,null,0.39238400000000001]
[0,null,0.39233249999999997]
[0,null,0.39231559999999999]
[0,null,0.39231559999999999]
[0,null,0.39231559999999999]
[0,null,0.39227800000000002]
[0,null,0.39227800000000002]
[0,null,0.39219340000000003]
[0,null,0.39219340000000003]
[0,null,0.39219340000000003]
[0,null,0.39217239999999998]
[0,null,0.3921327]
[0,null,0.3921154]
[0,null,0.3921154]
[0,null,0.39209509999999997]
[0,null,0.39205709999999999]
[0,null,0.39203979999999999]
[0,null,0.39201710000000001]
[0,null,0.39198290000000002]
[0,null,0.39196249999999999]
[0,null,0.39194210000000002]
[0,null,0.39194210000000002]
[0,null,0.39194210000000002]
[0,null,0.39190209999999998]
[0,null,0.39190209999999998]
[0,null,0.39190209999999998]
[0,null,0.39185900000000001]
[0,null,0.39184170000000001]
[0,null,0.39180340000000002]
[0,null,0.39180340000000002]
[0,null,0.39180340000000002]
[0,null,0.39180340000000002]
[0,null,0.39178299999999999]
[0,null,0.39178299999999999]
[0,null,0.3917658]
[0,null,0.3917658]
[0,null,0.3917447]
[0,null,0.39172780000000001]
[0,null,0.39171050000000002]
[0,null,0.39169359999999998]
[0,null,0.391656]
[0,null,0.391656]
[0,null,0.391656]
[0,null,0.39161800000000002]
[0,null,0.39161800000000002]
[0,null,0.39161800000000002]
[0,null,0.39161800000000002]
[0,null,0.39161800000000002]
[0,null,0.39161800000000002]
[0,null,0.39161800000000002]
[0,null,0.39159759999999999]
[0,null,0.39153480000000002]
[0,null,0.39149719999999999]
[0,null,0.3914745]
[0,null,0.3914745]
[0,null,0.39143650000000002]
[0,null,0.39143650000000002]
[0,null,0.39141920000000002]
[0,null,0.39140190000000002]
[0,null,0.3913605]
[0,null,0.39134360000000001]
[0,null,0.39132250000000002]
[0,null,0.39132250000000002]
[0,null,0.39132250000000002]
[0,null,0.39130530000000002]
[0,null,0.39130530000000002]
[0,null,0.39128489999999999]
[0,null,0.391268]
[0,null,0.39122800000000002]
[0,null,0.39122800000000002]
[0,null,0.39122800000000002]
[0,null,0.39119029999999999]
[0,null,0.39119029999999999]
[0,null,0.3911693]
[0,null,0.39112609999999998]
[0,null,0.39112609999999998]
[0,null,0.39110889999999998]
[0,null,0.39108779999999999]
[0,null,0.39108779999999999]
[0,null,0.39107049999999999]
[0,null,0.39107049999999999]
[0,null,0.3910536]
[0,null,0.3910536]
[0,null,0.39103640000000001]
[0,null,0.3909763]
[0,null,0.3909763]
[0,null,0.39093489999999997]
[0,null,0.3909145]
[0,null,0.3909145]
[0,null,0.39089180000000001]
[0,null,0.39085760000000003]
[0,null,0.39083479999999998]
[0,null,0.39083479999999998]
[0,null,0.39079720000000001]
[0,null,0.39075339999999997]
[0,null,0.39075339999999997]
[0,null,0.390733]
[0,null,0.390733]
[0,null,0.390733]
[0,null,0.39071610000000001]
[0,null,0.39069880000000001]
[0,null,0.39065739999999999]
[0,null,0.39060010000000001]
[0,null,0.39060010000000001]
[0,null,0.39056279999999999]
[0,null,0.39056279999999999]
[0,null,0.39056279999999999]
[0,null,0.3905401]
[0,null,0.39050210000000002]
[0,null,0.39048480000000002]
[0,null,0.39042680000000002]
[0,null,0.39040409999999998]
[0,null,0.39038679999999998]
[0,null,0.39036569999999998]
[0,null,0.39033119999999999]
[0,null,0.39033119999999999]
[0,null,0.3903143]
[0,null,0.3903143]
[0,null,0.39029700000000001]
[0,null,0.39025320000000002]
[0,null,0.39023629999999998]
[0,null,0.39023629999999998]
[0,null,0.39021519999999998]
[0,null,0.39021519999999998]
[0,null,0.39017560000000001]
[0,null,0.39013560000000003]
[0,null,0.39013560000000003]
[0,null,0.39011829999999997]
[0,null,0.39009719999999998]
[0,null,0.39005960000000001]
[0,null,0.39005960000000001]
[0,null,0.39005960000000001]
[0,null,0.39004230000000001]
[0,null,0.39002199999999998]
[0,null,0.39002199999999998]
[0,null,0.39002199999999998]
[0,null,0.38996330000000001]
[0,null,0.38996330000000001]
[0,null,0.38996330000000001]
[0,null,0.38996330000000001]
[0,null,0.38994600000000001]
[0,null,0.38994600000000001]
[0,null,0.38994600000000001]
[0,null,0.38992490000000002]
[0,null,0.38992490000000002]
[0,null,0.38987040000000001]
[0,null,0.38987040000000001]
[0,null,0.38984999999999997]
[0,null,0.3898045]
[0,null,0.38977030000000001]
[0,null,0.38974930000000002]
[0,null,0.38973229999999998]
[0,null,0.38969229999999999]
[0,null,0.38969229999999999]
[0,null,0.38969229999999999]
[0,null,0.38969229999999999]
[0,null,0.38965090000000002]
[0,null,0.38962980000000003]
[0,null,0.38962980000000003]
[0,null,0.3895902]
[0,null,0.38953320000000002]
[0,null,0.38953320000000002]
[0,null,0.38953320000000002]
[0,null,0.3895129]
[0,null,0.3894956]
[0,null,0.38947870000000001]
[0,null,0.38947870000000001]
[0,null,0.38947870000000001]
[0,null,0.38946140000000001]
[0,null,0.38946140000000001]
[0,null,0.38943870000000003]
[0,null,0.3894183]
[0,null,0.3894183]
[0,null,0.3894183]
[0,null,0.3894183]
[0,null,0.38938410000000001]
[0,null,0.38934649999999998]
[0,null,0.38932539999999999]
[0,null,0.38932539999999999]
[0,null,0.3893085]
[0,null,0.38926699999999997]
[0,null,0.38926699999999997]
[0,null,0.38924429999999999]
[0,null,0.3892101]
[0,null,0.38918900000000001]
[0,null,0.38918900000000001]
[0,null,0.38916630000000002]
[0,null,0.38914359999999998]
[0,null,0.3891059]
[0,null,0.3891059]
[0,null,0.38908549999999997]
[0,null,0.38906829999999998]
[0,null,0.38905099999999998]
[0,null,0.38905099999999998]
[0,null,0.38905099999999998]
[0,null,0.38902989999999998]
[0,null,0.38902989999999998]
[0,null,0.3889899]
[0,null,0.38893119999999998]
[0,null,0.38893119999999998]
[0,null,0.3888971]
[0,null,0.38885629999999999]
[0,null,0.38885629999999999]
[0,null,0.38883519999999999]
[0,null,0.38883519999999999]
[0,null,0.38881250000000001]
[0,null,0.38879520000000001]
[0,null,0.38879520000000001]
[0,null,0.38877250000000002]
[0,null,0.38869999999999999]
[0,null,0.38869999999999999]
[0,null,0.38869999999999999]
[0,null,0.38866270000000003]
[0,null,0.38866270000000003]
[0,null,0.3886423]
[0,null,0.38862190000000002]
[0,null,0.38860090000000003]
[0,null,0.3885498]
[0,null,0.38852940000000002]
[0,null,0.3884707]
[0,null,0.3884534]
[0,null,0.3884534]
[0,null,0.38843650000000002]
[0,null,0.38839099999999999]
[0,null,0.38834790000000002]
[0,null,0.38834790000000002]
[0,null,0.38833060000000003]
[0,null,0.38831339999999998]
[0,null,0.38831339999999998]
[0,null,0.388293]
[0,null,0.388293]
[0,null,0.388293]
[0,null,0.3882719]
[0,null,0.38825150000000003]
[0,null,0.38825150000000003]
[0,null,0.3882139]
[0,null,0.3881928]
[0,null,0.3881928]
[0,null,0.3881928]
[0,null,0.3881348]
[0,null,0.38811440000000003]
[0,null,0.38809719999999998]
[0,null,0.38803609999999999]
[0,null,0.38803609999999999]
[0,null,0.38803609999999999]
[0,null,0.3880188]
[0,null,0.38795849999999998]
[0,null,0.38795849999999998]
[0,null,0.3879185]
[0,null,0.38786009999999999]
[0,null,0.38786009999999999]
[0,null,0.38783970000000001]
[0,null,0.38782250000000001]
[0,null,0.38778790000000002]
[0,null,0.38778790000000002]
[0,null,0.38777099999999998]
[0,null,0.38774989999999998]
[0,null,0.38773299999999999]
[0,null,0.38773299999999999]
[0,null,0.38771030000000001]
[0,null,0.38771030000000001]
[0,null,0.38767230000000003]
[0,null,0.38765539999999998]
[0,null,0.38761770000000001]
[0,null,0.38758320000000002]
[0,null,0.38754359999999999]
[0,null,0.38754349999999999]
[0,null,0.38752320000000001]
[0,null,0.38750279999999998]
[0,null,0.38748549999999998]
[0,null,0.38748549999999998]
[0,null,0.38744790000000001]
[0,null,0.38742749999999998]
[0,null,0.38742749999999998]
[0,null,0.38742749999999998]
[0,null,0.3874071]
[0,null,0.38737300000000002]
[0,null,0.38735019999999998]
[0,null,0.38735019999999998]
[0,null,0.38735019999999998]
[0,null,0.38729839999999999]
[0,null,0.3872815]
[0,null,0.3872815]
[0,null,0.3872642]
[0,null,0.3872642]
[0,null,0.3872642]
[0,null,0.38724700000000001]
[0,null,0.38719239999999999]
[0,null,0.38716970000000001]
[0,null,0.38716970000000001]
[0,null,0.38716970000000001]
[0,null,0.38712819999999998]
[0,null,0.38708819999999999]
[0,null,0.38705089999999998]
[0,null,0.38702819999999999]
[0,null,0.38700709999999999]
[0,null,0.38700709999999999]
[0,null,0.38696710000000001]
[0,null,0.38692880000000002]
[0,null,0.38692880000000002]
[0,null,0.38690600000000003]
[0,null,0.3868857]
[0,null,0.38686870000000001]
[0,null,0.38686870000000001]
[0,null,0.38684600000000002]
[0,null,0.38682490000000003]
[0,null,0.38680799999999999]
[0,null,0.38680799999999999]
[0,null,0.38674930000000002]
[0,null,0.38674930000000002]
[0,null,0.38671169999999999]
[0,null,0.38669480000000001]
[0,null,0.38667750000000001]
[0,null,0.38667750000000001]
[0,null,0.38667750000000001]
[0,null,0.38665470000000002]
[0,null,0.38662059999999998]
[0,null,0.3866002]
[0,null,0.38656190000000001]
[0,null,0.38654149999999998]
[0,null,0.38650180000000001]
[0,null,0.38648139999999997]
[0,null,0.38648139999999997]
[0,null,0.38648139999999997]
[0,null,0.38646419999999998]
[0,null,0.38644309999999998]
[0,null,0.38644309999999998]
[0,null,0.3864031]
[0,null,0.386382]
[0,null,0.38636480000000001]
[0,null,0.38634370000000001]
[0,null,0.38634370000000001]
[0,null,0.38632640000000001]
[0,null,0.38632640000000001]
[0,null,0.38630920000000002]
[0,null,0.38628879999999999]
[0,null,0.38627149999999999]
[0,null,0.38627149999999999]
[0,null,0.38623390000000002]
[0,null,0.38623390000000002]
[0,null,0.38619249999999999]
[0,null,0.3861752]
[0,null,0.3861579]
[0,null,0.38614100000000001]
[0,null,0.38614100000000001]
[0,null,0.38610100000000003]
[0,null,0.3860596]
[0,null,0.38604270000000002]
[0,null,0.38604270000000002]
[0,null,0.38600299999999999]
[0,null,0.38596160000000002]
[0,null,0.38596150000000001]
[0,null,0.38593880000000003]
[0,null,0.38592149999999997]
[0,null,0.38592149999999997]
[0,null,0.38590459999999999]
[0,null,0.38588420000000001]
[0,null,0.38584590000000002]
[0,null,0.38580759999999997]
[0,null,0.38579029999999997]
[0,null,0.38577339999999999]
[0,null,0.38575300000000001]
[0,null,0.38571470000000002]
[0,null,0.38571470000000002]
[0,null,0.3856716]
[0,null,0.3856716]
[0,null,0.38565470000000002]
[0,null,0.38565470000000002]
[0,null,0.38565470000000002]
[0,null,0.3856115]
[0,null,0.3855943]
[0,null,0.3855943]
[0,null,0.3855943]
[0,null,0.3855943]
[0,null,0.38553969999999999]
[0,null,0.38548280000000001]
[0,null,0.38548280000000001]
[0,null,0.38544859999999997]
[0,null,0.38542759999999998]
[0,null,0.38542749999999998]
[0,null,0.38542749999999998]
[0,null,0.38540720000000001]
[0,null,0.38540720000000001]
[0,null,0.38538440000000002]
[0,null,0.38534610000000002]
[0,null,0.38532569999999999]
[0,null,0.38528190000000001]
[0,null,0.38528190000000001]
[0,null,0.38528190000000001]
[0,null,0.38528190000000001]
[0,null,0.38525920000000002]
[0,null,0.38522190000000001]
[0,null,0.38518190000000002]
[0,null,0.38516149999999999]
[0,null,0.38516149999999999]
[0,null,0.38514110000000001]
[0,null,0.38514110000000001]
[0,null,0.38510280000000002]
[0,null,0.38506309999999999]
[0,null,0.3850459]
[0,null,0.38500590000000001]
[0,null,0.38498480000000002]
[0,null,0.38496750000000002]
[0,null,0.38495059999999998]
[0,null,0.38495059999999998]
[0,null,0.38495059999999998]
[0,null,0.38495059999999998]
[0,null,0.38492949999999998]
[0,null,0.38489220000000002]
[0,null,0.38486949999999998]
[0,null,0.38486949999999998]
[0,null,0.38485259999999999]
[0,null,0.3848298]
[0,null,0.38476630000000001]
[0,null,0.38476630000000001]
[0,null,0.38474940000000002]
[0,null,0.38471109999999997]
[0,null,0.38471109999999997]
[0,null,0.38469379999999997]
[0,null,0.3846734]
[0,null,0.3846734]
[0,null,0.38463199999999997]
[0,null,0.38463199999999997]
[0,null,0.38459369999999998]
[0,null,0.38459369999999998]
[0,null,0.38459369999999998]
[0,null,0.38459369999999998]
[0,null,0.38457330000000001]
[0,null,0.38453330000000002]
[0,null,0.38453330000000002]
[0,null,0.38451600000000002]
[0,null,0.38451600000000002]
[0,null,0.38449329999999998]
[0,null,0.38447290000000001]
[0,null,0.38445249999999997]
[0,null,0.38443559999999999]
[0,null,0.38441449999999999]
[0,null,0.38435419999999998]
[0,null,0.38435419999999998]
[0,null,0.38433719999999999]
[0,null,0.38433719999999999]
[0,null,0.3843027]
[0,null,0.3842855]
[0,null,0.38426440000000001]
[0,null,0.38422469999999997]
[0,null,0.38418330000000001]
[0,null,0.38416050000000002]
[0,null,0.38414019999999999]
[0,null,0.38414019999999999]
[0,null,0.38410179999999999]
[0,null,0.38408150000000002]
[0,null,0.38406449999999998]
[0,null,0.38406449999999998]
[0,null,0.3840442]
[0,null,0.38400620000000002]
[0,null,0.38398890000000002]
[0,null,0.38394889999999998]
[0,null,0.38392789999999999]
[0,null,0.38390750000000001]
[0,null,0.38390750000000001]
[0,null,0.38390750000000001]
[0,null,0.38389020000000001]
[0,null,0.38387329999999997]
[0,null,0.3838356]
[0,null,0.38381290000000001]
[0,null,0.38381290000000001]
[0,null,0.38379020000000003]
[0,null,0.38375599999999999]
[0,null,0.38375599999999999]
[0,null,0.3837391]
[0,null,0.38371630000000001]
[0,null,0.38371630000000001]
[0,null,0.38371630000000001]
[0,null,0.38371630000000001]
[0,null,0.38369589999999998]
[0,null,0.38367899999999999]
[0,null,0.38365630000000001]
[0,null,0.38365630000000001]
[0,null,0.38363589999999997]
[0,null,0.38363589999999997]
[0,null,0.38357479999999999]
[0,null,0.3835575]
[0,null,0.38354060000000001]
[0,null,0.38349749999999999]
[0,null,0.3834592]
[0,null,0.3834592]
[0,null,0.3834592]
[0,null,0.3834592]
[0,null,0.3834381]
[0,null,0.38342090000000001]
[0,null,0.38338319999999998]
[0,null,0.38336049999999999]
[0,null,0.38334360000000001]
[0,null,0.38334360000000001]
[0,null,0.3832662]
[0,null,0.38324520000000001]
[0,null,0.38318479999999999]
[0,null,0.38318479999999999]
[0,null,0.38318479999999999]
[0,null,0.38316749999999999]
[0,null,0.3831292]
[0,null,0.3831292]
[0,null,0.3830885]
[0,null,0.38305050000000002]
[0,null,0.38303009999999998]
[0,null,0.38303009999999998]
[0,null,0.38301279999999999]
[0,null,0.3829959]
[0,null,0.38297550000000002]
[0,null,0.38295829999999997]
[0,null,0.38294139999999999]
[0,null,0.38292409999999999]
[0,null,0.38292409999999999]
[0,null,0.38292409999999999]
[0,null,0.38288270000000002]
[0,null,0.38286229999999999]
[0,null,0.38284499999999999]
[0,null,0.3828278]
[0,null,0.38279010000000002]
[0,null,0.382747]
[0,null,0.38272590000000001]
[0,null,0.38270490000000001]
[0,null,0.38268449999999998]
[0,null,0.38268449999999998]
[0,null,0.38268449999999998]
[0,null,0.38268449999999998]
[0,null,0.38262760000000001]
[0,null,0.38262760000000001]
[0,null,0.38262760000000001]
[0,null,0.38262760000000001]
[0,null,0.38258370000000003]
[0,null,0.38254959999999999]
[0,null,0.38254959999999999]
[0,null,0.38254959999999999]
[0,null,0.38251190000000002]
[0,null,0.38247229999999999]
[0,null,0.38247229999999999]
[0,null,0.38241740000000002]
[0,null,0.38237589999999999]
[0,null,0.38237589999999999]
[0,null,0.3823532]
[0,null,0.38233210000000001]
[0,null,0.38231480000000001]
[0,null,0.38229210000000002]
[0,null,0.38227169999999999]
[0,null,0.38225130000000002]
[0,null,0.38223439999999997]
[0,null,0.38223439999999997]
[0,null,0.3822141]
[0,null,0.3821968]
[0,null,0.38217950000000001]
[0,null,0.38215680000000002]
[0,null,0.38213570000000002]
[0,null,0.38210149999999998]
[0,null,0.38208049999999999]
[0,null,0.3820577]
[0,null,0.38202350000000002]
[0,null,0.3819804]
[0,null,0.38196000000000002]
[0,null,0.38196000000000002]
[0,null,0.38196000000000002]
[0,null,0.38193899999999997]
[0,null,0.3819013]
[0,null,0.38182749999999999]
[0,null,0.38182749999999999]
[0,null,0.38180710000000001]
[0,null,0.38180710000000001]
[0,null,0.38180710000000001]
[0,null,0.38180710000000001]
[0,null,0.38176710000000003]
[0,null,0.38174979999999997]
[0,null,0.38174979999999997]
[0,null,0.38173289999999999]
[0,null,0.38169530000000002]
[0,null,0.38167250000000003]
[0,null,0.38165149999999998]
[0,null,0.38165149999999998]
[0,null,0.38165149999999998]
[0,null,0.3816311]
[0,null,0.38159310000000002]
[0,null,0.38159310000000002]
[0,null,0.38157039999999998]
[0,null,0.38152659999999999]
[0,null,0.38152659999999999]
[0,null,0.38146619999999998]
[0,null,0.38142890000000002]
[0,null,0.38137739999999998]
[0,null,0.38137739999999998]
[0,null,0.38137739999999998]
[0,null,0.3813571]
[0,null,0.38133980000000001]
[0,null,0.38133980000000001]
[0,null,0.38133980000000001]
[0,null,0.38131870000000001]
[0,null,0.38131870000000001]
[0,null,0.38130150000000002]
[0,null,0.38126349999999998]
[0,null,0.38126349999999998]
[0,null,0.38124619999999998]
[0,null,0.38124619999999998]
[0,null,0.3812258]
[0,null,0.38119170000000002]
[0,null,0.38117060000000003]
[0,null,0.38115369999999998]
[0,null,0.38115369999999998]
[0,null,0.38111600000000001]
[0,null,0.38109880000000002]
[0,null,0.38109880000000002]
[0,null,0.38109880000000002]
[0,null,0.38109880000000002]
[0,null,0.38106109999999999]
[0,null,0.3810173]
[0,null,0.3810173]
[0,null,0.3810173]
[0,null,0.38099460000000002]
[0,null,0.38097350000000002]
[0,null,0.38093929999999998]
[0,null,0.38089620000000002]
[0,null,0.38087890000000002]
[0,null,0.38086170000000003]
[0,null,0.38086170000000003]
[0,null,0.3807857]
[0,null,0.38076880000000002]
[0,null,0.38076880000000002]
[0,null,0.38072909999999999]
[0,null,0.38072909999999999]
[0,null,0.38072909999999999]
[0,null,0.38072909999999999]
[0,null,0.38070880000000001]
[0,null,0.38066499999999998]
[0,null,0.38066489999999997]
[0,null,0.3806446]
[0,null,0.3806273]
[0,null,0.38058419999999998]
[0,null,0.38055]
[0,null,0.38051239999999997]
[0,null,0.38049129999999998]
[0,null,0.38049129999999998]
[0,null,0.38047019999999998]
[0,null,0.38045299999999999]
[0,null,0.3804188]
[0,null,0.3804188]
[0,null,0.3804188]
[0,null,0.38037500000000002]
[0,null,0.38033349999999999]
[0,null,0.38029350000000001]
[0,null,0.38029350000000001]
[0,null,0.38025209999999998]
[0,null,0.38019170000000002]
[0,null,0.38019170000000002]
[0,null,0.38015719999999997]
[0,null,0.38015719999999997]
[0,null,0.38014029999999999]
[0,null,0.38014029999999999]
[0,null,0.38014029999999999]
[0,null,0.38009949999999998]
[0,null,0.38005949999999999]
[0,null,0.38005949999999999]
[0,null,0.38002190000000002]
[0,null,0.38000460000000003]
[0,null,0.38000460000000003]
[0,null,0.38000460000000003]
[0,null,0.38000460000000003]
[0,null,0.37998349999999997]
[0,null,0.37994939999999999]
[0,null,0.37994939999999999]
[0,null,0.37994939999999999]
[0,null,0.37990930000000001]
[0,null,0.37985059999999998]
[0,null,0.3798337]
[0,null,0.37979230000000003]
[0,null,0.37976949999999998]
[0,null,0.37974920000000001]
[0,null,0.37974920000000001]
[0,null,0.37972879999999998]
[0,null,0.37972879999999998]
[0,null,0.37972879999999998]
[0,null,0.37968740000000001]
[0,null,0.37967040000000002]
[0,null,0.37967040000000002]
[0,null,0.37964940000000003]
[0,null,0.37964940000000003]
[0,null,0.37958900000000001]
[0,null,0.37957170000000001]
[0,null,0.37957170000000001]
[0,null,0.37955440000000001]
[0,null,0.37950899999999999]
[0,null,0.37946750000000001]
[0,null,0.37945060000000003]
[0,null,0.3794302]
[0,null,0.3794302]
[0,null,0.379413]
[0,null,0.37939600000000001]
[0,null,0.37939600000000001]
[0,null,0.37935839999999998]
[0,null,0.37935839999999998]
[0,null,0.37933729999999999]
[0,null,0.37931700000000002]
[0,null,0.37930000000000003]
[0,null,0.37930000000000003]
[0,null,0.37928279999999998]
[0,null,0.37928279999999998]
[0,null,0.37928279999999998]
[0,null,0.37926169999999998]
[0,null,0.37922440000000002]
[0,null,0.37920399999999999]
[0,null,0.3791699]
[0,null,0.37911260000000002]
[0,null,0.37911260000000002]
[0,null,0.37909150000000003]
[0,null,0.37906879999999998]
[0,null,0.37903110000000001]
[0,null,0.37903110000000001]
[0,null,0.37901420000000002]
[0,null,0.37899149999999998]
[0,null,0.37897419999999998]
[0,null,0.37893660000000001]
[0,null,0.37891619999999998]
[0,null,0.37887789999999999]
[0,null,0.37887789999999999]
[0,null,0.37887789999999999]
[0,null,0.37887789999999999]
[0,null,0.37884329999999999]
[0,null,0.37882060000000001]
[0,null,0.37882060000000001]
[0,null,0.37879790000000002]
[0,null,0.37877680000000002]
[0,null,0.37877680000000002]
[0,null,0.37877680000000002]
[0,null,0.37873370000000001]
[0,null,0.37871260000000001]
[0,null,0.37869219999999998]
[0,null,0.37866949999999999]
[0,null,0.37863150000000001]
[0,null,0.37858839999999999]
[0,null,0.3785673]
[0,null,0.3785501]
[0,null,0.37853310000000001]
[0,null,0.37848929999999997]
[0,null,0.37848929999999997]
[0,null,0.37848929999999997]
[0,null,0.3784517]
[0,null,0.37843480000000002]
[0,null,0.37843480000000002]
[0,null,0.37843480000000002]
[0,null,0.37839159999999999]
[0,null,0.3783744]
[0,null,0.3783744]
[0,null,0.37835400000000002]
[0,null,0.37833709999999998]
[0,null,0.37831429999999999]
[0,null,0.3782971]
[0,null,0.37826290000000001]
[0,null,0.37826290000000001]
[0,null,0.37818210000000002]
[0,null,0.37818210000000002]
[0,null,0.37818210000000002]
[0,null,0.37814759999999997]
[0,null,0.37811339999999999]
[0,null,0.37811339999999999]
[0,null,0.37807200000000002]
[0,null,0.37804919999999997]
[0,null,0.37804919999999997]
[0,null,0.37803199999999998]
[0,null,0.3780116]
[0,null,0.3780116]
[0,null,0.37799050000000001]
[0,null,0.37796780000000002]
[0,null,0.37794499999999998]
[0,null,0.37792779999999998]
[0,null,0.37792779999999998]
[0,null,0.37791049999999998]
[0,null,0.37788949999999999]
[0,null,0.37785220000000003]
[0,null,0.37785220000000003]
[0,null,0.3778318]
[0,null,0.3778318]
[0,null,0.3778145]
[0,null,0.3778145]
[0,null,0.3777973]
[0,null,0.3777973]
[0,null,0.37777620000000001]
[0,null,0.37775930000000002]
[0,null,0.37775930000000002]
[0,null,0.37773889999999999]
[0,null,0.3777047]
[0,null,0.37768360000000001]
[0,null,0.37768360000000001]
[0,null,0.37766329999999998]
[0,null,0.37766329999999998]
[0,null,0.37766329999999998]
[0,null,0.37766329999999998]
[0,null,0.37760870000000002]
[0,null,0.37760870000000002]
[0,null,0.37760870000000002]
[0,null,0.37756869999999998]
[0,null,0.37754759999999998]
[0,null,0.37749650000000001]
[0,null,0.37749650000000001]
[0,null,0.37747380000000003]
[0,null,0.37747380000000003]
[0,null,0.37747380000000003]
[0,null,0.37747380000000003]
[0,null,0.37743579999999999]
[0,null,0.3774016]
[0,null,0.37736160000000002]
[0,null,0.37734060000000003]
[0,null,0.37730089999999999]
[0,null,0.3772798]
[0,null,0.3772798]
[0,null,0.37725710000000001]
[0,null,0.37723980000000001]
[0,null,0.37721939999999998]
[0,null,0.37717800000000001]
[0,null,0.37717800000000001]
[0,null,0.3771349]
[0,null,0.3771349]
[0,null,0.3770965]
[0,null,0.37707619999999997]
[0,null,0.37703779999999998]
[0,null,0.37700020000000001]
[0,null,0.37698290000000001]
[0,null,0.37698290000000001]
[0,null,0.3769171]
[0,null,0.37689980000000001]
[0,null,0.37688260000000001]
[0,null,0.37688250000000001]
[0,null,0.37685980000000002]
[0,null,0.37684250000000002]
[0,null,0.3768011]
[0,null,0.37676690000000002]
[0,null,0.37674590000000002]
[0,null,0.37672549999999999]
[0,null,0.37668170000000001]
[0,null,0.37666480000000002]
[0,null,0.37662709999999999]
[0,null,0.37662709999999999]
[0,null,0.37660440000000001]
[0,null,0.37660440000000001]
[0,null,0.37660440000000001]
[0,null,0.37656469999999997]
[0,null,0.37656469999999997]
[0,null,0.3765443]
[0,null,0.3765443]
[0,null,0.37652160000000001]
[0,null,0.37652160000000001]
[0,null,0.37652160000000001]
[0,null,0.37648330000000002]
[0,null,0.37648320000000002]
[0,null,0.37644319999999998]
[0,null,0.37637910000000002]
[0,null,0.37634109999999998]
[0,null,0.37630340000000001]
[0,null,0.37628650000000002]
[0,null,0.37628650000000002]
[0,null,0.37628650000000002]
[0,null,0.37624819999999998]
[0,null,0.37623129999999999]
[0,null,0.37619360000000002]
[0,null,0.37619360000000002]
[0,null,0.37613180000000002]
[0,null,0.37611460000000002]
[0,null,0.37611450000000002]
[0,null,0.37607659999999998]
[0,null,0.37607659999999998]
[0,null,0.3760213]
[0,null,0.3760213]
[0,null,0.37600440000000002]
[0,null,0.37598710000000002]
[0,null,0.37596439999999998]
[0,null,0.37596439999999998]
[0,null,0.37594329999999998]
[0,null,0.37592609999999999]
[0,null,0.37592609999999999]
[0,null,0.3759033]
[0,null,0.3759033]
[0,null,0.37586599999999998]
[0,null,0.37582769999999999]
[0,null,0.37582769999999999]
[0,null,0.375805]
[0,null,0.37578460000000002]
[0,null,0.37578460000000002]
[0,null,0.37574730000000001]
[0,null,0.37570890000000001]
[0,null,0.37569170000000002]
[0,null,0.37567129999999999]
[0,null,0.37561129999999998]
[0,null,0.37555949999999999]
[0,null,0.37555949999999999]
[0,null,0.3755367]
[0,null,0.3755367]
[0,null,0.37551570000000001]
[0,null,0.37549460000000001]
[0,null,0.37547419999999998]
[0,null,0.37547419999999998]
[0,null,0.37547419999999998]
[0,null,0.37545149999999999]
[0,null,0.37541419999999998]
[0,null,0.3753938]
[0,null,0.3753765]
[0,null,0.37532130000000002]
[0,null,0.37530089999999999]
[0,null,0.3752837]
[0,null,0.3752837]
[0,null,0.3752453]
[0,null,0.37522499999999998]
[0,null,0.37514700000000001]
[0,null,0.37514700000000001]
[0,null,0.37512420000000002]
[0,null,0.37512420000000002]
[0,null,0.37506620000000002]
[0,null,0.37504349999999997]
[0,null,0.37504349999999997]
[0,null,0.37504349999999997]
[0,null,0.3750058]
[0,null,0.37498310000000001]
[0,null,0.37496269999999998]
[0,null,0.37496269999999998]
[0,null,0.37494539999999998]
[0,null,0.37488510000000003]
[0,null,0.37488510000000003]
[0,null,0.37488510000000003]
[0,null,0.37486779999999997]
[0,null,0.37486779999999997]
[0,null,0.37486779999999997]
[0,null,0.37486779999999997]
[0,null,0.37482399999999999]
[0,null,0.37482399999999999]
[0,null,0.3747857]
[0,null,0.3747646]
[0,null,0.3747646]
[0,null,0.3747646]
[0,null,0.37473040000000002]
[0,null,0.37473040000000002]
[0,null,0.37470999999999999]
[0,null,0.37470999999999999]
[0,null,0.37466929999999998]
[0,null,0.3746524]
[0,null,0.37462960000000001]
[0,null,0.37459540000000002]
[0,null,0.37459540000000002]
[0,null,0.37455709999999998]
[0,null,0.37451709999999999]
[0,null,0.37447399999999997]
[0,null,0.37447399999999997]
[0,null,0.37447399999999997]
[0,null,0.37447399999999997]
[0,null,0.37445289999999998]
[0,null,0.3744325]
[0,null,0.37441560000000002]
[0,null,0.37441560000000002]
[0,null,0.37439519999999998]
[0,null,0.37439519999999998]
[0,null,0.3743573]
[0,null,0.37433689999999997]
[0,null,0.3743165]
[0,null,0.3742992]
[0,null,0.3742992]
[0,null,0.3742992]
[0,null,0.37427890000000003]
[0,null,0.37424049999999998]
[0,null,0.37424049999999998]
[0,null,0.37420219999999998]
[0,null,0.37414150000000002]
[0,null,0.37414150000000002]
[0,null,0.37414150000000002]
[0,null,0.37414150000000002]
[0,null,0.37412109999999998]
[0,null,0.3741042]
[0,null,0.3740831]
[0,null,0.37406590000000001]
[0,null,0.37403170000000002]
[0,null,0.37401129999999999]
[0,null,0.3739886]
[0,null,0.37395129999999999]
[0,null,0.37395129999999999]
[0,null,0.37393019999999999]
[0,null,0.37390909999999999]
[0,null,0.37386910000000001]
[0,null,0.37384869999999998]
[0,null,0.37383149999999998]
[0,null,0.37379000000000001]
[0,null,0.37379000000000001]
[0,null,0.37375239999999998]
[0,null,0.3737355]
[0,null,0.37367440000000002]
[0,null,0.37365169999999998]
[0,null,0.37361749999999999]
[0,null,0.37361749999999999]
[0,null,0.37360019999999999]
[0,null,0.373583]
[0,null,0.37356600000000001]
[0,null,0.37354500000000002]
[0,null,0.37352459999999998]
[0,null,0.37350420000000001]
[0,null,0.37346420000000002]
[0,null,0.37346420000000002]
[0,null,0.3734266]
[0,null,0.3734266]
[0,null,0.3734266]
[0,null,0.3734266]
[0,null,0.3734093]
[0,null,0.37334509999999999]
[0,null,0.37328509999999998]
[0,null,0.37326229999999999]
[0,null,0.37324200000000002]
[0,null,0.37324190000000002]
[0,null,0.37320399999999998]
[0,null,0.3731836]
[0,null,0.37310589999999999]
[0,null,0.37306830000000002]
[0,null,0.37306830000000002]
[0,null,0.37304720000000002]
[0,null,0.37296990000000002]
[0,null,0.37292989999999998]
[0,null,0.37292989999999998]
[0,null,0.37290960000000001]
[0,null,0.37290960000000001]
[0,null,0.37286809999999998]
[0,null,0.37285089999999999]
[0,null,0.37285089999999999]
[0,null,0.37280940000000001]
[0,null,0.372749]
[0,null,0.3727145]
[0,null,0.3727145]
[0,null,0.37267139999999999]
[0,null,0.37263309999999999]
[0,null,0.37263309999999999]
[0,null,0.37263309999999999]
[0,null,0.37261030000000001]
[0,null,0.37261030000000001]
[0,null,0.37259300000000001]
[0,null,0.37259300000000001]
[0,null,0.37255890000000003]
[0,null,0.37253849999999999]
[0,null,0.37250050000000001]
[0,null,0.37248009999999998]
[0,null,0.37246289999999999]
[0,null,0.37244559999999999]
[0,null,0.37236999999999998]
[0,null,0.37236999999999998]
[0,null,0.3723496]
[0,null,0.37232850000000001]
[0,null,0.37232850000000001]
[0,null,0.37230819999999998]
[0,null,0.37230819999999998]
[0,null,0.37230819999999998]
[0,null,0.3722878]
[0,null,0.3722705]
[0,null,0.3722705]
[0,null,0.3722705]
[0,null,0.37219140000000001]
[0,null,0.37219140000000001]
[0,null,0.37217109999999998]
[0,null,0.37217109999999998]
[0,null,0.37209310000000001]
[0,null,0.37209310000000001]
[0,null,0.37207269999999998]
[0,null,0.37201200000000001]
[0,null,0.37199159999999998]
[0,null,0.3719712]
[0,null,0.3719712]
[0,null,0.37188979999999999]
[0,null,0.37188979999999999]
[0,null,0.37185210000000002]
[0,null,0.37185210000000002]
[0,null,0.3718148]
[0,null,0.37177650000000001]
[0,null,0.37177650000000001]
[0,null,0.37177650000000001]
[0,null,0.37172129999999998]
[0,null,0.37168709999999999]
[0,null,0.37168709999999999]
[0,null,0.37168709999999999]
[0,null,0.37162669999999998]
[0,null,0.3716063]
[0,null,0.37158940000000001]
[0,null,0.37156670000000003]
[0,null,0.3715463]
[0,null,0.3715463]
[0,null,0.3715463]
[0,null,0.37150630000000001]
[0,null,0.37148900000000001]
[0,null,0.37148900000000001]
[0,null,0.37145139999999999]
[0,null,0.37141059999999998]
[0,null,0.37139369999999999]
[0,null,0.3713726]
[0,null,0.37134990000000001]
[0,null,0.37128810000000001]
[0,null,0.37126530000000002]
[0,null,0.3712239]
[0,null,0.3712066]
[0,null,0.3712066]
[0,null,0.37114970000000003]
[0,null,0.37114970000000003]
[0,null,0.3711293]
[0,null,0.37109510000000001]
[0,null,0.37107469999999998]
[0,null,0.37105369999999999]
[0,null,0.37103330000000001]
[0,null,0.37103330000000001]
[0,null,0.37103330000000001]
[0,null,0.37101220000000001]
[0,null,0.37099189999999999]
[0,null,0.37094870000000002]
[0,null,0.37094870000000002]
[0,null,0.3709114]
[0,null,0.37089420000000001]
[0,null,0.37087690000000001]
[0,null,0.37087690000000001]
[0,null,0.37087690000000001]
[0,null,0.37083310000000003]
[0,null,0.37079309999999999]
[0,null,0.37077579999999999]
[0,null,0.3707589]
[0,null,0.37071579999999998]
[0,null,0.3706816]
[0,null,0.37066120000000002]
[0,null,0.3706198]
[0,null,0.3705987]
[0,null,0.3705987]
[0,null,0.37058150000000001]
[0,null,0.37055870000000002]
[0,null,0.37051729999999999]
[0,null,0.3704945]
[0,null,0.37047419999999998]
[0,null,0.37047419999999998]
[0,null,0.37042239999999999]
[0,null,0.3703612]
[0,null,0.37031979999999998]
[0,null,0.37030249999999998]
[0,null,0.37028529999999998]
[0,null,0.37026799999999999]
[0,null,0.3702511]
[0,null,0.3702511]
[0,null,0.3701911]
[0,null,0.3701911]
[0,null,0.37014960000000002]
[0,null,0.37013269999999998]
[0,null,0.37008960000000002]
[0,null,0.37008960000000002]
[0,null,0.37005120000000002]
[0,null,0.37001669999999998]
[0,null,0.3699963]
[0,null,0.36997360000000001]
[0,null,0.36997360000000001]
[0,null,0.36995670000000003]
[0,null,0.36989420000000001]
[0,null,0.36985109999999999]
[0,null,0.36985109999999999]
[0,null,0.36985099999999999]
[0,null,0.36979030000000002]
[0,null,0.36977310000000002]
[0,null,0.36975580000000002]
[0,null,0.36973309999999998]
[0,null,0.36973309999999998]
[0,null,0.36973299999999998]
[0,null,0.36971579999999998]
[0,null,0.36963770000000001]
[0,null,0.36963770000000001]
[0,null,0.36959560000000002]
[0,null,0.36957449999999997]
[0,null,0.36957449999999997]
[0,null,0.3695369]
[0,null,0.36951650000000003]
[0,null,0.36947099999999999]
[0,null,0.36939539999999998]
[0,null,0.36939539999999998]
[0,null,0.36933440000000001]
[0,null,0.36931740000000002]
[0,null,0.36931740000000002]
[0,null,0.36924560000000001]
[0,null,0.36920419999999998]
[0,null,0.36917]
[0,null,0.36917]
[0,null,0.36914960000000002]
[0,null,0.36910959999999998]
[0,null,0.3690927]
[0,null,0.3690927]
[0,null,0.36903809999999998]
[0,null,0.36903809999999998]
[0,null,0.36901709999999999]
[0,null,0.36901699999999998]
[0,null,0.3689577]
[0,null,0.3689404]
[0,null,0.36890279999999998]
[0,null,0.3688458]
[0,null,0.3688458]
[0,null,0.36882890000000002]
[0,null,0.36878509999999998]
[0,null,0.36878509999999998]
[0,null,0.36876819999999999]
[0,null,0.36872670000000002]
[0,null,0.36872670000000002]
[0,null,0.36872670000000002]
[0,null,0.36870950000000002]
[0,null,0.36870950000000002]
[0,null,0.36868840000000003]
[0,null,0.36862800000000001]
[0,null,0.36860700000000002]
[0,null,0.36856929999999999]
[0,null,0.36852790000000002]
[0,null,0.36850509999999997]
[0,null,0.36848409999999998]
[0,null,0.3684441]
[0,null,0.36840640000000002]
[0,null,0.36838609999999999]
[0,null,0.36836570000000002]
[0,null,0.36833149999999998]
[0,null,0.36831419999999998]
[0,null,0.36825659999999999]
[0,null,0.36823929999999999]
[0,null,0.36822199999999999]
[0,null,0.36822199999999999]
[0,null,0.36820170000000002]
[0,null,0.36817889999999998]
[0,null,0.36812119999999998]
[0,null,0.36806090000000002]
[0,null,0.36804360000000003]
[0,null,0.36802319999999999]
[0,null,0.36800050000000001]
[0,null,0.36800050000000001]
[0,null,0.36798350000000002]
[0,null,0.36792900000000001]
[0,null,0.36790790000000001]
[0,null,0.36790790000000001]
[0,null,0.3678265]
[0,null,0.36780370000000001]
[0,null,0.36776920000000002]
[0,null,0.36772539999999998]
[0,null,0.36766539999999998]
[0,null,0.36766539999999998]
[0,null,0.36766539999999998]
[0,null,0.367645]
[0,null,0.36760120000000002]
[0,null,0.367558]
[0,null,0.367537]
[0,null,0.36747580000000002]
[0,null,0.36747580000000002]
[0,null,0.36743439999999999]
[0,null,0.36737989999999998]
[0,null,0.36737989999999998]
[0,null,0.36733670000000002]
[0,null,0.36731950000000002]
[0,null,0.36728149999999998]
[0,null,0.36728149999999998]
[0,null,0.36722310000000002]
[0,null,0.36720589999999997]
[0,null,0.36720589999999997]
[0,null,0.36718479999999998]
[0,null,0.36712129999999998]
[0,null,0.36710399999999999]
[0,null,0.36708299999999999]
[0,null,0.36706569999999999]
[0,null,0.36702810000000002]
[0,null,0.36700700000000003]
[0,null,0.36694929999999998]
[0,null,0.36692829999999999]
[0,null,0.3669055]
[0,null,0.366871]
[0,null,0.36683339999999998]
[0,null,0.36677149999999997]
[0,null,0.36677149999999997]
[0,null,0.36675049999999998]
[0,null,0.36675049999999998]
[0,null,0.36667080000000002]
[0,null,0.36660969999999998]
[0,null,0.36658859999999999]
[0,null,0.36657129999999999]
[0,null,0.36657129999999999]
[0,null,0.36651329999999999]
[0,null,0.3664906]
[0,null,0.36645290000000003]
[0,null,0.36643569999999998]
[0,null,0.36640149999999999]
[0,null,0.36640149999999999]
[0,null,0.36638110000000002]
[0,null,0.36638110000000002]
[0,null,0.36636069999999998]
[0,null,0.3663228]
[0,null,0.36630239999999997]
[0,null,0.36628129999999998]
[0,null,0.36628129999999998]
[0,null,0.36626029999999998]
[0,null,0.36622300000000002]
[0,null,0.36622300000000002]
[0,null,0.36622300000000002]
[0,null,0.3661605]
[0,null,0.3661605]
[0,null,0.36612280000000003]
[0,null,0.36608829999999998]
[0,null,0.3660679]
[0,null,0.36605100000000002]
[0,null,0.36600959999999999]
[0,null,0.36599229999999999]
[0,null,0.36597190000000002]
[0,null,0.36595090000000002]
[0,null,0.36592809999999998]
[0,null,0.36591079999999998]
[0,null,0.36586770000000002]
[0,null,0.3658246]
[0,null,0.36578630000000001]
[0,null,0.36574319999999999]
[0,null,0.36572589999999999]
[0,null,0.36566549999999998]
[0,null,0.36562410000000001]
[0,null,0.36558639999999998]
[0,null,0.36556369999999999]
[0,null,0.36550189999999999]
[0,null,0.36548150000000001]
[0,null,0.36546420000000002]
[0,null,0.36542659999999999]
[0,null,0.36535099999999998]
[0,null,0.36535099999999998]
[0,null,0.36527300000000001]
[0,null,0.36525259999999998]
[0,null,0.36523149999999999]
[0,null,0.36523149999999999]
[0,null,0.36517349999999998]
[0,null,0.36513519999999999]
[0,null,0.36511480000000002]
[0,null,0.36509789999999998]
[0,null,0.3650313]
[0,null,0.3650313]
[0,null,0.3650313]
[0,null,0.3650313]
[0,null,0.3650313]
[0,null,0.3650313]
[0,null,0.3650313]
[0,null,0.36500860000000002]
[0,null,0.36495680000000003]
[0,null,0.36493989999999998]
[0,null,0.36489680000000002]
[0,null,0.36489680000000002]
[0,null,0.3648419]
[0,null,0.36480190000000001]
[0,null,0.36480180000000001]
[0,null,0.36476459999999999]
[0,null,0.36476459999999999]
[0,null,0.3647473]
[0,null,0.36473]
[0,null,0.36468929999999999]
[0,null,0.3646665]
[0,null,0.36462889999999998]
[0,null,0.36461199999999999]
[0,null,0.36459160000000002]
[0,null,0.36452909999999999]
[0,null,0.3645118]
[0,null,0.36446869999999998]
[0,null,0.36443039999999999]
[0,null,0.36443039999999999]
[0,null,0.36437000000000003]
[0,null,0.36437000000000003]
[0,null,0.36429089999999997]
[0,null,0.36421910000000002]
[0,null,0.36421910000000002]
[0,null,0.36414039999999998]
[0,null,0.36414039999999998]
[0,null,0.36412339999999999]
[0,null,0.36412339999999999]
[0,null,0.36412339999999999]
[0,null,0.36412339999999999]
[0,null,0.36410239999999999]
[0,null,0.36410239999999999]
[0,null,0.36410239999999999]
[0,null,0.36406240000000001]
[0,null,0.36404510000000001]
[0,null,0.36398469999999999]
[0,null,0.36392400000000003]
[0,null,0.36390359999999999]
[0,null,0.36384490000000003]
[0,null,0.36382759999999997]
[0,null,0.36380659999999998]
[0,null,0.36380659999999998]
[0,null,0.36374649999999997]
[0,null,0.3637089]
[0,null,0.36366920000000003]
[0,null,0.36364819999999998]
[0,null,0.3636105]
[0,null,0.36359330000000001]
[0,null,0.36355599999999999]
[0,null,0.36353560000000001]
[0,null,0.36349799999999999]
[0,null,0.3634752]
[0,null,0.3634541]
[0,null,0.36339650000000001]
[0,null,0.36334470000000002]
[0,null,0.36332360000000002]
[0,null,0.36328050000000001]
[0,null,0.36320629999999998]
[0,null,0.36318899999999998]
[0,null,0.36314760000000001]
[0,null,0.36314760000000001]
[0,null,0.36312650000000002]
[0,null,0.36308269999999998]
[0,null,0.36306240000000001]
[0,null,0.36301919999999999]
[0,null,0.36299890000000001]
[0,null,0.36299890000000001]
[0,null,0.36295810000000001]
[0,null,0.36295810000000001]
[0,null,0.3629173]
[0,null,0.36289460000000001]
[0,null,0.3628228]
[0,null,0.3628055]
[0,null,0.36278830000000001]
[0,null,0.36274509999999999]
[0,null,0.36270439999999998]
[0,null,0.36268709999999998]
[0,null,0.36264980000000002]
[0,null,0.36261149999999998]
[0,null,0.36259039999999998]
[0,null,0.36254900000000001]
[0,null,0.36252859999999998]
[0,null,0.36241600000000002]
[0,null,0.36237599999999998]
[0,null,0.36237599999999998]
[0,null,0.36235329999999999]
[0,null,0.36227769999999998]
[0,null,0.3622573]
[0,null,0.36221959999999997]
[0,null,0.36220239999999998]
[0,null,0.36218549999999999]
[0,null,0.3621644]
[0,null,0.36206949999999999]
[0,null,0.36204910000000001]
[0,null,0.36204910000000001]
[0,null,0.36200840000000001]
[0,null,0.36198799999999998]
[0,null,0.3619465]
[0,null,0.36192930000000001]
[0,null,0.36191240000000002]
[0,null,0.3618575]
[0,null,0.3618575]
[0,null,0.3618575]
[0,null,0.3618402]
[0,null,0.36179879999999998]
[0,null,0.36173840000000002]
[0,null,0.36173840000000002]
[0,null,0.36170000000000002]
[0,null,0.36167729999999998]
[0,null,0.36164000000000002]
[0,null,0.36160170000000003]
[0,null,0.36156169999999999]
[0,null,0.36151620000000001]
[0,null,0.36147849999999998]
[0,null,0.36142400000000002]
[0,null,0.36140670000000003]
[0,null,0.36138949999999997]
[0,null,0.36135149999999999]
[0,null,0.36135149999999999]
[0,null,0.3612686]
[0,null,0.3612513]
[0,null,0.36121130000000001]
[0,null,0.36117369999999999]
[0,null,0.36117369999999999]
[0,null,0.36115259999999999]
[0,null,0.3610949]
[0,null,0.3610739]
[0,null,0.36105280000000001]
[0,null,0.36105280000000001]
[0,null,0.36105280000000001]
[0,null,0.36101549999999999]
[0,null,0.36101549999999999]
[0,null,0.36095820000000001]
[0,null,0.36093550000000002]
[0,null,0.36087819999999998]
[0,null,0.36084090000000002]
[0,null,0.36084090000000002]
[0,null,0.3607995]
[0,null,0.36075950000000001]
[0,null,0.36073840000000001]
[0,null,0.36071799999999998]
[0,null,0.36071799999999998]
[0,null,0.36069770000000001]
[0,null,0.36068040000000001]
[0,null,0.36065930000000002]
[0,null,0.36060170000000002]
[0,null,0.36060170000000002]
[0,null,0.36057889999999998]
[0,null,0.36053819999999998]
[0,null,0.36050090000000001]
[0,null,0.36046630000000002]
[0,null,0.36042249999999998]
[0,null,0.36040559999999999]
[0,null,0.36040559999999999]
[0,null,0.36034450000000001]
[0,null,0.36034450000000001]
[0,null,0.36032419999999998]
[0,null,0.36030380000000001]
[0,null,0.36028339999999998]
[0,null,0.36026069999999999]
[0,null,0.3602223]
[0,null,0.3602223]
[0,null,0.36019960000000001]
[0,null,0.36016199999999998]
[0,null,0.36014160000000001]
[0,null,0.36012430000000001]
[0,null,0.36012430000000001]
[0,null,0.36002489999999998]
[0,null,0.35998269999999999]
[0,null,0.3599427]
[0,null,0.35992229999999997]
[0,null,0.359902]
[0,null,0.35986780000000002]
[0,null,0.35980430000000002]
[0,null,0.35978149999999998]
[0,null,0.35976049999999998]
[0,null,0.35976049999999998]
[0,null,0.35972280000000001]
[0,null,0.35970590000000002]
[0,null,0.3596683]
[0,null,0.35961369999999998]
[0,null,0.35959099999999999]
[0,null,0.35952990000000001]
[0,null,0.35952990000000001]
[0,null,0.35949229999999999]
[0,null,0.35943219999999998]
[0,null,0.35937350000000001]
[0,null,0.35933280000000001]
[0,null,0.35929549999999999]
[0,null,0.35925469999999998]
[0,null,0.35914499999999999]
[0,null,0.3591278]
[0,null,0.3591278]
[0,null,0.35909360000000001]
[0,null,0.35905150000000002]
[0,null,0.35905150000000002]
[0,null,0.35899110000000001]
[0,null,0.35897380000000001]
[0,null,0.35897380000000001]
[0,null,0.35897380000000001]
[0,null,0.35895339999999998]
[0,null,0.35891580000000001]
[0,null,0.35889850000000001]
[0,null,0.35887580000000002]
[0,null,0.35878700000000002]
[0,null,0.35876669999999999]
[0,null,0.35870629999999998]
[0,null,0.35870629999999998]
[0,null,0.35870629999999998]
[0,null,0.35866550000000003]
[0,null,0.35862820000000001]
[0,null,0.35862820000000001]
[0,null,0.35858509999999999]
[0,null,0.35854750000000002]
[0,null,0.35846909999999998]
[0,null,0.35844880000000001]
[0,null,0.35842600000000002]
[0,null,0.35834729999999998]
[0,null,0.3583269]
[0,null,0.3583269]
[0,null,0.35830580000000001]
[0,null,0.35826819999999998]
[0,null,0.35824709999999998]
[0,null,0.35824709999999998]
[0,null,0.35822989999999999]
[0,null,0.35818840000000002]
[0,null,0.35812840000000001]
[0,null,0.35810560000000002]
[0,null,0.35804530000000001]
[0,null,0.35802830000000002]
[0,null,0.35801110000000003]
[0,null,0.3579389]
[0,null,0.35789749999999998]
[0,null,0.35789749999999998]
[0,null,0.35789749999999998]
[0,null,0.3578575]
[0,null,0.35783470000000001]
[0,null,0.35781370000000001]
[0,null,0.35777639999999999]
[0,null,0.35777639999999999]
[0,null,0.35768689999999997]
[0,null,0.35766419999999999]
[0,null,0.35764309999999999]
[0,null,0.3575855]
[0,null,0.35756510000000002]
[0,null,0.35750670000000001]
[0,null,0.35748400000000002]
[0,null,0.35748400000000002]
[0,null,0.35744320000000002]
[0,null,0.35744320000000002]
[0,null,0.35740559999999999]
[0,null,0.35740559999999999]
[0,null,0.35736560000000001]
[0,null,0.35732789999999998]
[0,null,0.35730519999999999]
[0,null,0.35728789999999999]
[0,null,0.35722920000000002]
[0,null,0.35722920000000002]
[0,null,0.35716880000000001]
[0,null,0.35713089999999997]
[0,null,0.35711359999999998]
[0,null,0.35707529999999998]
[0,null,0.35705799999999999]
[0,null,0.35697519999999999]
[0,null,0.35695480000000002]
[0,null,0.35693760000000002]
[0,null,0.35687649999999999]
[0,null,0.35687649999999999]
[0,null,0.3568192]
[0,null,0.3567592]
[0,null,0.35670360000000001]
[0,null,0.35670360000000001]
[0,null,0.35670360000000001]
[0,null,0.35666560000000003]
[0,null,0.3566452]
[0,null,0.35662490000000002]
[0,null,0.35654649999999999]
[0,null,0.3565296]
[0,null,0.35650920000000003]
[0,null,0.35650920000000003]
[0,null,0.35647469999999998]
[0,null,0.35647469999999998]
[0,null,0.35647459999999997]
[0,null,0.35644009999999998]
[0,null,0.35638180000000003]
[0,null,0.3563231]
[0,null,0.35626439999999998]
[0,null,0.35626439999999998]
[0,null,0.35622429999999999]
[0,null,0.3562071]
[0,null,0.35616399999999998]
[0,null,0.35616399999999998]
[0,null,0.35612250000000001]
[0,null,0.35609980000000002]
[0,null,0.35604140000000001]
[0,null,0.35600690000000002]
[0,null,0.35598960000000002]
[0,null,0.35598960000000002]
[0,null,0.35593469999999999]
[0,null,0.35589159999999997]
[0,null,0.35589159999999997]
[0,null,0.3558712]
[0,null,0.35585080000000002]
[0,null,0.35583360000000003]
[0,null,0.35581079999999998]
[0,null,0.35579359999999999]
[0,null,0.35573519999999997]
[0,null,0.35573519999999997]
[0,null,0.35567650000000001]
[0,null,0.35565609999999998]
[0,null,0.35561229999999999]
[0,null,0.35557810000000001]
[0,null,0.35557810000000001]
[0,null,0.3555236]
[0,null,0.35548210000000002]
[0,null,0.35544379999999998]
[0,null,0.35544379999999998]
[0,null,0.35538930000000002]
[0,null,0.35534929999999998]
[0,null,0.35532819999999998]
[0,null,0.35530780000000001]
[0,null,0.35522939999999997]
[0,null,0.35520669999999999]
[0,null,0.35515210000000003]
[0,null,0.35515210000000003]
[0,null,0.35509170000000001]
[0,null,0.35509170000000001]
[0,null,0.35507480000000002]
[0,null,0.35503649999999998]
[0,null,0.35499340000000001]
[0,null,0.35495019999999999]
[0,null,0.35495019999999999]
[0,null,0.35492990000000002]
[0,null,0.35488989999999998]
[0,null,0.35485149999999999]
[0,null,0.35481699999999999]
[0,null,0.35481699999999999]
[0,null,0.35481699999999999]
[0,null,0.35475830000000003]
[0,null,0.35475830000000003]
[0,null,0.35474099999999997]
[0,null,0.3547207]
[0,null,0.35466639999999999]
[0,null,0.35464370000000001]
[0,null,0.35460609999999998]
[0,null,0.35458499999999998]
[0,null,0.35452080000000002]
[0,null,0.35444320000000001]
[0,null,0.35440519999999998]
[0,null,0.35438789999999998]
[0,null,0.35437069999999998]
[0,null,0.35435339999999999]
[0,null,0.35427360000000002]
[0,null,0.35427360000000002]
[0,null,0.35425319999999999]
[0,null,0.35421530000000001]
[0,null,0.35419489999999998]
[0,null,0.35415720000000001]
[0,null,0.35409960000000001]
[0,null,0.35409960000000001]
[0,null,0.35406130000000002]
[0,null,0.35406120000000002]
[0,null,0.35404400000000003]
[0,null,0.35402359999999999]
[0,null,0.3540025]
[0,null,0.35394419999999999]
[0,null,0.35392380000000001]
[0,null,0.35390650000000001]
[0,null,0.35390650000000001]
[0,null,0.35390650000000001]
[0,null,0.35388380000000003]
[0,null,0.35384549999999998]
[0,null,0.35375849999999998]
[0,null,0.35369980000000001]
[0,null,0.35368260000000001]
[0,null,0.35368260000000001]
[0,null,0.3535662]
[0,null,0.35352070000000002]
[0,null,0.3534793]
[0,null,0.35344130000000001]
[0,null,0.35340359999999998]
[0,null,0.35336400000000001]
[0,null,0.35334359999999998]
[0,null,0.35332629999999998]
[0,null,0.35332629999999998]
[0,null,0.35330909999999999]
[0,null,0.35328870000000001]
[0,null,0.35324559999999999]
[0,null,0.35322520000000002]
[0,null,0.3531821]
[0,null,0.35308260000000002]
[0,null,0.35304839999999998]
[0,null,0.35304839999999998]
[0,null,0.3530257]
[0,null,0.35298740000000001]
[0,null,0.35298740000000001]
[0,null,0.35298740000000001]
[0,null,0.35292970000000001]
[0,null,0.35287819999999998]
[0,null,0.35287819999999998]
[0,null,0.3528172]
[0,null,0.35279680000000002]
[0,null,0.35279680000000002]
[0,null,0.35279680000000002]
[0,null,0.35273880000000002]
[0,null,0.35273880000000002]
[0,null,0.35270459999999998]
[0,null,0.35264040000000002]
[0,null,0.35257929999999998]
[0,null,0.35257929999999998]
[0,null,0.3525452]
[0,null,0.35252480000000003]
[0,null,0.35252480000000003]
[0,null,0.3524871]
[0,null,0.35242639999999997]
[0,null,0.35240919999999998]
[0,null,0.35236600000000001]
[0,null,0.35234330000000003]
[0,null,0.35232289999999999]
[0,null,0.3523056]
[0,null,0.3522884]
[0,null,0.35221239999999998]
[0,null,0.35215750000000001]
[0,null,0.35213640000000002]
[0,null,0.35211609999999999]
[0,null,0.35208159999999999]
[0,null,0.3520605]
[0,null,0.35202290000000003]
[0,null,0.35202280000000002]
[0,null,0.3520025]
[0,null,0.35191869999999997]
[0,null,0.35187859999999999]
[0,null,0.35184409999999999]
[0,null,0.35180990000000001]
[0,null,0.35177160000000002]
[0,null,0.35171089999999999]
[0,null,0.3516898]
[0,null,0.35164600000000001]
[0,null,0.35160599999999997]
[0,null,0.35158489999999998]
[0,null,0.35154489999999999]
[0,null,0.3515277]
[0,null,0.35149000000000002]
[0,null,0.35142970000000001]
[0,null,0.35139550000000003]
[0,null,0.35139550000000003]
[0,null,0.3513751]
[0,null,0.3513578]
[0,null,0.35129739999999998]
[0,null,0.35125980000000001]
[0,null,0.35125980000000001]
[0,null,0.35124250000000001]
[0,null,0.35124250000000001]
[0,null,0.35118700000000003]
[0,null,0.35114970000000001]
[0,null,0.35110999999999998]
[0,null,0.35108889999999998]
[0,null,0.3510317]
[0,null,0.3510317]
[0,null,0.35099399999999997]
[0,null,0.3509544]
[0,null,0.35091290000000003]
[0,null,0.35091290000000003]
[0,null,0.3508925]
[0,null,0.3508925]
[0,null,0.35085250000000001]
[0,null,0.35082980000000002]
[0,null,0.35074070000000002]
[0,null,0.3506976]
[0,null,0.350663]
[0,null,0.35062579999999999]
[0,null,0.35060849999999999]
[0,null,0.35052630000000001]
[0,null,0.35047099999999998]
[0,null,0.35047099999999998]
[0,null,0.35045379999999998]
[0,null,0.35045379999999998]
[0,null,0.35043269999999999]
[0,null,0.35037170000000001]
[0,null,0.35029260000000001]
[0,null,0.35025529999999999]
[0,null,0.35025529999999999]
[0,null,0.35019489999999998]
[0,null,0.3501745]
[0,null,0.35011720000000002]
[0,null,0.35008309999999998]
[0,null,0.3500393]
[0,null,0.34999849999999999]
[0,null,0.3499408]
[0,null,0.3499408]
[0,null,0.3499408]
[0,null,0.34987659999999998]
[0,null,0.34984209999999999]
[0,null,0.34982479999999999]
[0,null,0.34980450000000002]
[0,null,0.34978720000000002]
[0,null,0.34976990000000002]
[0,null,0.34971160000000001]
[0,null,0.34969430000000001]
[0,null,0.34969430000000001]
[0,null,0.34963660000000002]
[0,null,0.34958210000000001]
[0,null,0.34956100000000001]
[0,null,0.34950379999999998]
[0,null,0.34950379999999998]
[0,null,0.34950379999999998]
[0,null,0.34950379999999998]
[0,null,0.34944890000000001]
[0,null,0.3493657]
[0,null,0.34928429999999999]
[0,null,0.34926699999999999]
[0,null,0.3492287]
[0,null,0.34920760000000001]
[0,null,0.34918729999999998]
[0,null,0.34918729999999998]
[0,null,0.34918719999999998]
[0,null,0.3491496]
[0,null,0.34911199999999998]
[0,null,0.34911199999999998]
[0,null,0.34911199999999998]
[0,null,0.34905160000000002]
[0,null,0.34903430000000002]
[0,null,0.34899360000000001]
[0,null,0.34895359999999997]
[0,null,0.3489121]
[0,null,0.34888940000000002]
[0,null,0.34887240000000003]
[0,null,0.34877269999999999]
[0,null,0.34873850000000001]
[0,null,0.34872120000000001]
[0,null,0.34868670000000002]
[0,null,0.34868670000000002]
[0,null,0.3486436]
[0,null,0.34858319999999998]
[0,null,0.34852860000000002]
[0,null,0.34850589999999998]
[0,null,0.34848859999999998]
[0,null,0.3484717]
[0,null,0.3484717]
[0,null,0.3484334]
[0,null,0.34841230000000001]
[0,null,0.34837780000000002]
[0,null,0.34831709999999999]
[0,null,0.34831699999999999]
[0,null,0.3482943]
[0,null,0.3482943]
[0,null,0.34825430000000002]
[0,null,0.34821669999999999]
[0,null,0.3481649]
[0,null,0.34810619999999998]
[0,null,0.34807199999999999]
[0,null,0.34801710000000002]
[0,null,0.3479756]
[0,null,0.34795290000000001]
[0,null,0.34791460000000002]
[0,null,0.3478773]
[0,null,0.3477827]
[0,null,0.3477827]
[0,null,0.34776000000000001]
[0,null,0.34776000000000001]
[0,null,0.34776000000000001]
[0,null,0.34772229999999998]
[0,null,0.34770129999999999]
[0,null,0.34760669999999999]
[0,null,0.34760669999999999]
[0,null,0.34754249999999998]
[0,null,0.34754249999999998]
[0,null,0.34751979999999999]
[0,null,0.34748210000000002]
[0,null,0.34742689999999998]
[0,null,0.34740959999999999]
[0,null,0.34730329999999998]
[0,null,0.34724290000000002]
[0,null,0.34720459999999997]
[0,null,0.34718349999999998]
[0,null,0.34716239999999998]
[0,null,0.34712480000000001]
[0,null,0.34706130000000002]
[0,null,0.34703850000000003]
[0,null,0.34700439999999999]
[0,null,0.34698709999999999]
[0,null,0.34694710000000001]
[0,null,0.34688429999999998]
[0,null,0.34682980000000002]
[0,null,0.34678900000000001]
[0,null,0.34676869999999999]
[0,null,0.34674830000000001]
[0,null,0.34671410000000003]
[0,null,0.34671410000000003]
[0,null,0.3466727]
[0,null,0.34663500000000003]
[0,null,0.34661769999999997]
[0,null,0.34661769999999997]
[0,null,0.34659669999999998]
[0,null,0.34655360000000002]
[0,null,0.3464603]
[0,null,0.34643760000000001]
[0,null,0.34642030000000001]
[0,null,0.3463599]
[0,null,0.34630119999999998]
[0,null,0.34630119999999998]
[0,null,0.34624090000000002]
[0,null,0.34619939999999999]
[0,null,0.34613899999999997]
[0,null,0.3461186]
[0,null,0.34606170000000003]
[0,null,0.34604069999999998]
[0,null,0.34604069999999998]
[0,null,0.34602369999999999]
[0,null,0.34600649999999999]
[0,null,0.34594960000000002]
[0,null,0.34593230000000003]
[0,null,0.34586810000000001]
[0,null,0.34577010000000002]
[0,null,0.34574969999999999]
[0,null,0.34570830000000002]
[0,null,0.3456071]
[0,null,0.34554879999999999]
[0,null,0.34552840000000001]
[0,null,0.34548760000000001]
[0,null,0.34542339999999999]
[0,null,0.34536620000000001]
[0,null,0.34533199999999997]
[0,null,0.3452905]
[0,null,0.34527330000000001]
[0,null,0.34521489999999999]
[0,null,0.34517490000000001]
[0,null,0.34509109999999998]
[0,null,0.34509109999999998]
[0,null,0.3450317]
[0,null,0.3450317]
[0,null,0.3450317]
[0,null,0.34491909999999998]
[0,null,0.34490189999999998]
[0,null,0.34484700000000001]
[0,null,0.34484700000000001]
[0,null,0.34478930000000002]
[0,null,0.34476649999999998]
[0,null,0.3447269]
[0,null,0.34470650000000003]
[0,null,0.3446651]
[0,null,0.34464230000000001]
[0,null,0.34460780000000002]
[0,null,0.34458739999999999]
[0,null,0.3445491]
[0,null,0.34452630000000001]
[0,null,0.34452630000000001]
[0,null,0.34446759999999998]
[0,null,0.3444276]
[0,null,0.34441070000000001]
[0,null,0.34439029999999998]
[0,null,0.3443562]
[0,null,0.34433510000000001]
[0,null,0.34427089999999999]
[0,null,0.3442326]
[0,null,0.34419810000000001]
[0,null,0.34418110000000002]
[0,null,0.34416079999999999]
[0,null,0.34414349999999999]
[0,null,0.34412619999999999]
[0,null,0.3440879]
[0,null,0.34404479999999998]
[0,null,0.34404479999999998]
[0,null,0.34404479999999998]
[0,null,0.34402440000000001]
[0,null,0.34396749999999998]
[0,null,0.3439064]
[0,null,0.34388950000000001]
[0,null,0.34388950000000001]
[0,null,0.34385120000000002]
[0,null,0.34379349999999997]
[0,null,0.34371580000000002]
[0,null,0.34365780000000001]
[0,null,0.34365780000000001]
[0,null,0.34363510000000003]
[0,null,0.34357090000000001]
[0,null,0.34352949999999999]
[0,null,0.34349489999999999]
[0,null,0.34343309999999999]
[0,null,0.3434159]
[0,null,0.34339550000000002]
[0,null,0.3432771]
[0,null,0.34325440000000002]
[0,null,0.34325440000000002]
[0,null,0.34321669999999999]
[0,null,0.34315489999999998]
[0,null,0.34310000000000002]
[0,null,0.34304580000000001]
[0,null,0.34300199999999997]
[0,null,0.34295019999999998]
[0,null,0.3429333]
[0,null,0.34289019999999998]
[0,null,0.3428698]
[0,null,0.34280630000000001]
[0,null,0.34276869999999998]
[0,null,0.34276869999999998]
[0,null,0.34275139999999998]
[0,null,0.34273409999999999]
[0,null,0.3426613]
[0,null,0.34260119999999999]
[0,null,0.3425377]
[0,null,0.34246209999999999]
[0,null,0.34246209999999999]
[0,null,0.3423369]
[0,null,0.3423369]
[0,null,0.34229920000000003]
[0,null,0.34225539999999999]
[0,null,0.34221810000000003]
[0,null,0.34217500000000001]
[0,null,0.34213670000000002]
[0,null,0.34210210000000002]
[0,null,0.34208179999999999]
[0,null,0.34203860000000003]
[0,null,0.34200029999999998]
[0,null,0.34198309999999998]
[0,null,0.34198309999999998]
[0,null,0.34192650000000002]
[0,null,0.34185080000000001]
[0,null,0.34180769999999999]
[0,null,0.34176630000000002]
[0,null,0.34172079999999999]
[0,null,0.3416631]
[0,null,0.34161999999999998]
[0,null,0.34158549999999999]
[0,null,0.3415243]
[0,null,0.34148600000000001]
[0,null,0.34146490000000002]
[0,null,0.34143040000000002]
[0,null,0.3413928]
[0,null,0.34133750000000002]
[0,null,0.34127950000000001]
[0,null,0.34115669999999998]
[0,null,0.34113949999999998]
[0,null,0.34107599999999999]
[0,null,0.3410069]
[0,null,0.34096860000000001]
[0,null,0.34096860000000001]
[0,null,0.34094750000000001]
[0,null,0.34093059999999997]
[0,null,0.34087329999999999]
[0,null,0.3408561]
[0,null,0.34081460000000002]
[0,null,0.34079189999999998]
[0,null,0.3407715]
[0,null,0.34064169999999999]
[0,null,0.34062439999999999]
[0,null,0.34058440000000001]
[0,null,0.34052979999999999]
[0,null,0.34050710000000001]
[0,null,0.34044360000000001]
[0,null,0.34036830000000001]
[0,null,0.34028989999999998]
[0,null,0.34022639999999998]
[0,null,0.34020539999999999]
[0,null,0.3401536]
[0,null,0.3401536]
[0,null,0.34008450000000001]
[0,null,0.34000540000000001]
[0,null,0.33996779999999999]
[0,null,0.33989560000000002]
[0,null,0.33981420000000001]
[0,null,0.33977659999999998]
[0,null,0.33969579999999999]
[0,null,0.33963470000000001]
[0,null,0.33957979999999999]
[0,null,0.3395456]
[0,null,0.33950249999999998]
[0,null,0.33945930000000002]
[0,null,0.3393872]
[0,null,0.33933190000000002]
[0,null,0.33930919999999998]
[0,null,0.33929189999999998]
[0,null,0.33921390000000001]
[0,null,0.33913480000000001]
[0,null,0.3390533]
[0,null,0.33895839999999999]
[0,null,0.3389373]
[0,null,0.3389373]
[0,null,0.33879409999999999]
[0,null,0.33875680000000002]
[0,null,0.3387365]
[0,null,0.33869880000000002]
[0,null,0.33865879999999998]
[0,null,0.33863840000000001]
[0,null,0.3385977]
[0,null,0.3385977]
[0,null,0.33854210000000001]
[0,null,0.3384875]
[0,null,0.33844370000000001]
[0,null,0.33838499999999999]
[0,null,0.3383505]
[0,null,0.338258]
[0,null,0.33823760000000003]
[0,null,0.33814499999999997]
[0,null,0.33808149999999998]
[0,null,0.33806049999999999]
[0,null,0.33801740000000002]
[0,null,0.33797969999999999]
[0,null,0.33789859999999999]
[0,null,0.33789859999999999]
[0,null,0.3378603]
[0,null,0.337843]
[0,null,0.33776499999999998]
[0,null,0.33774799999999999]
[0,null,0.33769250000000001]
[0,null,0.3376517]
[0,null,0.33761170000000001]
[0,null,0.33761170000000001]
[0,null,0.33757029999999999]
[0,null,0.33753610000000001]
[0,null,0.33750160000000001]
[0,null,0.33738010000000002]
[0,null,0.33732830000000003]
[0,null,0.3372561]
[0,null,0.33721849999999998]
[0,null,0.33715610000000001]
[0,null,0.33711849999999999]
[0,null,0.33707880000000001]
[0,null,0.33698309999999998]
[0,null,0.33694239999999998]
[0,null,0.336922]
[0,null,0.3369009]
[0,null,0.33686359999999999]
[0,null,0.33680179999999998]
[0,null,0.33678459999999999]
[0,null,0.33670860000000002]
[0,null,0.33669130000000003]
[0,null,0.3366537]
[0,null,0.33659709999999998]
[0,null,0.33657670000000001]
[0,null,0.33648109999999998]
[0,null,0.33636509999999997]
[0,null,0.3363447]
[0,null,0.3363237]
[0,null,0.33624290000000001]
[0,null,0.33620460000000002]
[0,null,0.33620460000000002]
[0,null,0.3361442]
[0,null,0.33612140000000001]
[0,null,0.33608310000000002]
[0,null,0.33604309999999998]
[0,null,0.335982]
[0,null,0.33591959999999998]
[0,null,0.33586120000000003]
[0,null,0.33584079999999999]
[0,null,0.33580349999999998]
[0,null,0.3357252]
[0,null,0.33564680000000002]
[0,null,0.33564680000000002]
[0,null,0.3355919]
[0,null,0.3355746]
[0,null,0.33547589999999999]
[0,null,0.3354587]
[0,null,0.3353545]
[0,null,0.33527570000000001]
[0,null,0.335177]
[0,null,0.3351597]
[0,null,0.33508789999999999]
[0,null,0.33505020000000002]
[0,null,0.33496749999999997]
[0,null,0.3348853]
[0,null,0.33486250000000001]
[0,null,0.33482800000000001]
[0,null,0.33473550000000002]
[0,null,0.33468019999999998]
[0,null,0.33464290000000002]
[0,null,0.33458179999999998]
[0,null,0.33453630000000001]
[0,null,0.33451520000000001]
[0,null,0.33449800000000002]
[0,null,0.33444309999999999]
[0,null,0.3344203]
[0,null,0.33431090000000002]
[0,null,0.33431090000000002]
[0,null,0.33425280000000002]
[0,null,0.33421519999999999]
[0,null,0.33415410000000001]
[0,null,0.33411639999999998]
[0,null,0.33411639999999998]
[0,null,0.33403260000000001]
[0,null,0.33399109999999999]
[0,null,0.33393109999999998]
[0,null,0.33389269999999999]
[0,null,0.33389269999999999]
[0,null,0.3338351]
[0,null,0.33376289999999997]
[0,null,0.33366180000000001]
[0,null,0.3335862]
[0,null,0.33352500000000002]
[0,null,0.33346700000000001]
[0,null,0.33337129999999998]
[0,null,0.3333103]
[0,null,0.33326879999999998]
[0,null,0.33323120000000001]
[0,null,0.33316699999999999]
[0,null,0.33312940000000002]
[0,null,0.3330361]
[0,null,0.33299879999999998]
[0,null,0.3329609]
[0,null,0.3328449]
[0,null,0.33274920000000002]
[0,null,0.33272819999999997]
[0,null,0.33269399999999999]
[0,null,0.3326094]
[0,null,0.33257490000000001]
[0,null,0.33249580000000001]
[0,null,0.33245819999999998]
[0,null,0.33245819999999998]
[0,null,0.3324144]
[0,null,0.33230140000000002]
[0,null,0.33224419999999999]
[0,null,0.33220270000000002]
[0,null,0.33207880000000001]
[0,null,0.33205770000000001]
[0,null,0.33194170000000001]
[0,null,0.33190170000000002]
[0,null,0.33185619999999999]
[0,null,0.33183889999999999]
[0,null,0.33174979999999998]
[0,null,0.33171529999999999]
[0,null,0.33167799999999997]
[0,null,0.33165699999999998]
[0,null,0.33160240000000002]
[0,null,0.33158199999999999]
[0,null,0.33150610000000003]
[0,null,0.33148569999999999]
[0,null,0.3314512]
[0,null,0.33143010000000001]
[0,null,0.33134069999999999]
[0,null,0.3313007]
[0,null,0.33117360000000001]
[0,null,0.33111010000000002]
[0,null,0.33111010000000002]
[0,null,0.33106629999999998]
[0,null,0.33102900000000002]
[0,null,0.33101170000000002]
[0,null,0.33101170000000002]
[0,null,0.33093640000000002]
[0,null,0.33087949999999999]
[0,null,0.3307369]
[0,null,0.3307369]
[0,null,0.33069929999999997]
[0,null,0.33065850000000002]
[0,null,0.33054559999999999]
[0,null,0.33052870000000001]
[0,null,0.33050760000000001]
[0,null,0.3303893]
[0,null,0.330372]
[0,null,0.33027089999999998]
[0,null,0.3302194]
[0,null,0.33019900000000002]
[0,null,0.33019900000000002]
[0,null,0.33018209999999998]
[0,null,0.33000570000000001]
[0,null,0.32988040000000002]
[0,null,0.32984269999999999]
[0,null,0.3298085]
[0,null,0.32976470000000002]
[0,null,0.3297274]
[0,null,0.32968910000000001]
[0,null,0.32960279999999997]
[0,null,0.32948470000000002]
[0,null,0.32938529999999999]
[0,null,0.32931110000000002]
[0,null,0.32924999999999999]
[0,null,0.32922889999999999]
[0,null,0.32920779999999999]
[0,null,0.32914670000000001]
[0,null,0.3290749]
[0,null,0.32905760000000001]
[0,null,0.32891409999999999]
[0,null,0.32885540000000002]
[0,null,0.32883499999999999]
[0,null,0.32879770000000003]
[0,null,0.32868409999999998]
[0,null,0.32866689999999998]
[0,null,0.32864650000000001]
[0,null,0.32860499999999998]
[0,null,0.32851279999999999]
[0,null,0.32845479999999999]
[0,null,0.32841720000000002]
[0,null,0.32841720000000002]
[0,null,0.32839990000000002]
[0,null,0.32837959999999999]
[0,null,0.32828230000000003]
[0,null,0.32824229999999999]
[0,null,0.32820460000000001]
[0,null,0.32818740000000002]
[0,null,0.32811449999999998]
[0,null,0.32799539999999999]
[0,null,0.3279608]
[0,null,0.32789669999999999]
[0,null,0.32781900000000003]
[0,null,0.32771889999999998]
[0,null,0.32771889999999998]
[0,null,0.32766050000000002]
[0,null,0.32755210000000001]
[0,null,0.32750829999999997]
[0,null,0.32739960000000001]
[0,null,0.3272929]
[0,null,0.32725219999999999]
[0,null,0.32717760000000001]
[0,null,0.32712000000000002]
[0,null,0.32704709999999998]
[0,null,0.3269435]
[0,null,0.3269435]
[0,null,0.32690350000000001]
[0,null,0.32688630000000002]
[0,null,0.32679340000000001]
[0,null,0.32673160000000001]
[0,null,0.32663350000000002]
[0,null,0.32657589999999997]
[0,null,0.32657589999999997]
[0,null,0.32649549999999999]
[0,null,0.32647510000000002]
[0,null,0.32640599999999997]
[0,null,0.3263508]
[0,null,0.32626929999999998]
[0,null,0.32621060000000002]
[0,null,0.32614779999999999]
[0,null,0.32606950000000001]
[0,null,0.32603219999999999]
[0,null,0.32595380000000002]
[0,null,0.32590200000000003]
[0,null,0.32580569999999998]
[0,null,0.32578869999999999]
[0,null,0.32573419999999997]
[0,null,0.32568239999999998]
[0,null,0.32557750000000002]
[0,null,0.32549840000000002]
[0,null,0.32535340000000001]
[0,null,0.32531569999999999]
[0,null,0.32524120000000001]
[0,null,0.32520389999999999]
[0,null,0.3251656]
[0,null,0.32512249999999998]
[0,null,0.32503609999999999]
[0,null,0.32486870000000001]
[0,null,0.32482870000000003]
[0,null,0.32479449999999999]
[0,null,0.3247217]
[0,null,0.32459460000000001]
[0,null,0.32459460000000001]
[0,null,0.32451869999999999]
[0,null,0.32449830000000002]
[0,null,0.32437919999999998]
[0,null,0.32424209999999998]
[0,null,0.32421929999999999]
[0,null,0.32416440000000002]
[0,null,0.32412609999999997]
[0,null,0.32406570000000001]
[0,null,0.32403120000000002]
[0,null,0.32395590000000002]
[0,null,0.32385760000000002]
[0,null,0.32380199999999998]
[0,null,0.32378469999999998]
[0,null,0.32376779999999999]
[0,null,0.32370739999999998]
[0,null,0.32363180000000003]
[0,null,0.32355410000000001]
[0,null,0.32347569999999998]
[0,null,0.32343810000000001]
[0,null,0.32337939999999998]
[0,null,0.32328449999999997]
[0,null,0.32324649999999999]
[0,null,0.32314850000000001]
[0,null,0.32314850000000001]
[0,null,0.3231077]
[0,null,0.32306459999999998]
[0,null,0.32299280000000002]
[0,null,0.32293339999999998]
[0,null,0.32287539999999998]
[0,null,0.32283770000000001]
[0,null,0.32282080000000002]
[0,null,0.3227621]
[0,null,0.32263819999999999]
[0,null,0.32261790000000001]
[0,null,0.32258330000000002]
[0,null,0.32254569999999999]
[0,null,0.32254569999999999]
[0,null,0.32248569999999999]
[0,null,0.32246530000000001]
[0,null,0.32241039999999999]
[0,null,0.3223724]
[0,null,0.32227749999999999]
[0,null,0.32227749999999999]
[0,null,0.3222602]
[0,null,0.3222257]
[0,null,0.32208969999999998]
[0,null,0.32201160000000001]
[0,null,0.32199440000000001]
[0,null,0.32195360000000001]
[0,null,0.32187769999999999]
[0,null,0.32186039999999999]
[0,null,0.32178269999999998]
[0,null,0.32169370000000003]
[0,null,0.3216522]
[0,null,0.32153579999999998]
[0,null,0.32153579999999998]
[0,null,0.32153579999999998]
[0,null,0.32151479999999999]
[0,null,0.32137149999999998]
[0,null,0.32123750000000001]
[0,null,0.32113979999999998]
[0,null,0.3210983]
[0,null,0.32104070000000001]
[0,null,0.32102340000000001]
[0,null,0.32094030000000001]
[0,null,0.32089879999999998]
[0,null,0.32080360000000002]
[0,null,0.32074249999999999]
[0,null,0.32066169999999999]
[0,null,0.3206444]
[0,null,0.32062170000000001]
[0,null,0.3204939]
[0,null,0.32045319999999999]
[0,null,0.32033089999999997]
[0,null,0.32019760000000003]
[0,null,0.32015379999999999]
[0,null,0.3201311]
[0,null,0.32001580000000002]
[0,null,0.31999470000000002]
[0,null,0.31992599999999999]
[0,null,0.31992599999999999]
[0,null,0.3199091]
[0,null,0.31983349999999999]
[0,null,0.31979580000000002]
[0,null,0.31975819999999999]
[0,null,0.31971739999999998]
[0,null,0.31971739999999998]
[0,null,0.31968010000000002]
[0,null,0.31961139999999999]
[0,null,0.31959110000000002]
[0,null,0.3195479]
[0,null,0.31950650000000003]
[0,null,0.31937260000000001]
[0,null,0.31934980000000002]
[0,null,0.31931559999999998]
[0,null,0.3192953]
[0,null,0.31921620000000001]
[0,null,0.31919340000000002]
[0,null,0.31911440000000002]
[0,null,0.3190598]
[0,null,0.31902150000000001]
[0,null,0.31898179999999998]
[0,null,0.31894450000000002]
[0,null,0.31892409999999999]
[0,null,0.31884889999999999]
[0,null,0.31882850000000001]
[0,null,0.318747]
[0,null,0.31868829999999998]
[0,null,0.31867109999999998]
[0,null,0.31859539999999997]
[0,null,0.31855230000000001]
[0,null,0.31853189999999998]
[0,null,0.31850919999999999]
[0,null,0.31848880000000002]
[0,null,0.31839970000000001]
[0,null,0.31831860000000001]
[0,null,0.31824269999999999]
[0,null,0.31822539999999999]
[0,null,0.31814940000000003]
[0,null,0.31811529999999999]
[0,null,0.31811529999999999]
[0,null,0.3180518]
[0,null,0.31801030000000002]
[0,null,0.31794159999999999]
[0,null,0.31794159999999999]
[0,null,0.31790400000000002]
[0,null,0.3178049]
[0,null,0.3177469]
[0,null,0.31766539999999999]
[0,null,0.31763089999999999]
[0,null,0.3175674]
[0,null,0.31750929999999999]
[0,null,0.31747170000000002]
[0,null,0.31745440000000003]
[0,null,0.31745440000000003]
[0,null,0.31737609999999999]
[0,null,0.31727420000000001]
[0,null,0.31725700000000001]
[0,null,0.3171196]
[0,null,0.3170789]
[0,null,0.3170405]
[0,null,0.31700600000000001]
[0,null,0.31696869999999999]
[0,null,0.31685269999999999]
[0,null,0.31680960000000002]
[0,null,0.31677129999999998]
[0,null,0.31671440000000001]
[0,null,0.31660179999999999]
[0,null,0.3165673]
[0,null,0.3165289]
[0,null,0.31643329999999997]
[0,null,0.31643329999999997]
[0,null,0.31641049999999998]
[0,null,0.31637219999999999]
[0,null,0.31627420000000001]
[0,null,0.31625379999999997]
[0,null,0.31621310000000002]
[0,null,0.3160809]
[0,null,0.3160809]
[0,null,0.31603940000000003]
[0,null,0.31593579999999999]
[0,null,0.31585740000000001]
[0,null,0.31569170000000002]
[0,null,0.31563989999999997]
[0,null,0.3155792]
[0,null,0.31550470000000003]
[0,null,0.31537999999999999]
[0,null,0.31533620000000001]
[0,null,0.3152817]
[0,null,0.3151853]
[0,null,0.3151853]
[0,null,0.3151853]
[0,null,0.31508589999999997]
[0,null,0.31504199999999999]
[0,null,0.3150075]
[0,null,0.314915]
[0,null,0.31489220000000001]
[0,null,0.31485489999999999]
[0,null,0.3148204]
[0,null,0.3146872]
[0,null,0.3146699]
[0,null,0.31463229999999998]
[0,null,0.3145946]
[0,null,0.31453389999999998]
[0,null,0.31447320000000001]
[0,null,0.31440099999999999]
[0,null,0.31420969999999998]
[0,null,0.31411099999999997]
[0,null,0.31403540000000002]
[0,null,0.31396360000000001]
[0,null,0.3139228]
[0,null,0.31386409999999998]
[0,null,0.31382959999999999]
[0,null,0.31382959999999999]
[0,null,0.31368289999999999]
[0,null,0.31359379999999998]
[0,null,0.31345430000000002]
[0,null,0.31343710000000002]
[0,null,0.31339329999999999]
[0,null,0.31339329999999999]
[0,null,0.31335560000000001]
[0,null,0.31329380000000001]
[0,null,0.31322539999999999]
[0,null,0.3131678]
[0,null,0.31305559999999999]
[0,null,0.31295689999999998]
[0,null,0.31290200000000001]
[0,null,0.31284469999999998]
[0,null,0.31284469999999998]
[0,null,0.3127046]
[0,null,0.31260110000000002]
[0,null,0.31260100000000002]
[0,null,0.31252269999999999]
[0,null,0.31250539999999999]
[0,null,0.31239899999999998]
[0,null,0.31232310000000002]
[0,null,0.3122682]
[0,null,0.31215569999999998]
[0,null,0.31205460000000002]
[0,null,0.31205460000000002]
[0,null,0.3119828]
[0,null,0.31192239999999999]
[0,null,0.31186750000000002]
[0,null,0.3118109]
[0,null,0.31170910000000002]
[0,null,0.3115965]
[0,null,0.31155500000000003]
[0,null,0.31138650000000001]
[0,null,0.31136930000000002]
[0,null,0.31134889999999998]
[0,null,0.3113147]
[0,null,0.31117450000000002]
[0,null,0.31114000000000003]
[0,null,0.31109619999999999]
[0,null,0.31101469999999998]
[0,null,0.31098009999999998]
[0,null,0.31089559999999999]
[0,null,0.31085479999999999]
[0,null,0.31080059999999998]
[0,null,0.3107606]
[0,null,0.31069950000000002]
[0,null,0.31067919999999999]
[0,null,0.31064150000000001]
[0,null,0.3105773]
[0,null,0.3105366]
[0,null,0.31047960000000002]
[0,null,0.310442]
[0,null,0.31040400000000001]
[0,null,0.31036439999999998]
[0,null,0.31026870000000001]
[0,null,0.31023420000000002]
[0,null,0.3101527]
[0,null,0.3101527]
[0,null,0.30998249999999999]
[0,null,0.30994179999999999]
[0,null,0.30994179999999999]
[0,null,0.30990760000000001]
[0,null,0.30980059999999998]
[0,null,0.30978359999999999]
[0,null,0.30968869999999998]
[0,null,0.30966769999999999]
[0,null,0.3095869]
[0,null,0.30955240000000001]
[0,null,0.30943009999999999]
[0,null,0.30940980000000001]
[0,null,0.3091507]
[0,null,0.30913350000000001]
[0,null,0.30899680000000002]
[0,null,0.30899680000000002]
[0,null,0.30899680000000002]
[0,null,0.30897989999999997]
[0,null,0.30892809999999998]
[0,null,0.30886219999999998]
[0,null,0.30878420000000001]
[0,null,0.30870649999999999]
[0,null,0.30859049999999999]
[0,null,0.30859049999999999]
[0,null,0.30843549999999997]
[0,null,0.30837779999999998]
[0,null,0.3083574]
[0,null,0.3083574]
[0,null,0.30831979999999998]
[0,null,0.30830249999999998]
[0,null,0.30820930000000002]
[0,null,0.30816710000000003]
[0,null,0.30808639999999998]
[0,null,0.30800909999999998]
[0,null,0.30795420000000001]
[0,null,0.30795420000000001]
[0,null,0.30789689999999997]
[0,null,0.3078593]
[0,null,0.30777779999999999]
[0,null,0.30774049999999997]
[0,null,0.30770320000000001]
[0,null,0.30764279999999999]
[0,null,0.3076083]
[0,null,0.30754959999999998]
[0,null,0.30749470000000001]
[0,null,0.30743429999999999]
[0,null,0.30735449999999997]
[0,null,0.30733719999999998]
[0,null,0.30731999999999998]
[0,null,0.30713800000000002]
[0,null,0.30704310000000001]
[0,null,0.30700169999999999]
[0,null,0.3069789]
[0,null,0.30683490000000002]
[0,null,0.30681770000000003]
[0,null,0.30677389999999999]
[0,null,0.30675279999999999]
[0,null,0.30667139999999998]
[0,null,0.30663059999999998]
[0,null,0.30657570000000001]
[0,null,0.30657570000000001]
[0,null,0.30651390000000001]
[0,null,0.30647390000000002]
[0,null,0.30643310000000001]
[0,null,0.30637579999999998]
[0,null,0.30637579999999998]
[0,null,0.30632090000000001]
[0,null,0.30626370000000003]
[0,null,0.30618640000000003]
[0,null,0.3061277]
[0,null,0.3060331]
[0,null,0.30597849999999999]
[0,null,0.30591439999999998]
[0,null,0.3058729]
[0,null,0.30580079999999998]
[0,null,0.30567680000000003]
[0,null,0.30565639999999999]
[0,null,0.30552659999999998]
[0,null,0.30548579999999997]
[0,null,0.30545129999999998]
[0,null,0.30541370000000001]
[0,null,0.30541370000000001]
[0,null,0.30539670000000002]
[0,null,0.30533559999999998]
[0,null,0.30528379999999999]
[0,null,0.30520789999999998]
[0,null,0.30512909999999999]
[0,null,0.30511189999999999]
[0,null,0.30501620000000002]
[0,null,0.30499890000000002]
[0,null,0.30495749999999999]
[0,null,0.30494060000000001]
[0,null,0.30487710000000001]
[0,null,0.30479669999999998]
[0,null,0.30471490000000001]
[0,null,0.30471490000000001]
[0,null,0.30465999999999999]
[0,null,0.30456430000000001]
[0,null,0.30450700000000003]
[0,null,0.30444870000000002]
[0,null,0.30442590000000003]
[0,null,0.30440869999999998]
[0,null,0.30439139999999998]
[0,null,0.304371]
[0,null,0.30428959999999999]
[0,null,0.3042723]
[0,null,0.30412109999999998]
[0,null,0.30408689999999999]
[0,null,0.30404550000000002]
[0,null,0.304004]
[0,null,0.30396669999999998]
[0,null,0.30390800000000001]
[0,null,0.30381000000000002]
[0,null,0.30375540000000001]
[0,null,0.30367640000000001]
[0,null,0.30359910000000001]
[0,null,0.30356070000000002]
[0,null,0.30342469999999999]
[0,null,0.30334250000000001]
[0,null,0.30332530000000002]
[0,null,0.30328529999999998]
[0,null,0.30324760000000001]
[0,null,0.30316609999999999]
[0,null,0.3030484]
[0,null,0.30293170000000003]
[0,null,0.30285410000000001]
[0,null,0.30279850000000003]
[0,null,0.30277739999999997]
[0,null,0.30269669999999999]
[0,null,0.30269669999999999]
[0,null,0.30261830000000001]
[0,null,0.30254550000000002]
[0,null,0.30252509999999999]
[0,null,0.30246679999999998]
[0,null,0.30242910000000001]
[0,null,0.30239149999999998]
[0,null,0.3023711]
[0,null,0.30229620000000001]
[0,null,0.30222369999999998]
[0,null,0.30218600000000001]
[0,null,0.30212250000000002]
[0,null,0.30206070000000002]
[0,null,0.30202240000000002]
[0,null,0.30194019999999999]
[0,null,0.30183599999999999]
[0,null,0.30179450000000002]
[0,null,0.30176039999999998]
[0,null,0.30165779999999998]
[0,null,0.30158489999999999]
[0,null,0.30147479999999999]
[0,null,0.30142930000000001]
[0,null,0.30141200000000001]
[0,null,0.30137439999999999]
[0,null,0.3013402]
[0,null,0.30129709999999998]
[0,null,0.30126259999999999]
[0,null,0.30114960000000002]
[0,null,0.30102220000000002]
[0,null,0.30102220000000002]
[0,null,0.300929]
[0,null,0.3008421]
[0,null,0.3008248]
[0,null,0.3007841]
[0,null,0.30058590000000002]
[0,null,0.30056870000000002]
[0,null,0.30049579999999998]
[0,null,0.3004754]
[0,null,0.3003767]
[0,null,0.30033530000000003]
[0,null,0.3002611]
[0,null,0.30024380000000001]
[0,null,0.30015999999999998]
[0,null,0.30010819999999999]
[0,null,0.3000736]
[0,null,0.2999541]
[0,null,0.29991410000000002]
[0,null,0.29986239999999997]
[0,null,0.2998227]
[0,null,0.29978189999999999]
[0,null,0.29972090000000001]
[0,null,0.29965900000000001]
[0,null,0.29963869999999998]
[0,null,0.29954890000000001]
[0,null,0.29945569999999999]
[0,null,0.29933959999999998]
[0,null,0.29930200000000001]
[0,null,0.29924679999999998]
[0,null,0.29919249999999997]
[0,null,0.29911729999999997]
[0,null,0.2990969]
[0,null,0.29896729999999999]
[0,null,0.29890489999999997]
[0,null,0.29886109999999999]
[0,null,0.29878589999999999]
[0,null,0.2987686]
[0,null,0.29874820000000002]
[0,null,0.29874820000000002]
[0,null,0.29869639999999997]
[0,null,0.29859560000000002]
[0,null,0.2985583]
[0,null,0.29852410000000001]
[0,null,0.29840610000000001]
[0,null,0.29840610000000001]
[0,null,0.29833389999999999]
[0,null,0.29825170000000001]
[0,null,0.29816959999999998]
[0,null,0.29808050000000003]
[0,null,0.29800209999999999]
[0,null,0.2979058]
[0,null,0.29776950000000002]
[0,null,0.29773179999999999]
[0,null,0.29766310000000001]
[0,null,0.29758469999999998]
[0,null,0.29752909999999999]
[0,null,0.29739450000000001]
[0,null,0.29729369999999999]
[0,null,0.2972726]
[0,null,0.29719180000000001]
[0,null,0.29719180000000001]
[0,null,0.29703400000000002]
[0,null,0.2969909]
[0,null,0.2969329]
[0,null,0.29681239999999998]
[0,null,0.29673509999999997]
[0,null,0.29667329999999997]
[0,null,0.29662149999999998]
[0,null,0.29650310000000002]
[0,null,0.29644470000000001]
[0,null,0.29644470000000001]
[0,null,0.29640640000000001]
[0,null,0.2963633]
[0,null,0.29630210000000001]
[0,null,0.29619230000000002]
[0,null,0.29619230000000002]
[0,null,0.29609669999999999]
[0,null,0.29602109999999998]
[0,null,0.29600070000000001]
[0,null,0.2959058]
[0,null,0.29586780000000001]
[0,null,0.29583019999999999]
[0,null,0.2957111]
[0,null,0.2957111]
[0,null,0.29565340000000001]
[0,null,0.29563309999999998]
[0,null,0.29549639999999999]
[0,null,0.29539900000000002]
[0,null,0.29533549999999997]
[0,null,0.2952053]
[0,null,0.29514810000000002]
[0,null,0.29505409999999999]
[0,null,0.29495850000000001]
[0,null,0.29491539999999999]
[0,null,0.29487469999999999]
[0,null,0.29487469999999999]
[0,null,0.29475630000000003]
[0,null,0.29464679999999999]
[0,null,0.29458839999999997]
[0,null,0.29452909999999999]
[0,null,0.29451179999999999]
[0,null,0.29444310000000001]
[0,null,0.29438130000000001]
[0,null,0.29428670000000001]
[0,null,0.29426560000000002]
[0,null,0.29422730000000002]
[0,null,0.29416690000000001]
[0,null,0.29414970000000001]
[0,null,0.29408960000000001]
[0,null,0.29403509999999999]
[0,null,0.29393799999999998]
[0,null,0.29393799999999998]
[0,null,0.29387380000000002]
[0,null,0.29383239999999999]
[0,null,0.29373680000000002]
[0,null,0.29367569999999998]
[0,null,0.29362120000000003]
[0,null,0.29352590000000001]
[0,null,0.29344680000000001]
[0,null,0.29336499999999999]
[0,null,0.29324899999999998]
[0,null,0.29322860000000001]
[0,null,0.29317399999999999]
[0,null,0.2931395]
[0,null,0.29308220000000001]
[0,null,0.29293590000000003]
[0,null,0.29291479999999998]
[0,null,0.29282229999999998]
[0,null,0.29276390000000002]
[0,null,0.2926879]
[0,null,0.2926879]
[0,null,0.29259540000000001]
[0,null,0.29253699999999999]
[0,null,0.29249969999999997]
[0,null,0.29247869999999998]
[0,null,0.29236620000000002]
[0,null,0.29234339999999998]
[0,null,0.29227920000000002]
[0,null,0.29215219999999997]
[0,null,0.2920722]
[0,null,0.29199310000000001]
[0,null,0.29193269999999999]
[0,null,0.29183320000000001]
[0,null,0.29177829999999999]
[0,null,0.29173519999999997]
[0,null,0.2917014]
[0,null,0.29165819999999998]
[0,null,0.29155189999999997]
[0,null,0.29149079999999999]
[0,null,0.29142899999999999]
[0,null,0.29133369999999997]
[0,null,0.29122629999999999]
[0,null,0.29109380000000001]
[0,null,0.29107339999999998]
[0,null,0.29107339999999998]
[0,null,0.29103610000000002]
[0,null,0.29083550000000002]
[0,null,0.29075410000000002]
[0,null,0.29071639999999999]
[0,null,0.2906822]
[0,null,0.29057729999999998]
[0,null,0.2904989]
[0,null,0.29046129999999998]
[0,null,0.29040090000000002]
[0,null,0.29040090000000002]
[0,null,0.29019780000000001]
[0,null,0.29019780000000001]
[0,null,0.29019780000000001]
[0,null,0.29010459999999999]
[0,null,0.29000930000000003]
[0,null,0.2899137]
[0,null,0.2897131]
[0,null,0.289603]
[0,null,0.2894718]
[0,null,0.28943410000000003]
[0,null,0.28931879999999999]
[0,null,0.28925050000000002]
[0,null,0.28917100000000001]
[0,null,0.28915069999999998]
[0,null,0.28907070000000001]
[0,null,0.28899469999999999]
[0,null,0.28885450000000001]
[0,null,0.28885450000000001]
[0,null,0.28872360000000002]
[0,null,0.28864139999999999]
[0,null,0.2884429]
[0,null,0.28833940000000002]
[0,null,0.28827750000000002]
[0,null,0.28819810000000001]
[0,null,0.28815809999999997]
[0,null,0.28807769999999999]
[0,null,0.2880432]
[0,null,0.28799999999999998]
[0,null,0.2879255]
[0,null,0.28790280000000001]
[0,null,0.2878037]
[0,null,0.28760849999999999]
[0,null,0.28760849999999999]
[0,null,0.28742869999999998]
[0,null,0.28739100000000001]
[0,null,0.28731060000000003]
[0,null,0.2872384]
[0,null,0.28709899999999999]
[0,null,0.28702339999999998]
[0,null,0.28696850000000002]
[0,null,0.28695120000000002]
[0,null,0.2869081]
[0,null,0.28688710000000001]
[0,null,0.28674830000000001]
[0,null,0.28666960000000002]
[0,null,0.28662989999999999]
[0,null,0.28657440000000001]
[0,null,0.28649219999999997]
[0,null,0.28640280000000001]
[0,null,0.28636830000000002]
[0,null,0.28627269999999999]
[0,null,0.28621150000000001]
[0,null,0.28613280000000002]
[0,null,0.28604269999999998]
[0,null,0.28597919999999999]
[0,null,0.28594150000000002]
[0,null,0.28592430000000002]
[0,null,0.2858059]
[0,null,0.28572819999999999]
[0,null,0.28572819999999999]
[0,null,0.28559810000000002]
[0,null,0.28553319999999999]
[0,null,0.28546450000000001]
[0,null,0.28544409999999998]
[0,null,0.28544409999999998]
[0,null,0.28536020000000001]
[0,null,0.28527809999999998]
[0,null,0.2852577]
[0,null,0.28512029999999999]
[0,null,0.28504810000000003]
[0,null,0.28503079999999997]
[0,null,0.28493449999999998]
[0,null,0.28487380000000001]
[0,null,0.28479300000000002]
[0,null,0.284715]
[0,null,0.2845644]
[0,null,0.28454400000000002]
[0,null,0.28450569999999997]
[0,null,0.284466]
[0,null,0.2844488]
[0,null,0.28436939999999999]
[0,null,0.28436929999999999]
[0,null,0.28434900000000002]
[0,null,0.28420810000000002]
[0,null,0.28414630000000002]
[0,null,0.28412349999999997]
[0,null,0.28404210000000002]
[0,null,0.28398649999999998]
[0,null,0.2839661]
[0,null,0.28392610000000001]
[0,null,0.28388540000000001]
[0,null,0.28386499999999998]
[0,null,0.28380699999999998]
[0,null,0.2837152]
[0,null,0.28354499999999999]
[0,null,0.28354499999999999]
[0,null,0.2834759]
[0,null,0.28342099999999998]
[0,null,0.28331469999999997]
[0,null,0.28327740000000001]
[0,null,0.28318520000000003]
[0,null,0.28306369999999997]
[0,null,0.28304259999999998]
[0,null,0.28296260000000001]
[0,null,0.28288279999999999]
[0,null,0.282831]
[0,null,0.28275030000000001]
[0,null,0.28271610000000003]
[0,null,0.28264430000000001]
[0,null,0.28258630000000001]
[0,null,0.28254790000000002]
[0,null,0.28250579999999997]
[0,null,0.28242709999999999]
[0,null,0.28233380000000002]
[0,null,0.28227829999999998]
[0,null,0.28225549999999999]
[0,null,0.28220099999999998]
[0,null,0.28216020000000003]
[0,null,0.28200960000000003]
[0,null,0.28186840000000002]
[0,null,0.28182459999999998]
[0,null,0.28169519999999998]
[0,null,0.28161370000000002]
[0,null,0.28154790000000002]
[0,null,0.28145500000000001]
[0,null,0.2813832]
[0,null,0.28136620000000001]
[0,null,0.28124949999999999]
[0,null,0.28124949999999999]
[0,null,0.28115630000000003]
[0,null,0.28096359999999998]
[0,null,0.28090559999999998]
[0,null,0.28086800000000001]
[0,null,0.2807962]
[0,null,0.28067940000000002]
[0,null,0.28066249999999998]
[0,null,0.28055760000000002]
[0,null,0.28051379999999998]
[0,null,0.28051379999999998]
[0,null,0.2804738]
[0,null,0.28037430000000002]
[0,null,0.28033669999999999]
[0,null,0.28023799999999999]
[0,null,0.28014620000000001]
[0,null,0.28009440000000002]
[0,null,0.28005669999999999]
[0,null,0.28005669999999999]
[0,null,0.28000180000000002]
[0,null,0.2799411]
[0,null,0.27990350000000003]
[0,null,0.27986620000000001]
[0,null,0.27979710000000002]
[0,null,0.279754]
[0,null,0.27957409999999999]
[0,null,0.27955140000000001]
[0,null,0.27951300000000001]
[0,null,0.27949200000000002]
[0,null,0.27937390000000001]
[0,null,0.27931869999999998]
[0,null,0.27928140000000001]
[0,null,0.27924369999999998]
[0,null,0.27920539999999999]
[0,null,0.27910119999999999]
[0,null,0.27898590000000001]
[0,null,0.27891070000000001]
[0,null,0.2788254]
[0,null,0.27874500000000002]
[0,null,0.27874500000000002]
[0,null,0.2786497]
[0,null,0.27851160000000003]
[0,null,0.27849429999999997]
[0,null,0.27842149999999999]
[0,null,0.27838689999999999]
[0,null,0.27831479999999997]
[0,null,0.2782019]
[0,null,0.27816419999999997]
[0,null,0.27803410000000001]
[0,null,0.2779568]
[0,null,0.2778677]
[0,null,0.27777000000000002]
[0,null,0.27777000000000002]
[0,null,0.27765030000000002]
[0,null,0.27761259999999999]
[0,null,0.27761259999999999]
[0,null,0.27755150000000001]
[0,null,0.27741440000000001]
[0,null,0.27735330000000002]
[0,null,0.27729500000000001]
[0,null,0.27726040000000002]
[0,null,0.27719860000000002]
[0,null,0.27710750000000001]
[0,null,0.27702769999999999]
[0,null,0.2769877]
[0,null,0.27696730000000003]
[0,null,0.27685480000000001]
[0,null,0.2767481]
[0,null,0.27663870000000002]
[0,null,0.27659869999999998]
[0,null,0.27649990000000002]
[0,null,0.27642810000000001]
[0,null,0.27638499999999999]
[0,null,0.27632630000000002]
[0,null,0.27630589999999999]
[0,null,0.2762503]
[0,null,0.2761401]
[0,null,0.27609699999999998]
[0,null,0.27605940000000001]
[0,null,0.27602169999999998]
[0,null,0.27589989999999998]
[0,null,0.2758177]
[0,null,0.2756652]
[0,null,0.2756033]
[0,null,0.27558060000000001]
[0,null,0.27548109999999998]
[0,null,0.27533780000000002]
[0,null,0.2753005]
[0,null,0.27524490000000001]
[0,null,0.27513530000000003]
[0,null,0.27508100000000002]
[0,null,0.27496579999999998]
[0,null,0.27486189999999999]
[0,null,0.27477040000000003]
[0,null,0.27471899999999999]
[0,null,0.27467900000000001]
[0,null,0.27453090000000002]
[0,null,0.27445320000000001]
[0,null,0.27440179999999997]
[0,null,0.27440179999999997]
[0,null,0.2743352]
[0,null,0.27423920000000002]
[0,null,0.27421820000000002]
[0,null,0.2741516]
[0,null,0.27403430000000001]
[0,null,0.27403430000000001]
[0,null,0.27399600000000002]
[0,null,0.27397870000000002]
[0,null,0.27396140000000002]
[0,null,0.2738313]
[0,null,0.27379710000000002]
[0,null,0.27377980000000002]
[0,null,0.27377980000000002]
[0,null,0.2737156]
[0,null,0.27358270000000001]
[0,null,0.2735186]
[0,null,0.27339150000000001]
[0,null,0.27335379999999998]
[0,null,0.2732927]
[0,null,0.27324890000000002]
[0,null,0.27315289999999998]
[0,null,0.27309800000000001]
[0,null,0.273038]
[0,null,0.27292339999999998]
[0,null,0.27282780000000001]
[0,null,0.27272740000000001]
[0,null,0.27263349999999997]
[0,null,0.27256930000000001]
[0,null,0.27239049999999998]
[0,null,0.27230870000000001]
[0,null,0.27227040000000002]
[0,null,0.27212960000000003]
[0,null,0.27205119999999999]
[0,null,0.27194489999999999]
[0,null,0.27188449999999997]
[0,null,0.27183299999999999]
[0,null,0.27173429999999998]
[0,null,0.2716732]
[0,null,0.27161249999999998]
[0,null,0.27158979999999999]
[0,null,0.27156940000000002]
[0,null,0.2714703]
[0,null,0.2714123]
[0,null,0.27129389999999998]
[0,null,0.27117550000000001]
[0,null,0.27102389999999998]
[0,null,0.27098630000000001]
[0,null,0.27094629999999997]
[0,null,0.27086650000000001]
[0,null,0.27080539999999997]
[0,null,0.27072770000000002]
[0,null,0.2706556]
[0,null,0.27055610000000002]
[0,null,0.2705012]
[0,null,0.27042050000000001]
[0,null,0.27034829999999999]
[0,null,0.27026519999999998]
[0,null,0.27021410000000001]
[0,null,0.2701499]
[0,null,0.27007429999999999]
[0,null,0.27001239999999999]
[0,null,0.26999519999999999]
[0,null,0.2699568]
[0,null,0.26989580000000002]
[0,null,0.26987539999999999]
[0,null,0.2698585]
[0,null,0.26979500000000001]
[0,null,0.26974009999999998]
[0,null,0.26961649999999998]
[0,null,0.26954470000000003]
[0,null,0.26950629999999998]
[0,null,0.26948359999999999]
[0,null,0.26942840000000001]
[0,null,0.2693507]
[0,null,0.26930929999999997]
[0,null,0.26920840000000001]
[0,null,0.26909630000000001]
[0,null,0.26903280000000002]
[0,null,0.26894299999999999]
[0,null,0.26886149999999998]
[0,null,0.26884039999999998]
[0,null,0.26878039999999997]
[0,null,0.26866509999999999]
[0,null,0.26861960000000001]
[0,null,0.26861960000000001]
[0,null,0.2685071]
[0,null,0.26846560000000003]
[0,null,0.26835619999999999]
[0,null,0.26825199999999999]
[0,null,0.26810250000000002]
[0,null,0.26804450000000002]
[0,null,0.26802759999999998]
[0,null,0.26799000000000001]
[0,null,0.26795269999999999]
[0,null,0.26791500000000001]
[0,null,0.26787499999999997]
[0,null,0.26781149999999998]
[0,null,0.26773150000000001]
[0,null,0.26756920000000001]
[0,null,0.26748369999999999]
[0,null,0.26736840000000001]
[0,null,0.26734740000000001]
[0,null,0.26730900000000002]
[0,null,0.26725379999999999]
[0,null,0.26714890000000002]
[0,null,0.26707639999999999]
[0,null,0.26701829999999999]
[0,null,0.2669396]
[0,null,0.2668471]
[0,null,0.2667718]
[0,null,0.2666596]
[0,null,0.26662130000000001]
[0,null,0.26657750000000002]
[0,null,0.26645530000000001]
[0,null,0.2663317]
[0,null,0.26627679999999998]
[0,null,0.26620090000000002]
[0,null,0.26598709999999998]
[0,null,0.26592840000000001]
[0,null,0.2657099]
[0,null,0.26565260000000002]
[0,null,0.26553670000000001]
[0,null,0.2654648]
[0,null,0.26540989999999998]
[0,null,0.2653181]
[0,null,0.26524560000000003]
[0,null,0.26518380000000003]
[0,null,0.26514579999999999]
[0,null,0.26493349999999999]
[0,null,0.26479160000000002]
[0,null,0.26477129999999999]
[0,null,0.26458870000000001]
[0,null,0.26456590000000002]
[0,null,0.26450489999999999]
[0,null,0.26441199999999998]
[0,null,0.26433119999999999]
[0,null,0.26421939999999999]
[0,null,0.26418209999999998]
[0,null,0.2641444]
[0,null,0.26403779999999999]
[0,null,0.26396249999999999]
[0,null,0.26388099999999998]
[0,null,0.26381919999999998]
[0,null,0.26373469999999999]
[0,null,0.2636018]
[0,null,0.2636018]
[0,null,0.26355790000000001]
[0,null,0.26347779999999998]
[0,null,0.26334839999999998]
[0,null,0.26326729999999998]
[0,null,0.26322970000000001]
[0,null,0.26312609999999997]
[0,null,0.2630343]
[0,null,0.26301150000000001]
[0,null,0.26295350000000001]
[0,null,0.26295350000000001]
[0,null,0.26293080000000002]
[0,null,0.26289249999999997]
[0,null,0.2628124]
[0,null,0.26271410000000001]
[0,null,0.26263189999999997]
[0,null,0.26241540000000002]
[0,null,0.26235190000000003]
[0,null,0.2623315]
[0,null,0.2623315]
[0,null,0.26208670000000001]
[0,null,0.2620094]
[0,null,0.26195420000000003]
[0,null,0.26189380000000001]
[0,null,0.2618123]
[0,null,0.26167699999999999]
[0,null,0.26160800000000001]
[0,null,0.26144430000000002]
[0,null,0.26136900000000002]
[0,null,0.26123220000000003]
[0,null,0.2612119]
[0,null,0.2610922]
[0,null,0.26103349999999997]
[0,null,0.26094440000000002]
[0,null,0.26090609999999997]
[0,null,0.26083420000000002]
[0,null,0.26072060000000002]
[0,null,0.26064100000000001]
[0,null,0.26048939999999998]
[0,null,0.2604494]
[0,null,0.26032650000000002]
[0,null,0.26028679999999998]
[0,null,0.26020949999999998]
[0,null,0.2601367]
[0,null,0.26002649999999999]
[0,null,0.25992779999999999]
[0,null,0.25984560000000001]
[0,null,0.25980009999999998]
[0,null,0.2597062]
[0,null,0.25960030000000001]
[0,null,0.25952819999999999]
[0,null,0.25950780000000001]
[0,null,0.25945289999999999]
[0,null,0.25938]
[0,null,0.25925609999999999]
[0,null,0.25921640000000001]
[0,null,0.25912499999999999]
[0,null,0.25901000000000002]
[0,null,0.25894650000000002]
[0,null,0.25888850000000002]
[0,null,0.25874449999999999]
[0,null,0.25866640000000002]
[0,null,0.2585654]
[0,null,0.25850499999999998]
[0,null,0.25840170000000001]
[0,null,0.25836340000000002]
[0,null,0.25834610000000002]
[0,null,0.25826399999999999]
[0,null,0.25809969999999999]
[0,null,0.25804510000000003]
[0,null,0.25792330000000002]
[0,null,0.25790600000000002]
[0,null,0.25780409999999998]
[0,null,0.25772119999999998]
[0,null,0.25766080000000002]
[0,null,0.25754870000000002]
[0,null,0.25749169999999999]
[0,null,0.25745030000000002]
[0,null,0.25732290000000002]
[0,null,0.25715919999999998]
[0,null,0.25706459999999998]
[0,null,0.25696099999999999]
[0,null,0.25684030000000002]
[0,null,0.25680259999999999]
[0,null,0.25680259999999999]
[0,null,0.25668659999999999]
[0,null,0.25668659999999999]
[0,null,0.25662859999999998]
[0,null,0.25655230000000001]
[0,null,0.2564284]
[0,null,0.25639079999999997]
[0,null,0.25637349999999998]
[0,null,0.25627270000000002]
[0,null,0.25616879999999997]
[0,null,0.25613469999999999]
[0,null,0.25605939999999999]
[0,null,0.25596229999999998]
[0,null,0.25592160000000003]
[0,null,0.25580150000000001]
[0,null,0.25580150000000001]
[0,null,0.25576729999999998]
[0,null,0.25564730000000002]
[0,null,0.25562620000000003]
[0,null,0.25556780000000001]
[0,null,0.2554746]
[0,null,0.25527070000000002]
[0,null,0.25517050000000002]
[0,null,0.25514940000000003]
[0,null,0.25507210000000002]
[0,null,0.25502069999999999]
[0,null,0.25500030000000001]
[0,null,0.254963]
[0,null,0.25475449999999999]
[0,null,0.25468000000000002]
[0,null,0.25455850000000002]
[0,null,0.25448589999999999]
[0,null,0.25446869999999999]
[0,null,0.2543723]
[0,null,0.2543147]
[0,null,0.25429740000000001]
[0,null,0.2542045]
[0,null,0.25414890000000001]
[0,null,0.25402910000000001]
[0,null,0.25401180000000001]
[0,null,0.25387140000000002]
[0,null,0.25385419999999997]
[0,null,0.25375399999999998]
[0,null,0.25363809999999998]
[0,null,0.25356309999999999]
[0,null,0.25344509999999998]
[0,null,0.25338189999999999]
[0,null,0.2532507]
[0,null,0.25323030000000002]
[0,null,0.2531137]
[0,null,0.25303219999999998]
[0,null,0.25293700000000002]
[0,null,0.2528417]
[0,null,0.2526601]
[0,null,0.25262040000000002]
[0,null,0.25250440000000002]
[0,null,0.25246299999999999]
[0,null,0.25234319999999999]
[0,null,0.25228220000000001]
[0,null,0.25222109999999998]
[0,null,0.25216549999999999]
[0,null,0.25208639999999999]
[0,null,0.25202809999999998]
[0,null,0.25201079999999998]
[0,null,0.25184190000000001]
[0,null,0.25173060000000003]
[0,null,0.25161559999999999]
[0,null,0.25153589999999998]
[0,null,0.2514226]
[0,null,0.2514226]
[0,null,0.25136259999999999]
[0,null,0.25131940000000003]
[0,null,0.25116129999999998]
[0,null,0.25106329999999999]
[0,null,0.25087619999999999]
[0,null,0.25068770000000001]
[0,null,0.2505694]
[0,null,0.25052790000000003]
[0,null,0.25048959999999998]
[0,null,0.25032179999999998]
[0,null,0.25030459999999999]
[0,null,0.25008920000000001]
[0,null,0.25005500000000003]
[0,null,0.25001430000000002]
[0,null,0.25001430000000002]
[0,null,0.2499728]
[0,null,0.24988730000000001]
[0,null,0.2498011]
[0,null,0.2497596]
[0,null,0.24965879999999999]
[0,null,0.24959700000000001]
[0,null,0.2494545]
[0,null,0.2493976]
[0,null,0.24937719999999999]
[0,null,0.24926670000000001]
[0,null,0.24924940000000001]
[0,null,0.24911620000000001]
[0,null,0.24893709999999999]
[0,null,0.24864539999999999]
[0,null,0.24854699999999999]
[0,null,0.24839530000000001]
[0,null,0.24835389999999999]
[0,null,0.24820339999999999]
[0,null,0.24812119999999999]
[0,null,0.2479732]
[0,null,0.24793899999999999]
[0,null,0.2478755]
[0,null,0.24784100000000001]
[0,null,0.2477123]
[0,null,0.24760360000000001]
[0,null,0.24756600000000001]
[0,null,0.24748790000000001]
[0,null,0.24744579999999999]
[0,null,0.24740200000000001]
[0,null,0.2472867]
[0,null,0.24722420000000001]
[0,null,0.24718419999999999]
[0,null,0.2471255]
[0,null,0.2470678]
[0,null,0.24686520000000001]
[0,null,0.246783]
[0,null,0.2466991]
[0,null,0.24660969999999999]
[0,null,0.246479]
[0,null,0.2464037]
[0,null,0.24631120000000001]
[0,null,0.24628839999999999]
[0,null,0.24626799999999999]
[0,null,0.2462453]
[0,null,0.24614]
[0,null,0.24600469999999999]
[0,null,0.24596390000000001]
[0,null,0.24586759999999999]
[0,null,0.2456228]
[0,null,0.24552099999999999]
[0,null,0.24546019999999999]
[0,null,0.24538219999999999]
[0,null,0.2453438]
[0,null,0.2452271]
[0,null,0.2449973]
[0,null,0.24478040000000001]
[0,null,0.24476000000000001]
[0,null,0.2445753]
[0,null,0.2444286]
[0,null,0.24440580000000001]
[0,null,0.24432619999999999]
[0,null,0.24424399999999999]
[0,null,0.2442009]
[0,null,0.24412020000000001]
[0,null,0.24403040000000001]
[0,null,0.24397099999999999]
[0,null,0.24385670000000001]
[0,null,0.24371760000000001]
[0,null,0.24368000000000001]
[0,null,0.24359020000000001]
[0,null,0.24346090000000001]
[0,null,0.24338870000000001]
[0,null,0.2433255]
[0,null,0.2433255]
[0,null,0.2432464]
[0,null,0.24306530000000001]
[0,null,0.24294650000000001]
[0,null,0.242843]
[0,null,0.24263380000000001]
[0,null,0.24257190000000001]
[0,null,0.24242459999999999]
[0,null,0.2423293]
[0,null,0.2421867]
[0,null,0.24214530000000001]
[0,null,0.24204139999999999]
[0,null,0.2419993]
[0,null,0.24190300000000001]
[0,null,0.24173030000000001]
[0,null,0.24164820000000001]
[0,null,0.24164820000000001]
[0,null,0.24158470000000001]
[0,null,0.24148249999999999]
[0,null,0.24144450000000001]
[0,null,0.24136379999999999]
[0,null,0.24122940000000001]
[0,null,0.2411722]
[0,null,0.241068]
[0,null,0.2408922]
[0,null,0.2408063]
[0,null,0.24074590000000001]
[0,null,0.24066789999999999]
[0,null,0.24058789999999999]
[0,null,0.24054719999999999]
[0,null,0.24041940000000001]
[0,null,0.24035519999999999]
[0,null,0.24026649999999999]
[0,null,0.24018339999999999]
[0,null,0.2400988]
[0,null,0.24006079999999999]
[0,null,0.23991029999999999]
[0,null,0.23979880000000001]
[0,null,0.23956050000000001]
[0,null,0.23950560000000001]
[0,null,0.2394241]
[0,null,0.23926349999999999]
[0,null,0.23913860000000001]
[0,null,0.23910100000000001]
[0,null,0.238762]
[0,null,0.2387447]
[0,null,0.23861250000000001]
[0,null,0.23855760000000001]
[0,null,0.23847409999999999]
[0,null,0.23829529999999999]
[0,null,0.23820040000000001]
[0,null,0.23803260000000001]
[0,null,0.23801530000000001]
[0,null,0.2379732]
[0,null,0.23785829999999999]
[0,null,0.23781830000000001]
[0,null,0.2377572]
[0,null,0.23763509999999999]
[0,null,0.23751700000000001]
[0,null,0.23749970000000001]
[0,null,0.2374655]
[0,null,0.23740240000000001]
[0,null,0.23728399999999999]
[0,null,0.23716380000000001]
[0,null,0.2371066]
[0,null,0.23705200000000001]
[0,null,0.23690220000000001]
[0,null,0.2368625]
[0,null,0.23675760000000001]
[0,null,0.23665269999999999]
[0,null,0.23663229999999999]
[0,null,0.23653469999999999]
[0,null,0.23651430000000001]
[0,null,0.2363537]
[0,null,0.2362464]
[0,null,0.2361577]
[0,null,0.23605180000000001]
[0,null,0.23605180000000001]
[0,null,0.2360314]
[0,null,0.23582980000000001]
[0,null,0.2357235]
[0,null,0.23559050000000001]
[0,null,0.2355043]
[0,null,0.2353673]
[0,null,0.23528850000000001]
[0,null,0.2352313]
[0,null,0.23503869999999999]
[0,null,0.23495830000000001]
[0,null,0.23495830000000001]
[0,null,0.23479700000000001]
[0,null,0.23472100000000001]
[0,null,0.23456360000000001]
[0,null,0.23432439999999999]
[0,null,0.23430400000000001]
[0,null,0.23413690000000001]
[0,null,0.2340759]
[0,null,0.234011]
[0,null,0.23399059999999999]
[0,null,0.2339561]
[0,null,0.2338102]
[0,null,0.23373289999999999]
[0,null,0.23365420000000001]
[0,null,0.23361960000000001]
[0,null,0.23355709999999999]
[0,null,0.23337169999999999]
[0,null,0.2332717]
[0,null,0.23324890000000001]
[0,null,0.2331848]
[0,null,0.23304459999999999]
[0,null,0.23297970000000001]
[0,null,0.23277819999999999]
[0,null,0.23277819999999999]
[0,null,0.23275709999999999]
[0,null,0.2326646]
[0,null,0.23251369999999999]
[0,null,0.23251369999999999]
[0,null,0.2323895]
[0,null,0.23232910000000001]
[0,null,0.23223550000000001]
[0,null,0.232151]
[0,null,0.2318672]
[0,null,0.2317012]
[0,null,0.2316059]
[0,null,0.2315064]
[0,null,0.2314495]
[0,null,0.23140569999999999]
[0,null,0.23123170000000001]
[0,null,0.23111370000000001]
[0,null,0.23104949999999999]
[0,null,0.23094390000000001]
[0,null,0.23089209999999999]
[0,null,0.23085439999999999]
[0,null,0.23083400000000001]
[0,null,0.23077600000000001]
[0,null,0.23065659999999999]
[0,null,0.230521]
[0,null,0.23040369999999999]
[0,null,0.2303084]
[0,null,0.23025319999999999]
[0,null,0.23019829999999999]
[0,null,0.23009209999999999]
[0,null,0.23003370000000001]
[0,null,0.2299177]
[0,null,0.22985349999999999]
[0,null,0.22978699999999999]
[0,null,0.2296579]
[0,null,0.22959850000000001]
[0,null,0.22951779999999999]
[0,null,0.22943150000000001]
[0,null,0.22936880000000001]
[0,null,0.22929459999999999]
[0,null,0.22916700000000001]
[0,null,0.2290768]
[0,null,0.22900300000000001]
[0,null,0.22881319999999999]
[0,null,0.22871140000000001]
[0,null,0.2285267]
[0,null,0.2284272]
[0,null,0.2283645]
[0,null,0.2282061]
[0,null,0.2282061]
[0,null,0.2280459]
[0,null,0.22795960000000001]
[0,null,0.2278664]
[0,null,0.227738]
[0,null,0.22765840000000001]
[0,null,0.22735159999999999]
[0,null,0.22729050000000001]
[0,null,0.22721069999999999]
[0,null,0.22709090000000001]
[0,null,0.22705320000000001]
[0,null,0.22695799999999999]
[0,null,0.2268047]
[0,null,0.2267478]
[0,null,0.22668659999999999]
[0,null,0.2265848]
[0,null,0.22652130000000001]
[0,null,0.2264813]
[0,null,0.22636709999999999]
[0,null,0.22624430000000001]
[0,null,0.22608310000000001]
[0,null,0.22601489999999999]
[0,null,0.22595689999999999]
[0,null,0.2259196]
[0,null,0.22586020000000001]
[0,null,0.225797]
[0,null,0.2257383]
[0,null,0.22563620000000001]
[0,null,0.22550909999999999]
[0,null,0.22545219999999999]
[0,null,0.22530720000000001]
[0,null,0.2252316]
[0,null,0.22505130000000001]
[0,null,0.22498779999999999]
[0,null,0.22474350000000001]
[0,null,0.22464100000000001]
[0,null,0.2245433]
[0,null,0.22441150000000001]
[0,null,0.2243677]
[0,null,0.22432460000000001]
[0,null,0.2242179]
[0,null,0.2240984]
[0,null,0.2240432]
[0,null,0.2240086]
[0,null,0.22396720000000001]
[0,null,0.2238841]
[0,null,0.2237498]
[0,null,0.22354840000000001]
[0,null,0.22346150000000001]
[0,null,0.22344420000000001]
[0,null,0.22328790000000001]
[0,null,0.22317149999999999]
[0,null,0.2230531]
[0,null,0.22299269999999999]
[0,null,0.22289329999999999]
[0,null,0.22281219999999999]
[0,null,0.22279489999999999]
[0,null,0.22275349999999999]
[0,null,0.22267139999999999]
[0,null,0.22254270000000001]
[0,null,0.22238910000000001]
[0,null,0.22233349999999999]
[0,null,0.2222324]
[0,null,0.22208710000000001]
[0,null,0.22198039999999999]
[0,null,0.22195770000000001]
[0,null,0.22185579999999999]
[0,null,0.22166259999999999]
[0,null,0.22153629999999999]
[0,null,0.221383]
[0,null,0.2212587]
[0,null,0.2212587]
[0,null,0.22119829999999999]
[0,null,0.2210519]
[0,null,0.2208357]
[0,null,0.22076290000000001]
[0,null,0.2206687]
[0,null,0.22043769999999999]
[0,null,0.22034480000000001]
[0,null,0.2202375]
[0,null,0.22020290000000001]
[0,null,0.22008659999999999]
[0,null,0.21995120000000001]
[0,null,0.2198177]
[0,null,0.2197182]
[0,null,0.219529]
[0,null,0.2193474]
[0,null,0.21930530000000001]
[0,null,0.21912989999999999]
[0,null,0.21902489999999999]
[0,null,0.2189614]
[0,null,0.21890419999999999]
[0,null,0.2188234]
[0,null,0.218503]
[0,null,0.21826809999999999]
[0,null,0.21820629999999999]
[0,null,0.2181507]
[0,null,0.2179981]
[0,null,0.21789420000000001]
[0,null,0.2178213]
[0,null,0.21771190000000001]
[0,null,0.2176487]
[0,null,0.217611]
[0,null,0.2175907]
[0,null,0.21748880000000001]
[0,null,0.2172859]
[0,null,0.21718480000000001]
[0,null,0.21716440000000001]
[0,null,0.21696470000000001]
[0,null,0.2168843]
[0,null,0.21679519999999999]
[0,null,0.21673719999999999]
[0,null,0.2166305]
[0,null,0.21655769999999999]
[0,null,0.21649860000000001]
[0,null,0.2164469]
[0,null,0.2162666]
[0,null,0.2161334]
[0,null,0.216055]
[0,null,0.21603220000000001]
[0,null,0.21585650000000001]
[0,null,0.2157916]
[0,null,0.2157502]
[0,null,0.21558649999999999]
[0,null,0.21552650000000001]
[0,null,0.21548100000000001]
[0,null,0.21538769999999999]
[0,null,0.21532670000000001]
[0,null,0.21518960000000001]
[0,null,0.21515509999999999]
[0,null,0.21503700000000001]
[0,null,0.21497830000000001]
[0,null,0.2147734]
[0,null,0.2146777]
[0,null,0.2146401]
[0,null,0.214619]
[0,null,0.2145379]
[0,null,0.21438879999999999]
[0,null,0.21429010000000001]
[0,null,0.2142172]
[0,null,0.21411569999999999]
[0,null,0.2140726]
[0,null,0.2139693]
[0,null,0.2138285]
[0,null,0.2137685]
[0,null,0.213588]
[0,null,0.21345929999999999]
[0,null,0.21337890000000001]
[0,null,0.21328320000000001]
[0,null,0.21312519999999999]
[0,null,0.21290339999999999]
[0,null,0.21273539999999999]
[0,null,0.2127127]
[0,null,0.21266950000000001]
[0,null,0.21253559999999999]
[0,null,0.21243619999999999]
[0,null,0.21241579999999999]
[0,null,0.21230599999999999]
[0,null,0.21224760000000001]
[0,null,0.21217169999999999]
[0,null,0.21213399999999999]
[0,null,0.21196390000000001]
[0,null,0.21196390000000001]
[0,null,0.2119239]
[0,null,0.21184339999999999]
[0,null,0.21174229999999999]
[0,null,0.21157999999999999]
[0,null,0.2115455]
[0,null,0.21148439999999999]
[0,null,0.2114616]
[0,null,0.21140049999999999]
[0,null,0.21118819999999999]
[0,null,0.21112230000000001]
[0,null,0.2109857]
[0,null,0.21082699999999999]
[0,null,0.2107869]
[0,null,0.2106913]
[0,null,0.21063950000000001]
[0,null,0.21052870000000001]
[0,null,0.21045059999999999]
[0,null,0.210259]
[0,null,0.2101095]
[0,null,0.20999419999999999]
[0,null,0.20999419999999999]
[0,null,0.20982480000000001]
[0,null,0.2097648]
[0,null,0.2097271]
[0,null,0.20957999999999999]
[0,null,0.20946870000000001]
[0,null,0.20919389999999999]
[0,null,0.2090899]
[0,null,0.20894499999999999]
[0,null,0.20887249999999999]
[0,null,0.208703]
[0,null,0.20866219999999999]
[0,null,0.20854829999999999]
[0,null,0.20847260000000001]
[0,null,0.20845569999999999]
[0,null,0.20841499999999999]
[0,null,0.2083594]
[0,null,0.20823159999999999]
[0,null,0.2080736]
[0,null,0.2079531]
[0,null,0.2078409]
[0,null,0.2077726]
[0,null,0.20767250000000001]
[0,null,0.20763419999999999]
[0,null,0.2076172]
[0,null,0.20749020000000001]
[0,null,0.20739730000000001]
[0,null,0.2072784]
[0,null,0.20710890000000001]
[0,null,0.2070572]
[0,null,0.2069281]
[0,null,0.20685139999999999]
[0,null,0.2067727]
[0,null,0.20665220000000001]
[0,null,0.20657929999999999]
[0,null,0.20649960000000001]
[0,null,0.2063729]
[0,null,0.2063102]
[0,null,0.20621700000000001]
[0,null,0.2061182]
[0,null,0.20606650000000001]
[0,null,0.2059656]
[0,null,0.20576259999999999]
[0,null,0.20558370000000001]
[0,null,0.20548820000000001]
[0,null,0.20539840000000001]
[0,null,0.20536070000000001]
[0,null,0.20505109999999999]
[0,null,0.20493900000000001]
[0,null,0.20485349999999999]
[0,null,0.20467109999999999]
[0,null,0.20457929999999999]
[0,null,0.2043384]
[0,null,0.20421919999999999]
[0,null,0.2041965]
[0,null,0.20396359999999999]
[0,null,0.20384140000000001]
[0,null,0.20363870000000001]
[0,null,0.20352970000000001]
[0,null,0.2034292]
[0,null,0.20332259999999999]
[0,null,0.203179]
[0,null,0.20304359999999999]
[0,null,0.2029453]
[0,null,0.20287279999999999]
[0,null,0.2028172]
[0,null,0.20276569999999999]
[0,null,0.2027053]
[0,null,0.20260729999999999]
[0,null,0.20244519999999999]
[0,null,0.20229459999999999]
[0,null,0.20225319999999999]
[0,null,0.20215130000000001]
[0,null,0.20204230000000001]
[0,null,0.20185980000000001]
[0,null,0.20173930000000001]
[0,null,0.20162440000000001]
[0,null,0.20154159999999999]
[0,null,0.2014994]
[0,null,0.2013392]
[0,null,0.2011569]
[0,null,0.201102]
[0,null,0.20100470000000001]
[0,null,0.20094429999999999]
[0,null,0.2008887]
[0,null,0.20074719999999999]
[0,null,0.2006098]
[0,null,0.20056979999999999]
[0,null,0.2004821]
[0,null,0.20038610000000001]
[0,null,0.20022870000000001]
[0,null,0.20017109999999999]
[0,null,0.2000392]
[0,null,0.19988939999999999]
[0,null,0.1997613]
[0,null,0.19974439999999999]
[0,null,0.19964670000000001]
[0,null,0.19942989999999999]
[0,null,0.1992003]
[0,null,0.19917180000000001]
[0,null,0.1991367]
[0,null,0.1991029]
[0,null,0.1990355]
[0,null,0.1990035]
[0,null,0.1989862]
[0,null,0.19883310000000001]
[0,null,0.19879520000000001]
[0,null,0.19874739999999999]
[0,null,0.1986832]
[0,null,0.1985673]
[0,null,0.19855139999999999]
[0,null,0.19849430000000001]
[0,null,0.19835430000000001]
[0,null,0.1982998]
[0,null,0.19826089999999999]
[0,null,0.1981986]
[0,null,0.19804910000000001]
[0,null,0.19801579999999999]
[0,null,0.19791980000000001]
[0,null,0.19789329999999999]
[0,null,0.19781319999999999]
[0,null,0.1978087]
[0,null,0.1977959]
[0,null,0.19771520000000001]
[0,null,0.19768620000000001]
[0,null,0.19765269999999999]
[0,null,0.19757530000000001]
[0,null,0.19749949999999999]
[0,null,0.19743659999999999]
[0,null,0.19739139999999999]
[0,null,0.19728599999999999]
[0,null,0.1972199]
[0,null,0.19717219999999999]
[0,null,0.19712560000000001]
[0,null,0.19709560000000001]
[0,null,0.19701450000000001]
[0,null,0.1969796]
[0,null,0.19686719999999999]
[0,null,0.19678409999999999]
[0,null,0.19676640000000001]
[0,null,0.19674920000000001]
[0,null,0.1965885]
[0,null,0.19655110000000001]
[0,null,0.19653380000000001]
[0,null,0.19645219999999999]
[0,null,0.1964188]
[0,null,0.19630900000000001]
[0,null,0.19625210000000001]
[0,null,0.1960335]
[0,null,0.1959545]
[0,null,0.1959166]
[0,null,0.1958278]
[0,null,0.19578780000000001]
[0,null,0.1957411]
[0,null,0.19567799999999999]
[0,null,0.19555510000000001]
[0,null,0.19545299999999999]
[0,null,0.19543189999999999]
[0,null,0.1953086]
[0,null,0.1952535]
[0,null,0.19518679999999999]
[0,null,0.1950876]
[0,null,0.1949796]
[0,null,0.19496540000000001]
[0,null,0.1948812]
[0,null,0.19473509999999999]
[0,null,0.19470689999999999]
[0,null,0.19468650000000001]
[0,null,0.19459699999999999]
[0,null,0.19455939999999999]
[0,null,0.19454930000000001]
[0,null,0.19444120000000001]
[0,null,0.194413]
[0,null,0.1943848]
[0,null,0.19434969999999999]
[0,null,0.1942943]
[0,null,0.19425590000000001]
[0,null,0.19424569999999999]
[0,null,0.19421060000000001]
[0,null,0.1940876]
[0,null,0.19400809999999999]
[0,null,0.193942]
[0,null,0.19391259999999999]
[0,null,0.193747]
[0,null,0.1937017]
[0,null,0.19369140000000001]
[0,null,0.1935964]
[0,null,0.19356950000000001]
[0,null,0.19341929999999999]
[0,null,0.19320010000000001]
[0,null,0.19319149999999999]
[0,null,0.19308349999999999]
[0,null,0.1930143]
[0,null,0.1930143]
[0,null,0.19298199999999999]
[0,null,0.1929593]
[0,null,0.1928636]
[0,null,0.19283719999999999]
[0,null,0.1927894]
[0,null,0.19276699999999999]
[0,null,0.19268270000000001]
[0,null,0.1926233]
[0,null,0.19259970000000001]
[0,null,0.19251509999999999]
[0,null,0.19245209999999999]
[0,null,0.19236909999999999]
[0,null,0.19235099999999999]
[0,null,0.1923311]
[0,null,0.19225809999999999]
[0,null,0.19224840000000001]
[0,null,0.19214999999999999]
[0,null,0.19212180000000001]
[0,null,0.192081]
[0,null,0.19197110000000001]
[0,null,0.19189700000000001]
[0,null,0.19184209999999999]
[0,null,0.19179969999999999]
[0,null,0.1917237]
[0,null,0.19167989999999999]
[0,null,0.19153249999999999]
[0,null,0.1915029]
[0,null,0.19146779999999999]
[0,null,0.19141030000000001]
[0,null,0.19130610000000001]
[0,null,0.19124969999999999]
[0,null,0.1911629]
[0,null,0.19112779999999999]
[0,null,0.19106719999999999]
[0,null,0.1909535]
[0,null,0.19089709999999999]
[0,null,0.1908483]
[0,null,0.1906882]
[0,null,0.1906371]
[0,null,0.1906032]
[0,null,0.19059950000000001]
[0,null,0.19046550000000001]
[0,null,0.1903706]
[0,null,0.19025880000000001]
[0,null,0.19024279999999999]
[0,null,0.1901149]
[0,null,0.19006300000000001]
[0,null,0.18999240000000001]
[0,null,0.18992100000000001]
[0,null,0.18985489999999999]
[0,null,0.18970110000000001]
[0,null,0.1896525]
[0,null,0.18951119999999999]
[0,null,0.189447]
[0,null,0.1894247]
[0,null,0.18931190000000001]
[0,null,0.18927389999999999]
[0,null,0.18923599999999999]
[0,null,0.18920780000000001]
[0,null,0.18912770000000001]
[0,null,0.18909409999999999]
[0,null,0.1890038]
[0,null,0.18888189999999999]
[0,null,0.18885099999999999]
[0,null,0.18874759999999999]
[0,null,0.18874560000000001]
[0,null,0.1886727]
[0,null,0.18865229999999999]
[0,null,0.1885597]
[0,null,0.1885589]
[0,null,0.18846479999999999]
[0,null,0.1884295]
[0,null,0.18835370000000001]
[0,null,0.18834409999999999]
[0,null,0.1883186]
[0,null,0.18830640000000001]
[0,null,0.1881256]
[0,null,0.18810360000000001]
[0,null,0.1880685]
[0,null,0.1880676]
[0,null,0.1879053]
[0,null,0.1878592]
[0,null,0.18780279999999999]
[0,null,0.18769720000000001]
[0,null,0.1876101]
[0,null,0.18757679999999999]
[0,null,0.18753700000000001]
[0,null,0.1874353]
[0,null,0.18731139999999999]
[0,null,0.18731139999999999]
[0,null,0.187253]
[0,null,0.1871748]
[0,null,0.18709429999999999]
[0,null,0.1870666]
[0,null,0.18696380000000001]
[0,null,0.18685860000000001]
[0,null,0.1868426]
[0,null,0.18682219999999999]
[0,null,0.18671260000000001]
[0,null,0.18670139999999999]
[0,null,0.18662300000000001]
[0,null,0.1864102]
[0,null,0.1863534]
[0,null,0.18626699999999999]
[0,null,0.18626699999999999]
[0,null,0.18623529999999999]
[0,null,0.18617210000000001]
[0,null,0.1860533]
[0,null,0.1859421]
[0,null,0.185891]
[0,null,0.1858718]
[0,null,0.18580089999999999]
[0,null,0.18579879999999999]
[0,null,0.18565290000000001]
[0,null,0.18558939999999999]
[0,null,0.1855811]
[0,null,0.18543229999999999]
[0,null,0.18540019999999999]
[0,null,0.18535940000000001]
[0,null,0.18533379999999999]
[0,null,0.18529290000000001]
[0,null,0.1852328]
[0,null,0.1851092]
[0,null,0.18505440000000001]
[0,null,0.18494079999999999]
[0,null,0.1848514]
[0,null,0.18479580000000001]
[0,null,0.18476919999999999]
[0,null,0.18469740000000001]
[0,null,0.184641]
[0,null,0.1846373]
[0,null,0.18457789999999999]
[0,null,0.18456520000000001]
[0,null,0.18449570000000001]
[0,null,0.1844025]
[0,null,0.18436559999999999]
[0,null,0.18434310000000001]
[0,null,0.1842616]
[0,null,0.18422359999999999]
[0,null,0.18418789999999999]
[0,null,0.18415339999999999]
[0,null,0.18408540000000001]
[0,null,0.18396670000000001]
[0,null,0.1839414]
[0,null,0.18375330000000001]
[0,null,0.18366579999999999]
[0,null,0.1835956]
[0,null,0.18356049999999999]
[0,null,0.183527]
[0,null,0.183423]
[0,null,0.18322840000000001]
[0,null,0.18317700000000001]
[0,null,0.18310109999999999]
[0,null,0.18305160000000001]
[0,null,0.18286769999999999]
[0,null,0.1828658]
[0,null,0.18283949999999999]
[0,null,0.18279709999999999]
[0,null,0.18266309999999999]
[0,null,0.1826274]
[0,null,0.1825717]
[0,null,0.18240729999999999]
[0,null,0.1823814]
[0,null,0.1823728]
[0,null,0.18217469999999999]
[0,null,0.1821508]
[0,null,0.18208360000000001]
[0,null,0.18207780000000001]
[0,null,0.1820399]
[0,null,0.1819132]
[0,null,0.18187139999999999]
[0,null,0.1817212]
[0,null,0.1817001]
[0,null,0.1816942]
[0,null,0.18161630000000001]
[0,null,0.18153449999999999]
[0,null,0.18152969999999999]
[0,null,0.18135080000000001]
[0,null,0.1813015]
[0,null,0.18124109999999999]
[0,null,0.18117520000000001]
[0,null,0.1810774]
[0,null,0.18103330000000001]
[0,null,0.18101490000000001]
[0,null,0.1808688]
[0,null,0.18082139999999999]
[0,null,0.18068200000000001]
[0,null,0.18054290000000001]
[0,null,0.18044060000000001]
[0,null,0.18037220000000001]
[0,null,0.1802318]
[0,null,0.1801973]
[0,null,0.1801973]
[0,null,0.18006610000000001]
[0,null,0.1799597]
[0,null,0.17984169999999999]
[0,null,0.1798206]
[0,null,0.1797291]
[0,null,0.17968149999999999]
[0,null,0.17943319999999999]
[0,null,0.1794258]
[0,null,0.1794104]
[0,null,0.17924850000000001]
[0,null,0.17915729999999999]
[0,null,0.17905889999999999]
[0,null,0.17902100000000001]
[0,null,0.1789858]
[0,null,0.17895610000000001]
[0,null,0.17881159999999999]
[0,null,0.17856540000000001]
[0,null,0.1785321]
[0,null,0.1784702]
[0,null,0.17843600000000001]
[0,null,0.17831320000000001]
[0,null,0.1783083]
[0,null,0.17819460000000001]
[0,null,0.1780784]
[0,null,0.1780157]
[0,null,0.17801420000000001]
[0,null,0.17795620000000001]
[0,null,0.17784430000000001]
[0,null,0.1778091]
[0,null,0.1777232]
[0,null,0.1776964]
[0,null,0.1775053]
[0,null,0.177456]
[0,null,0.17739959999999999]
[0,null,0.17733660000000001]
[0,null,0.17723749999999999]
[0,null,0.1772282]
[0,null,0.17706730000000001]
[0,null,0.17705009999999999]
[0,null,0.17704710000000001]
[0,null,0.17694170000000001]
[0,null,0.1768786]
[0,null,0.17685580000000001]
[0,null,0.17680129999999999]
[0,null,0.17668159999999999]
[0,null,0.17667830000000001]
[0,null,0.17653830000000001]
[0,null,0.17648330000000001]
[0,null,0.17648059999999999]
[0,null,0.1763335]
[0,null,0.17624980000000001]
[0,null,0.17617679999999999]
[0,null,0.17616580000000001]
[0,null,0.1761038]
[0,null,0.175985]
[0,null,0.17588889999999999]
[0,null,0.17585970000000001]
[0,null,0.1757553]
[0,null,0.17568929999999999]
[0,null,0.17568919999999999]
[0,null,0.17553759999999999]
[0,null,0.17547389999999999]
[0,null,0.17541280000000001]
[0,null,0.17541100000000001]
[0,null,0.17530979999999999]
[0,null,0.175234]
[0,null,0.175175]
[0,null,0.17513670000000001]
[0,null,0.1751258]
[0,null,0.17505560000000001]
[0,null,0.1750352]
[0,null,0.17497280000000001]
[0,null,0.1748519]
[0,null,0.17482220000000001]
[0,null,0.1747658]
[0,null,0.1747532]
[0,null,0.1746403]
[0,null,0.1745574]
[0,null,0.1745564]
[0,null,0.17449310000000001]
[0,null,0.1744687]
[0,null,0.17436370000000001]
[0,null,0.17428979999999999]
[0,null,0.17420330000000001]
[0,null,0.1741016]
[0,null,0.17402400000000001]
[0,null,0.17392379999999999]
[0,null,0.17381170000000001]
[0,null,0.1736463]
[0,null,0.17361879999999999]
[0,null,0.1735872]
[0,null,0.17350370000000001]
[0,null,0.17347560000000001]
[0,null,0.17334350000000001]
[0,null,0.1732621]
[0,null,0.17325660000000001]
[0,null,0.173154]
[0,null,0.1730487]
[0,null,0.17302110000000001]
[0,null,0.17298259999999999]
[0,null,0.17278669999999999]
[0,null,0.17274709999999999]
[0,null,0.17273630000000001]
[0,null,0.1726742]
[0,null,0.17261370000000001]
[0,null,0.17255039999999999]
[0,null,0.17252880000000001]
[0,null,0.17245389999999999]
[0,null,0.17231679999999999]
[0,null,0.17219509999999999]
[0,null,0.17218910000000001]
[0,null,0.1720121]
[0,null,0.17200660000000001]
[0,null,0.17189090000000001]
[0,null,0.17186879999999999]
[0,null,0.17179459999999999]
[0,null,0.17175509999999999]
[0,null,0.17168159999999999]
[0,null,0.17150260000000001]
[0,null,0.17148379999999999]
[0,null,0.17135510000000001]
[0,null,0.17130819999999999]
[0,null,0.17127999999999999]
[0,null,0.1712101]
[0,null,0.1710237]
[0,null,0.17094429999999999]
[0,null,0.1709233]
[0,null,0.17077300000000001]
[0,null,0.1707379]
[0,null,0.17071459999999999]
[0,null,0.17060620000000001]
[0,null,0.170596]
[0,null,0.1705226]
[0,null,0.17041490000000001]
[0,null,0.1702641]
[0,null,0.17025570000000001]
[0,null,0.17015159999999999]
[0,null,0.17004420000000001]
[0,null,0.16998099999999999]
[0,null,0.1698981]
[0,null,0.16984550000000001]
[0,null,0.1698173]
[0,null,0.16970579999999999]
[0,null,0.16962769999999999]
[0,null,0.16958300000000001]
[0,null,0.1695054]
[0,null,0.16939019999999999]
[0,null,0.169263]
[0,null,0.16924700000000001]
[0,null,0.1692292]
[0,null,0.16910210000000001]
[0,null,0.16897019999999999]
[0,null,0.16879749999999999]
[0,null,0.16872570000000001]
[0,null,0.16861889999999999]
[0,null,0.16861309999999999]
[0,null,0.16847819999999999]
[0,null,0.16844339999999999]
[0,null,0.16831399999999999]
[0,null,0.1681491]
[0,null,0.1681329]
[0,null,0.16803899999999999]
[0,null,0.16791600000000001]
[0,null,0.16786419999999999]
[0,null,0.16778580000000001]
[0,null,0.16773089999999999]
[0,null,0.16773089999999999]
[0,null,0.16758529999999999]
[0,null,0.1675616]
[0,null,0.16752649999999999]
[0,null,0.1673895]
[0,null,0.1673579]
[0,null,0.16728489999999999]
[0,null,0.16717480000000001]
[0,null,0.16709080000000001]
[0,null,0.1669138]
[0,null,0.16689760000000001]
[0,null,0.16674520000000001]
[0,null,0.16674430000000001]
[0,null,0.16674430000000001]
[0,null,0.16663310000000001]
[0,null,0.16663140000000001]
[0,null,0.16650889999999999]
[0,null,0.1664861]
[0,null,0.16636980000000001]
[0,null,0.16629479999999999]
[0,null,0.16614799999999999]
[0,null,0.16613710000000001]
[0,null,0.166017]
[0,null,0.16600470000000001]
[0,null,0.16592370000000001]
[0,null,0.1658443]
[0,null,0.16580880000000001]
[0,null,0.1657439]
[0,null,0.1656281]
[0,null,0.16545219999999999]
[0,null,0.16543530000000001]
[0,null,0.1653974]
[0,null,0.16520850000000001]
[0,null,0.16518679999999999]
[0,null,0.16511590000000001]
[0,null,0.16509560000000001]
[0,null,0.16490589999999999]
[0,null,0.1648705]
[0,null,0.16467799999999999]
[0,null,0.16464300000000001]
[0,null,0.16460240000000001]
[0,null,0.164524]
[0,null,0.16440270000000001]
[0,null,0.16436110000000001]
[0,null,0.16425139999999999]
[0,null,0.1642335]
[0,null,0.164104]
[0,null,0.1639708]
[0,null,0.16390160000000001]
[0,null,0.16390160000000001]
[0,null,0.16379070000000001]
[0,null,0.1637285]
[0,null,0.16364629999999999]
[0,null,0.16357720000000001]
[0,null,0.16357289999999999]
[0,null,0.16354469999999999]
[0,null,0.16348470000000001]
[0,null,0.16346430000000001]
[0,null,0.1633925]
[0,null,0.16328870000000001]
[0,null,0.16325509999999999]
[0,null,0.16322539999999999]
[0,null,0.1631282]
[0,null,0.1630084]
[0,null,0.16295770000000001]
[0,null,0.16280259999999999]
[0,null,0.16272039999999999]
[0,null,0.16269449999999999]
[0,null,0.1626631]
[0,null,0.1626312]
[0,null,0.1625933]
[0,null,0.16247529999999999]
[0,null,0.1624178]
[0,null,0.16231470000000001]
[0,null,0.16210649999999999]
[0,null,0.16207340000000001]
[0,null,0.16200780000000001]
[0,null,0.16200780000000001]
[0,null,0.16198879999999999]
[0,null,0.16194339999999999]
[0,null,0.1619186]
[0,null,0.16190499999999999]
[0,null,0.1618791]
[0,null,0.1616467]
[0,null,0.16162370000000001]
[0,null,0.16160359999999999]
[0,null,0.16159960000000001]
[0,null,0.16146460000000001]
[0,null,0.16142409999999999]
[0,null,0.16140470000000001]
[0,null,0.1613668]
[0,null,0.16132299999999999]
[0,null,0.16128300000000001]
[0,null,0.16123399999999999]
[0,null,0.1611735]
[0,null,0.1611477]
[0,null,0.1610666]
[0,null,0.1610403]
[0,null,0.16100980000000001]
[0,null,0.16096379999999999]
[0,null,0.1609129]
[0,null,0.16083149999999999]
[0,null,0.16082340000000001]
[0,null,0.1607739]
[0,null,0.1606601]
[0,null,0.1606445]
[0,null,0.1606281]
[0,null,0.16053419999999999]
[0,null,0.16048009999999999]
[0,null,0.1604652]
[0,null,0.1604295]
[0,null,0.16024389999999999]
[0,null,0.160189]
[0,null,0.16018279999999999]
[0,null,0.16011059999999999]
[0,null,0.16004409999999999]
[0,null,0.1599266]
[0,null,0.15987000000000001]
[0,null,0.1598485]
[0,null,0.15982550000000001]
[0,null,0.1598106]
[0,null,0.15980649999999999]
[0,null,0.15972810000000001]
[0,null,0.15965860000000001]
[0,null,0.1596426]
[0,null,0.15958600000000001]
[0,null,0.1595509]
[0,null,0.15953909999999999]
[0,null,0.15949099999999999]
[0,null,0.1594275]
[0,null,0.15937750000000001]
[0,null,0.1593456]
[0,null,0.1592885]
[0,null,0.1591021]
[0,null,0.1591012]
[0,null,0.15901280000000001]
[0,null,0.15895509999999999]
[0,null,0.15894849999999999]
[0,null,0.15888849999999999]
[0,null,0.1588793]
[0,null,0.15876950000000001]
[0,null,0.1587596]
[0,null,0.15872449999999999]
[0,null,0.15870629999999999]
[0,null,0.15863569999999999]
[0,null,0.15857660000000001]
[0,null,0.15849340000000001]
[0,null,0.15846150000000001]
[0,null,0.15828980000000001]
[0,null,0.15826599999999999]
[0,null,0.15812509999999999]
[0,null,0.1580059]
[0,null,0.15798970000000001]
[0,null,0.15793679999999999]
[0,null,0.1578765]
[0,null,0.1578127]
[0,null,0.1578041]
[0,null,0.15773429999999999]
[0,null,0.15753890000000001]
[0,null,0.15752540000000001]
[0,null,0.15752540000000001]
[0,null,0.15741669999999999]
[0,null,0.15741060000000001]
[0,null,0.15737580000000001]
[0,null,0.15729989999999999]
[0,null,0.15724250000000001]
[0,null,0.1570976]
[0,null,0.1570966]
[0,null,0.15703520000000001]
[0,null,0.15701999999999999]
[0,null,0.1568966]
[0,null,0.15685940000000001]
[0,null,0.15678329999999999]
[0,null,0.1567508]
[0,null,0.15674060000000001]
[0,null,0.15662570000000001]
[0,null,0.15658469999999999]
[0,null,0.15658079999999999]
[0,null,0.15649150000000001]
[0,null,0.1564797]
[0,null,0.15638759999999999]
[0,null,0.15631639999999999]
[0,null,0.15609100000000001]
[0,null,0.1560724]
[0,null,0.156051]
[0,null,0.15593889999999999]
[0,null,0.1558727]
[0,null,0.15585889999999999]
[0,null,0.1558117]
[0,null,0.1557944]
[0,null,0.15573090000000001]
[0,null,0.15572949999999999]
[0,null,0.15572259999999999]
[0,null,0.15559110000000001]
[0,null,0.15551470000000001]
[0,null,0.15540979999999999]
[0,null,0.15535879999999999]
[0,null,0.1553108]
[0,null,0.15518290000000001]
[0,null,0.1551749]
[0,null,0.15513740000000001]
[0,null,0.15507389999999999]
[0,null,0.1550261]
[0,null,0.15497130000000001]
[0,null,0.15496860000000001]
[0,null,0.1548474]
[0,null,0.1547462]
[0,null,0.15466669999999999]
[0,null,0.1546167]
[0,null,0.15457080000000001]
[0,null,0.1544925]
[0,null,0.1544914]
[0,null,0.15446679999999999]
[0,null,0.15434690000000001]
[0,null,0.15433069999999999]
[0,null,0.1542193]
[0,null,0.1541691]
[0,null,0.1541517]
[0,null,0.1541382]
[0,null,0.1540878]
[0,null,0.1540397]
[0,null,0.15400459999999999]
[0,null,0.1540019]
[0,null,0.15398519999999999]
[0,null,0.1539229]
[0,null,0.15378359999999999]
[0,null,0.15372569999999999]
[0,null,0.1537037]
[0,null,0.15361620000000001]
[0,null,0.1535878]
[0,null,0.15349550000000001]
[0,null,0.15347179999999999]
[0,null,0.15339849999999999]
[0,null,0.15338760000000001]
[0,null,0.1532878]
[0,null,0.15324940000000001]
[0,null,0.15322169999999999]
[0,null,0.1531556]
[0,null,0.15315129999999999]
[0,null,0.1530995]
[0,null,0.1530878]
[0,null,0.15305160000000001]
[0,null,0.15304470000000001]
[0,null,0.15296950000000001]
[0,null,0.15294759999999999]
[0,null,0.15289730000000001]
[0,null,0.1528949]
[0,null,0.1526901]
[0,null,0.152619]
[0,null,0.15260190000000001]
[0,null,0.15255550000000001]
[0,null,0.15248220000000001]
[0,null,0.15246190000000001]
[0,null,0.15245739999999999]
[0,null,0.15229989999999999]
[0,null,0.1522753]
[0,null,0.1522645]
[0,null,0.15219840000000001]
[0,null,0.1521873]
[0,null,0.15213650000000001]
[0,null,0.15207770000000001]
[0,null,0.1519141]
[0,null,0.1518921]
[0,null,0.15173429999999999]
[0,null,0.15163489999999999]
[0,null,0.15156629999999999]
[0,null,0.1515425]
[0,null,0.15151480000000001]
[0,null,0.15149270000000001]
[0,null,0.15141479999999999]
[0,null,0.15132760000000001]
[0,null,0.1512925]
[0,null,0.15125710000000001]
[0,null,0.15124389999999999]
[0,null,0.15116399999999999]
[0,null,0.15112790000000001]
[0,null,0.15104919999999999]
[0,null,0.1509875]
[0,null,0.15097540000000001]
[0,null,0.15096319999999999]
[0,null,0.1508775]
[0,null,0.15087030000000001]
[0,null,0.1507347]
[0,null,0.15070649999999999]
[0,null,0.15070449999999999]
[0,null,0.15064920000000001]
[0,null,0.1505454]
[0,null,0.15038409999999999]
[0,null,0.15038209999999999]
[0,null,0.15037780000000001]
[0,null,0.15014279999999999]
[0,null,0.15007380000000001]
[0,null,0.15005370000000001]
[0,null,0.15004490000000001]
[0,null,0.14996010000000001]
[0,null,0.14994579999999999]
[0,null,0.1497568]
[0,null,0.1497541]
[0,null,0.14973400000000001]
[0,null,0.14962529999999999]
[0,null,0.14949850000000001]
[0,null,0.14946519999999999]
[0,null,0.14942330000000001]
[0,null,0.14938470000000001]
[0,null,0.1493719]
[0,null,0.14933460000000001]
[0,null,0.14932139999999999]
[0,null,0.1492512]
[0,null,0.1491315]
[0,null,0.1490436]
[0,null,0.14884439999999999]
[0,null,0.1486866]
[0,null,0.14868609999999999]
[0,null,0.14857380000000001]
[0,null,0.14853069999999999]
[0,null,0.14845469999999999]
[0,null,0.14836840000000001]
[0,null,0.1482493]
[0,null,0.1481741]
[0,null,0.1479868]
[0,null,0.14786550000000001]
[0,null,0.14773600000000001]
[0,null,0.14761350000000001]
[0,null,0.1474422]
[0,null,0.14743049999999999]
[0,null,0.14729970000000001]
[0,null,0.14729139999999999]
[0,null,0.14709120000000001]
[0,null,0.14708760000000001]
[0,null,0.1469134]
[0,null,0.14677799999999999]
[0,null,0.14669560000000001]
[0,null,0.14661540000000001]
[0,null,0.14655470000000001]
[0,null,0.14646219999999999]
[0,null,0.14626310000000001]
[0,null,0.14610600000000001]
[0,null,0.14603179999999999]
[0,null,0.14593819999999999]
[0,null,0.1458585]
[0,null,0.14568329999999999]
[0,null,0.1456394]
[0,null,0.14553140000000001]
[0,null,0.1455313]
[0,null,0.14531640000000001]
[0,null,0.1452813]
[0,null,0.1452715]
[0,null,0.1451305]
[0,null,0.1451182]
[0,null,0.14498259999999999]
[0,null,0.14489759999999999]
[0,null,0.1448883]
[0,null,0.14482]
[0,null,0.14476059999999999]
[0,null,0.14456289999999999]
[0,null,0.144453]
[0,null,0.14439299999999999]
[0,null,0.1443111]
[0,null,0.14427490000000001]
[0,null,0.14427319999999999]
[0,null,0.14410590000000001]
[0,null,0.14399300000000001]
[0,null,0.14393729999999999]
[0,null,0.1438614]
[0,null,0.1438238]
[0,null,0.14376030000000001]
[0,null,0.14356079999999999]
[0,null,0.14351149999999999]
[0,null,0.14334440000000001]
[0,null,0.1433247]
[0,null,0.14315729999999999]
[0,null,0.14305860000000001]
[0,null,0.1429299]
[0,null,0.14283270000000001]
[0,null,0.142819]
[0,null,0.1427716]
[0,null,0.14272470000000001]
[0,null,0.1426896]
[0,null,0.1426067]
[0,null,0.14255109999999999]
[0,null,0.14230490000000001]
[0,null,0.1422302]
[0,null,0.14222580000000001]
[0,null,0.14212900000000001]
[0,null,0.14208809999999999]
[0,null,0.1419504]
[0,null,0.14188310000000001]
[0,null,0.14186989999999999]
[0,null,0.14167940000000001]
[0,null,0.14151240000000001]
[0,null,0.14149200000000001]
[0,null,0.14137939999999999]
[0,null,0.14132]
[0,null,0.14127490000000001]
[0,null,0.14114399999999999]
[0,null,0.1410487]
[0,null,0.1409955]
[0,null,0.14088329999999999]
[0,null,0.14085600000000001]
[0,null,0.140845]
[0,null,0.1406538]
[0,null,0.14058229999999999]
[0,null,0.14050190000000001]
[0,null,0.1404059]
[0,null,0.1402862]
[0,null,0.1402591]
[0,null,0.14002439999999999]
[0,null,0.1400141]
[0,null,0.1399019]
[0,null,0.13987189999999999]
[0,null,0.13977249999999999]
[0,null,0.13953760000000001]
[0,null,0.13949980000000001]
[0,null,0.13937359999999999]
[0,null,0.13932810000000001]
[0,null,0.13923279999999999]
[0,null,0.1390401]
[0,null,0.13897979999999999]
[0,null,0.1388238]
[0,null,0.13854060000000001]
[0,null,0.1384137]
[0,null,0.13829079999999999]
[0,null,0.13826769999999999]
[0,null,0.13816490000000001]
[0,null,0.138071]
[0,null,0.13805700000000001]
[0,null,0.1379822]
[0,null,0.13781959999999999]
[0,null,0.1376877]
[0,null,0.137595]
[0,null,0.13743830000000001]
[0,null,0.13733409999999999]
[0,null,0.13725809999999999]
[0,null,0.1370334]
[0,null,0.13696920000000001]
[0,null,0.13681869999999999]
[0,null,0.1367526]
[0,null,0.13666900000000001]
[0,null,0.1365913]
[0,null,0.13643739999999999]
[0,null,0.1363973]
[0,null,0.13635349999999999]
[0,null,0.13629350000000001]
[0,null,0.13608110000000001]
[0,null,0.1359773]
[0,null,0.13587340000000001]
[0,null,0.1358733]
[0,null,0.1355671]
[0,null,0.1355489]
[0,null,0.13546430000000001]
[0,null,0.13545119999999999]
[0,null,0.135266]
[0,null,0.13519539999999999]
[0,null,0.13511500000000001]
[0,null,0.13502210000000001]
[0,null,0.1350103]
[0,null,0.13492029999999999]
[0,null,0.13481389999999999]
[0,null,0.13457910000000001]
[0,null,0.13448840000000001]
[0,null,0.1344332]
[0,null,0.134325]
[0,null,0.13420950000000001]
[0,null,0.13395840000000001]
[0,null,0.1338077]
[0,null,0.13343430000000001]
[0,null,0.13332330000000001]
[0,null,0.13329659999999999]
[0,null,0.1331927]
[0,null,0.13314899999999999]
[0,null,0.13302649999999999]
[0,null,0.1329285]
[0,null,0.13288739999999999]
[0,null,0.13277739999999999]
[0,null,0.13268559999999999]
[0,null,0.13261200000000001]
[0,null,0.13250439999999999]
[0,null,0.13236819999999999]
[0,null,0.13224259999999999]
[0,null,0.13213169999999999]
[0,null,0.13199430000000001]
[0,null,0.13188159999999999]
[0,null,0.13173799999999999]
[0,null,0.13161719999999999]
[0,null,0.13159080000000001]
[0,null,0.13150200000000001]
[0,null,0.13140689999999999]
[0,null,0.1313887]
[0,null,0.13128719999999999]
[0,null,0.13128000000000001]
[0,null,0.1310559]
[0,null,0.1309331]
[0,null,0.13084770000000001]
[0,null,0.13077320000000001]
[0,null,0.13060240000000001]
[0,null,0.13060040000000001]
[0,null,0.13045190000000001]
[0,null,0.1304515]
[0,null,0.13033049999999999]
[0,null,0.13020409999999999]
[0,null,0.1300287]
[0,null,0.1300028]
[0,null,0.1299941]
[0,null,0.1297837]
[0,null,0.12977810000000001]
[0,null,0.12961919999999999]
[0,null,0.12937199999999999]
[0,null,0.12910940000000001]
[0,null,0.12910940000000001]
[0,null,0.12868009999999999]
[0,null,0.12864500000000001]
[0,null,0.1279807]
[0,null,0.12788640000000001]
[0,null,0.12758559999999999]
[0,null,0.1272287]
[0,null,0.12720049999999999]
[0,null,0.127078]
[0,null,0.1265848]
[0,null,0.12615899999999999]
[0,null,0.1258059]
[0,null,0.12550349999999999]
[0,null,0.12527849999999999]
[0,null,0.1250645]
[0,null,0.1249914]
[0,null,0.1244488]
[0,null,0.1238196]
[0,null,0.1236125]
[0,null,0.1232192]
[0,null,0.12289899999999999]
[0,null,0.12253799999999999]
[0,null,0.12177499999999999]
[0,null,0.12145060000000001]
[0,null,0.1209042]
[0,null,0.12084780000000001]
[0,null,0.12034449999999999]
[0,null,0.1200857]
[0,null,0.1199211]
[0,null,0.1195658]
[0,null,0.11923300000000001]
[0,null,0.118966]
[0,null,0.1186739]
[0,null,0.11824809999999999]
[0,null,0.11794449999999999]
[0,null,0.1176552]
[0,null,0.1171633]
[0,null,0.1170298]
[0,null,0.1164539]
[0,null,0.116232]
[0,null,0.115976]
[0,null,0.115024]
[0,null,0.11450150000000001]
[0,null,0.11427370000000001]
[0,null,0.1138496]
[0,null,0.1135376]
[0,null,0.1134743]
[0,null,0.1133]
[0,null,0.1131383]
[0,null,0.1130625]
[0,null,0.11274629999999999]
[0,null,0.1126072]
[0,null,0.11236409999999999]
[0,null,0.11175880000000001]
[0,null,0.11175880000000001]
[0,null,0.1113794]
[0,null,0.111097]
[0,null,0.110914]
[0,null,0.1107426]
[0,null,0.1103775]
[0,null,0.1093818]
[0,null,0.109123]
[0,null,0.1089826]
[0,null,0.1087579]
[0,null,0.1082832]
[0,null,0.1079968]
[0,null,0.10744339999999999]
[0,null,0.1072031]
[0,null,0.10685840000000001]
[0,null,0.1063683]
[0,null,0.10599600000000001]
[0,null,0.1055915]
[0,null,0.10541449999999999]
[0,null,0.10532999999999999]
[0,null,0.10532999999999999]
[0,null,0.10516590000000001]
[0,null,0.10492]
[0,null,0.1047078]
[0,null,0.1044839]
[0,null,0.10421370000000001]
[0,null,0.1040609]
[0,null,0.10372049999999999]
[0,null,0.10317560000000001]
[0,null,0.10279190000000001]
[0,null,0.10279190000000001]
[0,null,0.10273019999999999]
[0,null,0.1027073]
[0,null,0.1024535]
[0,null,0.1023044]
[0,null,0.1020475]
[0,null,0.1020305]
[0,null,0.1015228]
[0,null,0.1014784]
[0,null,0.1010093]
[0,null,0.1007634]
[0,null,0.1007614]
[0,null,0.1004741]
[0,null,0.1002538]
[0,null,0.1002538]
[0,null,9.9763599999999994E-2]
[0,null,9.9496500000000002E-2]
[0,null,9.9156300000000003E-2]
[0,null,9.8984799999999998E-2]
[0,null,9.8878900000000006E-2]
[0,null,9.8646399999999995E-2]
[0,null,9.86345E-2]
[0,null,9.8577300000000007E-2]
[0,null,9.8561800000000005E-2]
[0,null,9.8561800000000005E-2]
[0,null,9.8387299999999997E-2]
[0,null,9.8371899999999998E-2]
[0,null,9.8138699999999995E-2]
[0,null,9.8138699999999995E-2]
[0,null,9.8029099999999994E-2]
[0,null,9.7902299999999998E-2]
[0,null,9.7786499999999998E-2]
[0,null,9.7526000000000002E-2]
[0,null,9.7365599999999997E-2]
[0,null,9.7261500000000001E-2]
[0,null,9.7123500000000001E-2]
[0,null,9.7038899999999997E-2]
[0,null,9.6954299999999993E-2]
[0,null,9.6820600000000007E-2]
[0,null,9.6754499999999993E-2]
[0,null,9.6636600000000003E-2]
[0,null,9.6573400000000004E-2]
[0,null,9.6446699999999996E-2]
[0,null,9.5939099999999999E-2]
[0,null,9.5939099999999999E-2]
[0,null,9.5856200000000003E-2]
[0,null,9.5854499999999995E-2]
[0,null,9.5793600000000007E-2]
[0,null,9.5645599999999997E-2]
[0,null,9.5466400000000007E-2]
[0,null,9.5431500000000002E-2]
[0,null,9.53296E-2]
[0,null,9.5177700000000004E-2]
[0,null,9.5177700000000004E-2]
[0,null,9.5177700000000004E-2]
[0,null,9.5113799999999998E-2]
[0,null,9.4727900000000004E-2]
[0,null,9.4521599999999997E-2]
[0,null,9.4247700000000004E-2]
[0,null,9.39363E-2]
[0,null,9.3834000000000001E-2]
[0,null,9.3693700000000005E-2]
[0,null,9.3597799999999995E-2]
[0,null,9.3493400000000004E-2]
[0,null,9.3147199999999999E-2]
[0,null,9.3147199999999999E-2]
[0,null,9.2969599999999999E-2]
[0,null,9.2808799999999997E-2]
[0,null,9.2647800000000002E-2]
[0,null,9.2639600000000002E-2]
[0,null,9.2418700000000006E-2]
[0,null,9.2357099999999998E-2]
[0,null,9.2039599999999999E-2]
[0,null,9.1624399999999995E-2]
[0,null,9.1480300000000001E-2]
[0,null,9.14552E-2]
[0,null,9.1397599999999996E-2]
[0,null,9.1385300000000003E-2]
[0,null,9.1370599999999996E-2]
[0,null,9.1116799999999998E-2]
[0,null,9.1037400000000004E-2]
[0,null,9.0446899999999997E-2]
[0,null,9.0373899999999993E-2]
[0,null,9.0362300000000007E-2]
[0,null,9.0101500000000001E-2]
[0,null,8.9919499999999999E-2]
[0,null,8.9878399999999997E-2]
[0,null,8.9517399999999997E-2]
[0,null,8.9255500000000002E-2]
[0,null,8.9240700000000006E-2]
[0,null,8.8813600000000006E-2]
[0,null,8.8771299999999997E-2]
[0,null,8.8559799999999994E-2]
[0,null,8.8409500000000002E-2]
[0,null,8.8381299999999996E-2]
[0,null,8.8317300000000001E-2]
[0,null,8.7832099999999996E-2]
[0,null,8.7799799999999997E-2]
[0,null,8.73892E-2]
[0,null,8.7220000000000006E-2]
[0,null,8.6819499999999994E-2]
[0,null,8.6757399999999998E-2]
[0,null,8.64597E-2]
[0,null,8.6376599999999998E-2]
[0,null,8.6294399999999993E-2]
[0,null,8.6016899999999993E-2]
[0,null,8.5943900000000004E-2]
[0,null,8.5922499999999999E-2]
[0,null,8.5531499999999996E-2]
[0,null,8.5202E-2]
[0,null,8.51359E-2]
[0,null,8.4801199999999993E-2]
[0,null,8.4760500000000003E-2]
[0,null,8.4602399999999994E-2]
[0,null,8.4481000000000001E-2]
[0,null,8.4159700000000004E-2]
[0,null,8.4159700000000004E-2]
[0,null,8.3917099999999994E-2]
[0,null,8.3862999999999993E-2]
[0,null,8.3756300000000006E-2]
[0,null,8.3342899999999998E-2]
[0,null,8.3094399999999999E-2]
[0,null,8.2910300000000006E-2]
[0,null,8.24873E-2]
[0,null,8.2431400000000002E-2]
[0,null,8.2366700000000001E-2]
[0,null,8.2128199999999998E-2]
[0,null,8.1360799999999997E-2]
[0,null,8.1067299999999995E-2]
[0,null,8.1028600000000006E-2]
[0,null,8.0287600000000001E-2]
[0,null,8.0255699999999999E-2]
[0,null,8.0173999999999995E-2]
[0,null,8.0022300000000005E-2]
[0,null,7.9949199999999998E-2]
[0,null,7.9526200000000005E-2]
[0,null,7.9494300000000004E-2]
[0,null,7.9314499999999996E-2]
[0,null,7.8911499999999996E-2]
[0,null,7.89102E-2]
[0,null,7.8626399999999999E-2]
[0,null,7.8266299999999997E-2]
[0,null,7.7959700000000007E-2]
[0,null,7.7565099999999998E-2]
[0,null,7.7380400000000002E-2]
[0,null,7.7242000000000005E-2]
[0,null,7.7157400000000001E-2]
[0,null,7.68538E-2]
[0,null,7.6610300000000006E-2]
[0,null,7.5719099999999998E-2]
[0,null,7.5631400000000001E-2]
[0,null,7.5055999999999998E-2]
[0,null,7.5027800000000006E-2]
[0,null,7.4604500000000004E-2]
[0,null,7.4056700000000003E-2]
[0,null,7.3640800000000006E-2]
[0,null,7.3604100000000006E-2]
[0,null,7.3389700000000002E-2]
[0,null,7.3152200000000001E-2]
[0,null,7.3060600000000003E-2]
[0,null,7.2601600000000002E-2]
[0,null,7.2307700000000003E-2]
[0,null,7.1973800000000004E-2]
[0,null,7.16889E-2]
[0,null,7.1066000000000004E-2]
[0,null,7.1065100000000006E-2]
[0,null,7.0433099999999998E-2]
[0,null,6.9897600000000004E-2]
[0,null,6.9107699999999994E-2]
[0,null,6.8949700000000003E-2]
[0,null,6.8783300000000006E-2]
[0,null,6.8707099999999993E-2]
[0,null,6.8675100000000003E-2]
[0,null,6.8357100000000004E-2]
[0,null,6.8116800000000005E-2]
[0,null,6.75515E-2]
[0,null,6.7506300000000005E-2]
[0,null,6.7379400000000006E-2]
[0,null,6.7286100000000001E-2]
[0,null,6.6632499999999997E-2]
[0,null,6.5980700000000003E-2]
[0,null,6.5261E-2]
[0,null,6.4681699999999995E-2]
[0,null,6.2719499999999997E-2]
[0,null,6.2022800000000003E-2]
[0,null,6.1674899999999998E-2]
[0,null,6.0253099999999997E-2]
[0,null,5.9367400000000001E-2]
[0,null,5.8354799999999998E-2]
[0,null,5.8207200000000001E-2]
[0,null,5.7722000000000002E-2]
[0,null,5.7311099999999997E-2]
[0,null,5.6710200000000002E-2]
[0,null,0]
[0,null,0]
[0,null,0]
[0,null,0]
[0,null,0]
[0,null,0]
[0,null,0]
[0,null,0]
[0,null,0]
[0,null,0]
[0,null,0]
[0,null,0]
[0,null,0]
[0,null,0]
[0,null,0]
[0,null,0]
[0,null,0]
[0,null,0]
[0,null,0]
[0,null,0]
[0,null,0]
[0,null,0]
[0,null,0]
[0,null,0]
[0,null,0]
[0,null,0]
[0,null,0]
[0,null,0]
[0,null,0]
[0,null,0]

{"sheet":"Sensitivity_calcs","index":11,"n_rows":98,"n_cols":33,"rows_kept":98,"cut":false,"hidden":false,"merged":[]}
[{"$f":"bus","v":"Powercor"}]
[{"$f":"proj","v":"Mount Cottrell feeder 9"}]
["SENSITIVITY CALCULATIONS"]
[]
["Discount factor",null,null,null,null,null,null,{"$f":"Consol!H5","v":0},{"$f":"Consol!I5","v":0.98294637436598087},{"$f":"Consol!J5","v":0.94970664189949849},{"$f":"Consol!K5","v":0.91759095835700344},{"$f":"Consol!L5","v":0.88656131242222558},{"$f":"Consol!M5","v":0.85658097818572532},{"$f":"Consol!N5","v":0.8276144716770294},{"$f":"Consol!O5","v":0.79962750886669509},{"$f":"Consol!P5","v":0.77258696508859437},{"$f":"Consol!Q5","v":0.74646083583439071},{"$f":"Consol!R5","v":0.72121819887380756},{"$f":"Consol!S5","v":0.69682917765585273},{"$f":"Consol!T5","v":0.67326490594768384},{"$f":"Consol!U5","v":0.6504974936692598},{"$f":"Consol!V5","v":0.62849999388334288},{"$f":"Consol!W5","v":0.60724637090178057},{"$f":"Consol!X5","v":0.58671146947031949},{"$f":"Consol!Y5","v":0.56687098499547783},{"$f":"Consol!Z5","v":0.54770143477823952},{"$f":"Consol!AA5","v":0.52918013022052135},{"$f":"Consol!AB5","v":0.5112851499715183},{"$f":"Consol!AC5","v":0.4939953139821433},{"$f":"Consol!AD5","v":0.47729015843685346},{"$f":"Consol!AE5","v":0.46114991153319179},{"$f":"Consol!AF5","v":0.4455554700803786},{"$f":"Consol!AG5","v":0.43048837688925473}]
[{"$f":"'Option1 (base case)'!A6","v":"Count"},null,null,null,null,null,null,{"$f":"Consol!H6","v":0},{"$f":"Consol!I6","v":1},{"$f":"Consol!J6","v":2},{"$f":"Consol!K6","v":3},{"$f":"Consol!L6","v":4},{"$f":"Consol!M6","v":5},{"$f":"Consol!N6","v":6},{"$f":"Consol!O6","v":7},{"$f":"Consol!P6","v":8},{"$f":"Consol!Q6","v":9},{"$f":"Consol!R6","v":10},{"$f":"Consol!S6","v":11},{"$f":"Consol!T6","v":12},{"$f":"Consol!U6","v":13},{"$f":"Consol!V6","v":14},{"$f":"Consol!W6","v":15},{"$f":"Consol!X6","v":16},{"$f":"Consol!Y6","v":17},{"$f":"Consol!Z6","v":18},{"$f":"Consol!AA6","v":19},{"$f":"Consol!AB6","v":20},{"$f":"Consol!AC6","v":21},{"$f":"Consol!AD6","v":22},{"$f":"Consol!AE6","v":23},{"$f":"Consol!AF6","v":24},{"$f":"Consol!AG6","v":25}]
["Analysis period",null,null,null,null,null,null,{"$f":"Consol!H7","v":true},{"$f":"Consol!I7","v":true},{"$f":"Consol!J7","v":true},{"$f":"Consol!K7","v":true},{"$f":"Consol!L7","v":true},{"$f":"Consol!M7","v":true},{"$f":"Consol!N7","v":true},{"$f":"Consol!O7","v":true},{"$f":"Consol!P7","v":true},{"$f":"Consol!Q7","v":true},{"$f":"Consol!R7","v":true},{"$f":"Consol!S7","v":true},{"$f":"Consol!T7","v":true},{"$f":"Consol!U7","v":true},{"$f":"Consol!V7","v":true},{"$f":"Consol!W7","v":true},{"$f":"Consol!X7","v":true},{"$f":"Consol!Y7","v":true},{"$f":"Consol!Z7","v":true},{"$f":"Consol!AA7","v":true},{"$f":"Consol!AB7","v":true},{"$f":"Consol!AC7","v":false},{"$f":"Consol!AD7","v":false},{"$f":"Consol!AE7","v":false},{"$f":"Consol!AF7","v":false},{"$f":"Consol!AG7","v":false}]
[]
[null,null,null,null,null,null,null,{"$f":"'Option1 (base case)'!H9","v":"2026-06-30"},{"$f":"'Option1 (base case)'!I9","v":"2026-27"},{"$f":"'Option1 (base case)'!J9","v":"2027-28"},{"$f":"'Option1 (base case)'!K9","v":"2028-29"},{"$f":"'Option1 (base case)'!L9","v":"2029-30"},{"$f":"'Option1 (base case)'!M9","v":"2030-31"},{"$f":"'Option1 (base case)'!N9","v":"2031-32"},{"$f":"'Option1 (base case)'!O9","v":"2032-33"},{"$f":"'Option1 (base case)'!P9","v":"2033-34"},{"$f":"'Option1 (base case)'!Q9","v":"2034-35"},{"$f":"'Option1 (base case)'!R9","v":"2035-36"},{"$f":"'Option1 (base case)'!S9","v":"2036-37"},{"$f":"'Option1 (base case)'!T9","v":"2037-38"},{"$f":"'Option1 (base case)'!U9","v":"2038-39"},{"$f":"'Option1 (base case)'!V9","v":"2039-40"},{"$f":"'Option1 (base case)'!W9","v":"2040-41"},{"$f":"'Option1 (base case)'!X9","v":"2041-42"},{"$f":"'Option1 (base case)'!Y9","v":"2042-43"},{"$f":"'Option1 (base case)'!Z9","v":"2043-44"},{"$f":"'Option1 (base case)'!AA9","v":"2044-45"},{"$f":"'Option1 (base case)'!AB9","v":"2045-46"},{"$f":"'Option1 (base case)'!AC9","v":"2046-47"},{"$f":"'Option1 (base case)'!AD9","v":"2047-48"},{"$f":"'Option1 (base case)'!AE9","v":"2048-49"},{"$f":"'Option1 (base case)'!AF9","v":"2049-50"},{"$f":"'Option1 (base case)'!AG9","v":"2050-51"}]
[]
[null,null,null,null,null,"PV",null,{"$f":"IF(H6=$D$4,UPPER($A$4),IF(H6=end, \"END\", \"\"))","v":""}]
[null,null,null,null,null,null,null,null,null,null,null,null,null,null,null,null,null,null,null,null,null,null,null,null,null,{"$f":"Consol!AA36","v":287932067.22281229},{"$f":"Consol!AB36","v":287932067.22281229},{"$f":"Consol!AC36","v":0},{"$f":"Consol!AD36","v":0},{"$f":"Consol!AE36","v":0},{"$f":"Consol!AF36","v":0},{"$f":"Consol!AG36","v":0}]
[]
["OPTION 1 (base case)","NPV","Net benefits",{"$f":"A14&B14","v":"OPTION 1 (base case)NPV"},null,{"$f":"SUMPRODUCT($H14:$AG14, $H$5:$AG$5)","v":0},null,{"$f":"'Option1 (base case)'!I91*conv_2026","v":0},{"$f":"'Option1 (base case)'!J91*conv_2026","v":0},{"$f":"'Option1 (base case)'!K91*conv_2026","v":0},{"$f":"'Option1 (base case)'!L91*conv_2026","v":0},{"$f":"'Option1 (base case)'!M91*conv_2026","v":0},{"$f":"'Option1 (base case)'!N91*conv_2026","v":0},{"$f":"'Option1 (base case)'!O91*conv_2026","v":0},{"$f":"'Option1 (base case)'!P91*conv_2026","v":0},{"$f":"'Option1 (base case)'!Q91*conv_2026","v":0},{"$f":"'Option1 (base case)'!R91*conv_2026","v":0},{"$f":"'Option1 (base case)'!S91*conv_2026","v":0},{"$f":"'Option1 (base case)'!T91*conv_2026","v":0},{"$f":"'Option1 (base case)'!U91*conv_2026","v":0},{"$f":"'Option1 (base case)'!V91*conv_2026","v":0},{"$f":"'Option1 (base case)'!W91*conv_2026","v":0},{"$f":"'Option1 (base case)'!X91*conv_2026","v":0},{"$f":"'Option1 (base case)'!Y91*conv_2026","v":0},{"$f":"'Option1 (base case)'!Z91*conv_2026","v":0},{"$f":"'Option1 (base case)'!AA91*conv_2026","v":0},{"$f":"'Option1 (base case)'!AB91*conv_2026","v":0},{"$f":"'Option1 (base case)'!AC91*conv_2026","v":0},{"$f":"'Option1 (base case)'!AD91*conv_2026","v":0},{"$f":"'Option1 (base case)'!AE91*conv_2026","v":0},{"$f":"'Option1 (base case)'!AF91*conv_2026","v":0},{"$f":"'Option1 (base case)'!AG91*conv_2026","v":0},{"$f":"'Option1 (base case)'!AH91*conv_2026","v":0}]
[]
["OPTION 1 (base case)",{"$f":"'Option1 (base case)'!A114","v":"sens1"},{"$f":"'Option1 (base case)'!C114","v":"Capex 10% higher"},{"$f":"A16&B16","v":"OPTION 1 (base case)sens1"},null,{"$f":"SUMPRODUCT($H16:$AG16, $H$5:$AG$5)","v":0},null,{"$f":"(INDEX('Option1 (base case)'!H$110:H$121, MATCH($D16, 'Option1 (base case)'!$G$110:$G$121,0)))*conv_2026*H$7","v":0},{"$f":"(INDEX('Option1 (base case)'!I$110:I$121, MATCH($D16, 'Option1 (base case)'!$G$110:$G$121,0)))*conv_2026*I$7","v":0},{"$f":"(INDEX('Option1 (base case)'!J$110:J$121, MATCH($D16, 'Option1 (base case)'!$G$110:$G$121,0)))*conv_2026*J$7","v":0},{"$f":"(INDEX('Option1 (base case)'!K$110:K$121, MATCH($D16, 'Option1 (base case)'!$G$110:$G$121,0)))*conv_2026*K$7","v":0},{"$f":"(INDEX('Option1 (base case)'!L$110:L$121, MATCH($D16, 'Option1 (base case)'!$G$110:$G$121,0)))*conv_2026*L$7","v":0},{"$f":"(INDEX('Option1 (base case)'!M$110:M$121, MATCH($D16, 'Option1 (base case)'!$G$110:$G$121,0)))*conv_2026*M$7","v":0},{"$f":"(INDEX('Option1 (base case)'!N$110:N$121, MATCH($D16, 'Option1 (base case)'!$G$110:$G$121,0)))*conv_2026*N$7","v":0},{"$f":"(INDEX('Option1 (base case)'!O$110:O$121, MATCH($D16, 'Option1 (base case)'!$G$110:$G$121,0)))*conv_2026*O$7","v":0},{"$f":"(INDEX('Option1 (base case)'!P$110:P$121, MATCH($D16, 'Option1 (base case)'!$G$110:$G$121,0)))*conv_2026*P$7","v":0},{"$f":"(INDEX('Option1 (base case)'!Q$110:Q$121, MATCH($D16, 'Option1 (base case)'!$G$110:$G$121,0)))*conv_2026*Q$7","v":0},{"$f":"(INDEX('Option1 (base case)'!R$110:R$121, MATCH($D16, 'Option1 (base case)'!$G$110:$G$121,0)))*conv_2026*R$7","v":0},{"$f":"(INDEX('Option1 (base case)'!S$110:S$121, MATCH($D16, 'Option1 (base case)'!$G$110:$G$121,0)))*conv_2026*S$7","v":0},{"$f":"(INDEX('Option1 (base case)'!T$110:T$121, MATCH($D16, 'Option1 (base case)'!$G$110:$G$121,0)))*conv_2026*T$7","v":0},{"$f":"(INDEX('Option1 (base case)'!U$110:U$121, MATCH($D16, 'Option1 (base case)'!$G$110:$G$121,0)))*conv_2026*U$7","v":0},{"$f":"(INDEX('Option1 (base case)'!V$110:V$121, MATCH($D16, 'Option1 (base case)'!$G$110:$G$121,0)))*conv_2026*V$7","v":0},{"$f":"(INDEX('Option1 (base case)'!W$110:W$121, MATCH($D16, 'Option1 (base case)'!$G$110:$G$121,0)))*conv_2026*W$7","v":0},{"$f":"(INDEX('Option1 (base case)'!X$110:X$121, MATCH($D16, 'Option1 (base case)'!$G$110:$G$121,0)))*conv_2026*X$7","v":0},{"$f":"(INDEX('Option1 (base case)'!Y$110:Y$121, MATCH($D16, 'Option1 (base case)'!$G$110:$G$121,0)))*conv_2026*Y$7","v":0},{"$f":"(INDEX('Option1 (base case)'!Z$110:Z$121, MATCH($D16, 'Option1 (base case)'!$G$110:$G$121,0)))*conv_2026*Z$7","v":0},{"$f":"(INDEX('Option1 (base case)'!AA$110:AA$121, MATCH($D16, 'Option1 (base case)'!$G$110:$G$121,0)))*conv_2026*AA$7","v":0},{"$f":"(INDEX('Option1 (base case)'!AB$110:AB$121, MATCH($D16, 'Option1 (base case)'!$G$110:$G$121,0)))*conv_2026*AB$7","v":0},{"$f":"(INDEX('Option1 (base case)'!AC$110:AC$121, MATCH($D16, 'Option1 (base case)'!$G$110:$G$121,0)))*conv_2026*AC$7","v":0},{"$f":"(INDEX('Option1 (base case)'!AD$110:AD$121, MATCH($D16, 'Option1 (base case)'!$G$110:$G$121,0)))*conv_2026*AD$7","v":0},{"$f":"(INDEX('Option1 (base case)'!AE$110:AE$121, MATCH($D16, 'Option1 (base case)'!$G$110:$G$121,0)))*conv_2026*AE$7","v":0},{"$f":"(INDEX('Option1 (base case)'!AF$110:AF$121, MATCH($D16, 'Option1 (base case)'!$G$110:$G$121,0)))*conv_2026*AF$7","v":0},{"$f":"(INDEX('Option1 (base case)'!AG$110:AG$121, MATCH($D16, 'Option1 (base case)'!$G$110:$G$121,0)))*conv_2026*AG$7","v":0}]
["OPTION 1 (base case)",{"$f":"'Option1 (base case)'!A115","v":"sens2"},{"$f":"'Option1 (base case)'!C115","v":"Capex 10% lower"},"OPTION 1 (base case)sens2",null,{"$f":"SUMPRODUCT($H17:$AG17, $H$5:$AG$5)","v":0},null,{"$f":"(INDEX('Option1 (base case)'!H$110:H$121, MATCH($D17, 'Option1 (base case)'!$G$110:$G$121,0)))*conv_2026*H$7","v":0},{"$f":"(INDEX('Option1 (base case)'!I$110:I$121, MATCH($D17, 'Option1 (base case)'!$G$110:$G$121,0)))*conv_2026*I$7","v":0},{"$f":"(INDEX('Option1 (base case)'!J$110:J$121, MATCH($D17, 'Option1 (base case)'!$G$110:$G$121,0)))*conv_2026*J$7","v":0},{"$f":"(INDEX('Option1 (base case)'!K$110:K$121, MATCH($D17, 'Option1 (base case)'!$G$110:$G$121,0)))*conv_2026*K$7","v":0},{"$f":"(INDEX('Option1 (base case)'!L$110:L$121, MATCH($D17, 'Option1 (base case)'!$G$110:$G$121,0)))*conv_2026*L$7","v":0},{"$f":"(INDEX('Option1 (base case)'!M$110:M$121, MATCH($D17, 'Option1 (base case)'!$G$110:$G$121,0)))*conv_2026*M$7","v":0},{"$f":"(INDEX('Option1 (base case)'!N$110:N$121, MATCH($D17, 'Option1 (base case)'!$G$110:$G$121,0)))*conv_2026*N$7","v":0},{"$f":"(INDEX('Option1 (base case)'!O$110:O$121, MATCH($D17, 'Option1 (base case)'!$G$110:$G$121,0)))*conv_2026*O$7","v":0},{"$f":"(INDEX('Option1 (base case)'!P$110:P$121, MATCH($D17, 'Option1 (base case)'!$G$110:$G$121,0)))*conv_2026*P$7","v":0},{"$f":"(INDEX('Option1 (base case)'!Q$110:Q$121, MATCH($D17, 'Option1 (base case)'!$G$110:$G$121,0)))*conv_2026*Q$7","v":0},{"$f":"(INDEX('Option1 (base case)'!R$110:R$121, MATCH($D17, 'Option1 (base case)'!$G$110:$G$121,0)))*conv_2026*R$7","v":0},{"$f":"(INDEX('Option1 (base case)'!S$110:S$121, MATCH($D17, 'Option1 (base case)'!$G$110:$G$121,0)))*conv_2026*S$7","v":0},{"$f":"(INDEX('Option1 (base case)'!T$110:T$121, MATCH($D17, 'Option1 (base case)'!$G$110:$G$121,0)))*conv_2026*T$7","v":0},{"$f":"(INDEX('Option1 (base case)'!U$110:U$121, MATCH($D17, 'Option1 (base case)'!$G$110:$G$121,0)))*conv_2026*U$7","v":0},{"$f":"(INDEX('Option1 (base case)'!V$110:V$121, MATCH($D17, 'Option1 (base case)'!$G$110:$G$121,0)))*conv_2026*V$7","v":0},{"$f":"(INDEX('Option1 (base case)'!W$110:W$121, MATCH($D17, 'Option1 (base case)'!$G$110:$G$121,0)))*conv_2026*W$7","v":0},{"$f":"(INDEX('Option1 (base case)'!X$110:X$121, MATCH($D17, 'Option1 (base case)'!$G$110:$G$121,0)))*conv_2026*X$7","v":0},{"$f":"(INDEX('Option1 (base case)'!Y$110:Y$121, MATCH($D17, 'Option1 (base case)'!$G$110:$G$121,0)))*conv_2026*Y$7","v":0},{"$f":"(INDEX('Option1 (base case)'!Z$110:Z$121, MATCH($D17, 'Option1 (base case)'!$G$110:$G$121,0)))*conv_2026*Z$7","v":0},{"$f":"(INDEX('Option1 (base case)'!AA$110:AA$121, MATCH($D17, 'Option1 (base case)'!$G$110:$G$121,0)))*conv_2026*AA$7","v":0},{"$f":"(INDEX('Option1 (base case)'!AB$110:AB$121, MATCH($D17, 'Option1 (base case)'!$G$110:$G$121,0)))*conv_2026*AB$7","v":0},{"$f":"(INDEX('Option1 (base case)'!AC$110:AC$121, MATCH($D17, 'Option1 (base case)'!$G$110:$G$121,0)))*conv_2026*AC$7","v":0},{"$f":"(INDEX('Option1 (base case)'!AD$110:AD$121, MATCH($D17, 'Option1 (base case)'!$G$110:$G$121,0)))*conv_2026*AD$7","v":0},{"$f":"(INDEX('Option1 (base case)'!AE$110:AE$121, MATCH($D17, 'Option1 (base case)'!$G$110:$G$121,0)))*conv_2026*AE$7","v":0},{"$f":"(INDEX('Option1 (base case)'!AF$110:AF$121, MATCH($D17, 'Option1 (base case)'!$G$110:$G$121,0)))*conv_2026*AF$7","v":0},{"$f":"(INDEX('Option1 (base case)'!AG$110:AG$121, MATCH($D17, 'Option1 (base case)'!$G$110:$G$121,0)))*conv_2026*AG$7","v":0}]
["OPTION 1 (base case)",{"$f":"'Option1 (base case)'!A116","v":"sens3"},{"$f":"'Option1 (base case)'!C116","v":"Total benefits 10% higher"},"OPTION 1 (base case)sens3",null,0,null,{"$f":"(INDEX('Option1 (base case)'!H$110:H$121, MATCH($D18, 'Option1 (base case)'!$G$110:$G$121,0)))*conv_2026*H$7","v":0},{"$f":"(INDEX('Option1 (base case)'!I$110:I$121, MATCH($D18, 'Option1 (base case)'!$G$110:$G$121,0)))*conv_2026*I$7","v":0},{"$f":"(INDEX('Option1 (base case)'!J$110:J$121, MATCH($D18, 'Option1 (base case)'!$G$110:$G$121,0)))*conv_2026*J$7","v":0},{"$f":"(INDEX('Option1 (base case)'!K$110:K$121, MATCH($D18, 'Option1 (base case)'!$G$110:$G$121,0)))*conv_2026*K$7","v":0},{"$f":"(INDEX('Option1 (base case)'!L$110:L$121, MATCH($D18, 'Option1 (base case)'!$G$110:$G$121,0)))*conv_2026*L$7","v":0},{"$f":"(INDEX('Option1 (base case)'!M$110:M$121, MATCH($D18, 'Option1 (base case)'!$G$110:$G$121,0)))*conv_2026*M$7","v":0},{"$f":"(INDEX('Option1 (base case)'!N$110:N$121, MATCH($D18, 'Option1 (base case)'!$G$110:$G$121,0)))*conv_2026*N$7","v":0},{"$f":"(INDEX('Option1 (base case)'!O$110:O$121, MATCH($D18, 'Option1 (base case)'!$G$110:$G$121,0)))*conv_2026*O$7","v":0},{"$f":"(INDEX('Option1 (base case)'!P$110:P$121, MATCH($D18, 'Option1 (base case)'!$G$110:$G$121,0)))*conv_2026*P$7","v":0},{"$f":"(INDEX('Option1 (base case)'!Q$110:Q$121, MATCH($D18, 'Option1 (base case)'!$G$110:$G$121,0)))*conv_2026*Q$7","v":0},{"$f":"(INDEX('Option1 (base case)'!R$110:R$121, MATCH($D18, 'Option1 (base case)'!$G$110:$G$121,0)))*conv_2026*R$7","v":0},{"$f":"(INDEX('Option1 (base case)'!S$110:S$121, MATCH($D18, 'Option1 (base case)'!$G$110:$G$121,0)))*conv_2026*S$7","v":0},{"$f":"(INDEX('Option1 (base case)'!T$110:T$121, MATCH($D18, 'Option1 (base case)'!$G$110:$G$121,0)))*conv_2026*T$7","v":0},{"$f":"(INDEX('Option1 (base case)'!U$110:U$121, MATCH($D18, 'Option1 (base case)'!$G$110:$G$121,0)))*conv_2026*U$7","v":0},{"$f":"(INDEX('Option1 (base case)'!V$110:V$121, MATCH($D18, 'Option1 (base case)'!$G$110:$G$121,0)))*conv_2026*V$7","v":0},{"$f":"(INDEX('Option1 (base case)'!W$110:W$121, MATCH($D18, 'Option1 (base case)'!$G$110:$G$121,0)))*conv_2026*W$7","v":0},{"$f":"(INDEX('Option1 (base case)'!X$110:X$121, MATCH($D18, 'Option1 (base case)'!$G$110:$G$121,0)))*conv_2026*X$7","v":0},{"$f":"(INDEX('Option1 (base case)'!Y$110:Y$121, MATCH($D18, 'Option1 (base case)'!$G$110:$G$121,0)))*conv_2026*Y$7","v":0},{"$f":"(INDEX('Option1 (base case)'!Z$110:Z$121, MATCH($D18, 'Option1 (base case)'!$G$110:$G$121,0)))*conv_2026*Z$7","v":0},{"$f":"(INDEX('Option1 (base case)'!AA$110:AA$121, MATCH($D18, 'Option1 (base case)'!$G$110:$G$121,0)))*conv_2026*AA$7","v":0},{"$f":"(INDEX('Option1 (base case)'!AB$110:AB$121, MATCH($D18, 'Option1 (base case)'!$G$110:$G$121,0)))*conv_2026*AB$7","v":0},{"$f":"(INDEX('Option1 (base case)'!AC$110:AC$121, MATCH($D18, 'Option1 (base case)'!$G$110:$G$121,0)))*conv_2026*AC$7","v":0},{"$f":"(INDEX('Option1 (base case)'!AD$110:AD$121, MATCH($D18, 'Option1 (base case)'!$G$110:$G$121,0)))*conv_2026*AD$7","v":0},{"$f":"(INDEX('Option1 (base case)'!AE$110:AE$121, MATCH($D18, 'Option1 (base case)'!$G$110:$G$121,0)))*conv_2026*AE$7","v":0},{"$f":"(INDEX('Option1 (base case)'!AF$110:AF$121, MATCH($D18, 'Option1 (base case)'!$G$110:$G$121,0)))*conv_2026*AF$7","v":0},{"$f":"(INDEX('Option1 (base case)'!AG$110:AG$121, MATCH($D18, 'Option1 (base case)'!$G$110:$G$121,0)))*conv_2026*AG$7","v":0}]
["OPTION 1 (base case)",{"$f":"'Option1 (base case)'!A117","v":"sens4"},{"$f":"'Option1 (base case)'!C117","v":"Total benefits 10% lower"},"OPTION 1 (base case)sens4",null,0,null,{"$f":"(INDEX('Option1 (base case)'!H$110:H$121, MATCH($D19, 'Option1 (base case)'!$G$110:$G$121,0)))*conv_2026*H$7","v":0},{"$f":"(INDEX('Option1 (base case)'!I$110:I$121, MATCH($D19, 'Option1 (base case)'!$G$110:$G$121,0)))*conv_2026*I$7","v":0},{"$f":"(INDEX('Option1 (base case)'!J$110:J$121, MATCH($D19, 'Option1 (base case)'!$G$110:$G$121,0)))*conv_2026*J$7","v":0},{"$f":"(INDEX('Option1 (base case)'!K$110:K$121, MATCH($D19, 'Option1 (base case)'!$G$110:$G$121,0)))*conv_2026*K$7","v":0},{"$f":"(INDEX('Option1 (base case)'!L$110:L$121, MATCH($D19, 'Option1 (base case)'!$G$110:$G$121,0)))*conv_2026*L$7","v":0},{"$f":"(INDEX('Option1 (base case)'!M$110:M$121, MATCH($D19, 'Option1 (base case)'!$G$110:$G$121,0)))*conv_2026*M$7","v":0},{"$f":"(INDEX('Option1 (base case)'!N$110:N$121, MATCH($D19, 'Option1 (base case)'!$G$110:$G$121,0)))*conv_2026*N$7","v":0},{"$f":"(INDEX('Option1 (base case)'!O$110:O$121, MATCH($D19, 'Option1 (base case)'!$G$110:$G$121,0)))*conv_2026*O$7","v":0},{"$f":"(INDEX('Option1 (base case)'!P$110:P$121, MATCH($D19, 'Option1 (base case)'!$G$110:$G$121,0)))*conv_2026*P$7","v":0},{"$f":"(INDEX('Option1 (base case)'!Q$110:Q$121, MATCH($D19, 'Option1 (base case)'!$G$110:$G$121,0)))*conv_2026*Q$7","v":0},{"$f":"(INDEX('Option1 (base case)'!R$110:R$121, MATCH($D19, 'Option1 (base case)'!$G$110:$G$121,0)))*conv_2026*R$7","v":0},{"$f":"(INDEX('Option1 (base case)'!S$110:S$121, MATCH($D19, 'Option1 (base case)'!$G$110:$G$121,0)))*conv_2026*S$7","v":0},{"$f":"(INDEX('Option1 (base case)'!T$110:T$121, MATCH($D19, 'Option1 (base case)'!$G$110:$G$121,0)))*conv_2026*T$7","v":0},{"$f":"(INDEX('Option1 (base case)'!U$110:U$121, MATCH($D19, 'Option1 (base case)'!$G$110:$G$121,0)))*conv_2026*U$7","v":0},{"$f":"(INDEX('Option1 (base case)'!V$110:V$121, MATCH($D19, 'Option1 (base case)'!$G$110:$G$121,0)))*conv_2026*V$7","v":0},{"$f":"(INDEX('Option1 (base case)'!W$110:W$121, MATCH($D19, 'Option1 (base case)'!$G$110:$G$121,0)))*conv_2026*W$7","v":0},{"$f":"(INDEX('Option1 (base case)'!X$110:X$121, MATCH($D19, 'Option1 (base case)'!$G$110:$G$121,0)))*conv_2026*X$7","v":0},{"$f":"(INDEX('Option1 (base case)'!Y$110:Y$121, MATCH($D19, 'Option1 (base case)'!$G$110:$G$121,0)))*conv_2026*Y$7","v":0},{"$f":"(INDEX('Option1 (base case)'!Z$110:Z$121, MATCH($D19, 'Option1 (base case)'!$G$110:$G$121,0)))*conv_2026*Z$7","v":0},{"$f":"(INDEX('Option1 (base case)'!AA$110:AA$121, MATCH($D19, 'Option1 (base case)'!$G$110:$G$121,0)))*conv_2026*AA$7","v":0},{"$f":"(INDEX('Option1 (base case)'!AB$110:AB$121, MATCH($D19, 'Option1 (base case)'!$G$110:$G$121,0)))*conv_2026*AB$7","v":0},{"$f":"(INDEX('Option1 (base case)'!AC$110:AC$121, MATCH($D19, 'Option1 (base case)'!$G$110:$G$121,0)))*conv_2026*AC$7","v":0},{"$f":"(INDEX('Option1 (base case)'!AD$110:AD$121, MATCH($D19, 'Option1 (base case)'!$G$110:$G$121,0)))*conv_2026*AD$7","v":0},{"$f":"(INDEX('Option1 (base case)'!AE$110:AE$121, MATCH($D19, 'Option1 (base case)'!$G$110:$G$121,0)))*conv_2026*AE$7","v":0},{"$f":"(INDEX('Option1 (base case)'!AF$110:AF$121, MATCH($D19, 'Option1 (base case)'!$G$110:$G$121,0)))*conv_2026*AF$7","v":0},{"$f":"(INDEX('Option1 (base case)'!AG$110:AG$121, MATCH($D19, 'Option1 (base case)'!$G$110:$G$121,0)))*conv_2026*AG$7","v":0}]
["OPTION 1 (base case)",{"$f":"'Option1 (base case)'!A118","v":"sens5"},{"$f":"'Option1 (base case)'!C118","v":"Capex 10% higher & Total benefits 10% lower"},"OPTION 1 (base case)sens5",null,0,null,{"$f":"(INDEX('Option1 (base case)'!H$110:H$121, MATCH($D20, 'Option1 (base case)'!$G$110:$G$121,0)))*conv_2026*H$7","v":0},{"$f":"(INDEX('Option1 (base case)'!I$110:I$121, MATCH($D20, 'Option1 (base case)'!$G$110:$G$121,0)))*conv_2026*I$7","v":0},{"$f":"(INDEX('Option1 (base case)'!J$110:J$121, MATCH($D20, 'Option1 (base case)'!$G$110:$G$121,0)))*conv_2026*J$7","v":0},{"$f":"(INDEX('Option1 (base case)'!K$110:K$121, MATCH($D20, 'Option1 (base case)'!$G$110:$G$121,0)))*conv_2026*K$7","v":0},{"$f":"(INDEX('Option1 (base case)'!L$110:L$121, MATCH($D20, 'Option1 (base case)'!$G$110:$G$121,0)))*conv_2026*L$7","v":0},{"$f":"(INDEX('Option1 (base case)'!M$110:M$121, MATCH($D20, 'Option1 (base case)'!$G$110:$G$121,0)))*conv_2026*M$7","v":0},{"$f":"(INDEX('Option1 (base case)'!N$110:N$121, MATCH($D20, 'Option1 (base case)'!$G$110:$G$121,0)))*conv_2026*N$7","v":0},{"$f":"(INDEX('Option1 (base case)'!O$110:O$121, MATCH($D20, 'Option1 (base case)'!$G$110:$G$121,0)))*conv_2026*O$7","v":0},{"$f":"(INDEX('Option1 (base case)'!P$110:P$121, MATCH($D20, 'Option1 (base case)'!$G$110:$G$121,0)))*conv_2026*P$7","v":0},{"$f":"(INDEX('Option1 (base case)'!Q$110:Q$121, MATCH($D20, 'Option1 (base case)'!$G$110:$G$121,0)))*conv_2026*Q$7","v":0},{"$f":"(INDEX('Option1 (base case)'!R$110:R$121, MATCH($D20, 'Option1 (base case)'!$G$110:$G$121,0)))*conv_2026*R$7","v":0},{"$f":"(INDEX('Option1 (base case)'!S$110:S$121, MATCH($D20, 'Option1 (base case)'!$G$110:$G$121,0)))*conv_2026*S$7","v":0},{"$f":"(INDEX('Option1 (base case)'!T$110:T$121, MATCH($D20, 'Option1 (base case)'!$G$110:$G$121,0)))*conv_2026*T$7","v":0},{"$f":"(INDEX('Option1 (base case)'!U$110:U$121, MATCH($D20, 'Option1 (base case)'!$G$110:$G$121,0)))*conv_2026*U$7","v":0},{"$f":"(INDEX('Option1 (base case)'!V$110:V$121, MATCH($D20, 'Option1 (base case)'!$G$110:$G$121,0)))*conv_2026*V$7","v":0},{"$f":"(INDEX('Option1 (base case)'!W$110:W$121, MATCH($D20, 'Option1 (base case)'!$G$110:$G$121,0)))*conv_2026*W$7","v":0},{"$f":"(INDEX('Option1 (base case)'!X$110:X$121, MATCH($D20, 'Option1 (base case)'!$G$110:$G$121,0)))*conv_2026*X$7","v":0},{"$f":"(INDEX('Option1 (base case)'!Y$110:Y$121, MATCH($D20, 'Option1 (base case)'!$G$110:$G$121,0)))*conv_2026*Y$7","v":0},{"$f":"(INDEX('Option1 (base case)'!Z$110:Z$121, MATCH($D20, 'Option1 (base case)'!$G$110:$G$121,0)))*conv_2026*Z$7","v":0},{"$f":"(INDEX('Option1 (base case)'!AA$110:AA$121, MATCH($D20, 'Option1 (base case)'!$G$110:$G$121,0)))*conv_2026*AA$7","v":0},{"$f":"(INDEX('Option1 (base case)'!AB$110:AB$121, MATCH($D20, 'Option1 (base case)'!$G$110:$G$121,0)))*conv_2026*AB$7","v":0},{"$f":"(INDEX('Option1 (base case)'!AC$110:AC$121, MATCH($D20, 'Option1 (base case)'!$G$110:$G$121,0)))*conv_2026*AC$7","v":0},{"$f":"(INDEX('Option1 (base case)'!AD$110:AD$121, MATCH($D20, 'Option1 (base case)'!$G$110:$G$121,0)))*conv_2026*AD$7","v":0},{"$f":"(INDEX('Option1 (base case)'!AE$110:AE$121, MATCH($D20, 'Option1 (base case)'!$G$110:$G$121,0)))*conv_2026*AE$7","v":0},{"$f":"(INDEX('Option1 (base case)'!AF$110:AF$121, MATCH($D20, 'Option1 (base case)'!$G$110:$G$121,0)))*conv_2026*AF$7","v":0},{"$f":"(INDEX('Option1 (base case)'!AG$110:AG$121, MATCH($D20, 'Option1 (base case)'!$G$110:$G$121,0)))*conv_2026*AG$7","v":0}]
["OPTION 1 (base case)",{"$f":"'Option1 (base case)'!A119","v":"sens"},{"$f":"'Option1 (base case)'!C119","v":0},"OPTION 1 (base case)sens",null,0,null,{"$f":"(INDEX('Option1 (base case)'!H$110:H$121, MATCH($D21, 'Option1 (base case)'!$G$110:$G$121,0)))*conv_2026*H$7","v":0},{"$f":"(INDEX('Option1 (base case)'!I$110:I$121, MATCH($D21, 'Option1 (base case)'!$G$110:$G$121,0)))*conv_2026*I$7","v":0},{"$f":"(INDEX('Option1 (base case)'!J$110:J$121, MATCH($D21, 'Option1 (base case)'!$G$110:$G$121,0)))*conv_2026*J$7","v":0},{"$f":"(INDEX('Option1 (base case)'!K$110:K$121, MATCH($D21, 'Option1 (base case)'!$G$110:$G$121,0)))*conv_2026*K$7","v":0},{"$f":"(INDEX('Option1 (base case)'!L$110:L$121, MATCH($D21, 'Option1 (base case)'!$G$110:$G$121,0)))*conv_2026*L$7","v":0},{"$f":"(INDEX('Option1 (base case)'!M$110:M$121, MATCH($D21, 'Option1 (base case)'!$G$110:$G$121,0)))*conv_2026*M$7","v":0},{"$f":"(INDEX('Option1 (base case)'!N$110:N$121, MATCH($D21, 'Option1 (base case)'!$G$110:$G$121,0)))*conv_2026*N$7","v":0},{"$f":"(INDEX('Option1 (base case)'!O$110:O$121, MATCH($D21, 'Option1 (base case)'!$G$110:$G$121,0)))*conv_2026*O$7","v":0},{"$f":"(INDEX('Option1 (base case)'!P$110:P$121, MATCH($D21, 'Option1 (base case)'!$G$110:$G$121,0)))*conv_2026*P$7","v":0},{"$f":"(INDEX('Option1 (base case)'!Q$110:Q$121, MATCH($D21, 'Option1 (base case)'!$G$110:$G$121,0)))*conv_2026*Q$7","v":0},{"$f":"(INDEX('Option1 (base case)'!R$110:R$121, MATCH($D21, 'Option1 (base case)'!$G$110:$G$121,0)))*conv_2026*R$7","v":0},{"$f":"(INDEX('Option1 (base case)'!S$110:S$121, MATCH($D21, 'Option1 (base case)'!$G$110:$G$121,0)))*conv_2026*S$7","v":0},{"$f":"(INDEX('Option1 (base case)'!T$110:T$121, MATCH($D21, 'Option1 (base case)'!$G$110:$G$121,0)))*conv_2026*T$7","v":0},{"$f":"(INDEX('Option1 (base case)'!U$110:U$121, MATCH($D21, 'Option1 (base case)'!$G$110:$G$121,0)))*conv_2026*U$7","v":0},{"$f":"(INDEX('Option1 (base case)'!V$110:V$121, MATCH($D21, 'Option1 (base case)'!$G$110:$G$121,0)))*conv_2026*V$7","v":0},{"$f":"(INDEX('Option1 (base case)'!W$110:W$121, MATCH($D21, 'Option1 (base case)'!$G$110:$G$121,0)))*conv_2026*W$7","v":0},{"$f":"(INDEX('Option1 (base case)'!X$110:X$121, MATCH($D21, 'Option1 (base case)'!$G$110:$G$121,0)))*conv_2026*X$7","v":0},{"$f":"(INDEX('Option1 (base case)'!Y$110:Y$121, MATCH($D21, 'Option1 (base case)'!$G$110:$G$121,0)))*conv_2026*Y$7","v":0},{"$f":"(INDEX('Option1 (base case)'!Z$110:Z$121, MATCH($D21, 'Option1 (base case)'!$G$110:$G$121,0)))*conv_2026*Z$7","v":0},{"$f":"(INDEX('Option1 (base case)'!AA$110:AA$121, MATCH($D21, 'Option1 (base case)'!$G$110:$G$121,0)))*conv_2026*AA$7","v":0},{"$f":"(INDEX('Option1 (base case)'!AB$110:AB$121, MATCH($D21, 'Option1 (base case)'!$G$110:$G$121,0)))*conv_2026*AB$7","v":0},{"$f":"(INDEX('Option1 (base case)'!AC$110:AC$121, MATCH($D21, 'Option1 (base case)'!$G$110:$G$121,0)))*conv_2026*AC$7","v":0},{"$f":"(INDEX('Option1 (base case)'!AD$110:AD$121, MATCH($D21, 'Option1 (base case)'!$G$110:$G$121,0)))*conv_2026*AD$7","v":0},{"$f":"(INDEX('Option1 (base case)'!AE$110:AE$121, MATCH($D21, 'Option1 (base case)'!$G$110:$G$121,0)))*conv_2026*AE$7","v":0},{"$f":"(INDEX('Option1 (base case)'!AF$110:AF$121, MATCH($D21, 'Option1 (base case)'!$G$110:$G$121,0)))*conv_2026*AF$7","v":0},{"$f":"(INDEX('Option1 (base case)'!AG$110:AG$121, MATCH($D21, 'Option1 (base case)'!$G$110:$G$121,0)))*conv_2026*AG$7","v":0}]
["OPTION 1 (base case)",{"$f":"'Option1 (base case)'!A120","v":"sens"},{"$f":"'Option1 (base case)'!C120","v":0},"OPTION 1 (base case)sens",null,0,null,{"$f":"(INDEX('Option1 (base case)'!H$110:H$121, MATCH($D22, 'Option1 (base case)'!$G$110:$G$121,0)))*conv_2026*H$7","v":0},{"$f":"(INDEX('Option1 (base case)'!I$110:I$121, MATCH($D22, 'Option1 (base case)'!$G$110:$G$121,0)))*conv_2026*I$7","v":0},{"$f":"(INDEX('Option1 (base case)'!J$110:J$121, MATCH($D22, 'Option1 (base case)'!$G$110:$G$121,0)))*conv_2026*J$7","v":0},{"$f":"(INDEX('Option1 (base case)'!K$110:K$121, MATCH($D22, 'Option1 (base case)'!$G$110:$G$121,0)))*conv_2026*K$7","v":0},{"$f":"(INDEX('Option1 (base case)'!L$110:L$121, MATCH($D22, 'Option1 (base case)'!$G$110:$G$121,0)))*conv_2026*L$7","v":0},{"$f":"(INDEX('Option1 (base case)'!M$110:M$121, MATCH($D22, 'Option1 (base case)'!$G$110:$G$121,0)))*conv_2026*M$7","v":0},{"$f":"(INDEX('Option1 (base case)'!N$110:N$121, MATCH($D22, 'Option1 (base case)'!$G$110:$G$121,0)))*conv_2026*N$7","v":0},{"$f":"(INDEX('Option1 (base case)'!O$110:O$121, MATCH($D22, 'Option1 (base case)'!$G$110:$G$121,0)))*conv_2026*O$7","v":0},{"$f":"(INDEX('Option1 (base case)'!P$110:P$121, MATCH($D22, 'Option1 (base case)'!$G$110:$G$121,0)))*conv_2026*P$7","v":0},{"$f":"(INDEX('Option1 (base case)'!Q$110:Q$121, MATCH($D22, 'Option1 (base case)'!$G$110:$G$121,0)))*conv_2026*Q$7","v":0},{"$f":"(INDEX('Option1 (base case)'!R$110:R$121, MATCH($D22, 'Option1 (base case)'!$G$110:$G$121,0)))*conv_2026*R$7","v":0},{"$f":"(INDEX('Option1 (base case)'!S$110:S$121, MATCH($D22, 'Option1 (base case)'!$G$110:$G$121,0)))*conv_2026*S$7","v":0},{"$f":"(INDEX('Option1 (base case)'!T$110:T$121, MATCH($D22, 'Option1 (base case)'!$G$110:$G$121,0)))*conv_2026*T$7","v":0},{"$f":"(INDEX('Option1 (base case)'!U$110:U$121, MATCH($D22, 'Option1 (base case)'!$G$110:$G$121,0)))*conv_2026*U$7","v":0},{"$f":"(INDEX('Option1 (base case)'!V$110:V$121, MATCH($D22, 'Option1 (base case)'!$G$110:$G$121,0)))*conv_2026*V$7","v":0},{"$f":"(INDEX('Option1 (base case)'!W$110:W$121, MATCH($D22, 'Option1 (base case)'!$G$110:$G$121,0)))*conv_2026*W$7","v":0},{"$f":"(INDEX('Option1 (base case)'!X$110:X$121, MATCH($D22, 'Option1 (base case)'!$G$110:$G$121,0)))*conv_2026*X$7","v":0},{"$f":"(INDEX('Option1 (base case)'!Y$110:Y$121, MATCH($D22, 'Option1 (base case)'!$G$110:$G$121,0)))*conv_2026*Y$7","v":0},{"$f":"(INDEX('Option1 (base case)'!Z$110:Z$121, MATCH($D22, 'Option1 (base case)'!$G$110:$G$121,0)))*conv_2026*Z$7","v":0},{"$f":"(INDEX('Option1 (base case)'!AA$110:AA$121, MATCH($D22, 'Option1 (base case)'!$G$110:$G$121,0)))*conv_2026*AA$7","v":0},{"$f":"(INDEX('Option1 (base case)'!AB$110:AB$121, MATCH($D22, 'Option1 (base case)'!$G$110:$G$121,0)))*conv_2026*AB$7","v":0},{"$f":"(INDEX('Option1 (base case)'!AC$110:AC$121, MATCH($D22, 'Option1 (base case)'!$G$110:$G$121,0)))*conv_2026*AC$7","v":0},{"$f":"(INDEX('Option1 (base case)'!AD$110:AD$121, MATCH($D22, 'Option1 (base case)'!$G$110:$G$121,0)))*conv_2026*AD$7","v":0},{"$f":"(INDEX('Option1 (base case)'!AE$110:AE$121, MATCH($D22, 'Option1 (base case)'!$G$110:$G$121,0)))*conv_2026*AE$7","v":0},{"$f":"(INDEX('Option1 (base case)'!AF$110:AF$121, MATCH($D22, 'Option1 (base case)'!$G$110:$G$121,0)))*conv_2026*AF$7","v":0},{"$f":"(INDEX('Option1 (base case)'!AG$110:AG$121, MATCH($D22, 'Option1 (base case)'!$G$110:$G$121,0)))*conv_2026*AG$7","v":0}]
["OPTION 1 (base case)",{"$f":"'Option1 (base case)'!A121","v":"sens"},{"$f":"'Option1 (base case)'!C121","v":0},"OPTION 1 (base case)sens",null,0,null,{"$f":"(INDEX('Option1 (base case)'!H$110:H$121, MATCH($D23, 'Option1 (base case)'!$G$110:$G$121,0)))*conv_2026*H$7","v":0},{"$f":"(INDEX('Option1 (base case)'!I$110:I$121, MATCH($D23, 'Option1 (base case)'!$G$110:$G$121,0)))*conv_2026*I$7","v":0},{"$f":"(INDEX('Option1 (base case)'!J$110:J$121, MATCH($D23, 'Option1 (base case)'!$G$110:$G$121,0)))*conv_2026*J$7","v":0},{"$f":"(INDEX('Option1 (base case)'!K$110:K$121, MATCH($D23, 'Option1 (base case)'!$G$110:$G$121,0)))*conv_2026*K$7","v":0},{"$f":"(INDEX('Option1 (base case)'!L$110:L$121, MATCH($D23, 'Option1 (base case)'!$G$110:$G$121,0)))*conv_2026*L$7","v":0},{"$f":"(INDEX('Option1 (base case)'!M$110:M$121, MATCH($D23, 'Option1 (base case)'!$G$110:$G$121,0)))*conv_2026*M$7","v":0},{"$f":"(INDEX('Option1 (base case)'!N$110:N$121, MATCH($D23, 'Option1 (base case)'!$G$110:$G$121,0)))*conv_2026*N$7","v":0},{"$f":"(INDEX('Option1 (base case)'!O$110:O$121, MATCH($D23, 'Option1 (base case)'!$G$110:$G$121,0)))*conv_2026*O$7","v":0},{"$f":"(INDEX('Option1 (base case)'!P$110:P$121, MATCH($D23, 'Option1 (base case)'!$G$110:$G$121,0)))*conv_2026*P$7","v":0},{"$f":"(INDEX('Option1 (base case)'!Q$110:Q$121, MATCH($D23, 'Option1 (base case)'!$G$110:$G$121,0)))*conv_2026*Q$7","v":0},{"$f":"(INDEX('Option1 (base case)'!R$110:R$121, MATCH($D23, 'Option1 (base case)'!$G$110:$G$121,0)))*conv_2026*R$7","v":0},{"$f":"(INDEX('Option1 (base case)'!S$110:S$121, MATCH($D23, 'Option1 (base case)'!$G$110:$G$121,0)))*conv_2026*S$7","v":0},{"$f":"(INDEX('Option1 (base case)'!T$110:T$121, MATCH($D23, 'Option1 (base case)'!$G$110:$G$121,0)))*conv_2026*T$7","v":0},{"$f":"(INDEX('Option1 (base case)'!U$110:U$121, MATCH($D23, 'Option1 (base case)'!$G$110:$G$121,0)))*conv_2026*U$7","v":0},{"$f":"(INDEX('Option1 (base case)'!V$110:V$121, MATCH($D23, 'Option1 (base case)'!$G$110:$G$121,0)))*conv_2026*V$7","v":0},{"$f":"(INDEX('Option1 (base case)'!W$110:W$121, MATCH($D23, 'Option1 (base case)'!$G$110:$G$121,0)))*conv_2026*W$7","v":0},{"$f":"(INDEX('Option1 (base case)'!X$110:X$121, MATCH($D23, 'Option1 (base case)'!$G$110:$G$121,0)))*conv_2026*X$7","v":0},{"$f":"(INDEX('Option1 (base case)'!Y$110:Y$121, MATCH($D23, 'Option1 (base case)'!$G$110:$G$121,0)))*conv_2026*Y$7","v":0},{"$f":"(INDEX('Option1 (base case)'!Z$110:Z$121, MATCH($D23, 'Option1 (base case)'!$G$110:$G$121,0)))*conv_2026*Z$7","v":0},{"$f":"(INDEX('Option1 (base case)'!AA$110:AA$121, MATCH($D23, 'Option1 (base case)'!$G$110:$G$121,0)))*conv_2026*AA$7","v":0},{"$f":"(INDEX('Option1 (base case)'!AB$110:AB$121, MATCH($D23, 'Option1 (base case)'!$G$110:$G$121,0)))*conv_2026*AB$7","v":0},{"$f":"(INDEX('Option1 (base case)'!AC$110:AC$121, MATCH($D23, 'Option1 (base case)'!$G$110:$G$121,0)))*conv_2026*AC$7","v":0},{"$f":"(INDEX('Option1 (base case)'!AD$110:AD$121, MATCH($D23, 'Option1 (base case)'!$G$110:$G$121,0)))*conv_2026*AD$7","v":0},{"$f":"(INDEX('Option1 (base case)'!AE$110:AE$121, MATCH($D23, 'Option1 (base case)'!$G$110:$G$121,0)))*conv_2026*AE$7","v":0},{"$f":"(INDEX('Option1 (base case)'!AF$110:AF$121, MATCH($D23, 'Option1 (base case)'!$G$110:$G$121,0)))*conv_2026*AF$7","v":0},{"$f":"(INDEX('Option1 (base case)'!AG$110:AG$121, MATCH($D23, 'Option1 (base case)'!$G$110:$G$121,0)))*conv_2026*AG$7","v":0}]
[]
[]
[]
[]
["Option 2","NPV","Net benefits",{"$f":"A28&B28","v":"Option 2NPV"},null,{"$f":"SUMPRODUCT($H28:$AG28, $H$5:$AG$5)","v":2713851157.3385496},null,{"$f":"(INDEX(Option2!H$110:H$121, MATCH($D28, Option2!$G$110:$G$121,0)))*conv_2026*H$7","v":0},{"$f":"(INDEX(Option2!I$110:I$121, MATCH($D28, Option2!$G$110:$G$121,0)))*conv_2026*I$7","v":0},{"$f":"(INDEX(Option2!J$110:J$121, MATCH($D28, Option2!$G$110:$G$121,0)))*conv_2026*J$7","v":13766609.165093228},{"$f":"(INDEX(Option2!K$110:K$121, MATCH($D28, Option2!$G$110:$G$121,0)))*conv_2026*K$7","v":27051606.34662997},{"$f":"(INDEX(Option2!L$110:L$121, MATCH($D28, Option2!$G$110:$G$121,0)))*conv_2026*L$7","v":46055067.09495914},{"$f":"(INDEX(Option2!M$110:M$121, MATCH($D28, Option2!$G$110:$G$121,0)))*conv_2026*M$7","v":74840343.862762854},{"$f":"(INDEX(Option2!N$110:N$121, MATCH($D28, Option2!$G$110:$G$121,0)))*conv_2026*N$7","v":119201581.82570343},{"$f":"(INDEX(Option2!O$110:O$121, MATCH($D28, Option2!$G$110:$G$121,0)))*conv_2026*O$7","v":176868686.50597036},{"$f":"(INDEX(Option2!P$110:P$121, MATCH($D28, Option2!$G$110:$G$121,0)))*conv_2026*P$7","v":234668275.63197118},{"$f":"(INDEX(Option2!Q$110:Q$121, MATCH($D28, Option2!$G$110:$G$121,0)))*conv_2026*Q$7","v":287932067.22281224},{"$f":"(INDEX(Option2!R$110:R$121, MATCH($D28, Option2!$G$110:$G$121,0)))*conv_2026*R$7","v":287932067.22281224},{"$f":"(INDEX(Option2!S$110:S$121, MATCH($D28, Option2!$G$110:$G$121,0)))*conv_2026*S$7","v":287932067.22281224},{"$f":"(INDEX(Option2!T$110:T$121, MATCH($D28, Option2!$G$110:$G$121,0)))*conv_2026*T$7","v":287932067.22281224},{"$f":"(INDEX(Option2!U$110:U$121, MATCH($D28, Option2!$G$110:$G$121,0)))*conv_2026*U$7","v":287932067.22281224},{"$f":"(INDEX(Option2!V$110:V$121, MATCH($D28, Option2!$G$110:$G$121,0)))*conv_2026*V$7","v":287932067.22281224},{"$f":"(INDEX(Option2!W$110:W$121, MATCH($D28, Option2!$G$110:$G$121,0)))*conv_2026*W$7","v":287932067.22281224},{"$f":"(INDEX(Option2!X$110:X$121, MATCH($D28, Option2!$G$110:$G$121,0)))*conv_2026*X$7","v":287932067.22281224},{"$f":"(INDEX(Option2!Y$110:Y$121, MATCH($D28, Option2!$G$110:$G$121,0)))*conv_2026*Y$7","v":287932067.22281224},{"$f":"(INDEX(Option2!Z$110:Z$121, MATCH($D28, Option2!$G$110:$G$121,0)))*conv_2026*Z$7","v":287932067.22281224},{"$f":"(INDEX(Option2!AA$110:AA$121, MATCH($D28, Option2!$G$110:$G$121,0)))*conv_2026*AA$7","v":287932067.22281224},{"$f":"(INDEX(Option2!AB$110:AB$121, MATCH($D28, Option2!$G$110:$G$121,0)))*conv_2026*AB$7","v":287932067.22281224},{"$f":"(INDEX(Option2!AC$110:AC$121, MATCH($D28, Option2!$G$110:$G$121,0)))*conv_2026*AC$7","v":0},{"$f":"(INDEX(Option2!AD$110:AD$121, MATCH($D28, Option2!$G$110:$G$121,0)))*conv_2026*AD$7","v":0},{"$f":"(INDEX(Option2!AE$110:AE$121, MATCH($D28, Option2!$G$110:$G$121,0)))*conv_2026*AE$7","v":0},{"$f":"(INDEX(Option2!AF$110:AF$121, MATCH($D28, Option2!$G$110:$G$121,0)))*conv_2026*AF$7","v":0},{"$f":"(INDEX(Option2!AG$110:AG$121, MATCH($D28, Option2!$G$110:$G$121,0)))*conv_2026*AG$7","v":0}]
[]
["Option 2",{"$f":"Option2!A114","v":"sens1"},{"$f":"Option2!C114","v":"Capex 10% higher"},{"$f":"A30&B30","v":"Option 2sens1"},null,{"$f":"SUMPRODUCT($H30:$AG30, $H$5:$AG$5)","v":2713747034.7533741},null,{"$f":"IF($B30=0,0, (INDEX(Option2!H$110:H$121, MATCH($D30, Option2!$G$110:$G$121,0)))*conv_2026*H$7)","v":0},{"$f":"IF($B30=0,0, (INDEX(Option2!I$110:I$121, MATCH($D30, Option2!$G$110:$G$121,0)))*conv_2026*I$7)","v":0},{"$f":"IF($B30=0,0, (INDEX(Option2!J$110:J$121, MATCH($D30, Option2!$G$110:$G$121,0)))*conv_2026*J$7)","v":13758882.665027777},{"$f":"IF($B30=0,0, (INDEX(Option2!K$110:K$121, MATCH($D30, Option2!$G$110:$G$121,0)))*conv_2026*K$7)","v":27043879.846564516},{"$f":"IF($B30=0,0, (INDEX(Option2!L$110:L$121, MATCH($D30, Option2!$G$110:$G$121,0)))*conv_2026*L$7)","v":46047340.594893686},{"$f":"IF($B30=0,0, (INDEX(Option2!M$110:M$121, MATCH($D30, Option2!$G$110:$G$121,0)))*conv_2026*M$7)","v":74832617.362697408},{"$f":"IF($B30=0,0, (INDEX(Option2!N$110:N$121, MATCH($D30, Option2!$G$110:$G$121,0)))*conv_2026*N$7)","v":119193855.32563798},{"$f":"IF($B30=0,0, (INDEX(Option2!O$110:O$121, MATCH($D30, Option2!$G$110:$G$121,0)))*conv_2026*O$7)","v":176860960.00590488},{"$f":"IF($B30=0,0, (INDEX(Option2!P$110:P$121, MATCH($D30, Option2!$G$110:$G$121,0)))*conv_2026*P$7)","v":234660549.1319057},{"$f":"IF($B30=0,0, (INDEX(Option2!Q$110:Q$121, MATCH($D30, Option2!$G$110:$G$121,0)))*conv_2026*Q$7)","v":287924340.72274679},{"$f":"IF($B30=0,0, (INDEX(Option2!R$110:R$121, MATCH($D30, Option2!$G$110:$G$121,0)))*conv_2026*R$7)","v":287924340.72274679},{"$f":"IF($B30=0,0, (INDEX(Option2!S$110:S$121, MATCH($D30, Option2!$G$110:$G$121,0)))*conv_2026*S$7)","v":287924340.72274679},{"$f":"IF($B30=0,0, (INDEX(Option2!T$110:T$121, MATCH($D30, Option2!$G$110:$G$121,0)))*conv_2026*T$7)","v":287924340.72274679},{"$f":"IF($B30=0,0, (INDEX(Option2!U$110:U$121, MATCH($D30, Option2!$G$110:$G$121,0)))*conv_2026*U$7)","v":287924340.72274679},{"$f":"IF($B30=0,0, (INDEX(Option2!V$110:V$121, MATCH($D30, Option2!$G$110:$G$121,0)))*conv_2026*V$7)","v":287924340.72274679},{"$f":"IF($B30=0,0, (INDEX(Option2!W$110:W$121, MATCH($D30, Option2!$G$110:$G$121,0)))*conv_2026*W$7)","v":287924340.72274679},{"$f":"IF($B30=0,0, (INDEX(Option2!X$110:X$121, MATCH($D30, Option2!$G$110:$G$121,0)))*conv_2026*X$7)","v":287924340.72274679},{"$f":"IF($B30=0,0, (INDEX(Option2!Y$110:Y$121, MATCH($D30, Option2!$G$110:$G$121,0)))*conv_2026*Y$7)","v":287924340.72274679},{"$f":"IF($B30=0,0, (INDEX(Option2!Z$110:Z$121, MATCH($D30, Option2!$G$110:$G$121,0)))*conv_2026*Z$7)","v":287924340.72274679},{"$f":"IF($B30=0,0, (INDEX(Option2!AA$110:AA$121, MATCH($D30, Option2!$G$110:$G$121,0)))*conv_2026*AA$7)","v":287924340.72274679},{"$f":"IF($B30=0,0, (INDEX(Option2!AB$110:AB$121, MATCH($D30, Option2!$G$110:$G$121,0)))*conv_2026*AB$7)","v":287924340.72274679},{"$f":"IF($B30=0,0, (INDEX(Option2!AC$110:AC$121, MATCH($D30, Option2!$G$110:$G$121,0)))*conv_2026*AC$7)","v":0},{"$f":"IF($B30=0,0, (INDEX(Option2!AD$110:AD$121, MATCH($D30, Option2!$G$110:$G$121,0)))*conv_2026*AD$7)","v":0},{"$f":"IF($B30=0,0, (INDEX(Option2!AE$110:AE$121, MATCH($D30, Option2!$G$110:$G$121,0)))*conv_2026*AE$7)","v":0},{"$f":"IF($B30=0,0, (INDEX(Option2!AF$110:AF$121, MATCH($D30, Option2!$G$110:$G$121,0)))*conv_2026*AF$7)","v":0},{"$f":"IF($B30=0,0, (INDEX(Option2!AG$110:AG$121, MATCH($D30, Option2!$G$110:$G$121,0)))*conv_2026*AG$7)","v":0}]
["Option 2",{"$f":"Option2!A115","v":"sens2"},{"$f":"Option2!C115","v":"Capex 10% lower"},"Option 2sens2",null,{"$f":"SUMPRODUCT($H31:$AG31, $H$5:$AG$5)","v":2713955279.9237266},null,{"$f":"IF($B31=0,0, (INDEX(Option2!H$110:H$121, MATCH($D31, Option2!$G$110:$G$121,0)))*conv_2026*H$7)","v":0},{"$f":"IF($B31=0,0, (INDEX(Option2!I$110:I$121, MATCH($D31, Option2!$G$110:$G$121,0)))*conv_2026*I$7)","v":0},{"$f":"IF($B31=0,0, (INDEX(Option2!J$110:J$121, MATCH($D31, Option2!$G$110:$G$121,0)))*conv_2026*J$7)","v":13774335.66515868},{"$f":"IF($B31=0,0, (INDEX(Option2!K$110:K$121, MATCH($D31, Option2!$G$110:$G$121,0)))*conv_2026*K$7)","v":27059332.846695423},{"$f":"IF($B31=0,0, (INDEX(Option2!L$110:L$121, MATCH($D31, Option2!$G$110:$G$121,0)))*conv_2026*L$7)","v":46062793.595024586},{"$f":"IF($B31=0,0, (INDEX(Option2!M$110:M$121, MATCH($D31, Option2!$G$110:$G$121,0)))*conv_2026*M$7)","v":74848070.362828299},{"$f":"IF($B31=0,0, (INDEX(Option2!N$110:N$121, MATCH($D31, Option2!$G$110:$G$121,0)))*conv_2026*N$7)","v":119209308.32576887},{"$f":"IF($B31=0,0, (INDEX(Option2!O$110:O$121, MATCH($D31, Option2!$G$110:$G$121,0)))*conv_2026*O$7)","v":176876413.0060358},{"$f":"IF($B31=0,0, (INDEX(Option2!P$110:P$121, MATCH($D31, Option2!$G$110:$G$121,0)))*conv_2026*P$7)","v":234676002.13203666},{"$f":"IF($B31=0,0, (INDEX(Option2!Q$110:Q$121, MATCH($D31, Option2!$G$110:$G$121,0)))*conv_2026*Q$7)","v":287939793.72287774},{"$f":"IF($B31=0,0, (INDEX(Option2!R$110:R$121, MATCH($D31, Option2!$G$110:$G$121,0)))*conv_2026*R$7)","v":287939793.72287774},{"$f":"IF($B31=0,0, (INDEX(Option2!S$110:S$121, MATCH($D31, Option2!$G$110:$G$121,0)))*conv_2026*S$7)","v":287939793.72287774},{"$f":"IF($B31=0,0, (INDEX(Option2!T$110:T$121, MATCH($D31, Option2!$G$110:$G$121,0)))*conv_2026*T$7)","v":287939793.72287774},{"$f":"IF($B31=0,0, (INDEX(Option2!U$110:U$121, MATCH($D31, Option2!$G$110:$G$121,0)))*conv_2026*U$7)","v":287939793.72287774},{"$f":"IF($B31=0,0, (INDEX(Option2!V$110:V$121, MATCH($D31, Option2!$G$110:$G$121,0)))*conv_2026*V$7)","v":287939793.72287774},{"$f":"IF($B31=0,0, (INDEX(Option2!W$110:W$121, MATCH($D31, Option2!$G$110:$G$121,0)))*conv_2026*W$7)","v":287939793.72287774},{"$f":"IF($B31=0,0, (INDEX(Option2!X$110:X$121, MATCH($D31, Option2!$G$110:$G$121,0)))*conv_2026*X$7)","v":287939793.72287774},{"$f":"IF($B31=0,0, (INDEX(Option2!Y$110:Y$121, MATCH($D31, Option2!$G$110:$G$121,0)))*conv_2026*Y$7)","v":287939793.72287774},{"$f":"IF($B31=0,0, (INDEX(Option2!Z$110:Z$121, MATCH($D31, Option2!$G$110:$G$121,0)))*conv_2026*Z$7)","v":287939793.72287774},{"$f":"IF($B31=0,0, (INDEX(Option2!AA$110:AA$121, MATCH($D31, Option2!$G$110:$G$121,0)))*conv_2026*AA$7)","v":287939793.72287774},{"$f":"IF($B31=0,0, (INDEX(Option2!AB$110:AB$121, MATCH($D31, Option2!$G$110:$G$121,0)))*conv_2026*AB$7)","v":287939793.72287774},{"$f":"IF($B31=0,0, (INDEX(Option2!AC$110:AC$121, MATCH($D31, Option2!$G$110:$G$121,0)))*conv_2026*AC$7)","v":0},{"$f":"IF($B31=0,0, (INDEX(Option2!AD$110:AD$121, MATCH($D31, Option2!$G$110:$G$121,0)))*conv_2026*AD$7)","v":0},{"$f":"IF($B31=0,0, (INDEX(Option2!AE$110:AE$121, MATCH($D31, Option2!$G$110:$G$121,0)))*conv_2026*AE$7)","v":0},{"$f":"IF($B31=0,0, (INDEX(Option2!AF$110:AF$121, MATCH($D31, Option2!$G$110:$G$121,0)))*conv_2026*AF$7)","v":0},{"$f":"IF($B31=0,0, (INDEX(Option2!AG$110:AG$121, MATCH($D31, Option2!$G$110:$G$121,0)))*conv_2026*AG$7)","v":0}]
["Option 2",{"$f":"Option2!A116","v":"sens3"},{"$f":"Option2!C116","v":"Total benefits 10% higher"},"Option 2sens3",null,2985340395.6575809,null,{"$f":"IF($B32=0,0, (INDEX(Option2!H$110:H$121, MATCH($D32, Option2!$G$110:$G$121,0)))*conv_2026*H$7)","v":0},{"$f":"IF($B32=0,0, (INDEX(Option2!I$110:I$121, MATCH($D32, Option2!$G$110:$G$121,0)))*conv_2026*I$7)","v":0},{"$f":"IF($B32=0,0, (INDEX(Option2!J$110:J$121, MATCH($D32, Option2!$G$110:$G$121,0)))*conv_2026*J$7)","v":15150996.581668003},{"$f":"IF($B32=0,0, (INDEX(Option2!K$110:K$121, MATCH($D32, Option2!$G$110:$G$121,0)))*conv_2026*K$7)","v":29764493.481358416},{"$f":"IF($B32=0,0, (INDEX(Option2!L$110:L$121, MATCH($D32, Option2!$G$110:$G$121,0)))*conv_2026*L$7)","v":50668300.304520503},{"$f":"IF($B32=0,0, (INDEX(Option2!M$110:M$121, MATCH($D32, Option2!$G$110:$G$121,0)))*conv_2026*M$7)","v":82332104.749104604},{"$f":"IF($B32=0,0, (INDEX(Option2!N$110:N$121, MATCH($D32, Option2!$G$110:$G$121,0)))*conv_2026*N$7)","v":131129466.50833921},{"$f":"IF($B32=0,0, (INDEX(Option2!O$110:O$121, MATCH($D32, Option2!$G$110:$G$121,0)))*conv_2026*O$7)","v":194563281.65663281},{"$f":"IF($B32=0,0, (INDEX(Option2!P$110:P$121, MATCH($D32, Option2!$G$110:$G$121,0)))*conv_2026*P$7)","v":258142829.69523376},{"$f":"IF($B32=0,0, (INDEX(Option2!Q$110:Q$121, MATCH($D32, Option2!$G$110:$G$121,0)))*conv_2026*Q$7)","v":316733000.44515896},{"$f":"IF($B32=0,0, (INDEX(Option2!R$110:R$121, MATCH($D32, Option2!$G$110:$G$121,0)))*conv_2026*R$7)","v":316733000.44515896},{"$f":"IF($B32=0,0, (INDEX(Option2!S$110:S$121, MATCH($D32, Option2!$G$110:$G$121,0)))*conv_2026*S$7)","v":316733000.44515896},{"$f":"IF($B32=0,0, (INDEX(Option2!T$110:T$121, MATCH($D32, Option2!$G$110:$G$121,0)))*conv_2026*T$7)","v":316733000.44515896},{"$f":"IF($B32=0,0, (INDEX(Option2!U$110:U$121, MATCH($D32, Option2!$G$110:$G$121,0)))*conv_2026*U$7)","v":316733000.44515896},{"$f":"IF($B32=0,0, (INDEX(Option2!V$110:V$121, MATCH($D32, Option2!$G$110:$G$121,0)))*conv_2026*V$7)","v":316733000.44515896},{"$f":"IF($B32=0,0, (INDEX(Option2!W$110:W$121, MATCH($D32, Option2!$G$110:$G$121,0)))*conv_2026*W$7)","v":316733000.44515896},{"$f":"IF($B32=0,0, (INDEX(Option2!X$110:X$121, MATCH($D32, Option2!$G$110:$G$121,0)))*conv_2026*X$7)","v":316733000.44515896},{"$f":"IF($B32=0,0, (INDEX(Option2!Y$110:Y$121, MATCH($D32, Option2!$G$110:$G$121,0)))*conv_2026*Y$7)","v":316733000.44515896},{"$f":"IF($B32=0,0, (INDEX(Option2!Z$110:Z$121, MATCH($D32, Option2!$G$110:$G$121,0)))*conv_2026*Z$7)","v":316733000.44515896},{"$f":"IF($B32=0,0, (INDEX(Option2!AA$110:AA$121, MATCH($D32, Option2!$G$110:$G$121,0)))*conv_2026*AA$7)","v":316733000.44515896},{"$f":"IF($B32=0,0, (INDEX(Option2!AB$110:AB$121, MATCH($D32, Option2!$G$110:$G$121,0)))*conv_2026*AB$7)","v":316733000.44515896},{"$f":"IF($B32=0,0, (INDEX(Option2!AC$110:AC$121, MATCH($D32, Option2!$G$110:$G$121,0)))*conv_2026*AC$7)","v":0},{"$f":"IF($B32=0,0, (INDEX(Option2!AD$110:AD$121, MATCH($D32, Option2!$G$110:$G$121,0)))*conv_2026*AD$7)","v":0},{"$f":"IF($B32=0,0, (INDEX(Option2!AE$110:AE$121, MATCH($D32, Option2!$G$110:$G$121,0)))*conv_2026*AE$7)","v":0},{"$f":"IF($B32=0,0, (INDEX(Option2!AF$110:AF$121, MATCH($D32, Option2!$G$110:$G$121,0)))*conv_2026*AF$7)","v":0},{"$f":"IF($B32=0,0, (INDEX(Option2!AG$110:AG$121, MATCH($D32, Option2!$G$110:$G$121,0)))*conv_2026*AG$7)","v":0}]
["Option 2",{"$f":"Option2!A117","v":"sens4"},{"$f":"Option2!C117","v":"Total benefits 10% lower"},"Option 2sens4",null,2442361919.0195193,null,{"$f":"IF($B33=0,0, (INDEX(Option2!H$110:H$121, MATCH($D33, Option2!$G$110:$G$121,0)))*conv_2026*H$7)","v":0},{"$f":"IF($B33=0,0, (INDEX(Option2!I$110:I$121, MATCH($D33, Option2!$G$110:$G$121,0)))*conv_2026*I$7)","v":0},{"$f":"IF($B33=0,0, (INDEX(Option2!J$110:J$121, MATCH($D33, Option2!$G$110:$G$121,0)))*conv_2026*J$7)","v":12382221.748518452},{"$f":"IF($B33=0,0, (INDEX(Option2!K$110:K$121, MATCH($D33, Option2!$G$110:$G$121,0)))*conv_2026*K$7)","v":24338719.211901519},{"$f":"IF($B33=0,0, (INDEX(Option2!L$110:L$121, MATCH($D33, Option2!$G$110:$G$121,0)))*conv_2026*L$7)","v":41441833.88539777},{"$f":"IF($B33=0,0, (INDEX(Option2!M$110:M$121, MATCH($D33, Option2!$G$110:$G$121,0)))*conv_2026*M$7)","v":67348582.976421118},{"$f":"IF($B33=0,0, (INDEX(Option2!N$110:N$121, MATCH($D33, Option2!$G$110:$G$121,0)))*conv_2026*N$7)","v":107273697.14306764},{"$f":"IF($B33=0,0, (INDEX(Option2!O$110:O$121, MATCH($D33, Option2!$G$110:$G$121,0)))*conv_2026*O$7)","v":159174091.35530788},{"$f":"IF($B33=0,0, (INDEX(Option2!P$110:P$121, MATCH($D33, Option2!$G$110:$G$121,0)))*conv_2026*P$7)","v":211193721.5687086},{"$f":"IF($B33=0,0, (INDEX(Option2!Q$110:Q$121, MATCH($D33, Option2!$G$110:$G$121,0)))*conv_2026*Q$7)","v":259131134.0004656},{"$f":"IF($B33=0,0, (INDEX(Option2!R$110:R$121, MATCH($D33, Option2!$G$110:$G$121,0)))*conv_2026*R$7)","v":259131134.0004656},{"$f":"IF($B33=0,0, (INDEX(Option2!S$110:S$121, MATCH($D33, Option2!$G$110:$G$121,0)))*conv_2026*S$7)","v":259131134.0004656},{"$f":"IF($B33=0,0, (INDEX(Option2!T$110:T$121, MATCH($D33, Option2!$G$110:$G$121,0)))*conv_2026*T$7)","v":259131134.0004656},{"$f":"IF($B33=0,0, (INDEX(Option2!U$110:U$121, MATCH($D33, Option2!$G$110:$G$121,0)))*conv_2026*U$7)","v":259131134.0004656},{"$f":"IF($B33=0,0, (INDEX(Option2!V$110:V$121, MATCH($D33, Option2!$G$110:$G$121,0)))*conv_2026*V$7)","v":259131134.0004656},{"$f":"IF($B33=0,0, (INDEX(Option2!W$110:W$121, MATCH($D33, Option2!$G$110:$G$121,0)))*conv_2026*W$7)","v":259131134.0004656},{"$f":"IF($B33=0,0, (INDEX(Option2!X$110:X$121, MATCH($D33, Option2!$G$110:$G$121,0)))*conv_2026*X$7)","v":259131134.0004656},{"$f":"IF($B33=0,0, (INDEX(Option2!Y$110:Y$121, MATCH($D33, Option2!$G$110:$G$121,0)))*conv_2026*Y$7)","v":259131134.0004656},{"$f":"IF($B33=0,0, (INDEX(Option2!Z$110:Z$121, MATCH($D33, Option2!$G$110:$G$121,0)))*conv_2026*Z$7)","v":259131134.0004656},{"$f":"IF($B33=0,0, (INDEX(Option2!AA$110:AA$121, MATCH($D33, Option2!$G$110:$G$121,0)))*conv_2026*AA$7)","v":259131134.0004656},{"$f":"IF($B33=0,0, (INDEX(Option2!AB$110:AB$121, MATCH($D33, Option2!$G$110:$G$121,0)))*conv_2026*AB$7)","v":259131134.0004656},{"$f":"IF($B33=0,0, (INDEX(Option2!AC$110:AC$121, MATCH($D33, Option2!$G$110:$G$121,0)))*conv_2026*AC$7)","v":0},{"$f":"IF($B33=0,0, (INDEX(Option2!AD$110:AD$121, MATCH($D33, Option2!$G$110:$G$121,0)))*conv_2026*AD$7)","v":0},{"$f":"IF($B33=0,0, (INDEX(Option2!AE$110:AE$121, MATCH($D33, Option2!$G$110:$G$121,0)))*conv_2026*AE$7)","v":0},{"$f":"IF($B33=0,0, (INDEX(Option2!AF$110:AF$121, MATCH($D33, Option2!$G$110:$G$121,0)))*conv_2026*AF$7)","v":0},{"$f":"IF($B33=0,0, (INDEX(Option2!AG$110:AG$121, MATCH($D33, Option2!$G$110:$G$121,0)))*conv_2026*AG$7)","v":0}]
["Option 2",{"$f":"Option2!A118","v":"sens5"},{"$f":"Option2!C118","v":"Capex 10% higher & Total benefits 10% lower"},"Option 2sens5",null,2442257796.4343433,null,{"$f":"IF($B34=0,0, (INDEX(Option2!H$110:H$121, MATCH($D34, Option2!$G$110:$G$121,0)))*conv_2026*H$7)","v":0},{"$f":"IF($B34=0,0, (INDEX(Option2!I$110:I$121, MATCH($D34, Option2!$G$110:$G$121,0)))*conv_2026*I$7)","v":0},{"$f":"IF($B34=0,0, (INDEX(Option2!J$110:J$121, MATCH($D34, Option2!$G$110:$G$121,0)))*conv_2026*J$7)","v":12374495.248453001},{"$f":"IF($B34=0,0, (INDEX(Option2!K$110:K$121, MATCH($D34, Option2!$G$110:$G$121,0)))*conv_2026*K$7)","v":24330992.711836066},{"$f":"IF($B34=0,0, (INDEX(Option2!L$110:L$121, MATCH($D34, Option2!$G$110:$G$121,0)))*conv_2026*L$7)","v":41434107.385332324},{"$f":"IF($B34=0,0, (INDEX(Option2!M$110:M$121, MATCH($D34, Option2!$G$110:$G$121,0)))*conv_2026*M$7)","v":67340856.476355657},{"$f":"IF($B34=0,0, (INDEX(Option2!N$110:N$121, MATCH($D34, Option2!$G$110:$G$121,0)))*conv_2026*N$7)","v":107265970.64300218},{"$f":"IF($B34=0,0, (INDEX(Option2!O$110:O$121, MATCH($D34, Option2!$G$110:$G$121,0)))*conv_2026*O$7)","v":159166364.8552424},{"$f":"IF($B34=0,0, (INDEX(Option2!P$110:P$121, MATCH($D34, Option2!$G$110:$G$121,0)))*conv_2026*P$7)","v":211185995.06864315},{"$f":"IF($B34=0,0, (INDEX(Option2!Q$110:Q$121, MATCH($D34, Option2!$G$110:$G$121,0)))*conv_2026*Q$7)","v":259123407.50040013},{"$f":"IF($B34=0,0, (INDEX(Option2!R$110:R$121, MATCH($D34, Option2!$G$110:$G$121,0)))*conv_2026*R$7)","v":259123407.50040013},{"$f":"IF($B34=0,0, (INDEX(Option2!S$110:S$121, MATCH($D34, Option2!$G$110:$G$121,0)))*conv_2026*S$7)","v":259123407.50040013},{"$f":"IF($B34=0,0, (INDEX(Option2!T$110:T$121, MATCH($D34, Option2!$G$110:$G$121,0)))*conv_2026*T$7)","v":259123407.50040013},{"$f":"IF($B34=0,0, (INDEX(Option2!U$110:U$121, MATCH($D34, Option2!$G$110:$G$121,0)))*conv_2026*U$7)","v":259123407.50040013},{"$f":"IF($B34=0,0, (INDEX(Option2!V$110:V$121, MATCH($D34, Option2!$G$110:$G$121,0)))*conv_2026*V$7)","v":259123407.50040013},{"$f":"IF($B34=0,0, (INDEX(Option2!W$110:W$121, MATCH($D34, Option2!$G$110:$G$121,0)))*conv_2026*W$7)","v":259123407.50040013},{"$f":"IF($B34=0,0, (INDEX(Option2!X$110:X$121, MATCH($D34, Option2!$G$110:$G$121,0)))*conv_2026*X$7)","v":259123407.50040013},{"$f":"IF($B34=0,0, (INDEX(Option2!Y$110:Y$121, MATCH($D34, Option2!$G$110:$G$121,0)))*conv_2026*Y$7)","v":259123407.50040013},{"$f":"IF($B34=0,0, (INDEX(Option2!Z$110:Z$121, MATCH($D34, Option2!$G$110:$G$121,0)))*conv_2026*Z$7)","v":259123407.50040013},{"$f":"IF($B34=0,0, (INDEX(Option2!AA$110:AA$121, MATCH($D34, Option2!$G$110:$G$121,0)))*conv_2026*AA$7)","v":259123407.50040013},{"$f":"IF($B34=0,0, (INDEX(Option2!AB$110:AB$121, MATCH($D34, Option2!$G$110:$G$121,0)))*conv_2026*AB$7)","v":259123407.50040013},{"$f":"IF($B34=0,0, (INDEX(Option2!AC$110:AC$121, MATCH($D34, Option2!$G$110:$G$121,0)))*conv_2026*AC$7)","v":0},{"$f":"IF($B34=0,0, (INDEX(Option2!AD$110:AD$121, MATCH($D34, Option2!$G$110:$G$121,0)))*conv_2026*AD$7)","v":0},{"$f":"IF($B34=0,0, (INDEX(Option2!AE$110:AE$121, MATCH($D34, Option2!$G$110:$G$121,0)))*conv_2026*AE$7)","v":0},{"$f":"IF($B34=0,0, (INDEX(Option2!AF$110:AF$121, MATCH($D34, Option2!$G$110:$G$121,0)))*conv_2026*AF$7)","v":0},{"$f":"IF($B34=0,0, (INDEX(Option2!AG$110:AG$121, MATCH($D34, Option2!$G$110:$G$121,0)))*conv_2026*AG$7)","v":0}]
["Option 2",{"$f":"Option2!A119","v":"sens"},{"$f":"Option2!C119","v":0},"Option 2sens",null,2713851157.3385496,null,{"$f":"IF($B35=0,0, (INDEX(Option2!H$110:H$121, MATCH($D35, Option2!$G$110:$G$121,0)))*conv_2026*H$7)","v":0},{"$f":"IF($B35=0,0, (INDEX(Option2!I$110:I$121, MATCH($D35, Option2!$G$110:$G$121,0)))*conv_2026*I$7)","v":0},{"$f":"IF($B35=0,0, (INDEX(Option2!J$110:J$121, MATCH($D35, Option2!$G$110:$G$121,0)))*conv_2026*J$7)","v":13766609.165093228},{"$f":"IF($B35=0,0, (INDEX(Option2!K$110:K$121, MATCH($D35, Option2!$G$110:$G$121,0)))*conv_2026*K$7)","v":27051606.34662997},{"$f":"IF($B35=0,0, (INDEX(Option2!L$110:L$121, MATCH($D35, Option2!$G$110:$G$121,0)))*conv_2026*L$7)","v":46055067.09495914},{"$f":"IF($B35=0,0, (INDEX(Option2!M$110:M$121, MATCH($D35, Option2!$G$110:$G$121,0)))*conv_2026*M$7)","v":74840343.862762854},{"$f":"IF($B35=0,0, (INDEX(Option2!N$110:N$121, MATCH($D35, Option2!$G$110:$G$121,0)))*conv_2026*N$7)","v":119201581.82570343},{"$f":"IF($B35=0,0, (INDEX(Option2!O$110:O$121, MATCH($D35, Option2!$G$110:$G$121,0)))*conv_2026*O$7)","v":176868686.50597036},{"$f":"IF($B35=0,0, (INDEX(Option2!P$110:P$121, MATCH($D35, Option2!$G$110:$G$121,0)))*conv_2026*P$7)","v":234668275.63197118},{"$f":"IF($B35=0,0, (INDEX(Option2!Q$110:Q$121, MATCH($D35, Option2!$G$110:$G$121,0)))*conv_2026*Q$7)","v":287932067.22281224},{"$f":"IF($B35=0,0, (INDEX(Option2!R$110:R$121, MATCH($D35, Option2!$G$110:$G$121,0)))*conv_2026*R$7)","v":287932067.22281224},{"$f":"IF($B35=0,0, (INDEX(Option2!S$110:S$121, MATCH($D35, Option2!$G$110:$G$121,0)))*conv_2026*S$7)","v":287932067.22281224},{"$f":"IF($B35=0,0, (INDEX(Option2!T$110:T$121, MATCH($D35, Option2!$G$110:$G$121,0)))*conv_2026*T$7)","v":287932067.22281224},{"$f":"IF($B35=0,0, (INDEX(Option2!U$110:U$121, MATCH($D35, Option2!$G$110:$G$121,0)))*conv_2026*U$7)","v":287932067.22281224},{"$f":"IF($B35=0,0, (INDEX(Option2!V$110:V$121, MATCH($D35, Option2!$G$110:$G$121,0)))*conv_2026*V$7)","v":287932067.22281224},{"$f":"IF($B35=0,0, (INDEX(Option2!W$110:W$121, MATCH($D35, Option2!$G$110:$G$121,0)))*conv_2026*W$7)","v":287932067.22281224},{"$f":"IF($B35=0,0, (INDEX(Option2!X$110:X$121, MATCH($D35, Option2!$G$110:$G$121,0)))*conv_2026*X$7)","v":287932067.22281224},{"$f":"IF($B35=0,0, (INDEX(Option2!Y$110:Y$121, MATCH($D35, Option2!$G$110:$G$121,0)))*conv_2026*Y$7)","v":287932067.22281224},{"$f":"IF($B35=0,0, (INDEX(Option2!Z$110:Z$121, MATCH($D35, Option2!$G$110:$G$121,0)))*conv_2026*Z$7)","v":287932067.22281224},{"$f":"IF($B35=0,0, (INDEX(Option2!AA$110:AA$121, MATCH($D35, Option2!$G$110:$G$121,0)))*conv_2026*AA$7)","v":287932067.22281224},{"$f":"IF($B35=0,0, (INDEX(Option2!AB$110:AB$121, MATCH($D35, Option2!$G$110:$G$121,0)))*conv_2026*AB$7)","v":287932067.22281224},{"$f":"IF($B35=0,0, (INDEX(Option2!AC$110:AC$121, MATCH($D35, Option2!$G$110:$G$121,0)))*conv_2026*AC$7)","v":0},{"$f":"IF($B35=0,0, (INDEX(Option2!AD$110:AD$121, MATCH($D35, Option2!$G$110:$G$121,0)))*conv_2026*AD$7)","v":0},{"$f":"IF($B35=0,0, (INDEX(Option2!AE$110:AE$121, MATCH($D35, Option2!$G$110:$G$121,0)))*conv_2026*AE$7)","v":0},{"$f":"IF($B35=0,0, (INDEX(Option2!AF$110:AF$121, MATCH($D35, Option2!$G$110:$G$121,0)))*conv_2026*AF$7)","v":0},{"$f":"IF($B35=0,0, (INDEX(Option2!AG$110:AG$121, MATCH($D35, Option2!$G$110:$G$121,0)))*conv_2026*AG$7)","v":0}]
["Option 2",{"$f":"Option2!A120","v":"sens"},{"$f":"Option2!C120","v":0},"Option 2sens",null,2713851157.3385496,null,{"$f":"IF($B36=0,0, (INDEX(Option2!H$110:H$121, MATCH($D36, Option2!$G$110:$G$121,0)))*conv_2026*H$7)","v":0},{"$f":"IF($B36=0,0, (INDEX(Option2!I$110:I$121, MATCH($D36, Option2!$G$110:$G$121,0)))*conv_2026*I$7)","v":0},{"$f":"IF($B36=0,0, (INDEX(Option2!J$110:J$121, MATCH($D36, Option2!$G$110:$G$121,0)))*conv_2026*J$7)","v":13766609.165093228},{"$f":"IF($B36=0,0, (INDEX(Option2!K$110:K$121, MATCH($D36, Option2!$G$110:$G$121,0)))*conv_2026*K$7)","v":27051606.34662997},{"$f":"IF($B36=0,0, (INDEX(Option2!L$110:L$121, MATCH($D36, Option2!$G$110:$G$121,0)))*conv_2026*L$7)","v":46055067.09495914},{"$f":"IF($B36=0,0, (INDEX(Option2!M$110:M$121, MATCH($D36, Option2!$G$110:$G$121,0)))*conv_2026*M$7)","v":74840343.862762854},{"$f":"IF($B36=0,0, (INDEX(Option2!N$110:N$121, MATCH($D36, Option2!$G$110:$G$121,0)))*conv_2026*N$7)","v":119201581.82570343},{"$f":"IF($B36=0,0, (INDEX(Option2!O$110:O$121, MATCH($D36, Option2!$G$110:$G$121,0)))*conv_2026*O$7)","v":176868686.50597036},{"$f":"IF($B36=0,0, (INDEX(Option2!P$110:P$121, MATCH($D36, Option2!$G$110:$G$121,0)))*conv_2026*P$7)","v":234668275.63197118},{"$f":"IF($B36=0,0, (INDEX(Option2!Q$110:Q$121, MATCH($D36, Option2!$G$110:$G$121,0)))*conv_2026*Q$7)","v":287932067.22281224},{"$f":"IF($B36=0,0, (INDEX(Option2!R$110:R$121, MATCH($D36, Option2!$G$110:$G$121,0)))*conv_2026*R$7)","v":287932067.22281224},{"$f":"IF($B36=0,0, (INDEX(Option2!S$110:S$121, MATCH($D36, Option2!$G$110:$G$121,0)))*conv_2026*S$7)","v":287932067.22281224},{"$f":"IF($B36=0,0, (INDEX(Option2!T$110:T$121, MATCH($D36, Option2!$G$110:$G$121,0)))*conv_2026*T$7)","v":287932067.22281224},{"$f":"IF($B36=0,0, (INDEX(Option2!U$110:U$121, MATCH($D36, Option2!$G$110:$G$121,0)))*conv_2026*U$7)","v":287932067.22281224},{"$f":"IF($B36=0,0, (INDEX(Option2!V$110:V$121, MATCH($D36, Option2!$G$110:$G$121,0)))*conv_2026*V$7)","v":287932067.22281224},{"$f":"IF($B36=0,0, (INDEX(Option2!W$110:W$121, MATCH($D36, Option2!$G$110:$G$121,0)))*conv_2026*W$7)","v":287932067.22281224},{"$f":"IF($B36=0,0, (INDEX(Option2!X$110:X$121, MATCH($D36, Option2!$G$110:$G$121,0)))*conv_2026*X$7)","v":287932067.22281224},{"$f":"IF($B36=0,0, (INDEX(Option2!Y$110:Y$121, MATCH($D36, Option2!$G$110:$G$121,0)))*conv_2026*Y$7)","v":287932067.22281224},{"$f":"IF($B36=0,0, (INDEX(Option2!Z$110:Z$121, MATCH($D36, Option2!$G$110:$G$121,0)))*conv_2026*Z$7)","v":287932067.22281224},{"$f":"IF($B36=0,0, (INDEX(Option2!AA$110:AA$121, MATCH($D36, Option2!$G$110:$G$121,0)))*conv_2026*AA$7)","v":287932067.22281224},{"$f":"IF($B36=0,0, (INDEX(Option2!AB$110:AB$121, MATCH($D36, Option2!$G$110:$G$121,0)))*conv_2026*AB$7)","v":287932067.22281224},{"$f":"IF($B36=0,0, (INDEX(Option2!AC$110:AC$121, MATCH($D36, Option2!$G$110:$G$121,0)))*conv_2026*AC$7)","v":0},{"$f":"IF($B36=0,0, (INDEX(Option2!AD$110:AD$121, MATCH($D36, Option2!$G$110:$G$121,0)))*conv_2026*AD$7)","v":0},{"$f":"IF($B36=0,0, (INDEX(Option2!AE$110:AE$121, MATCH($D36, Option2!$G$110:$G$121,0)))*conv_2026*AE$7)","v":0},{"$f":"IF($B36=0,0, (INDEX(Option2!AF$110:AF$121, MATCH($D36, Option2!$G$110:$G$121,0)))*conv_2026*AF$7)","v":0},{"$f":"IF($B36=0,0, (INDEX(Option2!AG$110:AG$121, MATCH($D36, Option2!$G$110:$G$121,0)))*conv_2026*AG$7)","v":0}]
["Option 2",{"$f":"Option2!A121","v":"sens"},{"$f":"Option2!C121","v":0},"Option 2sens",null,2713851157.3385496,null,{"$f":"IF($B37=0,0, (INDEX(Option2!H$110:H$121, MATCH($D37, Option2!$G$110:$G$121,0)))*conv_2026*H$7)","v":0},{"$f":"IF($B37=0,0, (INDEX(Option2!I$110:I$121, MATCH($D37, Option2!$G$110:$G$121,0)))*conv_2026*I$7)","v":0},{"$f":"IF($B37=0,0, (INDEX(Option2!J$110:J$121, MATCH($D37, Option2!$G$110:$G$121,0)))*conv_2026*J$7)","v":13766609.165093228},{"$f":"IF($B37=0,0, (INDEX(Option2!K$110:K$121, MATCH($D37, Option2!$G$110:$G$121,0)))*conv_2026*K$7)","v":27051606.34662997},{"$f":"IF($B37=0,0, (INDEX(Option2!L$110:L$121, MATCH($D37, Option2!$G$110:$G$121,0)))*conv_2026*L$7)","v":46055067.09495914},{"$f":"IF($B37=0,0, (INDEX(Option2!M$110:M$121, MATCH($D37, Option2!$G$110:$G$121,0)))*conv_2026*M$7)","v":74840343.862762854},{"$f":"IF($B37=0,0, (INDEX(Option2!N$110:N$121, MATCH($D37, Option2!$G$110:$G$121,0)))*conv_2026*N$7)","v":119201581.82570343},{"$f":"IF($B37=0,0, (INDEX(Option2!O$110:O$121, MATCH($D37, Option2!$G$110:$G$121,0)))*conv_2026*O$7)","v":176868686.50597036},{"$f":"IF($B37=0,0, (INDEX(Option2!P$110:P$121, MATCH($D37, Option2!$G$110:$G$121,0)))*conv_2026*P$7)","v":234668275.63197118},{"$f":"IF($B37=0,0, (INDEX(Option2!Q$110:Q$121, MATCH($D37, Option2!$G$110:$G$121,0)))*conv_2026*Q$7)","v":287932067.22281224},{"$f":"IF($B37=0,0, (INDEX(Option2!R$110:R$121, MATCH($D37, Option2!$G$110:$G$121,0)))*conv_2026*R$7)","v":287932067.22281224},{"$f":"IF($B37=0,0, (INDEX(Option2!S$110:S$121, MATCH($D37, Option2!$G$110:$G$121,0)))*conv_2026*S$7)","v":287932067.22281224},{"$f":"IF($B37=0,0, (INDEX(Option2!T$110:T$121, MATCH($D37, Option2!$G$110:$G$121,0)))*conv_2026*T$7)","v":287932067.22281224},{"$f":"IF($B37=0,0, (INDEX(Option2!U$110:U$121, MATCH($D37, Option2!$G$110:$G$121,0)))*conv_2026*U$7)","v":287932067.22281224},{"$f":"IF($B37=0,0, (INDEX(Option2!V$110:V$121, MATCH($D37, Option2!$G$110:$G$121,0)))*conv_2026*V$7)","v":287932067.22281224},{"$f":"IF($B37=0,0, (INDEX(Option2!W$110:W$121, MATCH($D37, Option2!$G$110:$G$121,0)))*conv_2026*W$7)","v":287932067.22281224},{"$f":"IF($B37=0,0, (INDEX(Option2!X$110:X$121, MATCH($D37, Option2!$G$110:$G$121,0)))*conv_2026*X$7)","v":287932067.22281224},{"$f":"IF($B37=0,0, (INDEX(Option2!Y$110:Y$121, MATCH($D37, Option2!$G$110:$G$121,0)))*conv_2026*Y$7)","v":287932067.22281224},{"$f":"IF($B37=0,0, (INDEX(Option2!Z$110:Z$121, MATCH($D37, Option2!$G$110:$G$121,0)))*conv_2026*Z$7)","v":287932067.22281224},{"$f":"IF($B37=0,0, (INDEX(Option2!AA$110:AA$121, MATCH($D37, Option2!$G$110:$G$121,0)))*conv_2026*AA$7)","v":287932067.22281224},{"$f":"IF($B37=0,0, (INDEX(Option2!AB$110:AB$121, MATCH($D37, Option2!$G$110:$G$121,0)))*conv_2026*AB$7)","v":287932067.22281224},{"$f":"IF($B37=0,0, (INDEX(Option2!AC$110:AC$121, MATCH($D37, Option2!$G$110:$G$121,0)))*conv_2026*AC$7)","v":0},{"$f":"IF($B37=0,0, (INDEX(Option2!AD$110:AD$121, MATCH($D37, Option2!$G$110:$G$121,0)))*conv_2026*AD$7)","v":0},{"$f":"IF($B37=0,0, (INDEX(Option2!AE$110:AE$121, MATCH($D37, Option2!$G$110:$G$121,0)))*conv_2026*AE$7)","v":0},{"$f":"IF($B37=0,0, (INDEX(Option2!AF$110:AF$121, MATCH($D37, Option2!$G$110:$G$121,0)))*conv_2026*AF$7)","v":0},{"$f":"IF($B37=0,0, (INDEX(Option2!AG$110:AG$121, MATCH($D37, Option2!$G$110:$G$121,0)))*conv_2026*AG$7)","v":0}]
[]
[]
[null,null,null,null,null,null,null,{"$f":"Consol!H50","v":0},{"$f":"Consol!I50","v":0},{"$f":"Consol!J50","v":0},{"$f":"Consol!K50","v":0},{"$f":"Consol!L50","v":0},{"$f":"Consol!M50","v":0},{"$f":"Consol!N50","v":0},{"$f":"Consol!O50","v":0},{"$f":"Consol!P50","v":0},{"$f":"Consol!Q50","v":0},{"$f":"Consol!R50","v":0},{"$f":"Consol!S50","v":0},{"$f":"Consol!T50","v":0},{"$f":"Consol!U50","v":0},{"$f":"Consol!V50","v":0},{"$f":"Consol!W50","v":0},{"$f":"Consol!X50","v":0},{"$f":"Consol!Y50","v":0},{"$f":"Consol!Z50","v":0},{"$f":"Consol!AA50","v":0},{"$f":"Consol!AB50","v":0},{"$f":"Consol!AC50","v":0},{"$f":"Consol!AD50","v":0},{"$f":"Consol!AE50","v":0},{"$f":"Consol!AF50","v":0},{"$f":"Consol!AG50","v":0}]
[]
["Option 3","NPV","Net benefits",{"$f":"A42&B42","v":"Option 3NPV"},null,{"$f":"SUMPRODUCT($H42:$AG42, $H$5:$AG$5)","v":0},null,{"$f":"(INDEX(Option3!H$110:H$121, MATCH($D42, Option3!$G$110:$G$121,0)))*conv_2026*H$7","v":0},{"$f":"(INDEX(Option3!I$110:I$121, MATCH($D42, Option3!$G$110:$G$121,0)))*conv_2026*I$7","v":0},{"$f":"(INDEX(Option3!J$110:J$121, MATCH($D42, Option3!$G$110:$G$121,0)))*conv_2026*J$7","v":0},{"$f":"(INDEX(Option3!K$110:K$121, MATCH($D42, Option3!$G$110:$G$121,0)))*conv_2026*K$7","v":0},{"$f":"(INDEX(Option3!L$110:L$121, MATCH($D42, Option3!$G$110:$G$121,0)))*conv_2026*L$7","v":0},{"$f":"(INDEX(Option3!M$110:M$121, MATCH($D42, Option3!$G$110:$G$121,0)))*conv_2026*M$7","v":0},{"$f":"(INDEX(Option3!N$110:N$121, MATCH($D42, Option3!$G$110:$G$121,0)))*conv_2026*N$7","v":0},{"$f":"(INDEX(Option3!O$110:O$121, MATCH($D42, Option3!$G$110:$G$121,0)))*conv_2026*O$7","v":0},{"$f":"(INDEX(Option3!P$110:P$121, MATCH($D42, Option3!$G$110:$G$121,0)))*conv_2026*P$7","v":0},{"$f":"(INDEX(Option3!Q$110:Q$121, MATCH($D42, Option3!$G$110:$G$121,0)))*conv_2026*Q$7","v":0},{"$f":"(INDEX(Option3!R$110:R$121, MATCH($D42, Option3!$G$110:$G$121,0)))*conv_2026*R$7","v":0},{"$f":"(INDEX(Option3!S$110:S$121, MATCH($D42, Option3!$G$110:$G$121,0)))*conv_2026*S$7","v":0},{"$f":"(INDEX(Option3!T$110:T$121, MATCH($D42, Option3!$G$110:$G$121,0)))*conv_2026*T$7","v":0},{"$f":"(INDEX(Option3!U$110:U$121, MATCH($D42, Option3!$G$110:$G$121,0)))*conv_2026*U$7","v":0},{"$f":"(INDEX(Option3!V$110:V$121, MATCH($D42, Option3!$G$110:$G$121,0)))*conv_2026*V$7","v":0},{"$f":"(INDEX(Option3!W$110:W$121, MATCH($D42, Option3!$G$110:$G$121,0)))*conv_2026*W$7","v":0},{"$f":"(INDEX(Option3!X$110:X$121, MATCH($D42, Option3!$G$110:$G$121,0)))*conv_2026*X$7","v":0},{"$f":"(INDEX(Option3!Y$110:Y$121, MATCH($D42, Option3!$G$110:$G$121,0)))*conv_2026*Y$7","v":0},{"$f":"(INDEX(Option3!Z$110:Z$121, MATCH($D42, Option3!$G$110:$G$121,0)))*conv_2026*Z$7","v":0},{"$f":"(INDEX(Option3!AA$110:AA$121, MATCH($D42, Option3!$G$110:$G$121,0)))*conv_2026*AA$7","v":0},{"$f":"(INDEX(Option3!AB$110:AB$121, MATCH($D42, Option3!$G$110:$G$121,0)))*conv_2026*AB$7","v":0},{"$f":"(INDEX(Option3!AC$110:AC$121, MATCH($D42, Option3!$G$110:$G$121,0)))*conv_2026*AC$7","v":0},{"$f":"(INDEX(Option3!AD$110:AD$121, MATCH($D42, Option3!$G$110:$G$121,0)))*conv_2026*AD$7","v":0},{"$f":"(INDEX(Option3!AE$110:AE$121, MATCH($D42, Option3!$G$110:$G$121,0)))*conv_2026*AE$7","v":0},{"$f":"(INDEX(Option3!AF$110:AF$121, MATCH($D42, Option3!$G$110:$G$121,0)))*conv_2026*AF$7","v":0},{"$f":"(INDEX(Option3!AG$110:AG$121, MATCH($D42, Option3!$G$110:$G$121,0)))*conv_2026*AG$7","v":0}]
[]
["Option 3",{"$f":"Option3!A114","v":"sens1"},{"$f":"Option3!C114","v":"Capex 10% higher"},{"$f":"A44&B44","v":"Option 3sens1"},null,0,null,{"$f":"(INDEX(Option3!H$110:H$121, MATCH($D44, Option3!$G$110:$G$121,0)))*conv_2026*H$7","v":0},{"$f":"(INDEX(Option3!I$110:I$121, MATCH($D44, Option3!$G$110:$G$121,0)))*conv_2026*I$7","v":0},{"$f":"(INDEX(Option3!J$110:J$121, MATCH($D44, Option3!$G$110:$G$121,0)))*conv_2026*J$7","v":0},{"$f":"(INDEX(Option3!K$110:K$121, MATCH($D44, Option3!$G$110:$G$121,0)))*conv_2026*K$7","v":0},{"$f":"(INDEX(Option3!L$110:L$121, MATCH($D44, Option3!$G$110:$G$121,0)))*conv_2026*L$7","v":0},{"$f":"(INDEX(Option3!M$110:M$121, MATCH($D44, Option3!$G$110:$G$121,0)))*conv_2026*M$7","v":0},{"$f":"(INDEX(Option3!N$110:N$121, MATCH($D44, Option3!$G$110:$G$121,0)))*conv_2026*N$7","v":0},{"$f":"(INDEX(Option3!O$110:O$121, MATCH($D44, Option3!$G$110:$G$121,0)))*conv_2026*O$7","v":0},{"$f":"(INDEX(Option3!P$110:P$121, MATCH($D44, Option3!$G$110:$G$121,0)))*conv_2026*P$7","v":0},{"$f":"(INDEX(Option3!Q$110:Q$121, MATCH($D44, Option3!$G$110:$G$121,0)))*conv_2026*Q$7","v":0},{"$f":"(INDEX(Option3!R$110:R$121, MATCH($D44, Option3!$G$110:$G$121,0)))*conv_2026*R$7","v":0},{"$f":"(INDEX(Option3!S$110:S$121, MATCH($D44, Option3!$G$110:$G$121,0)))*conv_2026*S$7","v":0},{"$f":"(INDEX(Option3!T$110:T$121, MATCH($D44, Option3!$G$110:$G$121,0)))*conv_2026*T$7","v":0},{"$f":"(INDEX(Option3!U$110:U$121, MATCH($D44, Option3!$G$110:$G$121,0)))*conv_2026*U$7","v":0},{"$f":"(INDEX(Option3!V$110:V$121, MATCH($D44, Option3!$G$110:$G$121,0)))*conv_2026*V$7","v":0},{"$f":"(INDEX(Option3!W$110:W$121, MATCH($D44, Option3!$G$110:$G$121,0)))*conv_2026*W$7","v":0},{"$f":"(INDEX(Option3!X$110:X$121, MATCH($D44, Option3!$G$110:$G$121,0)))*conv_2026*X$7","v":0},{"$f":"(INDEX(Option3!Y$110:Y$121, MATCH($D44, Option3!$G$110:$G$121,0)))*conv_2026*Y$7","v":0},{"$f":"(INDEX(Option3!Z$110:Z$121, MATCH($D44, Option3!$G$110:$G$121,0)))*conv_2026*Z$7","v":0},{"$f":"(INDEX(Option3!AA$110:AA$121, MATCH($D44, Option3!$G$110:$G$121,0)))*conv_2026*AA$7","v":0},{"$f":"(INDEX(Option3!AB$110:AB$121, MATCH($D44, Option3!$G$110:$G$121,0)))*conv_2026*AB$7","v":0},{"$f":"(INDEX(Option3!AC$110:AC$121, MATCH($D44, Option3!$G$110:$G$121,0)))*conv_2026*AC$7","v":0},{"$f":"(INDEX(Option3!AD$110:AD$121, MATCH($D44, Option3!$G$110:$G$121,0)))*conv_2026*AD$7","v":0},{"$f":"(INDEX(Option3!AE$110:AE$121, MATCH($D44, Option3!$G$110:$G$121,0)))*conv_2026*AE$7","v":0},{"$f":"(INDEX(Option3!AF$110:AF$121, MATCH($D44, Option3!$G$110:$G$121,0)))*conv_2026*AF$7","v":0},{"$f":"(INDEX(Option3!AG$110:AG$121, MATCH($D44, Option3!$G$110:$G$121,0)))*conv_2026*AG$7","v":0}]
["Option 3",{"$f":"Option3!A115","v":"sens2"},{"$f":"Option3!C115","v":"Capex 10% lower"},"Option 3sens2",null,0,null,{"$f":"(INDEX(Option3!H$110:H$121, MATCH($D45, Option3!$G$110:$G$121,0)))*conv_2026*H$7","v":0},{"$f":"(INDEX(Option3!I$110:I$121, MATCH($D45, Option3!$G$110:$G$121,0)))*conv_2026*I$7","v":0},{"$f":"(INDEX(Option3!J$110:J$121, MATCH($D45, Option3!$G$110:$G$121,0)))*conv_2026*J$7","v":0},{"$f":"(INDEX(Option3!K$110:K$121, MATCH($D45, Option3!$G$110:$G$121,0)))*conv_2026*K$7","v":0},{"$f":"(INDEX(Option3!L$110:L$121, MATCH($D45, Option3!$G$110:$G$121,0)))*conv_2026*L$7","v":0},{"$f":"(INDEX(Option3!M$110:M$121, MATCH($D45, Option3!$G$110:$G$121,0)))*conv_2026*M$7","v":0},{"$f":"(INDEX(Option3!N$110:N$121, MATCH($D45, Option3!$G$110:$G$121,0)))*conv_2026*N$7","v":0},{"$f":"(INDEX(Option3!O$110:O$121, MATCH($D45, Option3!$G$110:$G$121,0)))*conv_2026*O$7","v":0},{"$f":"(INDEX(Option3!P$110:P$121, MATCH($D45, Option3!$G$110:$G$121,0)))*conv_2026*P$7","v":0},{"$f":"(INDEX(Option3!Q$110:Q$121, MATCH($D45, Option3!$G$110:$G$121,0)))*conv_2026*Q$7","v":0},{"$f":"(INDEX(Option3!R$110:R$121, MATCH($D45, Option3!$G$110:$G$121,0)))*conv_2026*R$7","v":0},{"$f":"(INDEX(Option3!S$110:S$121, MATCH($D45, Option3!$G$110:$G$121,0)))*conv_2026*S$7","v":0},{"$f":"(INDEX(Option3!T$110:T$121, MATCH($D45, Option3!$G$110:$G$121,0)))*conv_2026*T$7","v":0},{"$f":"(INDEX(Option3!U$110:U$121, MATCH($D45, Option3!$G$110:$G$121,0)))*conv_2026*U$7","v":0},{"$f":"(INDEX(Option3!V$110:V$121, MATCH($D45, Option3!$G$110:$G$121,0)))*conv_2026*V$7","v":0},{"$f":"(INDEX(Option3!W$110:W$121, MATCH($D45, Option3!$G$110:$G$121,0)))*conv_2026*W$7","v":0},{"$f":"(INDEX(Option3!X$110:X$121, MATCH($D45, Option3!$G$110:$G$121,0)))*conv_2026*X$7","v":0},{"$f":"(INDEX(Option3!Y$110:Y$121, MATCH($D45, Option3!$G$110:$G$121,0)))*conv_2026*Y$7","v":0},{"$f":"(INDEX(Option3!Z$110:Z$121, MATCH($D45, Option3!$G$110:$G$121,0)))*conv_2026*Z$7","v":0},{"$f":"(INDEX(Option3!AA$110:AA$121, MATCH($D45, Option3!$G$110:$G$121,0)))*conv_2026*AA$7","v":0},{"$f":"(INDEX(Option3!AB$110:AB$121, MATCH($D45, Option3!$G$110:$G$121,0)))*conv_2026*AB$7","v":0},{"$f":"(INDEX(Option3!AC$110:AC$121, MATCH($D45, Option3!$G$110:$G$121,0)))*conv_2026*AC$7","v":0},{"$f":"(INDEX(Option3!AD$110:AD$121, MATCH($D45, Option3!$G$110:$G$121,0)))*conv_2026*AD$7","v":0},{"$f":"(INDEX(Option3!AE$110:AE$121, MATCH($D45, Option3!$G$110:$G$121,0)))*conv_2026*AE$7","v":0},{"$f":"(INDEX(Option3!AF$110:AF$121, MATCH($D45, Option3!$G$110:$G$121,0)))*conv_2026*AF$7","v":0},{"$f":"(INDEX(Option3!AG$110:AG$121, MATCH($D45, Option3!$G$110:$G$121,0)))*conv_2026*AG$7","v":0}]
["Option 3",{"$f":"Option3!A116","v":"sens3"},{"$f":"Option3!C116","v":"Total benefits 10% higher"},"Option 3sens3",null,0,null,{"$f":"(INDEX(Option3!H$110:H$121, MATCH($D46, Option3!$G$110:$G$121,0)))*conv_2026*H$7","v":0},{"$f":"(INDEX(Option3!I$110:I$121, MATCH($D46, Option3!$G$110:$G$121,0)))*conv_2026*I$7","v":0},{"$f":"(INDEX(Option3!J$110:J$121, MATCH($D46, Option3!$G$110:$G$121,0)))*conv_2026*J$7","v":0},{"$f":"(INDEX(Option3!K$110:K$121, MATCH($D46, Option3!$G$110:$G$121,0)))*conv_2026*K$7","v":0},{"$f":"(INDEX(Option3!L$110:L$121, MATCH($D46, Option3!$G$110:$G$121,0)))*conv_2026*L$7","v":0},{"$f":"(INDEX(Option3!M$110:M$121, MATCH($D46, Option3!$G$110:$G$121,0)))*conv_2026*M$7","v":0},{"$f":"(INDEX(Option3!N$110:N$121, MATCH($D46, Option3!$G$110:$G$121,0)))*conv_2026*N$7","v":0},{"$f":"(INDEX(Option3!O$110:O$121, MATCH($D46, Option3!$G$110:$G$121,0)))*conv_2026*O$7","v":0},{"$f":"(INDEX(Option3!P$110:P$121, MATCH($D46, Option3!$G$110:$G$121,0)))*conv_2026*P$7","v":0},{"$f":"(INDEX(Option3!Q$110:Q$121, MATCH($D46, Option3!$G$110:$G$121,0)))*conv_2026*Q$7","v":0},{"$f":"(INDEX(Option3!R$110:R$121, MATCH($D46, Option3!$G$110:$G$121,0)))*conv_2026*R$7","v":0},{"$f":"(INDEX(Option3!S$110:S$121, MATCH($D46, Option3!$G$110:$G$121,0)))*conv_2026*S$7","v":0},{"$f":"(INDEX(Option3!T$110:T$121, MATCH($D46, Option3!$G$110:$G$121,0)))*conv_2026*T$7","v":0},{"$f":"(INDEX(Option3!U$110:U$121, MATCH($D46, Option3!$G$110:$G$121,0)))*conv_2026*U$7","v":0},{"$f":"(INDEX(Option3!V$110:V$121, MATCH($D46, Option3!$G$110:$G$121,0)))*conv_2026*V$7","v":0},{"$f":"(INDEX(Option3!W$110:W$121, MATCH($D46, Option3!$G$110:$G$121,0)))*conv_2026*W$7","v":0},{"$f":"(INDEX(Option3!X$110:X$121, MATCH($D46, Option3!$G$110:$G$121,0)))*conv_2026*X$7","v":0},{"$f":"(INDEX(Option3!Y$110:Y$121, MATCH($D46, Option3!$G$110:$G$121,0)))*conv_2026*Y$7","v":0},{"$f":"(INDEX(Option3!Z$110:Z$121, MATCH($D46, Option3!$G$110:$G$121,0)))*conv_2026*Z$7","v":0},{"$f":"(INDEX(Option3!AA$110:AA$121, MATCH($D46, Option3!$G$110:$G$121,0)))*conv_2026*AA$7","v":0},{"$f":"(INDEX(Option3!AB$110:AB$121, MATCH($D46, Option3!$G$110:$G$121,0)))*conv_2026*AB$7","v":0},{"$f":"(INDEX(Option3!AC$110:AC$121, MATCH($D46, Option3!$G$110:$G$121,0)))*conv_2026*AC$7","v":0},{"$f":"(INDEX(Option3!AD$110:AD$121, MATCH($D46, Option3!$G$110:$G$121,0)))*conv_2026*AD$7","v":0},{"$f":"(INDEX(Option3!AE$110:AE$121, MATCH($D46, Option3!$G$110:$G$121,0)))*conv_2026*AE$7","v":0},{"$f":"(INDEX(Option3!AF$110:AF$121, MATCH($D46, Option3!$G$110:$G$121,0)))*conv_2026*AF$7","v":0},{"$f":"(INDEX(Option3!AG$110:AG$121, MATCH($D46, Option3!$G$110:$G$121,0)))*conv_2026*AG$7","v":0}]
["Option 3",{"$f":"Option3!A117","v":"sens4"},{"$f":"Option3!C117","v":"Total benefits 10% lower"},"Option 3sens4",null,0,null,{"$f":"(INDEX(Option3!H$110:H$121, MATCH($D47, Option3!$G$110:$G$121,0)))*conv_2026*H$7","v":0},{"$f":"(INDEX(Option3!I$110:I$121, MATCH($D47, Option3!$G$110:$G$121,0)))*conv_2026*I$7","v":0},{"$f":"(INDEX(Option3!J$110:J$121, MATCH($D47, Option3!$G$110:$G$121,0)))*conv_2026*J$7","v":0},{"$f":"(INDEX(Option3!K$110:K$121, MATCH($D47, Option3!$G$110:$G$121,0)))*conv_2026*K$7","v":0},{"$f":"(INDEX(Option3!L$110:L$121, MATCH($D47, Option3!$G$110:$G$121,0)))*conv_2026*L$7","v":0},{"$f":"(INDEX(Option3!M$110:M$121, MATCH($D47, Option3!$G$110:$G$121,0)))*conv_2026*M$7","v":0},{"$f":"(INDEX(Option3!N$110:N$121, MATCH($D47, Option3!$G$110:$G$121,0)))*conv_2026*N$7","v":0},{"$f":"(INDEX(Option3!O$110:O$121, MATCH($D47, Option3!$G$110:$G$121,0)))*conv_2026*O$7","v":0},{"$f":"(INDEX(Option3!P$110:P$121, MATCH($D47, Option3!$G$110:$G$121,0)))*conv_2026*P$7","v":0},{"$f":"(INDEX(Option3!Q$110:Q$121, MATCH($D47, Option3!$G$110:$G$121,0)))*conv_2026*Q$7","v":0},{"$f":"(INDEX(Option3!R$110:R$121, MATCH($D47, Option3!$G$110:$G$121,0)))*conv_2026*R$7","v":0},{"$f":"(INDEX(Option3!S$110:S$121, MATCH($D47, Option3!$G$110:$G$121,0)))*conv_2026*S$7","v":0},{"$f":"(INDEX(Option3!T$110:T$121, MATCH($D47, Option3!$G$110:$G$121,0)))*conv_2026*T$7","v":0},{"$f":"(INDEX(Option3!U$110:U$121, MATCH($D47, Option3!$G$110:$G$121,0)))*conv_2026*U$7","v":0},{"$f":"(INDEX(Option3!V$110:V$121, MATCH($D47, Option3!$G$110:$G$121,0)))*conv_2026*V$7","v":0},{"$f":"(INDEX(Option3!W$110:W$121, MATCH($D47, Option3!$G$110:$G$121,0)))*conv_2026*W$7","v":0},{"$f":"(INDEX(Option3!X$110:X$121, MATCH($D47, Option3!$G$110:$G$121,0)))*conv_2026*X$7","v":0},{"$f":"(INDEX(Option3!Y$110:Y$121, MATCH($D47, Option3!$G$110:$G$121,0)))*conv_2026*Y$7","v":0},{"$f":"(INDEX(Option3!Z$110:Z$121, MATCH($D47, Option3!$G$110:$G$121,0)))*conv_2026*Z$7","v":0},{"$f":"(INDEX(Option3!AA$110:AA$121, MATCH($D47, Option3!$G$110:$G$121,0)))*conv_2026*AA$7","v":0},{"$f":"(INDEX(Option3!AB$110:AB$121, MATCH($D47, Option3!$G$110:$G$121,0)))*conv_2026*AB$7","v":0},{"$f":"(INDEX(Option3!AC$110:AC$121, MATCH($D47, Option3!$G$110:$G$121,0)))*conv_2026*AC$7","v":0},{"$f":"(INDEX(Option3!AD$110:AD$121, MATCH($D47, Option3!$G$110:$G$121,0)))*conv_2026*AD$7","v":0},{"$f":"(INDEX(Option3!AE$110:AE$121, MATCH($D47, Option3!$G$110:$G$121,0)))*conv_2026*AE$7","v":0},{"$f":"(INDEX(Option3!AF$110:AF$121, MATCH($D47, Option3!$G$110:$G$121,0)))*conv_2026*AF$7","v":0},{"$f":"(INDEX(Option3!AG$110:AG$121, MATCH($D47, Option3!$G$110:$G$121,0)))*conv_2026*AG$7","v":0}]
["Option 3",{"$f":"Option3!A118","v":"sens5"},{"$f":"Option3!C118","v":"Capex 10% higher & Total benefits 10% lower"},"Option 3sens5",null,0,null,{"$f":"(INDEX(Option3!H$110:H$121, MATCH($D48, Option3!$G$110:$G$121,0)))*conv_2026*H$7","v":0},{"$f":"(INDEX(Option3!I$110:I$121, MATCH($D48, Option3!$G$110:$G$121,0)))*conv_2026*I$7","v":0},{"$f":"(INDEX(Option3!J$110:J$121, MATCH($D48, Option3!$G$110:$G$121,0)))*conv_2026*J$7","v":0},{"$f":"(INDEX(Option3!K$110:K$121, MATCH($D48, Option3!$G$110:$G$121,0)))*conv_2026*K$7","v":0},{"$f":"(INDEX(Option3!L$110:L$121, MATCH($D48, Option3!$G$110:$G$121,0)))*conv_2026*L$7","v":0},{"$f":"(INDEX(Option3!M$110:M$121, MATCH($D48, Option3!$G$110:$G$121,0)))*conv_2026*M$7","v":0},{"$f":"(INDEX(Option3!N$110:N$121, MATCH($D48, Option3!$G$110:$G$121,0)))*conv_2026*N$7","v":0},{"$f":"(INDEX(Option3!O$110:O$121, MATCH($D48, Option3!$G$110:$G$121,0)))*conv_2026*O$7","v":0},{"$f":"(INDEX(Option3!P$110:P$121, MATCH($D48, Option3!$G$110:$G$121,0)))*conv_2026*P$7","v":0},{"$f":"(INDEX(Option3!Q$110:Q$121, MATCH($D48, Option3!$G$110:$G$121,0)))*conv_2026*Q$7","v":0},{"$f":"(INDEX(Option3!R$110:R$121, MATCH($D48, Option3!$G$110:$G$121,0)))*conv_2026*R$7","v":0},{"$f":"(INDEX(Option3!S$110:S$121, MATCH($D48, Option3!$G$110:$G$121,0)))*conv_2026*S$7","v":0},{"$f":"(INDEX(Option3!T$110:T$121, MATCH($D48, Option3!$G$110:$G$121,0)))*conv_2026*T$7","v":0},{"$f":"(INDEX(Option3!U$110:U$121, MATCH($D48, Option3!$G$110:$G$121,0)))*conv_2026*U$7","v":0},{"$f":"(INDEX(Option3!V$110:V$121, MATCH($D48, Option3!$G$110:$G$121,0)))*conv_2026*V$7","v":0},{"$f":"(INDEX(Option3!W$110:W$121, MATCH($D48, Option3!$G$110:$G$121,0)))*conv_2026*W$7","v":0},{"$f":"(INDEX(Option3!X$110:X$121, MATCH($D48, Option3!$G$110:$G$121,0)))*conv_2026*X$7","v":0},{"$f":"(INDEX(Option3!Y$110:Y$121, MATCH($D48, Option3!$G$110:$G$121,0)))*conv_2026*Y$7","v":0},{"$f":"(INDEX(Option3!Z$110:Z$121, MATCH($D48, Option3!$G$110:$G$121,0)))*conv_2026*Z$7","v":0},{"$f":"(INDEX(Option3!AA$110:AA$121, MATCH($D48, Option3!$G$110:$G$121,0)))*conv_2026*AA$7","v":0},{"$f":"(INDEX(Option3!AB$110:AB$121, MATCH($D48, Option3!$G$110:$G$121,0)))*conv_2026*AB$7","v":0},{"$f":"(INDEX(Option3!AC$110:AC$121, MATCH($D48, Option3!$G$110:$G$121,0)))*conv_2026*AC$7","v":0},{"$f":"(INDEX(Option3!AD$110:AD$121, MATCH($D48, Option3!$G$110:$G$121,0)))*conv_2026*AD$7","v":0},{"$f":"(INDEX(Option3!AE$110:AE$121, MATCH($D48, Option3!$G$110:$G$121,0)))*conv_2026*AE$7","v":0},{"$f":"(INDEX(Option3!AF$110:AF$121, MATCH($D48, Option3!$G$110:$G$121,0)))*conv_2026*AF$7","v":0},{"$f":"(INDEX(Option3!AG$110:AG$121, MATCH($D48, Option3!$G$110:$G$121,0)))*conv_2026*AG$7","v":0}]
["Option 3",{"$f":"Option3!A119","v":"sens"},{"$f":"Option3!C119","v":0},"Option 3sens",null,0,null,{"$f":"(INDEX(Option3!H$110:H$121, MATCH($D49, Option3!$G$110:$G$121,0)))*conv_2026*H$7","v":0},{"$f":"(INDEX(Option3!I$110:I$121, MATCH($D49, Option3!$G$110:$G$121,0)))*conv_2026*I$7","v":0},{"$f":"(INDEX(Option3!J$110:J$121, MATCH($D49, Option3!$G$110:$G$121,0)))*conv_2026*J$7","v":0},{"$f":"(INDEX(Option3!K$110:K$121, MATCH($D49, Option3!$G$110:$G$121,0)))*conv_2026*K$7","v":0},{"$f":"(INDEX(Option3!L$110:L$121, MATCH($D49, Option3!$G$110:$G$121,0)))*conv_2026*L$7","v":0},{"$f":"(INDEX(Option3!M$110:M$121, MATCH($D49, Option3!$G$110:$G$121,0)))*conv_2026*M$7","v":0},{"$f":"(INDEX(Option3!N$110:N$121, MATCH($D49, Option3!$G$110:$G$121,0)))*conv_2026*N$7","v":0},{"$f":"(INDEX(Option3!O$110:O$121, MATCH($D49, Option3!$G$110:$G$121,0)))*conv_2026*O$7","v":0},{"$f":"(INDEX(Option3!P$110:P$121, MATCH($D49, Option3!$G$110:$G$121,0)))*conv_2026*P$7","v":0},{"$f":"(INDEX(Option3!Q$110:Q$121, MATCH($D49, Option3!$G$110:$G$121,0)))*conv_2026*Q$7","v":0},{"$f":"(INDEX(Option3!R$110:R$121, MATCH($D49, Option3!$G$110:$G$121,0)))*conv_2026*R$7","v":0},{"$f":"(INDEX(Option3!S$110:S$121, MATCH($D49, Option3!$G$110:$G$121,0)))*conv_2026*S$7","v":0},{"$f":"(INDEX(Option3!T$110:T$121, MATCH($D49, Option3!$G$110:$G$121,0)))*conv_2026*T$7","v":0},{"$f":"(INDEX(Option3!U$110:U$121, MATCH($D49, Option3!$G$110:$G$121,0)))*conv_2026*U$7","v":0},{"$f":"(INDEX(Option3!V$110:V$121, MATCH($D49, Option3!$G$110:$G$121,0)))*conv_2026*V$7","v":0},{"$f":"(INDEX(Option3!W$110:W$121, MATCH($D49, Option3!$G$110:$G$121,0)))*conv_2026*W$7","v":0},{"$f":"(INDEX(Option3!X$110:X$121, MATCH($D49, Option3!$G$110:$G$121,0)))*conv_2026*X$7","v":0},{"$f":"(INDEX(Option3!Y$110:Y$121, MATCH($D49, Option3!$G$110:$G$121,0)))*conv_2026*Y$7","v":0},{"$f":"(INDEX(Option3!Z$110:Z$121, MATCH($D49, Option3!$G$110:$G$121,0)))*conv_2026*Z$7","v":0},{"$f":"(INDEX(Option3!AA$110:AA$121, MATCH($D49, Option3!$G$110:$G$121,0)))*conv_2026*AA$7","v":0},{"$f":"(INDEX(Option3!AB$110:AB$121, MATCH($D49, Option3!$G$110:$G$121,0)))*conv_2026*AB$7","v":0},{"$f":"(INDEX(Option3!AC$110:AC$121, MATCH($D49, Option3!$G$110:$G$121,0)))*conv_2026*AC$7","v":0},{"$f":"(INDEX(Option3!AD$110:AD$121, MATCH($D49, Option3!$G$110:$G$121,0)))*conv_2026*AD$7","v":0},{"$f":"(INDEX(Option3!AE$110:AE$121, MATCH($D49, Option3!$G$110:$G$121,0)))*conv_2026*AE$7","v":0},{"$f":"(INDEX(Option3!AF$110:AF$121, MATCH($D49, Option3!$G$110:$G$121,0)))*conv_2026*AF$7","v":0},{"$f":"(INDEX(Option3!AG$110:AG$121, MATCH($D49, Option3!$G$110:$G$121,0)))*conv_2026*AG$7","v":0}]
["Option 3",{"$f":"Option3!A120","v":"sens"},{"$f":"Option3!C120","v":0},"Option 3sens",null,0,null,{"$f":"(INDEX(Option3!H$110:H$121, MATCH($D50, Option3!$G$110:$G$121,0)))*conv_2026*H$7","v":0},{"$f":"(INDEX(Option3!I$110:I$121, MATCH($D50, Option3!$G$110:$G$121,0)))*conv_2026*I$7","v":0},{"$f":"(INDEX(Option3!J$110:J$121, MATCH($D50, Option3!$G$110:$G$121,0)))*conv_2026*J$7","v":0},{"$f":"(INDEX(Option3!K$110:K$121, MATCH($D50, Option3!$G$110:$G$121,0)))*conv_2026*K$7","v":0},{"$f":"(INDEX(Option3!L$110:L$121, MATCH($D50, Option3!$G$110:$G$121,0)))*conv_2026*L$7","v":0},{"$f":"(INDEX(Option3!M$110:M$121, MATCH($D50, Option3!$G$110:$G$121,0)))*conv_2026*M$7","v":0},{"$f":"(INDEX(Option3!N$110:N$121, MATCH($D50, Option3!$G$110:$G$121,0)))*conv_2026*N$7","v":0},{"$f":"(INDEX(Option3!O$110:O$121, MATCH($D50, Option3!$G$110:$G$121,0)))*conv_2026*O$7","v":0},{"$f":"(INDEX(Option3!P$110:P$121, MATCH($D50, Option3!$G$110:$G$121,0)))*conv_2026*P$7","v":0},{"$f":"(INDEX(Option3!Q$110:Q$121, MATCH($D50, Option3!$G$110:$G$121,0)))*conv_2026*Q$7","v":0},{"$f":"(INDEX(Option3!R$110:R$121, MATCH($D50, Option3!$G$110:$G$121,0)))*conv_2026*R$7","v":0},{"$f":"(INDEX(Option3!S$110:S$121, MATCH($D50, Option3!$G$110:$G$121,0)))*conv_2026*S$7","v":0},{"$f":"(INDEX(Option3!T$110:T$121, MATCH($D50, Option3!$G$110:$G$121,0)))*conv_2026*T$7","v":0},{"$f":"(INDEX(Option3!U$110:U$121, MATCH($D50, Option3!$G$110:$G$121,0)))*conv_2026*U$7","v":0},{"$f":"(INDEX(Option3!V$110:V$121, MATCH($D50, Option3!$G$110:$G$121,0)))*conv_2026*V$7","v":0},{"$f":"(INDEX(Option3!W$110:W$121, MATCH($D50, Option3!$G$110:$G$121,0)))*conv_2026*W$7","v":0},{"$f":"(INDEX(Option3!X$110:X$121, MATCH($D50, Option3!$G$110:$G$121,0)))*conv_2026*X$7","v":0},{"$f":"(INDEX(Option3!Y$110:Y$121, MATCH($D50, Option3!$G$110:$G$121,0)))*conv_2026*Y$7","v":0},{"$f":"(INDEX(Option3!Z$110:Z$121, MATCH($D50, Option3!$G$110:$G$121,0)))*conv_2026*Z$7","v":0},{"$f":"(INDEX(Option3!AA$110:AA$121, MATCH($D50, Option3!$G$110:$G$121,0)))*conv_2026*AA$7","v":0},{"$f":"(INDEX(Option3!AB$110:AB$121, MATCH($D50, Option3!$G$110:$G$121,0)))*conv_2026*AB$7","v":0},{"$f":"(INDEX(Option3!AC$110:AC$121, MATCH($D50, Option3!$G$110:$G$121,0)))*conv_2026*AC$7","v":0},{"$f":"(INDEX(Option3!AD$110:AD$121, MATCH($D50, Option3!$G$110:$G$121,0)))*conv_2026*AD$7","v":0},{"$f":"(INDEX(Option3!AE$110:AE$121, MATCH($D50, Option3!$G$110:$G$121,0)))*conv_2026*AE$7","v":0},{"$f":"(INDEX(Option3!AF$110:AF$121, MATCH($D50, Option3!$G$110:$G$121,0)))*conv_2026*AF$7","v":0},{"$f":"(INDEX(Option3!AG$110:AG$121, MATCH($D50, Option3!$G$110:$G$121,0)))*conv_2026*AG$7","v":0}]
["Option 3",{"$f":"Option3!A121","v":"sens"},{"$f":"Option3!C121","v":0},"Option 3sens",null,0,null,{"$f":"(INDEX(Option3!H$110:H$121, MATCH($D51, Option3!$G$110:$G$121,0)))*conv_2026*H$7","v":0},{"$f":"(INDEX(Option3!I$110:I$121, MATCH($D51, Option3!$G$110:$G$121,0)))*conv_2026*I$7","v":0},{"$f":"(INDEX(Option3!J$110:J$121, MATCH($D51, Option3!$G$110:$G$121,0)))*conv_2026*J$7","v":0},{"$f":"(INDEX(Option3!K$110:K$121, MATCH($D51, Option3!$G$110:$G$121,0)))*conv_2026*K$7","v":0},{"$f":"(INDEX(Option3!L$110:L$121, MATCH($D51, Option3!$G$110:$G$121,0)))*conv_2026*L$7","v":0},{"$f":"(INDEX(Option3!M$110:M$121, MATCH($D51, Option3!$G$110:$G$121,0)))*conv_2026*M$7","v":0},{"$f":"(INDEX(Option3!N$110:N$121, MATCH($D51, Option3!$G$110:$G$121,0)))*conv_2026*N$7","v":0},{"$f":"(INDEX(Option3!O$110:O$121, MATCH($D51, Option3!$G$110:$G$121,0)))*conv_2026*O$7","v":0},{"$f":"(INDEX(Option3!P$110:P$121, MATCH($D51, Option3!$G$110:$G$121,0)))*conv_2026*P$7","v":0},{"$f":"(INDEX(Option3!Q$110:Q$121, MATCH($D51, Option3!$G$110:$G$121,0)))*conv_2026*Q$7","v":0},{"$f":"(INDEX(Option3!R$110:R$121, MATCH($D51, Option3!$G$110:$G$121,0)))*conv_2026*R$7","v":0},{"$f":"(INDEX(Option3!S$110:S$121, MATCH($D51, Option3!$G$110:$G$121,0)))*conv_2026*S$7","v":0},{"$f":"(INDEX(Option3!T$110:T$121, MATCH($D51, Option3!$G$110:$G$121,0)))*conv_2026*T$7","v":0},{"$f":"(INDEX(Option3!U$110:U$121, MATCH($D51, Option3!$G$110:$G$121,0)))*conv_2026*U$7","v":0},{"$f":"(INDEX(Option3!V$110:V$121, MATCH($D51, Option3!$G$110:$G$121,0)))*conv_2026*V$7","v":0},{"$f":"(INDEX(Option3!W$110:W$121, MATCH($D51, Option3!$G$110:$G$121,0)))*conv_2026*W$7","v":0},{"$f":"(INDEX(Option3!X$110:X$121, MATCH($D51, Option3!$G$110:$G$121,0)))*conv_2026*X$7","v":0},{"$f":"(INDEX(Option3!Y$110:Y$121, MATCH($D51, Option3!$G$110:$G$121,0)))*conv_2026*Y$7","v":0},{"$f":"(INDEX(Option3!Z$110:Z$121, MATCH($D51, Option3!$G$110:$G$121,0)))*conv_2026*Z$7","v":0},{"$f":"(INDEX(Option3!AA$110:AA$121, MATCH($D51, Option3!$G$110:$G$121,0)))*conv_2026*AA$7","v":0},{"$f":"(INDEX(Option3!AB$110:AB$121, MATCH($D51, Option3!$G$110:$G$121,0)))*conv_2026*AB$7","v":0},{"$f":"(INDEX(Option3!AC$110:AC$121, MATCH($D51, Option3!$G$110:$G$121,0)))*conv_2026*AC$7","v":0},{"$f":"(INDEX(Option3!AD$110:AD$121, MATCH($D51, Option3!$G$110:$G$121,0)))*conv_2026*AD$7","v":0},{"$f":"(INDEX(Option3!AE$110:AE$121, MATCH($D51, Option3!$G$110:$G$121,0)))*conv_2026*AE$7","v":0},{"$f":"(INDEX(Option3!AF$110:AF$121, MATCH($D51, Option3!$G$110:$G$121,0)))*conv_2026*AF$7","v":0},{"$f":"(INDEX(Option3!AG$110:AG$121, MATCH($D51, Option3!$G$110:$G$121,0)))*conv_2026*AG$7","v":0}]
[]
[]
[]
[]
["Option 4","NPV","Net benefits",{"$f":"A56&B56","v":"Option 4NPV"},null,{"$f":"SUMPRODUCT($H56:$AG56, $H$5:$AG$5)","v":0},null,{"$f":"(INDEX(Option4!H$110:H$121, MATCH($D56, Option4!$G$110:$G$121,0)))*conv_2026*H$7","v":0},{"$f":"(INDEX(Option4!I$110:I$121, MATCH($D56, Option4!$G$110:$G$121,0)))*conv_2026*I$7","v":0},{"$f":"(INDEX(Option4!J$110:J$121, MATCH($D56, Option4!$G$110:$G$121,0)))*conv_2026*J$7","v":0},{"$f":"(INDEX(Option4!K$110:K$121, MATCH($D56, Option4!$G$110:$G$121,0)))*conv_2026*K$7","v":0},{"$f":"(INDEX(Option4!L$110:L$121, MATCH($D56, Option4!$G$110:$G$121,0)))*conv_2026*L$7","v":0},{"$f":"(INDEX(Option4!M$110:M$121, MATCH($D56, Option4!$G$110:$G$121,0)))*conv_2026*M$7","v":0},{"$f":"(INDEX(Option4!N$110:N$121, MATCH($D56, Option4!$G$110:$G$121,0)))*conv_2026*N$7","v":0},{"$f":"(INDEX(Option4!O$110:O$121, MATCH($D56, Option4!$G$110:$G$121,0)))*conv_2026*O$7","v":0},{"$f":"(INDEX(Option4!P$110:P$121, MATCH($D56, Option4!$G$110:$G$121,0)))*conv_2026*P$7","v":0},{"$f":"(INDEX(Option4!Q$110:Q$121, MATCH($D56, Option4!$G$110:$G$121,0)))*conv_2026*Q$7","v":0},{"$f":"(INDEX(Option4!R$110:R$121, MATCH($D56, Option4!$G$110:$G$121,0)))*conv_2026*R$7","v":0},{"$f":"(INDEX(Option4!S$110:S$121, MATCH($D56, Option4!$G$110:$G$121,0)))*conv_2026*S$7","v":0},{"$f":"(INDEX(Option4!T$110:T$121, MATCH($D56, Option4!$G$110:$G$121,0)))*conv_2026*T$7","v":0},{"$f":"(INDEX(Option4!U$110:U$121, MATCH($D56, Option4!$G$110:$G$121,0)))*conv_2026*U$7","v":0},{"$f":"(INDEX(Option4!V$110:V$121, MATCH($D56, Option4!$G$110:$G$121,0)))*conv_2026*V$7","v":0},{"$f":"(INDEX(Option4!W$110:W$121, MATCH($D56, Option4!$G$110:$G$121,0)))*conv_2026*W$7","v":0},{"$f":"(INDEX(Option4!X$110:X$121, MATCH($D56, Option4!$G$110:$G$121,0)))*conv_2026*X$7","v":0},{"$f":"(INDEX(Option4!Y$110:Y$121, MATCH($D56, Option4!$G$110:$G$121,0)))*conv_2026*Y$7","v":0},{"$f":"(INDEX(Option4!Z$110:Z$121, MATCH($D56, Option4!$G$110:$G$121,0)))*conv_2026*Z$7","v":0},{"$f":"(INDEX(Option4!AA$110:AA$121, MATCH($D56, Option4!$G$110:$G$121,0)))*conv_2026*AA$7","v":0},{"$f":"(INDEX(Option4!AB$110:AB$121, MATCH($D56, Option4!$G$110:$G$121,0)))*conv_2026*AB$7","v":0},{"$f":"(INDEX(Option4!AC$110:AC$121, MATCH($D56, Option4!$G$110:$G$121,0)))*conv_2026*AC$7","v":0},{"$f":"(INDEX(Option4!AD$110:AD$121, MATCH($D56, Option4!$G$110:$G$121,0)))*conv_2026*AD$7","v":0},{"$f":"(INDEX(Option4!AE$110:AE$121, MATCH($D56, Option4!$G$110:$G$121,0)))*conv_2026*AE$7","v":0},{"$f":"(INDEX(Option4!AF$110:AF$121, MATCH($D56, Option4!$G$110:$G$121,0)))*conv_2026*AF$7","v":0},{"$f":"(INDEX(Option4!AG$110:AG$121, MATCH($D56, Option4!$G$110:$G$121,0)))*conv_2026*AG$7","v":0}]
[]
["Option 4",{"$f":"Option4!A114","v":"sens1"},{"$f":"Option4!C114","v":"Capex 10% higher"},{"$f":"A58&B58","v":"Option 4sens1"},null,0,null,{"$f":"(INDEX(Option4!H$110:H$121, MATCH($D58, Option4!$G$110:$G$121,0)))*conv_2026*H$7","v":0},{"$f":"(INDEX(Option4!I$110:I$121, MATCH($D58, Option4!$G$110:$G$121,0)))*conv_2026*I$7","v":0},{"$f":"(INDEX(Option4!J$110:J$121, MATCH($D58, Option4!$G$110:$G$121,0)))*conv_2026*J$7","v":0},{"$f":"(INDEX(Option4!K$110:K$121, MATCH($D58, Option4!$G$110:$G$121,0)))*conv_2026*K$7","v":0},{"$f":"(INDEX(Option4!L$110:L$121, MATCH($D58, Option4!$G$110:$G$121,0)))*conv_2026*L$7","v":0},{"$f":"(INDEX(Option4!M$110:M$121, MATCH($D58, Option4!$G$110:$G$121,0)))*conv_2026*M$7","v":0},{"$f":"(INDEX(Option4!N$110:N$121, MATCH($D58, Option4!$G$110:$G$121,0)))*conv_2026*N$7","v":0},{"$f":"(INDEX(Option4!O$110:O$121, MATCH($D58, Option4!$G$110:$G$121,0)))*conv_2026*O$7","v":0},{"$f":"(INDEX(Option4!P$110:P$121, MATCH($D58, Option4!$G$110:$G$121,0)))*conv_2026*P$7","v":0},{"$f":"(INDEX(Option4!Q$110:Q$121, MATCH($D58, Option4!$G$110:$G$121,0)))*conv_2026*Q$7","v":0},{"$f":"(INDEX(Option4!R$110:R$121, MATCH($D58, Option4!$G$110:$G$121,0)))*conv_2026*R$7","v":0},{"$f":"(INDEX(Option4!S$110:S$121, MATCH($D58, Option4!$G$110:$G$121,0)))*conv_2026*S$7","v":0},{"$f":"(INDEX(Option4!T$110:T$121, MATCH($D58, Option4!$G$110:$G$121,0)))*conv_2026*T$7","v":0},{"$f":"(INDEX(Option4!U$110:U$121, MATCH($D58, Option4!$G$110:$G$121,0)))*conv_2026*U$7","v":0},{"$f":"(INDEX(Option4!V$110:V$121, MATCH($D58, Option4!$G$110:$G$121,0)))*conv_2026*V$7","v":0},{"$f":"(INDEX(Option4!W$110:W$121, MATCH($D58, Option4!$G$110:$G$121,0)))*conv_2026*W$7","v":0},{"$f":"(INDEX(Option4!X$110:X$121, MATCH($D58, Option4!$G$110:$G$121,0)))*conv_2026*X$7","v":0},{"$f":"(INDEX(Option4!Y$110:Y$121, MATCH($D58, Option4!$G$110:$G$121,0)))*conv_2026*Y$7","v":0},{"$f":"(INDEX(Option4!Z$110:Z$121, MATCH($D58, Option4!$G$110:$G$121,0)))*conv_2026*Z$7","v":0},{"$f":"(INDEX(Option4!AA$110:AA$121, MATCH($D58, Option4!$G$110:$G$121,0)))*conv_2026*AA$7","v":0},{"$f":"(INDEX(Option4!AB$110:AB$121, MATCH($D58, Option4!$G$110:$G$121,0)))*conv_2026*AB$7","v":0},{"$f":"(INDEX(Option4!AC$110:AC$121, MATCH($D58, Option4!$G$110:$G$121,0)))*conv_2026*AC$7","v":0},{"$f":"(INDEX(Option4!AD$110:AD$121, MATCH($D58, Option4!$G$110:$G$121,0)))*conv_2026*AD$7","v":0},{"$f":"(INDEX(Option4!AE$110:AE$121, MATCH($D58, Option4!$G$110:$G$121,0)))*conv_2026*AE$7","v":0},{"$f":"(INDEX(Option4!AF$110:AF$121, MATCH($D58, Option4!$G$110:$G$121,0)))*conv_2026*AF$7","v":0},{"$f":"(INDEX(Option4!AG$110:AG$121, MATCH($D58, Option4!$G$110:$G$121,0)))*conv_2026*AG$7","v":0}]
["Option 4",{"$f":"Option4!A115","v":"sens2"},{"$f":"Option4!C115","v":"Capex 10% lower"},"Option 4sens2",null,0,null,{"$f":"(INDEX(Option4!H$110:H$121, MATCH($D59, Option4!$G$110:$G$121,0)))*conv_2026*H$7","v":0},{"$f":"(INDEX(Option4!I$110:I$121, MATCH($D59, Option4!$G$110:$G$121,0)))*conv_2026*I$7","v":0},{"$f":"(INDEX(Option4!J$110:J$121, MATCH($D59, Option4!$G$110:$G$121,0)))*conv_2026*J$7","v":0},{"$f":"(INDEX(Option4!K$110:K$121, MATCH($D59, Option4!$G$110:$G$121,0)))*conv_2026*K$7","v":0},{"$f":"(INDEX(Option4!L$110:L$121, MATCH($D59, Option4!$G$110:$G$121,0)))*conv_2026*L$7","v":0},{"$f":"(INDEX(Option4!M$110:M$121, MATCH($D59, Option4!$G$110:$G$121,0)))*conv_2026*M$7","v":0},{"$f":"(INDEX(Option4!N$110:N$121, MATCH($D59, Option4!$G$110:$G$121,0)))*conv_2026*N$7","v":0},{"$f":"(INDEX(Option4!O$110:O$121, MATCH($D59, Option4!$G$110:$G$121,0)))*conv_2026*O$7","v":0},{"$f":"(INDEX(Option4!P$110:P$121, MATCH($D59, Option4!$G$110:$G$121,0)))*conv_2026*P$7","v":0},{"$f":"(INDEX(Option4!Q$110:Q$121, MATCH($D59, Option4!$G$110:$G$121,0)))*conv_2026*Q$7","v":0},{"$f":"(INDEX(Option4!R$110:R$121, MATCH($D59, Option4!$G$110:$G$121,0)))*conv_2026*R$7","v":0},{"$f":"(INDEX(Option4!S$110:S$121, MATCH($D59, Option4!$G$110:$G$121,0)))*conv_2026*S$7","v":0},{"$f":"(INDEX(Option4!T$110:T$121, MATCH($D59, Option4!$G$110:$G$121,0)))*conv_2026*T$7","v":0},{"$f":"(INDEX(Option4!U$110:U$121, MATCH($D59, Option4!$G$110:$G$121,0)))*conv_2026*U$7","v":0},{"$f":"(INDEX(Option4!V$110:V$121, MATCH($D59, Option4!$G$110:$G$121,0)))*conv_2026*V$7","v":0},{"$f":"(INDEX(Option4!W$110:W$121, MATCH($D59, Option4!$G$110:$G$121,0)))*conv_2026*W$7","v":0},{"$f":"(INDEX(Option4!X$110:X$121, MATCH($D59, Option4!$G$110:$G$121,0)))*conv_2026*X$7","v":0},{"$f":"(INDEX(Option4!Y$110:Y$121, MATCH($D59, Option4!$G$110:$G$121,0)))*conv_2026*Y$7","v":0},{"$f":"(INDEX(Option4!Z$110:Z$121, MATCH($D59, Option4!$G$110:$G$121,0)))*conv_2026*Z$7","v":0},{"$f":"(INDEX(Option4!AA$110:AA$121, MATCH($D59, Option4!$G$110:$G$121,0)))*conv_2026*AA$7","v":0},{"$f":"(INDEX(Option4!AB$110:AB$121, MATCH($D59, Option4!$G$110:$G$121,0)))*conv_2026*AB$7","v":0},{"$f":"(INDEX(Option4!AC$110:AC$121, MATCH($D59, Option4!$G$110:$G$121,0)))*conv_2026*AC$7","v":0},{"$f":"(INDEX(Option4!AD$110:AD$121, MATCH($D59, Option4!$G$110:$G$121,0)))*conv_2026*AD$7","v":0},{"$f":"(INDEX(Option4!AE$110:AE$121, MATCH($D59, Option4!$G$110:$G$121,0)))*conv_2026*AE$7","v":0},{"$f":"(INDEX(Option4!AF$110:AF$121, MATCH($D59, Option4!$G$110:$G$121,0)))*conv_2026*AF$7","v":0},{"$f":"(INDEX(Option4!AG$110:AG$121, MATCH($D59, Option4!$G$110:$G$121,0)))*conv_2026*AG$7","v":0}]
["Option 4",{"$f":"Option4!A116","v":"sens3"},{"$f":"Option4!C116","v":"Total benefits 10% higher"},"Option 4sens3",null,0,null,{"$f":"(INDEX(Option4!H$110:H$121, MATCH($D60, Option4!$G$110:$G$121,0)))*conv_2026*H$7","v":0},{"$f":"(INDEX(Option4!I$110:I$121, MATCH($D60, Option4!$G$110:$G$121,0)))*conv_2026*I$7","v":0},{"$f":"(INDEX(Option4!J$110:J$121, MATCH($D60, Option4!$G$110:$G$121,0)))*conv_2026*J$7","v":0},{"$f":"(INDEX(Option4!K$110:K$121, MATCH($D60, Option4!$G$110:$G$121,0)))*conv_2026*K$7","v":0},{"$f":"(INDEX(Option4!L$110:L$121, MATCH($D60, Option4!$G$110:$G$121,0)))*conv_2026*L$7","v":0},{"$f":"(INDEX(Option4!M$110:M$121, MATCH($D60, Option4!$G$110:$G$121,0)))*conv_2026*M$7","v":0},{"$f":"(INDEX(Option4!N$110:N$121, MATCH($D60, Option4!$G$110:$G$121,0)))*conv_2026*N$7","v":0},{"$f":"(INDEX(Option4!O$110:O$121, MATCH($D60, Option4!$G$110:$G$121,0)))*conv_2026*O$7","v":0},{"$f":"(INDEX(Option4!P$110:P$121, MATCH($D60, Option4!$G$110:$G$121,0)))*conv_2026*P$7","v":0},{"$f":"(INDEX(Option4!Q$110:Q$121, MATCH($D60, Option4!$G$110:$G$121,0)))*conv_2026*Q$7","v":0},{"$f":"(INDEX(Option4!R$110:R$121, MATCH($D60, Option4!$G$110:$G$121,0)))*conv_2026*R$7","v":0},{"$f":"(INDEX(Option4!S$110:S$121, MATCH($D60, Option4!$G$110:$G$121,0)))*conv_2026*S$7","v":0},{"$f":"(INDEX(Option4!T$110:T$121, MATCH($D60, Option4!$G$110:$G$121,0)))*conv_2026*T$7","v":0},{"$f":"(INDEX(Option4!U$110:U$121, MATCH($D60, Option4!$G$110:$G$121,0)))*conv_2026*U$7","v":0},{"$f":"(INDEX(Option4!V$110:V$121, MATCH($D60, Option4!$G$110:$G$121,0)))*conv_2026*V$7","v":0},{"$f":"(INDEX(Option4!W$110:W$121, MATCH($D60, Option4!$G$110:$G$121,0)))*conv_2026*W$7","v":0},{"$f":"(INDEX(Option4!X$110:X$121, MATCH($D60, Option4!$G$110:$G$121,0)))*conv_2026*X$7","v":0},{"$f":"(INDEX(Option4!Y$110:Y$121, MATCH($D60, Option4!$G$110:$G$121,0)))*conv_2026*Y$7","v":0},{"$f":"(INDEX(Option4!Z$110:Z$121, MATCH($D60, Option4!$G$110:$G$121,0)))*conv_2026*Z$7","v":0},{"$f":"(INDEX(Option4!AA$110:AA$121, MATCH($D60, Option4!$G$110:$G$121,0)))*conv_2026*AA$7","v":0},{"$f":"(INDEX(Option4!AB$110:AB$121, MATCH($D60, Option4!$G$110:$G$121,0)))*conv_2026*AB$7","v":0},{"$f":"(INDEX(Option4!AC$110:AC$121, MATCH($D60, Option4!$G$110:$G$121,0)))*conv_2026*AC$7","v":0},{"$f":"(INDEX(Option4!AD$110:AD$121, MATCH($D60, Option4!$G$110:$G$121,0)))*conv_2026*AD$7","v":0},{"$f":"(INDEX(Option4!AE$110:AE$121, MATCH($D60, Option4!$G$110:$G$121,0)))*conv_2026*AE$7","v":0},{"$f":"(INDEX(Option4!AF$110:AF$121, MATCH($D60, Option4!$G$110:$G$121,0)))*conv_2026*AF$7","v":0},{"$f":"(INDEX(Option4!AG$110:AG$121, MATCH($D60, Option4!$G$110:$G$121,0)))*conv_2026*AG$7","v":0}]
["Option 4",{"$f":"Option4!A117","v":"sens4"},{"$f":"Option4!C117","v":"Total benefits 10% lower"},"Option 4sens4",null,0,null,{"$f":"(INDEX(Option4!H$110:H$121, MATCH($D61, Option4!$G$110:$G$121,0)))*conv_2026*H$7","v":0},{"$f":"(INDEX(Option4!I$110:I$121, MATCH($D61, Option4!$G$110:$G$121,0)))*conv_2026*I$7","v":0},{"$f":"(INDEX(Option4!J$110:J$121, MATCH($D61, Option4!$G$110:$G$121,0)))*conv_2026*J$7","v":0},{"$f":"(INDEX(Option4!K$110:K$121, MATCH($D61, Option4!$G$110:$G$121,0)))*conv_2026*K$7","v":0},{"$f":"(INDEX(Option4!L$110:L$121, MATCH($D61, Option4!$G$110:$G$121,0)))*conv_2026*L$7","v":0},{"$f":"(INDEX(Option4!M$110:M$121, MATCH($D61, Option4!$G$110:$G$121,0)))*conv_2026*M$7","v":0},{"$f":"(INDEX(Option4!N$110:N$121, MATCH($D61, Option4!$G$110:$G$121,0)))*conv_2026*N$7","v":0},{"$f":"(INDEX(Option4!O$110:O$121, MATCH($D61, Option4!$G$110:$G$121,0)))*conv_2026*O$7","v":0},{"$f":"(INDEX(Option4!P$110:P$121, MATCH($D61, Option4!$G$110:$G$121,0)))*conv_2026*P$7","v":0},{"$f":"(INDEX(Option4!Q$110:Q$121, MATCH($D61, Option4!$G$110:$G$121,0)))*conv_2026*Q$7","v":0},{"$f":"(INDEX(Option4!R$110:R$121, MATCH($D61, Option4!$G$110:$G$121,0)))*conv_2026*R$7","v":0},{"$f":"(INDEX(Option4!S$110:S$121, MATCH($D61, Option4!$G$110:$G$121,0)))*conv_2026*S$7","v":0},{"$f":"(INDEX(Option4!T$110:T$121, MATCH($D61, Option4!$G$110:$G$121,0)))*conv_2026*T$7","v":0},{"$f":"(INDEX(Option4!U$110:U$121, MATCH($D61, Option4!$G$110:$G$121,0)))*conv_2026*U$7","v":0},{"$f":"(INDEX(Option4!V$110:V$121, MATCH($D61, Option4!$G$110:$G$121,0)))*conv_2026*V$7","v":0},{"$f":"(INDEX(Option4!W$110:W$121, MATCH($D61, Option4!$G$110:$G$121,0)))*conv_2026*W$7","v":0},{"$f":"(INDEX(Option4!X$110:X$121, MATCH($D61, Option4!$G$110:$G$121,0)))*conv_2026*X$7","v":0},{"$f":"(INDEX(Option4!Y$110:Y$121, MATCH($D61, Option4!$G$110:$G$121,0)))*conv_2026*Y$7","v":0},{"$f":"(INDEX(Option4!Z$110:Z$121, MATCH($D61, Option4!$G$110:$G$121,0)))*conv_2026*Z$7","v":0},{"$f":"(INDEX(Option4!AA$110:AA$121, MATCH($D61, Option4!$G$110:$G$121,0)))*conv_2026*AA$7","v":0},{"$f":"(INDEX(Option4!AB$110:AB$121, MATCH($D61, Option4!$G$110:$G$121,0)))*conv_2026*AB$7","v":0},{"$f":"(INDEX(Option4!AC$110:AC$121, MATCH($D61, Option4!$G$110:$G$121,0)))*conv_2026*AC$7","v":0},{"$f":"(INDEX(Option4!AD$110:AD$121, MATCH($D61, Option4!$G$110:$G$121,0)))*conv_2026*AD$7","v":0},{"$f":"(INDEX(Option4!AE$110:AE$121, MATCH($D61, Option4!$G$110:$G$121,0)))*conv_2026*AE$7","v":0},{"$f":"(INDEX(Option4!AF$110:AF$121, MATCH($D61, Option4!$G$110:$G$121,0)))*conv_2026*AF$7","v":0},{"$f":"(INDEX(Option4!AG$110:AG$121, MATCH($D61, Option4!$G$110:$G$121,0)))*conv_2026*AG$7","v":0}]
["Option 4",{"$f":"Option4!A118","v":"sens5"},{"$f":"Option4!C118","v":"Capex 10% higher & Total benefits 10% lower"},"Option 4sens5",null,0,null,{"$f":"(INDEX(Option4!H$110:H$121, MATCH($D62, Option4!$G$110:$G$121,0)))*conv_2026*H$7","v":0},{"$f":"(INDEX(Option4!I$110:I$121, MATCH($D62, Option4!$G$110:$G$121,0)))*conv_2026*I$7","v":0},{"$f":"(INDEX(Option4!J$110:J$121, MATCH($D62, Option4!$G$110:$G$121,0)))*conv_2026*J$7","v":0},{"$f":"(INDEX(Option4!K$110:K$121, MATCH($D62, Option4!$G$110:$G$121,0)))*conv_2026*K$7","v":0},{"$f":"(INDEX(Option4!L$110:L$121, MATCH($D62, Option4!$G$110:$G$121,0)))*conv_2026*L$7","v":0},{"$f":"(INDEX(Option4!M$110:M$121, MATCH($D62, Option4!$G$110:$G$121,0)))*conv_2026*M$7","v":0},{"$f":"(INDEX(Option4!N$110:N$121, MATCH($D62, Option4!$G$110:$G$121,0)))*conv_2026*N$7","v":0},{"$f":"(INDEX(Option4!O$110:O$121, MATCH($D62, Option4!$G$110:$G$121,0)))*conv_2026*O$7","v":0},{"$f":"(INDEX(Option4!P$110:P$121, MATCH($D62, Option4!$G$110:$G$121,0)))*conv_2026*P$7","v":0},{"$f":"(INDEX(Option4!Q$110:Q$121, MATCH($D62, Option4!$G$110:$G$121,0)))*conv_2026*Q$7","v":0},{"$f":"(INDEX(Option4!R$110:R$121, MATCH($D62, Option4!$G$110:$G$121,0)))*conv_2026*R$7","v":0},{"$f":"(INDEX(Option4!S$110:S$121, MATCH($D62, Option4!$G$110:$G$121,0)))*conv_2026*S$7","v":0},{"$f":"(INDEX(Option4!T$110:T$121, MATCH($D62, Option4!$G$110:$G$121,0)))*conv_2026*T$7","v":0},{"$f":"(INDEX(Option4!U$110:U$121, MATCH($D62, Option4!$G$110:$G$121,0)))*conv_2026*U$7","v":0},{"$f":"(INDEX(Option4!V$110:V$121, MATCH($D62, Option4!$G$110:$G$121,0)))*conv_2026*V$7","v":0},{"$f":"(INDEX(Option4!W$110:W$121, MATCH($D62, Option4!$G$110:$G$121,0)))*conv_2026*W$7","v":0},{"$f":"(INDEX(Option4!X$110:X$121, MATCH($D62, Option4!$G$110:$G$121,0)))*conv_2026*X$7","v":0},{"$f":"(INDEX(Option4!Y$110:Y$121, MATCH($D62, Option4!$G$110:$G$121,0)))*conv_2026*Y$7","v":0},{"$f":"(INDEX(Option4!Z$110:Z$121, MATCH($D62, Option4!$G$110:$G$121,0)))*conv_2026*Z$7","v":0},{"$f":"(INDEX(Option4!AA$110:AA$121, MATCH($D62, Option4!$G$110:$G$121,0)))*conv_2026*AA$7","v":0},{"$f":"(INDEX(Option4!AB$110:AB$121, MATCH($D62, Option4!$G$110:$G$121,0)))*conv_2026*AB$7","v":0},{"$f":"(INDEX(Option4!AC$110:AC$121, MATCH($D62, Option4!$G$110:$G$121,0)))*conv_2026*AC$7","v":0},{"$f":"(INDEX(Option4!AD$110:AD$121, MATCH($D62, Option4!$G$110:$G$121,0)))*conv_2026*AD$7","v":0},{"$f":"(INDEX(Option4!AE$110:AE$121, MATCH($D62, Option4!$G$110:$G$121,0)))*conv_2026*AE$7","v":0},{"$f":"(INDEX(Option4!AF$110:AF$121, MATCH($D62, Option4!$G$110:$G$121,0)))*conv_2026*AF$7","v":0},{"$f":"(INDEX(Option4!AG$110:AG$121, MATCH($D62, Option4!$G$110:$G$121,0)))*conv_2026*AG$7","v":0}]
["Option 4",{"$f":"Option4!A119","v":"sens"},{"$f":"Option4!C119","v":0},"Option 4sens",null,0,null,{"$f":"(INDEX(Option4!H$110:H$121, MATCH($D63, Option4!$G$110:$G$121,0)))*conv_2026*H$7","v":0},{"$f":"(INDEX(Option4!I$110:I$121, MATCH($D63, Option4!$G$110:$G$121,0)))*conv_2026*I$7","v":0},{"$f":"(INDEX(Option4!J$110:J$121, MATCH($D63, Option4!$G$110:$G$121,0)))*conv_2026*J$7","v":0},{"$f":"(INDEX(Option4!K$110:K$121, MATCH($D63, Option4!$G$110:$G$121,0)))*conv_2026*K$7","v":0},{"$f":"(INDEX(Option4!L$110:L$121, MATCH($D63, Option4!$G$110:$G$121,0)))*conv_2026*L$7","v":0},{"$f":"(INDEX(Option4!M$110:M$121, MATCH($D63, Option4!$G$110:$G$121,0)))*conv_2026*M$7","v":0},{"$f":"(INDEX(Option4!N$110:N$121, MATCH($D63, Option4!$G$110:$G$121,0)))*conv_2026*N$7","v":0},{"$f":"(INDEX(Option4!O$110:O$121, MATCH($D63, Option4!$G$110:$G$121,0)))*conv_2026*O$7","v":0},{"$f":"(INDEX(Option4!P$110:P$121, MATCH($D63, Option4!$G$110:$G$121,0)))*conv_2026*P$7","v":0},{"$f":"(INDEX(Option4!Q$110:Q$121, MATCH($D63, Option4!$G$110:$G$121,0)))*conv_2026*Q$7","v":0},{"$f":"(INDEX(Option4!R$110:R$121, MATCH($D63, Option4!$G$110:$G$121,0)))*conv_2026*R$7","v":0},{"$f":"(INDEX(Option4!S$110:S$121, MATCH($D63, Option4!$G$110:$G$121,0)))*conv_2026*S$7","v":0},{"$f":"(INDEX(Option4!T$110:T$121, MATCH($D63, Option4!$G$110:$G$121,0)))*conv_2026*T$7","v":0},{"$f":"(INDEX(Option4!U$110:U$121, MATCH($D63, Option4!$G$110:$G$121,0)))*conv_2026*U$7","v":0},{"$f":"(INDEX(Option4!V$110:V$121, MATCH($D63, Option4!$G$110:$G$121,0)))*conv_2026*V$7","v":0},{"$f":"(INDEX(Option4!W$110:W$121, MATCH($D63, Option4!$G$110:$G$121,0)))*conv_2026*W$7","v":0},{"$f":"(INDEX(Option4!X$110:X$121, MATCH($D63, Option4!$G$110:$G$121,0)))*conv_2026*X$7","v":0},{"$f":"(INDEX(Option4!Y$110:Y$121, MATCH($D63, Option4!$G$110:$G$121,0)))*conv_2026*Y$7","v":0},{"$f":"(INDEX(Option4!Z$110:Z$121, MATCH($D63, Option4!$G$110:$G$121,0)))*conv_2026*Z$7","v":0},{"$f":"(INDEX(Option4!AA$110:AA$121, MATCH($D63, Option4!$G$110:$G$121,0)))*conv_2026*AA$7","v":0},{"$f":"(INDEX(Option4!AB$110:AB$121, MATCH($D63, Option4!$G$110:$G$121,0)))*conv_2026*AB$7","v":0},{"$f":"(INDEX(Option4!AC$110:AC$121, MATCH($D63, Option4!$G$110:$G$121,0)))*conv_2026*AC$7","v":0},{"$f":"(INDEX(Option4!AD$110:AD$121, MATCH($D63, Option4!$G$110:$G$121,0)))*conv_2026*AD$7","v":0},{"$f":"(INDEX(Option4!AE$110:AE$121, MATCH($D63, Option4!$G$110:$G$121,0)))*conv_2026*AE$7","v":0},{"$f":"(INDEX(Option4!AF$110:AF$121, MATCH($D63, Option4!$G$110:$G$121,0)))*conv_2026*AF$7","v":0},{"$f":"(INDEX(Option4!AG$110:AG$121, MATCH($D63, Option4!$G$110:$G$121,0)))*conv_2026*AG$7","v":0}]
["Option 4",{"$f":"Option4!A120","v":"sens"},{"$f":"Option4!C120","v":0},"Option 4sens",null,0,null,{"$f":"(INDEX(Option4!H$110:H$121, MATCH($D64, Option4!$G$110:$G$121,0)))*conv_2026*H$7","v":0},{"$f":"(INDEX(Option4!I$110:I$121, MATCH($D64, Option4!$G$110:$G$121,0)))*conv_2026*I$7","v":0},{"$f":"(INDEX(Option4!J$110:J$121, MATCH($D64, Option4!$G$110:$G$121,0)))*conv_2026*J$7","v":0},{"$f":"(INDEX(Option4!K$110:K$121, MATCH($D64, Option4!$G$110:$G$121,0)))*conv_2026*K$7","v":0},{"$f":"(INDEX(Option4!L$110:L$121, MATCH($D64, Option4!$G$110:$G$121,0)))*conv_2026*L$7","v":0},{"$f":"(INDEX(Option4!M$110:M$121, MATCH($D64, Option4!$G$110:$G$121,0)))*conv_2026*M$7","v":0},{"$f":"(INDEX(Option4!N$110:N$121, MATCH($D64, Option4!$G$110:$G$121,0)))*conv_2026*N$7","v":0},{"$f":"(INDEX(Option4!O$110:O$121, MATCH($D64, Option4!$G$110:$G$121,0)))*conv_2026*O$7","v":0},{"$f":"(INDEX(Option4!P$110:P$121, MATCH($D64, Option4!$G$110:$G$121,0)))*conv_2026*P$7","v":0},{"$f":"(INDEX(Option4!Q$110:Q$121, MATCH($D64, Option4!$G$110:$G$121,0)))*conv_2026*Q$7","v":0},{"$f":"(INDEX(Option4!R$110:R$121, MATCH($D64, Option4!$G$110:$G$121,0)))*conv_2026*R$7","v":0},{"$f":"(INDEX(Option4!S$110:S$121, MATCH($D64, Option4!$G$110:$G$121,0)))*conv_2026*S$7","v":0},{"$f":"(INDEX(Option4!T$110:T$121, MATCH($D64, Option4!$G$110:$G$121,0)))*conv_2026*T$7","v":0},{"$f":"(INDEX(Option4!U$110:U$121, MATCH($D64, Option4!$G$110:$G$121,0)))*conv_2026*U$7","v":0},{"$f":"(INDEX(Option4!V$110:V$121, MATCH($D64, Option4!$G$110:$G$121,0)))*conv_2026*V$7","v":0},{"$f":"(INDEX(Option4!W$110:W$121, MATCH($D64, Option4!$G$110:$G$121,0)))*conv_2026*W$7","v":0},{"$f":"(INDEX(Option4!X$110:X$121, MATCH($D64, Option4!$G$110:$G$121,0)))*conv_2026*X$7","v":0},{"$f":"(INDEX(Option4!Y$110:Y$121, MATCH($D64, Option4!$G$110:$G$121,0)))*conv_2026*Y$7","v":0},{"$f":"(INDEX(Option4!Z$110:Z$121, MATCH($D64, Option4!$G$110:$G$121,0)))*conv_2026*Z$7","v":0},{"$f":"(INDEX(Option4!AA$110:AA$121, MATCH($D64, Option4!$G$110:$G$121,0)))*conv_2026*AA$7","v":0},{"$f":"(INDEX(Option4!AB$110:AB$121, MATCH($D64, Option4!$G$110:$G$121,0)))*conv_2026*AB$7","v":0},{"$f":"(INDEX(Option4!AC$110:AC$121, MATCH($D64, Option4!$G$110:$G$121,0)))*conv_2026*AC$7","v":0},{"$f":"(INDEX(Option4!AD$110:AD$121, MATCH($D64, Option4!$G$110:$G$121,0)))*conv_2026*AD$7","v":0},{"$f":"(INDEX(Option4!AE$110:AE$121, MATCH($D64, Option4!$G$110:$G$121,0)))*conv_2026*AE$7","v":0},{"$f":"(INDEX(Option4!AF$110:AF$121, MATCH($D64, Option4!$G$110:$G$121,0)))*conv_2026*AF$7","v":0},{"$f":"(INDEX(Option4!AG$110:AG$121, MATCH($D64, Option4!$G$110:$G$121,0)))*conv_2026*AG$7","v":0}]
["Option 4",{"$f":"Option4!A121","v":"sens"},{"$f":"Option4!C121","v":0},"Option 4sens",null,0,null,{"$f":"(INDEX(Option4!H$110:H$121, MATCH($D65, Option4!$G$110:$G$121,0)))*conv_2026*H$7","v":0},{"$f":"(INDEX(Option4!I$110:I$121, MATCH($D65, Option4!$G$110:$G$121,0)))*conv_2026*I$7","v":0},{"$f":"(INDEX(Option4!J$110:J$121, MATCH($D65, Option4!$G$110:$G$121,0)))*conv_2026*J$7","v":0},{"$f":"(INDEX(Option4!K$110:K$121, MATCH($D65, Option4!$G$110:$G$121,0)))*conv_2026*K$7","v":0},{"$f":"(INDEX(Option4!L$110:L$121, MATCH($D65, Option4!$G$110:$G$121,0)))*conv_2026*L$7","v":0},{"$f":"(INDEX(Option4!M$110:M$121, MATCH($D65, Option4!$G$110:$G$121,0)))*conv_2026*M$7","v":0},{"$f":"(INDEX(Option4!N$110:N$121, MATCH($D65, Option4!$G$110:$G$121,0)))*conv_2026*N$7","v":0},{"$f":"(INDEX(Option4!O$110:O$121, MATCH($D65, Option4!$G$110:$G$121,0)))*conv_2026*O$7","v":0},{"$f":"(INDEX(Option4!P$110:P$121, MATCH($D65, Option4!$G$110:$G$121,0)))*conv_2026*P$7","v":0},{"$f":"(INDEX(Option4!Q$110:Q$121, MATCH($D65, Option4!$G$110:$G$121,0)))*conv_2026*Q$7","v":0},{"$f":"(INDEX(Option4!R$110:R$121, MATCH($D65, Option4!$G$110:$G$121,0)))*conv_2026*R$7","v":0},{"$f":"(INDEX(Option4!S$110:S$121, MATCH($D65, Option4!$G$110:$G$121,0)))*conv_2026*S$7","v":0},{"$f":"(INDEX(Option4!T$110:T$121, MATCH($D65, Option4!$G$110:$G$121,0)))*conv_2026*T$7","v":0},{"$f":"(INDEX(Option4!U$110:U$121, MATCH($D65, Option4!$G$110:$G$121,0)))*conv_2026*U$7","v":0},{"$f":"(INDEX(Option4!V$110:V$121, MATCH($D65, Option4!$G$110:$G$121,0)))*conv_2026*V$7","v":0},{"$f":"(INDEX(Option4!W$110:W$121, MATCH($D65, Option4!$G$110:$G$121,0)))*conv_2026*W$7","v":0},{"$f":"(INDEX(Option4!X$110:X$121, MATCH($D65, Option4!$G$110:$G$121,0)))*conv_2026*X$7","v":0},{"$f":"(INDEX(Option4!Y$110:Y$121, MATCH($D65, Option4!$G$110:$G$121,0)))*conv_2026*Y$7","v":0},{"$f":"(INDEX(Option4!Z$110:Z$121, MATCH($D65, Option4!$G$110:$G$121,0)))*conv_2026*Z$7","v":0},{"$f":"(INDEX(Option4!AA$110:AA$121, MATCH($D65, Option4!$G$110:$G$121,0)))*conv_2026*AA$7","v":0},{"$f":"(INDEX(Option4!AB$110:AB$121, MATCH($D65, Option4!$G$110:$G$121,0)))*conv_2026*AB$7","v":0},{"$f":"(INDEX(Option4!AC$110:AC$121, MATCH($D65, Option4!$G$110:$G$121,0)))*conv_2026*AC$7","v":0},{"$f":"(INDEX(Option4!AD$110:AD$121, MATCH($D65, Option4!$G$110:$G$121,0)))*conv_2026*AD$7","v":0},{"$f":"(INDEX(Option4!AE$110:AE$121, MATCH($D65, Option4!$G$110:$G$121,0)))*conv_2026*AE$7","v":0},{"$f":"(INDEX(Option4!AF$110:AF$121, MATCH($D65, Option4!$G$110:$G$121,0)))*conv_2026*AF$7","v":0},{"$f":"(INDEX(Option4!AG$110:AG$121, MATCH($D65, Option4!$G$110:$G$121,0)))*conv_2026*AG$7","v":0}]
[]
[]
[]
[]
["Option 5","NPV","Net benefits",{"$f":"A70&B70","v":"Option 5NPV"},null,{"$f":"SUMPRODUCT($H70:$AG70, $H$5:$AG$5)","v":0},null,{"$f":"(INDEX(Option5!H$110:H$121, MATCH($D70, Option5!$G$110:$G$121,0)))*conv_2026*H$7","v":0},{"$f":"(INDEX(Option5!I$110:I$121, MATCH($D70, Option5!$G$110:$G$121,0)))*conv_2026*I$7","v":0},{"$f":"(INDEX(Option5!J$110:J$121, MATCH($D70, Option5!$G$110:$G$121,0)))*conv_2026*J$7","v":0},{"$f":"(INDEX(Option5!K$110:K$121, MATCH($D70, Option5!$G$110:$G$121,0)))*conv_2026*K$7","v":0},{"$f":"(INDEX(Option5!L$110:L$121, MATCH($D70, Option5!$G$110:$G$121,0)))*conv_2026*L$7","v":0},{"$f":"(INDEX(Option5!M$110:M$121, MATCH($D70, Option5!$G$110:$G$121,0)))*conv_2026*M$7","v":0},{"$f":"(INDEX(Option5!N$110:N$121, MATCH($D70, Option5!$G$110:$G$121,0)))*conv_2026*N$7","v":0},{"$f":"(INDEX(Option5!O$110:O$121, MATCH($D70, Option5!$G$110:$G$121,0)))*conv_2026*O$7","v":0},{"$f":"(INDEX(Option5!P$110:P$121, MATCH($D70, Option5!$G$110:$G$121,0)))*conv_2026*P$7","v":0},{"$f":"(INDEX(Option5!Q$110:Q$121, MATCH($D70, Option5!$G$110:$G$121,0)))*conv_2026*Q$7","v":0},{"$f":"(INDEX(Option5!R$110:R$121, MATCH($D70, Option5!$G$110:$G$121,0)))*conv_2026*R$7","v":0},{"$f":"(INDEX(Option5!S$110:S$121, MATCH($D70, Option5!$G$110:$G$121,0)))*conv_2026*S$7","v":0},{"$f":"(INDEX(Option5!T$110:T$121, MATCH($D70, Option5!$G$110:$G$121,0)))*conv_2026*T$7","v":0},{"$f":"(INDEX(Option5!U$110:U$121, MATCH($D70, Option5!$G$110:$G$121,0)))*conv_2026*U$7","v":0},{"$f":"(INDEX(Option5!V$110:V$121, MATCH($D70, Option5!$G$110:$G$121,0)))*conv_2026*V$7","v":0},{"$f":"(INDEX(Option5!W$110:W$121, MATCH($D70, Option5!$G$110:$G$121,0)))*conv_2026*W$7","v":0},{"$f":"(INDEX(Option5!X$110:X$121, MATCH($D70, Option5!$G$110:$G$121,0)))*conv_2026*X$7","v":0},{"$f":"(INDEX(Option5!Y$110:Y$121, MATCH($D70, Option5!$G$110:$G$121,0)))*conv_2026*Y$7","v":0},{"$f":"(INDEX(Option5!Z$110:Z$121, MATCH($D70, Option5!$G$110:$G$121,0)))*conv_2026*Z$7","v":0},{"$f":"(INDEX(Option5!AA$110:AA$121, MATCH($D70, Option5!$G$110:$G$121,0)))*conv_2026*AA$7","v":0},{"$f":"(INDEX(Option5!AB$110:AB$121, MATCH($D70, Option5!$G$110:$G$121,0)))*conv_2026*AB$7","v":0},{"$f":"(INDEX(Option5!AC$110:AC$121, MATCH($D70, Option5!$G$110:$G$121,0)))*conv_2026*AC$7","v":0},{"$f":"(INDEX(Option5!AD$110:AD$121, MATCH($D70, Option5!$G$110:$G$121,0)))*conv_2026*AD$7","v":0},{"$f":"(INDEX(Option5!AE$110:AE$121, MATCH($D70, Option5!$G$110:$G$121,0)))*conv_2026*AE$7","v":0},{"$f":"(INDEX(Option5!AF$110:AF$121, MATCH($D70, Option5!$G$110:$G$121,0)))*conv_2026*AF$7","v":0},{"$f":"(INDEX(Option5!AG$110:AG$121, MATCH($D70, Option5!$G$110:$G$121,0)))*conv_2026*AG$7","v":0}]
[]
["Option 5",{"$f":"Option5!A114","v":"sens1"},{"$f":"Option5!C114","v":"Capex 10% higher"},{"$f":"A72&B72","v":"Option 5sens1"},null,0,null,{"$f":"(INDEX(Option5!H$110:H$121, MATCH($D72, Option5!$G$110:$G$121,0)))*conv_2026*H$7","v":0},{"$f":"(INDEX(Option5!I$110:I$121, MATCH($D72, Option5!$G$110:$G$121,0)))*conv_2026*I$7","v":0},{"$f":"(INDEX(Option5!J$110:J$121, MATCH($D72, Option5!$G$110:$G$121,0)))*conv_2026*J$7","v":0},{"$f":"(INDEX(Option5!K$110:K$121, MATCH($D72, Option5!$G$110:$G$121,0)))*conv_2026*K$7","v":0},{"$f":"(INDEX(Option5!L$110:L$121, MATCH($D72, Option5!$G$110:$G$121,0)))*conv_2026*L$7","v":0},{"$f":"(INDEX(Option5!M$110:M$121, MATCH($D72, Option5!$G$110:$G$121,0)))*conv_2026*M$7","v":0},{"$f":"(INDEX(Option5!N$110:N$121, MATCH($D72, Option5!$G$110:$G$121,0)))*conv_2026*N$7","v":0},{"$f":"(INDEX(Option5!O$110:O$121, MATCH($D72, Option5!$G$110:$G$121,0)))*conv_2026*O$7","v":0},{"$f":"(INDEX(Option5!P$110:P$121, MATCH($D72, Option5!$G$110:$G$121,0)))*conv_2026*P$7","v":0},{"$f":"(INDEX(Option5!Q$110:Q$121, MATCH($D72, Option5!$G$110:$G$121,0)))*conv_2026*Q$7","v":0},{"$f":"(INDEX(Option5!R$110:R$121, MATCH($D72, Option5!$G$110:$G$121,0)))*conv_2026*R$7","v":0},{"$f":"(INDEX(Option5!S$110:S$121, MATCH($D72, Option5!$G$110:$G$121,0)))*conv_2026*S$7","v":0},{"$f":"(INDEX(Option5!T$110:T$121, MATCH($D72, Option5!$G$110:$G$121,0)))*conv_2026*T$7","v":0},{"$f":"(INDEX(Option5!U$110:U$121, MATCH($D72, Option5!$G$110:$G$121,0)))*conv_2026*U$7","v":0},{"$f":"(INDEX(Option5!V$110:V$121, MATCH($D72, Option5!$G$110:$G$121,0)))*conv_2026*V$7","v":0},{"$f":"(INDEX(Option5!W$110:W$121, MATCH($D72, Option5!$G$110:$G$121,0)))*conv_2026*W$7","v":0},{"$f":"(INDEX(Option5!X$110:X$121, MATCH($D72, Option5!$G$110:$G$121,0)))*conv_2026*X$7","v":0},{"$f":"(INDEX(Option5!Y$110:Y$121, MATCH($D72, Option5!$G$110:$G$121,0)))*conv_2026*Y$7","v":0},{"$f":"(INDEX(Option5!Z$110:Z$121, MATCH($D72, Option5!$G$110:$G$121,0)))*conv_2026*Z$7","v":0},{"$f":"(INDEX(Option5!AA$110:AA$121, MATCH($D72, Option5!$G$110:$G$121,0)))*conv_2026*AA$7","v":0},{"$f":"(INDEX(Option5!AB$110:AB$121, MATCH($D72, Option5!$G$110:$G$121,0)))*conv_2026*AB$7","v":0},{"$f":"(INDEX(Option5!AC$110:AC$121, MATCH($D72, Option5!$G$110:$G$121,0)))*conv_2026*AC$7","v":0},{"$f":"(INDEX(Option5!AD$110:AD$121, MATCH($D72, Option5!$G$110:$G$121,0)))*conv_2026*AD$7","v":0},{"$f":"(INDEX(Option5!AE$110:AE$121, MATCH($D72, Option5!$G$110:$G$121,0)))*conv_2026*AE$7","v":0},{"$f":"(INDEX(Option5!AF$110:AF$121, MATCH($D72, Option5!$G$110:$G$121,0)))*conv_2026*AF$7","v":0},{"$f":"(INDEX(Option5!AG$110:AG$121, MATCH($D72, Option5!$G$110:$G$121,0)))*conv_2026*AG$7","v":0}]
["Option 5",{"$f":"Option5!A115","v":"sens2"},{"$f":"Option5!C115","v":"Capex 10% lower"},"Option 5sens2",null,0,null,{"$f":"(INDEX(Option5!H$110:H$121, MATCH($D73, Option5!$G$110:$G$121,0)))*conv_2026*H$7","v":0},{"$f":"(INDEX(Option5!I$110:I$121, MATCH($D73, Option5!$G$110:$G$121,0)))*conv_2026*I$7","v":0},{"$f":"(INDEX(Option5!J$110:J$121, MATCH($D73, Option5!$G$110:$G$121,0)))*conv_2026*J$7","v":0},{"$f":"(INDEX(Option5!K$110:K$121, MATCH($D73, Option5!$G$110:$G$121,0)))*conv_2026*K$7","v":0},{"$f":"(INDEX(Option5!L$110:L$121, MATCH($D73, Option5!$G$110:$G$121,0)))*conv_2026*L$7","v":0},{"$f":"(INDEX(Option5!M$110:M$121, MATCH($D73, Option5!$G$110:$G$121,0)))*conv_2026*M$7","v":0},{"$f":"(INDEX(Option5!N$110:N$121, MATCH($D73, Option5!$G$110:$G$121,0)))*conv_2026*N$7","v":0},{"$f":"(INDEX(Option5!O$110:O$121, MATCH($D73, Option5!$G$110:$G$121,0)))*conv_2026*O$7","v":0},{"$f":"(INDEX(Option5!P$110:P$121, MATCH($D73, Option5!$G$110:$G$121,0)))*conv_2026*P$7","v":0},{"$f":"(INDEX(Option5!Q$110:Q$121, MATCH($D73, Option5!$G$110:$G$121,0)))*conv_2026*Q$7","v":0},{"$f":"(INDEX(Option5!R$110:R$121, MATCH($D73, Option5!$G$110:$G$121,0)))*conv_2026*R$7","v":0},{"$f":"(INDEX(Option5!S$110:S$121, MATCH($D73, Option5!$G$110:$G$121,0)))*conv_2026*S$7","v":0},{"$f":"(INDEX(Option5!T$110:T$121, MATCH($D73, Option5!$G$110:$G$121,0)))*conv_2026*T$7","v":0},{"$f":"(INDEX(Option5!U$110:U$121, MATCH($D73, Option5!$G$110:$G$121,0)))*conv_2026*U$7","v":0},{"$f":"(INDEX(Option5!V$110:V$121, MATCH($D73, Option5!$G$110:$G$121,0)))*conv_2026*V$7","v":0},{"$f":"(INDEX(Option5!W$110:W$121, MATCH($D73, Option5!$G$110:$G$121,0)))*conv_2026*W$7","v":0},{"$f":"(INDEX(Option5!X$110:X$121, MATCH($D73, Option5!$G$110:$G$121,0)))*conv_2026*X$7","v":0},{"$f":"(INDEX(Option5!Y$110:Y$121, MATCH($D73, Option5!$G$110:$G$121,0)))*conv_2026*Y$7","v":0},{"$f":"(INDEX(Option5!Z$110:Z$121, MATCH($D73, Option5!$G$110:$G$121,0)))*conv_2026*Z$7","v":0},{"$f":"(INDEX(Option5!AA$110:AA$121, MATCH($D73, Option5!$G$110:$G$121,0)))*conv_2026*AA$7","v":0},{"$f":"(INDEX(Option5!AB$110:AB$121, MATCH($D73, Option5!$G$110:$G$121,0)))*conv_2026*AB$7","v":0},{"$f":"(INDEX(Option5!AC$110:AC$121, MATCH($D73, Option5!$G$110:$G$121,0)))*conv_2026*AC$7","v":0},{"$f":"(INDEX(Option5!AD$110:AD$121, MATCH($D73, Option5!$G$110:$G$121,0)))*conv_2026*AD$7","v":0},{"$f":"(INDEX(Option5!AE$110:AE$121, MATCH($D73, Option5!$G$110:$G$121,0)))*conv_2026*AE$7","v":0},{"$f":"(INDEX(Option5!AF$110:AF$121, MATCH($D73, Option5!$G$110:$G$121,0)))*conv_2026*AF$7","v":0},{"$f":"(INDEX(Option5!AG$110:AG$121, MATCH($D73, Option5!$G$110:$G$121,0)))*conv_2026*AG$7","v":0}]
["Option 5",{"$f":"Option5!A116","v":"sens3"},{"$f":"Option5!C116","v":"Total benefits 10% higher"},"Option 5sens3",null,0,null,{"$f":"(INDEX(Option5!H$110:H$121, MATCH($D74, Option5!$G$110:$G$121,0)))*conv_2026*H$7","v":0},{"$f":"(INDEX(Option5!I$110:I$121, MATCH($D74, Option5!$G$110:$G$121,0)))*conv_2026*I$7","v":0},{"$f":"(INDEX(Option5!J$110:J$121, MATCH($D74, Option5!$G$110:$G$121,0)))*conv_2026*J$7","v":0},{"$f":"(INDEX(Option5!K$110:K$121, MATCH($D74, Option5!$G$110:$G$121,0)))*conv_2026*K$7","v":0},{"$f":"(INDEX(Option5!L$110:L$121, MATCH($D74, Option5!$G$110:$G$121,0)))*conv_2026*L$7","v":0},{"$f":"(INDEX(Option5!M$110:M$121, MATCH($D74, Option5!$G$110:$G$121,0)))*conv_2026*M$7","v":0},{"$f":"(INDEX(Option5!N$110:N$121, MATCH($D74, Option5!$G$110:$G$121,0)))*conv_2026*N$7","v":0},{"$f":"(INDEX(Option5!O$110:O$121, MATCH($D74, Option5!$G$110:$G$121,0)))*conv_2026*O$7","v":0},{"$f":"(INDEX(Option5!P$110:P$121, MATCH($D74, Option5!$G$110:$G$121,0)))*conv_2026*P$7","v":0},{"$f":"(INDEX(Option5!Q$110:Q$121, MATCH($D74, Option5!$G$110:$G$121,0)))*conv_2026*Q$7","v":0},{"$f":"(INDEX(Option5!R$110:R$121, MATCH($D74, Option5!$G$110:$G$121,0)))*conv_2026*R$7","v":0},{"$f":"(INDEX(Option5!S$110:S$121, MATCH($D74, Option5!$G$110:$G$121,0)))*conv_2026*S$7","v":0},{"$f":"(INDEX(Option5!T$110:T$121, MATCH($D74, Option5!$G$110:$G$121,0)))*conv_2026*T$7","v":0},{"$f":"(INDEX(Option5!U$110:U$121, MATCH($D74, Option5!$G$110:$G$121,0)))*conv_2026*U$7","v":0},{"$f":"(INDEX(Option5!V$110:V$121, MATCH($D74, Option5!$G$110:$G$121,0)))*conv_2026*V$7","v":0},{"$f":"(INDEX(Option5!W$110:W$121, MATCH($D74, Option5!$G$110:$G$121,0)))*conv_2026*W$7","v":0},{"$f":"(INDEX(Option5!X$110:X$121, MATCH($D74, Option5!$G$110:$G$121,0)))*conv_2026*X$7","v":0},{"$f":"(INDEX(Option5!Y$110:Y$121, MATCH($D74, Option5!$G$110:$G$121,0)))*conv_2026*Y$7","v":0},{"$f":"(INDEX(Option5!Z$110:Z$121, MATCH($D74, Option5!$G$110:$G$121,0)))*conv_2026*Z$7","v":0},{"$f":"(INDEX(Option5!AA$110:AA$121, MATCH($D74, Option5!$G$110:$G$121,0)))*conv_2026*AA$7","v":0},{"$f":"(INDEX(Option5!AB$110:AB$121, MATCH($D74, Option5!$G$110:$G$121,0)))*conv_2026*AB$7","v":0},{"$f":"(INDEX(Option5!AC$110:AC$121, MATCH($D74, Option5!$G$110:$G$121,0)))*conv_2026*AC$7","v":0},{"$f":"(INDEX(Option5!AD$110:AD$121, MATCH($D74, Option5!$G$110:$G$121,0)))*conv_2026*AD$7","v":0},{"$f":"(INDEX(Option5!AE$110:AE$121, MATCH($D74, Option5!$G$110:$G$121,0)))*conv_2026*AE$7","v":0},{"$f":"(INDEX(Option5!AF$110:AF$121, MATCH($D74, Option5!$G$110:$G$121,0)))*conv_2026*AF$7","v":0},{"$f":"(INDEX(Option5!AG$110:AG$121, MATCH($D74, Option5!$G$110:$G$121,0)))*conv_2026*AG$7","v":0}]
["Option 5",{"$f":"Option5!A117","v":"sens4"},{"$f":"Option5!C117","v":"Total benefits 10% lower"},"Option 5sens4",null,0,null,{"$f":"(INDEX(Option5!H$110:H$121, MATCH($D75, Option5!$G$110:$G$121,0)))*conv_2026*H$7","v":0},{"$f":"(INDEX(Option5!I$110:I$121, MATCH($D75, Option5!$G$110:$G$121,0)))*conv_2026*I$7","v":0},{"$f":"(INDEX(Option5!J$110:J$121, MATCH($D75, Option5!$G$110:$G$121,0)))*conv_2026*J$7","v":0},{"$f":"(INDEX(Option5!K$110:K$121, MATCH($D75, Option5!$G$110:$G$121,0)))*conv_2026*K$7","v":0},{"$f":"(INDEX(Option5!L$110:L$121, MATCH($D75, Option5!$G$110:$G$121,0)))*conv_2026*L$7","v":0},{"$f":"(INDEX(Option5!M$110:M$121, MATCH($D75, Option5!$G$110:$G$121,0)))*conv_2026*M$7","v":0},{"$f":"(INDEX(Option5!N$110:N$121, MATCH($D75, Option5!$G$110:$G$121,0)))*conv_2026*N$7","v":0},{"$f":"(INDEX(Option5!O$110:O$121, MATCH($D75, Option5!$G$110:$G$121,0)))*conv_2026*O$7","v":0},{"$f":"(INDEX(Option5!P$110:P$121, MATCH($D75, Option5!$G$110:$G$121,0)))*conv_2026*P$7","v":0},{"$f":"(INDEX(Option5!Q$110:Q$121, MATCH($D75, Option5!$G$110:$G$121,0)))*conv_2026*Q$7","v":0},{"$f":"(INDEX(Option5!R$110:R$121, MATCH($D75, Option5!$G$110:$G$121,0)))*conv_2026*R$7","v":0},{"$f":"(INDEX(Option5!S$110:S$121, MATCH($D75, Option5!$G$110:$G$121,0)))*conv_2026*S$7","v":0},{"$f":"(INDEX(Option5!T$110:T$121, MATCH($D75, Option5!$G$110:$G$121,0)))*conv_2026*T$7","v":0},{"$f":"(INDEX(Option5!U$110:U$121, MATCH($D75, Option5!$G$110:$G$121,0)))*conv_2026*U$7","v":0},{"$f":"(INDEX(Option5!V$110:V$121, MATCH($D75, Option5!$G$110:$G$121,0)))*conv_2026*V$7","v":0},{"$f":"(INDEX(Option5!W$110:W$121, MATCH($D75, Option5!$G$110:$G$121,0)))*conv_2026*W$7","v":0},{"$f":"(INDEX(Option5!X$110:X$121, MATCH($D75, Option5!$G$110:$G$121,0)))*conv_2026*X$7","v":0},{"$f":"(INDEX(Option5!Y$110:Y$121, MATCH($D75, Option5!$G$110:$G$121,0)))*conv_2026*Y$7","v":0},{"$f":"(INDEX(Option5!Z$110:Z$121, MATCH($D75, Option5!$G$110:$G$121,0)))*conv_2026*Z$7","v":0},{"$f":"(INDEX(Option5!AA$110:AA$121, MATCH($D75, Option5!$G$110:$G$121,0)))*conv_2026*AA$7","v":0},{"$f":"(INDEX(Option5!AB$110:AB$121, MATCH($D75, Option5!$G$110:$G$121,0)))*conv_2026*AB$7","v":0},{"$f":"(INDEX(Option5!AC$110:AC$121, MATCH($D75, Option5!$G$110:$G$121,0)))*conv_2026*AC$7","v":0},{"$f":"(INDEX(Option5!AD$110:AD$121, MATCH($D75, Option5!$G$110:$G$121,0)))*conv_2026*AD$7","v":0},{"$f":"(INDEX(Option5!AE$110:AE$121, MATCH($D75, Option5!$G$110:$G$121,0)))*conv_2026*AE$7","v":0},{"$f":"(INDEX(Option5!AF$110:AF$121, MATCH($D75, Option5!$G$110:$G$121,0)))*conv_2026*AF$7","v":0},{"$f":"(INDEX(Option5!AG$110:AG$121, MATCH($D75, Option5!$G$110:$G$121,0)))*conv_2026*AG$7","v":0}]
["Option 5",{"$f":"Option5!A118","v":"sens5"},{"$f":"Option5!C118","v":"Capex 10% higher & Total benefits 10% lower"},"Option 5sens5",null,0,null,{"$f":"(INDEX(Option5!H$110:H$121, MATCH($D76, Option5!$G$110:$G$121,0)))*conv_2026*H$7","v":0},{"$f":"(INDEX(Option5!I$110:I$121, MATCH($D76, Option5!$G$110:$G$121,0)))*conv_2026*I$7","v":0},{"$f":"(INDEX(Option5!J$110:J$121, MATCH($D76, Option5!$G$110:$G$121,0)))*conv_2026*J$7","v":0},{"$f":"(INDEX(Option5!K$110:K$121, MATCH($D76, Option5!$G$110:$G$121,0)))*conv_2026*K$7","v":0},{"$f":"(INDEX(Option5!L$110:L$121, MATCH($D76, Option5!$G$110:$G$121,0)))*conv_2026*L$7","v":0},{"$f":"(INDEX(Option5!M$110:M$121, MATCH($D76, Option5!$G$110:$G$121,0)))*conv_2026*M$7","v":0},{"$f":"(INDEX(Option5!N$110:N$121, MATCH($D76, Option5!$G$110:$G$121,0)))*conv_2026*N$7","v":0},{"$f":"(INDEX(Option5!O$110:O$121, MATCH($D76, Option5!$G$110:$G$121,0)))*conv_2026*O$7","v":0},{"$f":"(INDEX(Option5!P$110:P$121, MATCH($D76, Option5!$G$110:$G$121,0)))*conv_2026*P$7","v":0},{"$f":"(INDEX(Option5!Q$110:Q$121, MATCH($D76, Option5!$G$110:$G$121,0)))*conv_2026*Q$7","v":0},{"$f":"(INDEX(Option5!R$110:R$121, MATCH($D76, Option5!$G$110:$G$121,0)))*conv_2026*R$7","v":0},{"$f":"(INDEX(Option5!S$110:S$121, MATCH($D76, Option5!$G$110:$G$121,0)))*conv_2026*S$7","v":0},{"$f":"(INDEX(Option5!T$110:T$121, MATCH($D76, Option5!$G$110:$G$121,0)))*conv_2026*T$7","v":0},{"$f":"(INDEX(Option5!U$110:U$121, MATCH($D76, Option5!$G$110:$G$121,0)))*conv_2026*U$7","v":0},{"$f":"(INDEX(Option5!V$110:V$121, MATCH($D76, Option5!$G$110:$G$121,0)))*conv_2026*V$7","v":0},{"$f":"(INDEX(Option5!W$110:W$121, MATCH($D76, Option5!$G$110:$G$121,0)))*conv_2026*W$7","v":0},{"$f":"(INDEX(Option5!X$110:X$121, MATCH($D76, Option5!$G$110:$G$121,0)))*conv_2026*X$7","v":0},{"$f":"(INDEX(Option5!Y$110:Y$121, MATCH($D76, Option5!$G$110:$G$121,0)))*conv_2026*Y$7","v":0},{"$f":"(INDEX(Option5!Z$110:Z$121, MATCH($D76, Option5!$G$110:$G$121,0)))*conv_2026*Z$7","v":0},{"$f":"(INDEX(Option5!AA$110:AA$121, MATCH($D76, Option5!$G$110:$G$121,0)))*conv_2026*AA$7","v":0},{"$f":"(INDEX(Option5!AB$110:AB$121, MATCH($D76, Option5!$G$110:$G$121,0)))*conv_2026*AB$7","v":0},{"$f":"(INDEX(Option5!AC$110:AC$121, MATCH($D76, Option5!$G$110:$G$121,0)))*conv_2026*AC$7","v":0},{"$f":"(INDEX(Option5!AD$110:AD$121, MATCH($D76, Option5!$G$110:$G$121,0)))*conv_2026*AD$7","v":0},{"$f":"(INDEX(Option5!AE$110:AE$121, MATCH($D76, Option5!$G$110:$G$121,0)))*conv_2026*AE$7","v":0},{"$f":"(INDEX(Option5!AF$110:AF$121, MATCH($D76, Option5!$G$110:$G$121,0)))*conv_2026*AF$7","v":0},{"$f":"(INDEX(Option5!AG$110:AG$121, MATCH($D76, Option5!$G$110:$G$121,0)))*conv_2026*AG$7","v":0}]
["Option 5",{"$f":"Option5!A119","v":"sens"},{"$f":"Option5!C119","v":0},"Option 5sens",null,0,null,{"$f":"(INDEX(Option5!H$110:H$121, MATCH($D77, Option5!$G$110:$G$121,0)))*conv_2026*H$7","v":0},{"$f":"(INDEX(Option5!I$110:I$121, MATCH($D77, Option5!$G$110:$G$121,0)))*conv_2026*I$7","v":0},{"$f":"(INDEX(Option5!J$110:J$121, MATCH($D77, Option5!$G$110:$G$121,0)))*conv_2026*J$7","v":0},{"$f":"(INDEX(Option5!K$110:K$121, MATCH($D77, Option5!$G$110:$G$121,0)))*conv_2026*K$7","v":0},{"$f":"(INDEX(Option5!L$110:L$121, MATCH($D77, Option5!$G$110:$G$121,0)))*conv_2026*L$7","v":0},{"$f":"(INDEX(Option5!M$110:M$121, MATCH($D77, Option5!$G$110:$G$121,0)))*conv_2026*M$7","v":0},{"$f":"(INDEX(Option5!N$110:N$121, MATCH($D77, Option5!$G$110:$G$121,0)))*conv_2026*N$7","v":0},{"$f":"(INDEX(Option5!O$110:O$121, MATCH($D77, Option5!$G$110:$G$121,0)))*conv_2026*O$7","v":0},{"$f":"(INDEX(Option5!P$110:P$121, MATCH($D77, Option5!$G$110:$G$121,0)))*conv_2026*P$7","v":0},{"$f":"(INDEX(Option5!Q$110:Q$121, MATCH($D77, Option5!$G$110:$G$121,0)))*conv_2026*Q$7","v":0},{"$f":"(INDEX(Option5!R$110:R$121, MATCH($D77, Option5!$G$110:$G$121,0)))*conv_2026*R$7","v":0},{"$f":"(INDEX(Option5!S$110:S$121, MATCH($D77, Option5!$G$110:$G$121,0)))*conv_2026*S$7","v":0},{"$f":"(INDEX(Option5!T$110:T$121, MATCH($D77, Option5!$G$110:$G$121,0)))*conv_2026*T$7","v":0},{"$f":"(INDEX(Option5!U$110:U$121, MATCH($D77, Option5!$G$110:$G$121,0)))*conv_2026*U$7","v":0},{"$f":"(INDEX(Option5!V$110:V$121, MATCH($D77, Option5!$G$110:$G$121,0)))*conv_2026*V$7","v":0},{"$f":"(INDEX(Option5!W$110:W$121, MATCH($D77, Option5!$G$110:$G$121,0)))*conv_2026*W$7","v":0},{"$f":"(INDEX(Option5!X$110:X$121, MATCH($D77, Option5!$G$110:$G$121,0)))*conv_2026*X$7","v":0},{"$f":"(INDEX(Option5!Y$110:Y$121, MATCH($D77, Option5!$G$110:$G$121,0)))*conv_2026*Y$7","v":0},{"$f":"(INDEX(Option5!Z$110:Z$121, MATCH($D77, Option5!$G$110:$G$121,0)))*conv_2026*Z$7","v":0},{"$f":"(INDEX(Option5!AA$110:AA$121, MATCH($D77, Option5!$G$110:$G$121,0)))*conv_2026*AA$7","v":0},{"$f":"(INDEX(Option5!AB$110:AB$121, MATCH($D77, Option5!$G$110:$G$121,0)))*conv_2026*AB$7","v":0},{"$f":"(INDEX(Option5!AC$110:AC$121, MATCH($D77, Option5!$G$110:$G$121,0)))*conv_2026*AC$7","v":0},{"$f":"(INDEX(Option5!AD$110:AD$121, MATCH($D77, Option5!$G$110:$G$121,0)))*conv_2026*AD$7","v":0},{"$f":"(INDEX(Option5!AE$110:AE$121, MATCH($D77, Option5!$G$110:$G$121,0)))*conv_2026*AE$7","v":0},{"$f":"(INDEX(Option5!AF$110:AF$121, MATCH($D77, Option5!$G$110:$G$121,0)))*conv_2026*AF$7","v":0},{"$f":"(INDEX(Option5!AG$110:AG$121, MATCH($D77, Option5!$G$110:$G$121,0)))*conv_2026*AG$7","v":0}]
["Option 5",{"$f":"Option5!A120","v":"sens"},{"$f":"Option5!C120","v":0},"Option 5sens",null,0,null,{"$f":"(INDEX(Option5!H$110:H$121, MATCH($D78, Option5!$G$110:$G$121,0)))*conv_2026*H$7","v":0},{"$f":"(INDEX(Option5!I$110:I$121, MATCH($D78, Option5!$G$110:$G$121,0)))*conv_2026*I$7","v":0},{"$f":"(INDEX(Option5!J$110:J$121, MATCH($D78, Option5!$G$110:$G$121,0)))*conv_2026*J$7","v":0},{"$f":"(INDEX(Option5!K$110:K$121, MATCH($D78, Option5!$G$110:$G$121,0)))*conv_2026*K$7","v":0},{"$f":"(INDEX(Option5!L$110:L$121, MATCH($D78, Option5!$G$110:$G$121,0)))*conv_2026*L$7","v":0},{"$f":"(INDEX(Option5!M$110:M$121, MATCH($D78, Option5!$G$110:$G$121,0)))*conv_2026*M$7","v":0},{"$f":"(INDEX(Option5!N$110:N$121, MATCH($D78, Option5!$G$110:$G$121,0)))*conv_2026*N$7","v":0},{"$f":"(INDEX(Option5!O$110:O$121, MATCH($D78, Option5!$G$110:$G$121,0)))*conv_2026*O$7","v":0},{"$f":"(INDEX(Option5!P$110:P$121, MATCH($D78, Option5!$G$110:$G$121,0)))*conv_2026*P$7","v":0},{"$f":"(INDEX(Option5!Q$110:Q$121, MATCH($D78, Option5!$G$110:$G$121,0)))*conv_2026*Q$7","v":0},{"$f":"(INDEX(Option5!R$110:R$121, MATCH($D78, Option5!$G$110:$G$121,0)))*conv_2026*R$7","v":0},{"$f":"(INDEX(Option5!S$110:S$121, MATCH($D78, Option5!$G$110:$G$121,0)))*conv_2026*S$7","v":0},{"$f":"(INDEX(Option5!T$110:T$121, MATCH($D78, Option5!$G$110:$G$121,0)))*conv_2026*T$7","v":0},{"$f":"(INDEX(Option5!U$110:U$121, MATCH($D78, Option5!$G$110:$G$121,0)))*conv_2026*U$7","v":0},{"$f":"(INDEX(Option5!V$110:V$121, MATCH($D78, Option5!$G$110:$G$121,0)))*conv_2026*V$7","v":0},{"$f":"(INDEX(Option5!W$110:W$121, MATCH($D78, Option5!$G$110:$G$121,0)))*conv_2026*W$7","v":0},{"$f":"(INDEX(Option5!X$110:X$121, MATCH($D78, Option5!$G$110:$G$121,0)))*conv_2026*X$7","v":0},{"$f":"(INDEX(Option5!Y$110:Y$121, MATCH($D78, Option5!$G$110:$G$121,0)))*conv_2026*Y$7","v":0},{"$f":"(INDEX(Option5!Z$110:Z$121, MATCH($D78, Option5!$G$110:$G$121,0)))*conv_2026*Z$7","v":0},{"$f":"(INDEX(Option5!AA$110:AA$121, MATCH($D78, Option5!$G$110:$G$121,0)))*conv_2026*AA$7","v":0},{"$f":"(INDEX(Option5!AB$110:AB$121, MATCH($D78, Option5!$G$110:$G$121,0)))*conv_2026*AB$7","v":0},{"$f":"(INDEX(Option5!AC$110:AC$121, MATCH($D78, Option5!$G$110:$G$121,0)))*conv_2026*AC$7","v":0},{"$f":"(INDEX(Option5!AD$110:AD$121, MATCH($D78, Option5!$G$110:$G$121,0)))*conv_2026*AD$7","v":0},{"$f":"(INDEX(Option5!AE$110:AE$121, MATCH($D78, Option5!$G$110:$G$121,0)))*conv_2026*AE$7","v":0},{"$f":"(INDEX(Option5!AF$110:AF$121, MATCH($D78, Option5!$G$110:$G$121,0)))*conv_2026*AF$7","v":0},{"$f":"(INDEX(Option5!AG$110:AG$121, MATCH($D78, Option5!$G$110:$G$121,0)))*conv_2026*AG$7","v":0}]
["Option 5",{"$f":"Option5!A121","v":"sens"},{"$f":"Option5!C121","v":0},"Option 5sens",null,0,null,{"$f":"(INDEX(Option5!H$110:H$121, MATCH($D79, Option5!$G$110:$G$121,0)))*conv_2026*H$7","v":0},{"$f":"(INDEX(Option5!I$110:I$121, MATCH($D79, Option5!$G$110:$G$121,0)))*conv_2026*I$7","v":0},{"$f":"(INDEX(Option5!J$110:J$121, MATCH($D79, Option5!$G$110:$G$121,0)))*conv_2026*J$7","v":0},{"$f":"(INDEX(Option5!K$110:K$121, MATCH($D79, Option5!$G$110:$G$121,0)))*conv_2026*K$7","v":0},{"$f":"(INDEX(Option5!L$110:L$121, MATCH($D79, Option5!$G$110:$G$121,0)))*conv_2026*L$7","v":0},{"$f":"(INDEX(Option5!M$110:M$121, MATCH($D79, Option5!$G$110:$G$121,0)))*conv_2026*M$7","v":0},{"$f":"(INDEX(Option5!N$110:N$121, MATCH($D79, Option5!$G$110:$G$121,0)))*conv_2026*N$7","v":0},{"$f":"(INDEX(Option5!O$110:O$121, MATCH($D79, Option5!$G$110:$G$121,0)))*conv_2026*O$7","v":0},{"$f":"(INDEX(Option5!P$110:P$121, MATCH($D79, Option5!$G$110:$G$121,0)))*conv_2026*P$7","v":0},{"$f":"(INDEX(Option5!Q$110:Q$121, MATCH($D79, Option5!$G$110:$G$121,0)))*conv_2026*Q$7","v":0},{"$f":"(INDEX(Option5!R$110:R$121, MATCH($D79, Option5!$G$110:$G$121,0)))*conv_2026*R$7","v":0},{"$f":"(INDEX(Option5!S$110:S$121, MATCH($D79, Option5!$G$110:$G$121,0)))*conv_2026*S$7","v":0},{"$f":"(INDEX(Option5!T$110:T$121, MATCH($D79, Option5!$G$110:$G$121,0)))*conv_2026*T$7","v":0},{"$f":"(INDEX(Option5!U$110:U$121, MATCH($D79, Option5!$G$110:$G$121,0)))*conv_2026*U$7","v":0},{"$f":"(INDEX(Option5!V$110:V$121, MATCH($D79, Option5!$G$110:$G$121,0)))*conv_2026*V$7","v":0},{"$f":"(INDEX(Option5!W$110:W$121, MATCH($D79, Option5!$G$110:$G$121,0)))*conv_2026*W$7","v":0},{"$f":"(INDEX(Option5!X$110:X$121, MATCH($D79, Option5!$G$110:$G$121,0)))*conv_2026*X$7","v":0},{"$f":"(INDEX(Option5!Y$110:Y$121, MATCH($D79, Option5!$G$110:$G$121,0)))*conv_2026*Y$7","v":0},{"$f":"(INDEX(Option5!Z$110:Z$121, MATCH($D79, Option5!$G$110:$G$121,0)))*conv_2026*Z$7","v":0},{"$f":"(INDEX(Option5!AA$110:AA$121, MATCH($D79, Option5!$G$110:$G$121,0)))*conv_2026*AA$7","v":0},{"$f":"(INDEX(Option5!AB$110:AB$121, MATCH($D79, Option5!$G$110:$G$121,0)))*conv_2026*AB$7","v":0},{"$f":"(INDEX(Option5!AC$110:AC$121, MATCH($D79, Option5!$G$110:$G$121,0)))*conv_2026*AC$7","v":0},{"$f":"(INDEX(Option5!AD$110:AD$121, MATCH($D79, Option5!$G$110:$G$121,0)))*conv_2026*AD$7","v":0},{"$f":"(INDEX(Option5!AE$110:AE$121, MATCH($D79, Option5!$G$110:$G$121,0)))*conv_2026*AE$7","v":0},{"$f":"(INDEX(Option5!AF$110:AF$121, MATCH($D79, Option5!$G$110:$G$121,0)))*conv_2026*AF$7","v":0},{"$f":"(INDEX(Option5!AG$110:AG$121, MATCH($D79, Option5!$G$110:$G$121,0)))*conv_2026*AG$7","v":0}]
[]
[]
[]
[]
["RESULTS"]
[]
[]
[]
[null,null,{"$f":"TRANSPOSE(Data!F9:F13)","v":false},false,true,true,true,null,null,null,{"$f":"AND(_xlfn.ANCHORARRAY(C88))","v":false}]
[null,null,{"$f":"TRANSPOSE(options)","v":"Option 1 (base case)"},"Option 2","Option 3","Option 4","Option 5",null,"Max",null,"Preferred"]
["NPV","None",{"$f":"IF(OR($B90=0,C$88),\"\", INDEX($F$14:$F$81, MATCH(C$89&$A90,$D$14:$D$81,0))/10^6)","v":0},2713.8511573385495,"","","",null,{"$f":"_xlfn.MAXIFS(C90:G90,_xlfn.ANCHORARRAY( C$88),FALSE)","v":2713.8511573385495},null,{"$f":"IF(OR(B90=0,$K$88),\"\", INDEX(_xlfn.ANCHORARRAY($C$89), MATCH(I90, $C90:$G90,0)))","v":"Option 2"}]
[{"$f":"\"sens\"&Assumptions!B111","v":"sens1"},{"$f":"Assumptions!C111","v":"Capex 10% higher"},0,2713.747034753374,"","","",null,2713.747034753374,null,"Option 2"]
[{"$f":"\"sens\"&Assumptions!B112","v":"sens2"},{"$f":"Assumptions!C112","v":"Capex 10% lower"},0,2713.9552799237267,"","","",null,2713.9552799237267,null,"Option 2"]
[{"$f":"\"sens\"&Assumptions!B113","v":"sens3"},{"$f":"Assumptions!C113","v":"Total benefits 10% higher"},0,2985.3403956575808,"","","",null,2985.3403956575808,null,"Option 2"]
[{"$f":"\"sens\"&Assumptions!B114","v":"sens4"},{"$f":"Assumptions!C114","v":"Total benefits 10% lower"},0,2442.3619190195195,"","","",null,2442.3619190195195,null,"Option 2"]
[{"$f":"\"sens\"&Assumptions!B115","v":"sens5"},{"$f":"Assumptions!C115","v":"Capex 10% higher & Total benefits 10% lower"},0,2442.2577964343432,"","","",null,2442.2577964343432,null,"Option 2"]
[{"$f":"\"sens\"&Assumptions!B116","v":"sens"},{"$f":"Assumptions!C116","v":0},"","","","","",null,0,null,""]
[{"$f":"\"sens\"&Assumptions!B117","v":"sens"},{"$f":"Assumptions!C117","v":0},"","","","","",null,0,null,""]
[{"$f":"\"sens\"&Assumptions!B118","v":"sens"},{"$f":"Assumptions!C118","v":0},"","","","","",null,0,null,""]

{"sheet":"Workings_costs","index":12,"n_rows":17,"n_cols":7,"rows_kept":17,"cut":false,"hidden":false,"merged":[]}
["Powercor"]
[{"$f":"Assumptions!A2","v":"Mount Cottrell feeder 9"}]
["WORKINGS - COSTS"]
[]
[]
[null,"Option 2",{"$f":"Option2!C3","v":"Mount Cottrell feeder 9, construct a new feeder from MTC"}]
[null,null,"Project components","Units","Quantity","Unit Rate ($2023)","Installed cost ($2023)"]
[null,null,"Reconductor - Cost per span - 100m per span","m",34,16340.44,{"$f":"E8*F8","v":555574.96}]
[null,null,"New line - Cost per span - 100m per span","m",null,26919.37,0]
[null,null,"U/G cost per metre","m",1000,1000,{"$f":"E10*F10","v":1000000}]
[null,null,"HV remote controlled switch","each",1,82000,82000]
[null,null,"HV ACR","each",null,120000,0]
[null,null,"Average cost per uprate (metre)","m",null,131.78,0]
[null,null,"Ring main unit (remote controllable)","each",null,200000,0]
[null,null,"1 phase Capactive Balancing Unit ","each",null,80000,0]
[null,null,"3 phase Capactive Balancing Unit ","each",null,73000,0]
[null,null,"Total",null,null,null,{"$f":"SUM(G8:G16)","v":1637574.96}]

{"sheet":"Misc_calcs","index":13,"n_rows":38,"n_cols":18,"rows_kept":38,"cut":false,"hidden":false,"merged":[]}
[{"$f":"bus","v":"Powercor"}]
[{"$f":"proj","v":"Mount Cottrell feeder 9"}]
[]
["ESCALATION & OTHER"]
[]
[null,"Year end",null,null,null,null,null,"2021-06-30",{"$f":"IF(EOMONTH(H6,12)>output_dollars, output_dollars, EOMONTH(H6,12))","v":"2022-06-30"},{"$f":"IF(EOMONTH(I6,12)>output_dollars, output_dollars, EOMONTH(I6,12))","v":"2023-06-30"},{"$f":"IF(EOMONTH(J6,12)>output_dollars, output_dollars, EOMONTH(J6,12))","v":"2024-06-30"},{"$f":"IF(EOMONTH(K6,12)>output_dollars, output_dollars, EOMONTH(K6,12))","v":"2025-06-30"},{"$f":"IF(EOMONTH(L6,12)>output_dollars, output_dollars, EOMONTH(L6,12))","v":"2026-06-30"}]
[]
[null,"Actual/forecast CPI (June to June)",null,null,null,null,null,0,8.6058519793459354E-3,3.4982935153583528E-2,7.8318219291014124E-2,4.0519877675840865E-2,2.4246877296105973E-2]
[]
[]
[null,"HY ending",null,null,null,null,null,{"$f":"H6","v":"2021-06-30"},{"$f":"EOMONTH(H11,6)","v":"2021-12-31"},{"$f":"EOMONTH(I11,6)","v":"2022-06-30"},{"$f":"EOMONTH(J11,6)","v":"2022-12-31"},"2023-06-30","2023-12-31","2024-06-30","2024-12-31","2025-06-30","2025-12-31",{"$f":"EOMONTH(Q11,6)","v":"2026-06-30"}]
[null,"FY ending",null,null,null,null,null,{"$f":"IF(MONTH(H11)=12, EOMONTH(H11,6), H11)","v":"2021-06-30"},"2022-06-30","2022-06-30","2023-06-30","2023-06-30","2024-06-30","2024-06-30","2025-06-30","2025-06-30","2026-06-30","2026-06-30"]
[null,"Actual/forecast CPI (June to June)",null,null,null,null,null,{"$f":"IF(output_dollars<H12,0,INDEX($H$8:$M$8,MATCH(H12,CY_years,0)))","v":0},8.6058519793459354E-3,8.6058519793459354E-3,3.4982935153583528E-2,3.4982935153583528E-2,7.8318219291014124E-2,7.8318219291014124E-2,4.0519877675840865E-2,4.0519877675840865E-2,2.4246877296105973E-2,2.4246877296105973E-2]
[]
[null,"Actual cumulative HY escalation",null,null,null,null,null,1,{"$f":"H15*(1+I$13)^0.5","v":1.0042937080253693},1.0086058519793457,1.0260961975293987,1.0438898450946641,1.0839971599793141,1.1256454388984505,1.1482244927118261,1.1712564543889838,1.1853710637938346,1.1996557659208258]
[null,"Convert from input dollars",{"$f":"input_dollars","v":"2023-12-31"},{"$f":"INDEX(hy_escalation, MATCH(C16,hy_dates,0))","v":1.0839971599793141}]
[null,"To output dollars",{"$f":"output_dollars","v":"2026-06-30"},{"$f":"INDEX(hy_escalation, MATCH(C17,hy_dates,0))","v":1.1996557659208258}]
[]
[null,"Conversion from input dollars to output dollars",null,{"$f":"D17/D16","v":1.1066964104811112}]
[]
[null,"Convert from VCR date",{"$f":"vcr_date","v":"2024-12-31"},{"$f":"INDEX(hy_escalation, MATCH(C21,hy_dates,0))","v":1.1482244927118261}]
[null,"To input dollars",{"$f":"input_dollars","v":"2023-12-31"},{"$f":"INDEX(hy_escalation, MATCH(C22,hy_dates,0))","v":1.0839971599793141}]
[null,"VCR escalation",null,{"$f":"D22/D21","v":0.94406378444268968}]
[]
[null,"Start_year",{"$f":"start","v":"2026-27"}]
[]
[]
["FIRST YEAR"]
[]
[]
[null,"Option","First year","Option included"]
[null,"Option 2",{"$f":"Option2!$G$96","v":1},{"$f":"NOT(Data!C10)","v":true}]
[null,"Option 3",{"$f":"Option3!$G$96","v":"Not used"},{"$f":"NOT(Data!C11)","v":false}]
[null,"Option 4",{"$f":"Option4!$G$96","v":"Not used"},{"$f":"NOT(Data!C12)","v":false}]
[null,"Option 5",{"$f":"Option5!$G$96","v":"Not used"},{"$f":"NOT(Data!C13)","v":false}]
[]
[]
[null,"First year",{"$f":"IF(OR(NOT(Data!$C$10:$C$13)), _xlfn.MINIFS($C$32:$C$35,$D$32:$D$35,TRUE), 0)","v":1}]

{"sheet":"Data","index":14,"n_rows":113,"n_cols":22,"rows_kept":113,"cut":false,"hidden":false,"merged":[]}
[{"$f":"bus","v":"Powercor"}]
[{"$f":"proj","v":"Mount Cottrell feeder 9"}]
[]
[]
["DATA"]
[]
["Options"]
[null,null,"Not used","Text",null,"Flags for compliance project"]
["Option1","Option 1 (base case)",false,{"$f":"IF(C9, $C$8, \"\")","v":""},{"$f":"B9&\": \"&Assumptions!E14","v":"Option 1 (base case): No change to existing practices"},{"$f":"compliance","v":false}]
["Option2","Option 2",{"$f":"SUM(Option2!I$17:AB$17, Option2!I$19:AB$19)=0","v":false},{"$f":"IF(C10, $C$8, \"\")","v":""},null,{"$f":"C10","v":false}]
["Option3","Option 3",{"$f":"SUM(Option3!I$17:AB$17, Option3!I$19:AB$19)=0","v":true},{"$f":"IF(C11, $C$8, \"\")","v":"Not used"},null,{"$f":"C11","v":true}]
["Option4","Option 4",{"$f":"SUM(Option4!I$17:AB$17, Option4!I$19:AB$19)=0","v":true},{"$f":"IF(C12, $C$8, \"\")","v":"Not used"},null,{"$f":"C12","v":true}]
["Option5","Option 5",{"$f":"SUM(Option5!I$17:AB$17, Option5!I$19:AB$19)=0","v":true},{"$f":"IF(C13, $C$8, \"\")","v":"Not used"},null,{"$f":"C13","v":true}]
[]
[]
["Compliance project",null,null,"Yes",{"$f":"Assumptions!E20=Data!D16","v":false}]
[]
[]
[null,"No change to existing practices"]
[null,"Not applicable (compliance)"]
[null," "]
[]
[]
["For conditional formatting of preferred option on Summary :"]
[null,"< Enter description >"]
[]
[]
["Categories"]
[null,null,"Short categ"]
[null,"Capital expenditure",-1]
[null,"Annualised capex",-1]
[null,"Operating expenditure",-1]
[null,"Risk mitigated",1]
[null,"Other benefits value",1]
[null,"Net benefits",1]
[null,"Total risk cost",1]
[]
[]
[]
[]
["Benefits"]
[null,null,"Short categ","Flag to include","Units","Defined value"]
[1,"Unserved energy","Energy",false,"MWh",false]
[{"$f":"A43+1","v":2},"Safety","Safety",false,"$",true]
[{"$f":"A44+1","v":3},"Unplanned replacement","UnRepl",false,"$",true]
[4,"Bushfire","Fire",false,"$",true]
[5,"Reduction in CO2 emissions","Carbon",true,"MWh",false]
[6,"Reliability in worst-served areas","Other",true,"MWh",false]
[7,"Network resilience","Other",true,"MWh",false]
[8,"Enabling solar exports","Other",true,"MWh",false]
[9,"Aesthetics","Other",true,"Customers impacted",false]
[10,"Customer value of time - residential","Other",true,"Customer minutes",false]
[11,"Customer value of time - business","Other",true,"Customer minutes",false]
[12,"Communication","Other",true,"Customers impacted",false]
[13,"Information accessibility","Other",true,"Customers impacted",false]
[]
[]
["Value of benefits"]
[null,null,null,"Powercor"]
[null,"Reliability in worst-served areas","per MWh",151432.81740793545]
[null,"Network resilience","per MWh",24590]
[null,"Enabling solar exports","per MWh",88.357719508603083]
[null,"Aesthetics","per customer impacted",0]
[null,"Customer value of time - residential","per minute customer time",0.35181336539087127]
[null,"Customer value of time - business","per minute customer time",0.35181336539087127]
[null,"Communication","per customer impacted",0]
[null,"Information accessibility","per customer impacted",0]
[]
["Conversions"]
[null,"thous_conv",1000]
[null,"mill_conv",1000000]
[]
[]
["Message"]
[null,"Message","Enter asset life"]
[]
[]
["Error message",null,"Remove inputs prior to start year"]
[]
[]
[]
[]
["Disproportionate factors applied to various bushfire and other risk valuations"]
[null,"- Select -",null,null,null,0]
[null,"Harm to property from network",null,null,null,1]
[null,"Harm to property from bushfire",null,null,null,1]
[null,"Harm to environment",null,null,null,1]
[null,"Safety - Public trespass",null,null,null,1]
[null,"Safety - Single fatality or serious injury ^",null,null,null,3]
[null,"Safety from bushfire in HBRA",null,null,null,3]
[null,"Safety - Multiple fatality or serious injury ^",null,null,null,6]
[null,"Safety from bushfire (REFCL declared areas)",null,null,null,6]
[null,"Safety from bushfire (electric line construction areas)",null,null,null,10]
[]
[]
[]
[null,"Total annualised capex"]
[null,"Energy at risk value"]
[null,"Total other benefits"]
[]
[]
[]
[]
["DROPDOWN LISTS"]
[]
[null,"Business",null,null,null,"Type",null,"Include",null,"Dollar inputs - month",null,null,null,"Not used options",null,"Conversions",null,"Dollar inputs - year",null,"Compliance",null,"Capex first year"]
[null,"CitiPower","CP","CP:",null,"- Select -",null,false,null,"June",6,"CY",null,"Not used",null,null,null,2026,null,"No",null,"2026-27"]
[null,"Powercor","PA","PAL:",null,"Capex",null,true,null,"December",12,"FY",null,null,null,null,null,{"$f":"R107-1","v":2025},null,"Yes",null,"2025-26"]
[null,"United Energy","UE","UE:",null,"Opex",null,null,null,null,null,null,null,null,null,null,null,2024,null," ",null,"2024-25"]
[null,null,null,null,null,null,null,null,null,null,null,null,null,null,null,null,null,2023]
[null,null,null,null,null,null,null,null,null,null,null,null,null,null,null,null,null,2022]
[null,null,null,null,null,null,null,null,null,null,null,null,null,null,null,null,null,2021]
[null,null,null,null,null,null,null,null,null,null,null,null,null,null,null,null,null,2020]