{"text_format":"1","workbook":"xlsx","n_sheets":16,"sheets":["Cover","Summary","Assumptions","Option1 (base case)","Option2","Option3","Option4","Option5","Consol","EaR TNA011","EaR TNA013","EaR TNA024","Sensitivity_calcs","Workings_costs","Misc_calcs","Data"],"not_rendered":{"charts":2,"images":5,"macros":0,"external_links":0,"defined_names":25,"comments":0,"pivot_tables":0},"unopened":[],"bounds":{"document_bytes":16777216,"sheet_cells":100000,"rows_first":2000,"rows_last":500,"rows_between":2000,"halvings":0,"cell_chars":16384,"cell_head_chars":4096},"cells_cut":0,"cells_raw":0,"read":"whole","date_system":"1900"}

{"sheet":"Cover","index":0,"n_rows":41,"n_cols":4,"rows_kept":41,"cut":false,"hidden":false,"merged":[]}
[]
[null,null,"Powercor"]
[null,null,"Revised regulatory proposal 2026-31"]
[]
[null,null,"Mount Cottrell feeder 12"]
[null,null,"Model number:","3.3.10"]
[]
[null,null,"2025-12-01"]
[]
[]
[]
[]
[]
[]
[]
[]
[]
[]
[]
[]
[]
[]
[]
[]
[]
[]
[]
[]
[]
[]
[]
[]
[]
[]
[]
[]
[]
[]
[]
[{"$f":"_xlfn.SHEETS()","v":16}]
["2025-05-12"]

{"sheet":"Summary","index":1,"n_rows":76,"n_cols":12,"rows_kept":76,"cut":false,"hidden":false,"merged":[[17,3,17,5],[8,3,8,5],[9,3,9,5],[10,3,10,5],[11,3,11,5],[12,3,12,5]]}
[{"$f":"bus","v":"Powercor"}]
[{"$f":"proj","v":"Mount Cottrell feeder 12"}]
["SUMMARY"]
[]
["RESULTS"]
[]
[null,null,null,null,null,null,"PV of costs","PV of benefits","NPV"]
[null,null,"Option",null,null,null,{"$f":"output_dollars","v":"2026-06-30"},{"$f":"output_dollars","v":"2026-06-30"},{"$f":"output_dollars","v":"2026-06-30"}]
[null,null,{"$f":"options","v":"Option 1 (base case)"},{"$f":"INDEX(Assumptions!$E$14:$E$18, MATCH(C9, Assumptions!$C$14:$C$18,0))","v":"No change to existing practices"},null,null,{"$f":"IF(Data!$C9, \"\", INDEX(Consol!$F$15:$F$82, MATCH($C9&G$7, Consol!$D$15:$D$82,0))/mill_conv)","v":0},{"$f":"IF(Data!$C9, \"\", INDEX(Consol!$F$15:$F$82, MATCH($C9&H$7, Consol!$D$15:$D$82,0))/mill_conv)","v":0},{"$f":"IF(Data!$C9, \"\", INDEX(Consol!$F$15:$F$82, MATCH($C9&I$7, Consol!$D$15:$D$82,0))/mill_conv)","v":0}]
[null,null,"Option 2",{"$f":"INDEX(Assumptions!$E$14:$E$18, MATCH(C10, Assumptions!$C$14:$C$18,0))","v":"Mount Cottrell feeder 12 – construct a new feeder from MTC"},null,null,{"$f":"IF(Data!$C10, \"\", INDEX(Consol!$F$15:$F$82, MATCH($C10&G$7, Consol!$D$15:$D$82,0))/mill_conv)","v":-1.121611191772341},{"$f":"IF(Data!$C10, \"\", INDEX(Consol!$F$15:$F$82, MATCH($C10&H$7, Consol!$D$15:$D$82,0))/mill_conv)","v":38.458162007580938},{"$f":"IF(Data!$C10, \"\", INDEX(Consol!$F$15:$F$82, MATCH($C10&I$7, Consol!$D$15:$D$82,0))/mill_conv)","v":37.336550815808593}]
[null,null,"Option 3",{"$f":"INDEX(Assumptions!$E$14:$E$18, MATCH(C11, Assumptions!$C$14:$C$18,0))","v":0},null,null,{"$f":"IF(Data!$C11, \"\", INDEX(Consol!$F$15:$F$82, MATCH($C11&G$7, Consol!$D$15:$D$82,0))/mill_conv)","v":""},{"$f":"IF(Data!$C11, \"\", INDEX(Consol!$F$15:$F$82, MATCH($C11&H$7, Consol!$D$15:$D$82,0))/mill_conv)","v":""},{"$f":"IF(Data!$C11, \"\", INDEX(Consol!$F$15:$F$82, MATCH($C11&I$7, Consol!$D$15:$D$82,0))/mill_conv)","v":""}]
[null,null,"Option 4",{"$f":"INDEX(Assumptions!$E$14:$E$18, MATCH(C12, Assumptions!$C$14:$C$18,0))","v":0},null,null,{"$f":"IF(Data!$C12, \"\", INDEX(Consol!$F$15:$F$82, MATCH($C12&G$7, Consol!$D$15:$D$82,0))/mill_conv)","v":""},{"$f":"IF(Data!$C12, \"\", INDEX(Consol!$F$15:$F$82, MATCH($C12&H$7, Consol!$D$15:$D$82,0))/mill_conv)","v":""},{"$f":"IF(Data!$C12, \"\", INDEX(Consol!$F$15:$F$82, MATCH($C12&I$7, Consol!$D$15:$D$82,0))/mill_conv)","v":""}]
[null,null,"Option 5",{"$f":"INDEX(Assumptions!$E$14:$E$18, MATCH(C13, Assumptions!$C$14:$C$18,0))","v":0},null,null,{"$f":"IF(Data!$C13, \"\", INDEX(Consol!$F$15:$F$82, MATCH($C13&G$7, Consol!$D$15:$D$82,0))/mill_conv)","v":""},{"$f":"IF(Data!$C13, \"\", INDEX(Consol!$F$15:$F$82, MATCH($C13&H$7, Consol!$D$15:$D$82,0))/mill_conv)","v":""},{"$f":"IF(Data!$C13, \"\", INDEX(Consol!$F$15:$F$82, MATCH($C13&I$7, Consol!$D$15:$D$82,0))/mill_conv)","v":""}]
[]
[]
[null,null,null,null,null,null,"NPV"]
[null,null,"Preferred option:",null,null,null,{"$f":"output_dollars","v":"2026-06-30"}]
[null,null,{"$f":"INDEX($C$9:$C$13,MATCH(G18, $I$9:$I$13,0))","v":"Option 2"},{"$f":"INDEX($D$9:$D$13,MATCH(G18, $I$9:$I$13,0))","v":"Mount Cottrell feeder 12 – construct a new feeder from MTC"},null,null,{"$f":"_xlfn.MAXIFS(I9:I13, IF(compliance, Data!$F$9:$F$13, Data!$C$9:$C$13),FALSE)","v":37.336550815808593}]
[]
[]
[]
[]
["PREFERRED OPTION"]
[]
[null,null,"Preferred Option"]
[null,null,{"$f":"C18","v":"Option 2"}]
[]
[]
[null,null,"Expenditure forecast",{"$f":"output_dollars","v":"2026-06-30"},null,{"$f":"Assumptions!K89","v":"2026-27"},{"$f":"Assumptions!L89","v":"2027-28"},{"$f":"Assumptions!M89","v":"2028-29"},{"$f":"Assumptions!N89","v":"2029-30"},{"$f":"Assumptions!O89","v":"2030-31"},null,"Total"]
[null,null,"Capital expenditure",null,null,{"$f":"-INDEX(Consol!$I$15:$Q$82,MATCH($C$26&$C30,Consol!$D$15:$D$82,0), MATCH(F$29, Consol!$I$9:$Q$9,0))/mill_conv","v":1.9522124680886801},{"$f":"-INDEX(Consol!$I$15:$Q$82,MATCH($C$26&$C30,Consol!$D$15:$D$82,0), MATCH(G$29, Consol!$I$9:$Q$9,0))/mill_conv","v":0},{"$f":"-INDEX(Consol!$I$15:$Q$82,MATCH($C$26&$C30,Consol!$D$15:$D$82,0), MATCH(H$29, Consol!$I$9:$Q$9,0))/mill_conv","v":0},{"$f":"-INDEX(Consol!$I$15:$Q$82,MATCH($C$26&$C30,Consol!$D$15:$D$82,0), MATCH(I$29, Consol!$I$9:$Q$9,0))/mill_conv","v":0},{"$f":"-INDEX(Consol!$I$15:$Q$82,MATCH($C$26&$C30,Consol!$D$15:$D$82,0), MATCH(J$29, Consol!$I$9:$Q$9,0))/mill_conv","v":0},null,{"$f":"SUM(F30:J30)","v":1.9522124680886801}]
[null,null,"Operating expenditure",null,null,{"$f":"-INDEX(Consol!$I$15:$Q$82,MATCH($C$26&$C31,Consol!$D$15:$D$82,0), MATCH(F$29, Consol!$I$9:$Q$9,0))/mill_conv","v":0},{"$f":"-INDEX(Consol!$I$15:$Q$82,MATCH($C$26&$C31,Consol!$D$15:$D$82,0), MATCH(G$29, Consol!$I$9:$Q$9,0))/mill_conv","v":0},{"$f":"-INDEX(Consol!$I$15:$Q$82,MATCH($C$26&$C31,Consol!$D$15:$D$82,0), MATCH(H$29, Consol!$I$9:$Q$9,0))/mill_conv","v":0},{"$f":"-INDEX(Consol!$I$15:$Q$82,MATCH($C$26&$C31,Consol!$D$15:$D$82,0), MATCH(I$29, Consol!$I$9:$Q$9,0))/mill_conv","v":0},{"$f":"-INDEX(Consol!$I$15:$Q$82,MATCH($C$26&$C31,Consol!$D$15:$D$82,0), MATCH(J$29, Consol!$I$9:$Q$9,0))/mill_conv","v":0},null,{"$f":"SUM(F31:J31)","v":0}]
[]
[]
[]
["CHART"]
[]
[null,null,"Capex and risk ($M, 2026)",null,null,"Value of expected unserved energy ($M, 2026)"]
[]
[]
[]
[]
[]
[]
[]
[]
[]
[]
[]
[]
[]
[]
[]
[]
[]
[]
[]
[]
[]
[]
[]
[]
[]
["SENSITIVITIES"]
[]
[]
[null,null,"Sensitivity",{"$f":"output_dollars","v":"2026-06-30"},null,{"$f":"Sensitivity_calcs!C89","v":"Option 1 (base case)"},{"$f":"Sensitivity_calcs!D89","v":"Option 2"},{"$f":"Sensitivity_calcs!E89","v":"Option 3"},{"$f":"Sensitivity_calcs!F89","v":"Option 4"},{"$f":"Sensitivity_calcs!G89","v":"Option 5"},null,"Preferred option"]
[null,null,{"$f":"Sensitivity_calcs!B90","v":"None"},null,null,{"$f":"Sensitivity_calcs!C90","v":0},{"$f":"Sensitivity_calcs!D90","v":37.336550815808593},{"$f":"Sensitivity_calcs!E90","v":""},{"$f":"Sensitivity_calcs!F90","v":""},{"$f":"Sensitivity_calcs!G90","v":""},null,{"$f":"Sensitivity_calcs!K90","v":"Option 2"}]
[null,null,{"$f":"Sensitivity_calcs!B91","v":"Capex 10% higher"},null,null,{"$f":"Sensitivity_calcs!C91","v":0},{"$f":"Sensitivity_calcs!D91","v":37.224389696631356},{"$f":"Sensitivity_calcs!E91","v":""},{"$f":"Sensitivity_calcs!F91","v":""},{"$f":"Sensitivity_calcs!G91","v":""},null,{"$f":"Sensitivity_calcs!K91","v":"Option 2"}]
[null,null,{"$f":"Sensitivity_calcs!B92","v":"Capex 10% lower"},null,null,{"$f":"Sensitivity_calcs!C92","v":0},{"$f":"Sensitivity_calcs!D92","v":37.44871193498583},{"$f":"Sensitivity_calcs!E92","v":""},{"$f":"Sensitivity_calcs!F92","v":""},{"$f":"Sensitivity_calcs!G92","v":""},null,{"$f":"Sensitivity_calcs!K92","v":"Option 2"}]
[null,null,{"$f":"Sensitivity_calcs!B93","v":"Total benefits 10% higher"},null,null,{"$f":"Sensitivity_calcs!C93","v":0},{"$f":"Sensitivity_calcs!D93","v":41.182367016566694},{"$f":"Sensitivity_calcs!E93","v":""},{"$f":"Sensitivity_calcs!F93","v":""},{"$f":"Sensitivity_calcs!G93","v":""},null,{"$f":"Sensitivity_calcs!K93","v":"Option 2"}]
[null,null,{"$f":"Sensitivity_calcs!B94","v":"Total benefits 10% lower"},null,null,{"$f":"Sensitivity_calcs!C94","v":0},{"$f":"Sensitivity_calcs!D94","v":33.490734615050499},{"$f":"Sensitivity_calcs!E94","v":""},{"$f":"Sensitivity_calcs!F94","v":""},{"$f":"Sensitivity_calcs!G94","v":""},null,{"$f":"Sensitivity_calcs!K94","v":"Option 2"}]
[null,null,{"$f":"Sensitivity_calcs!B95","v":"Capex 10% higher & Total benefits 10% lower"},null,null,{"$f":"Sensitivity_calcs!C95","v":0},{"$f":"Sensitivity_calcs!D95","v":33.378573495873269},{"$f":"Sensitivity_calcs!E95","v":""},{"$f":"Sensitivity_calcs!F95","v":""},{"$f":"Sensitivity_calcs!G95","v":""},null,{"$f":"Sensitivity_calcs!K95","v":"Option 2"}]
[null,null,{"$f":"Sensitivity_calcs!B96","v":0},null,null,{"$f":"Sensitivity_calcs!C96","v":""},{"$f":"Sensitivity_calcs!D96","v":""},{"$f":"Sensitivity_calcs!E96","v":""},{"$f":"Sensitivity_calcs!F96","v":""},{"$f":"Sensitivity_calcs!G96","v":""},null,{"$f":"Sensitivity_calcs!K96","v":""}]
[null,null,{"$f":"Sensitivity_calcs!B97","v":0},null,null,{"$f":"Sensitivity_calcs!C97","v":""},{"$f":"Sensitivity_calcs!D97","v":""},{"$f":"Sensitivity_calcs!E97","v":""},{"$f":"Sensitivity_calcs!F97","v":""},{"$f":"Sensitivity_calcs!G97","v":""},{"$f":"IF(C74=0,0, INDEX($F$66:$J$66, MATCH(MAX($F74:$I74),$F74:$I74,0)))","v":0},{"$f":"Sensitivity_calcs!K97","v":""}]
[null,null,null,{"$f":"Sensitivity_calcs!B98","v":0},null,{"$f":"Sensitivity_calcs!C98","v":""},{"$f":"Sensitivity_calcs!D98","v":""},{"$f":"Sensitivity_calcs!E98","v":""},{"$f":"Sensitivity_calcs!F98","v":""},{"$f":"Sensitivity_calcs!G98","v":""},null,{"$f":"Sensitivity_calcs!K98","v":""}]
[null,null,null,{"$f":"Sensitivity_calcs!B99","v":0}]

{"sheet":"Assumptions","index":2,"n_rows":115,"n_cols":16,"rows_kept":115,"cut":false,"hidden":false,"merged":[[69,9,69,12],[70,9,70,12],[7,4,7,7],[13,4,13,10],[14,4,14,10],[15,4,15,10],[16,4,16,10],[17,4,17,10]]}
[{"$f":"bus","v":"Powercor"}]
[{"$f":"proj","v":"Mount Cottrell feeder 12"}]
[]
["Project"]
[]
[null,null,"Business:",null,"Powercor"]
[]
[null,null,"Descripton: ",null,"Mount Cottrell feeder 12"]
[]
[null,null,"Date of cost inputs: ",null,"December",null,2023]
[]
[]
[null,null,"Option",null,"Description"]
[null,null,{"$f":"options","v":"Option 1 (base case)"},null,"No change to existing practices"]
[null,null,"Option 2",null,"Mount Cottrell feeder 12 – construct a new feeder from MTC"]
[null,null,"Option 3"]
[null,null,"Option 4"]
[null,null,"Option 5"]
[]
[null,null,"Compliance project",null,"No"]
[]
[null,null,"Expenditure starts",null,"2026-27","[start]"]
[]
[]
["Timing & WACC"]
[]
[null,null,"Input dollars",null,null,null,{"$f":"EOMONTH(DATE(Assumptions!$G$10,INDEX(Data!$K$107:$K$108, MATCH(Assumptions!$E$10, Data!$J$107:$J$108,0)), 1),0)","v":"2023-12-31"},"[input_dollars]"]
[null,null,"Pre-tax real WACC",null,null,null,3.5000000000000003E-2,"[real_disc]"]
[null,null,"VCR date",null,null,null,"2024-12-31","[vcr_date]"]
[]
[null,null,"Analysis period (years)",null,null,null,20,"[years]\\"]
[]
[null,null,"Output dollars",null,null,null,"2026-06-30","[output_dollars]"]
[null,null,"Other benefits date",null,null,null,"2023-12-31","[custval_date]"]
[null,null,"Value of CO2 reductions input date",null,null,null,"2023-06-30"]
[]
[]
[]
["VCR"]
[]
[null,null,"Enter ZSS code >>","eg. AR","Truganina",null,"TNA",40881.615182486203,"2024 VCR ($/MWh)"]
[]
[]
[]
["Risks"]
[]
[]
[null,"SAFETY"]
[]
[null,null,"Value of statistical life",null,null,null,5400000,"2023-06-30"]
[]
[null,null,"Value of injury",null,null,null,0,{"$f":"input_dollars","v":"2023-12-31"}]
[]
[null,null,{"$f":"Data!A83","v":"Disproportionate factors applied to various bushfire and other risk valuations"}]
[null,null,{"$f":"Data!B85","v":"Harm to property from network"},null,null,null,{"$f":"Data!F85","v":1}]
[null,null,{"$f":"Data!B86","v":"Harm to property from bushfire"},null,null,null,{"$f":"Data!F86","v":1}]
[null,null,{"$f":"Data!B87","v":"Harm to environment"},null,null,null,{"$f":"Data!F87","v":1}]
[null,null,{"$f":"Data!B88","v":"Safety - Public trespass"},null,null,null,{"$f":"Data!F88","v":1}]
[null,null,{"$f":"Data!B89","v":"Safety - Single fatality or serious injury ^"},null,null,null,{"$f":"Data!F89","v":3}]
[null,null,{"$f":"Data!B90","v":"Safety from bushfire in HBRA"},null,null,null,{"$f":"Data!F90","v":3}]
[null,null,{"$f":"Data!B91","v":"Safety - Multiple fatality or serious injury ^"},null,null,null,{"$f":"Data!F91","v":6}]
[null,null,{"$f":"Data!B92","v":"Safety from bushfire (REFCL declared areas)"},null,null,null,{"$f":"Data!F92","v":6}]
[null,null,{"$f":"Data!B93","v":"Safety from bushfire (electric line construction areas)"},null,null,null,{"$f":"Data!F93","v":10}]
[]
[]
[null,null,"^ Public or employee"]
[]
[]
[null,null,"Incident type",null,null,null,"Value","Probability","DF selected","Description/comment"]
[null,null,"Safety (fatality)",null,null,null,{"$f":"G50*INDEX(hy_escalation, MATCH(input_dollars,hy_dates,0))/INDEX(hy_escalation, MATCH(H50,hy_dates,0))","v":5607473.5197347086},0,0,0]
[null,null,"Safety (injury)",null,null,null,{"$f":"G52*INDEX(hy_escalation, MATCH(input_dollars,hy_dates,0))/INDEX(hy_escalation, MATCH(H52,hy_dates,0))","v":0},0,0,0]
[]
[]
[]
[]
[]
[null,"UNPLANNED REPLACEMENT/REPAIR"]
[null,null,"Major failure (replace)",null,null,null,0,{"$f":"input_dollars","v":"2023-12-31"}]
[null,null,"Minor failure (repair)",null,null,null,0,{"$f":"input_dollars","v":"2023-12-31"}]
[]
[null,null,"Premium for failure",null,null,null,0.2]
[]
[]
[]
[]
[]
["Other benefits"]
[]
[null,"ENVIRONMENTAL",null,null,null,null,null,null,null,null,"2026-27","2027-28","2028-29","2029-30","2030-31","2031-32"]
[null,null,"Value of CO2 reductions",null,null,null,null,{"$f":"G35","v":"2023-06-30"},"$/kWh",null,2.4730486797759084E-2,2.2340740091772258E-2,2.0196329122153123E-2,1.806294207659629E-2,1.5913397615084226E-2,1.3715069432539001E-2]
[]
[]
[null,"CUSTOMER VALUE",null,null,null,null,"Value"]
[null,null,{"$f":"Data!B60","v":"Reliability in worst-served areas"},null,null,null,{"$f":"INDEX(Data!$D$60:$D$67,,MATCH(bus,Data!$D$59:$D$59,0))","v":151432.81740793545},{"$f":"custval_date","v":"2023-12-31"},"per MWh"]
[null,null,{"$f":"Data!B61","v":"Network resilience"},null,null,null,24590,"2023-12-31","per MWh"]
[null,null,{"$f":"Data!B62","v":"Enabling solar exports"},null,null,null,88.357719508603083,"2023-12-31","per MWh"]
[null,null,{"$f":"Data!B63","v":"Aesthetics"},null,null,null,0,"2023-12-31","per customer"]
[null,null,{"$f":"Data!B64","v":"Customer value of time - residential"},null,null,null,0.35181336539087127,"2023-12-31","per customer minute"]
[null,null,{"$f":"Data!B65","v":"Customer value of time - business"},null,null,null,0.35181336539087127,"2023-12-31","per customer minute"]
[null,null,{"$f":"Data!B66","v":"Communication"},null,null,null,0,"2023-12-31","per customer"]
[null,null,{"$f":"Data!B67","v":"Information accessibility"},null,null,null,0,"2023-12-31","per customer"]
[]
[]
[]
[]
["Sensitivities"]
[]
[]
[]
[null,null,null,null,null,null,"Capex","Total benefits"]
[null,1,{"$f":"IF(G111=0, \"\", G$110&\" \"&ABS($G111)*100&\"%\"&IF($G111>0, \" higher\", \" lower\"))&IF(AND(G111<>0, H111<>0), \" & \", \"\")&IF(H111=0, \"\", H$110&\" \"&ABS($H111)*100&\"%\"&IF($H111>0, \" higher\", \" lower\"))","v":"Capex 10% higher"},null,null,null,0.1,0]
[null,2,{"$f":"IF(G112=0, \"\", G$110&\" \"&ABS($G112)*100&\"%\"&IF($G112>0, \" higher\", \" lower\"))&IF(AND(G112<>0, H112<>0), \" & \", \"\")&IF(H112=0, \"\", H$110&\" \"&ABS($H112)*100&\"%\"&IF($H112>0, \" higher\", \" lower\"))","v":"Capex 10% lower"},null,null,null,-0.1,0]
[null,3,{"$f":"IF(G113=0, \"\", G$110&\" \"&ABS($G113)*100&\"%\"&IF($G113>0, \" higher\", \" lower\"))&IF(AND(G113<>0, H113<>0), \" & \", \"\")&IF(H113=0, \"\", H$110&\" \"&ABS($H113)*100&\"%\"&IF($H113>0, \" higher\", \" lower\"))","v":"Total benefits 10% higher"},null,null,null,0,0.1]
[null,4,{"$f":"IF(G114=0, \"\", G$110&\" \"&ABS($G114)*100&\"%\"&IF($G114>0, \" higher\", \" lower\"))&IF(AND(G114<>0, H114<>0), \" & \", \"\")&IF(H114=0, \"\", H$110&\" \"&ABS($H114)*100&\"%\"&IF($H114>0, \" higher\", \" lower\"))","v":"Total benefits 10% lower"},null,null,null,0,-0.1]
[null,5,{"$f":"IF(G115=0, \"\", G$110&\" \"&ABS($G115)*100&\"%\"&IF($G115>0, \" higher\", \" lower\"))&IF(AND(G115<>0, H115<>0), \" & \", \"\")&IF(H115=0, \"\", H$110&\" \"&ABS($H115)*100&\"%\"&IF($H115>0, \" higher\", \" lower\"))","v":"Capex 10% higher & Total benefits 10% lower"},null,null,null,0.1,-0.1]

{"sheet":"Option1 (base case)","index":3,"n_rows":121,"n_cols":33,"rows_kept":121,"cut":false,"hidden":false,"merged":[]}
[{"$f":"bus","v":"Powercor"}]
[{"$f":"proj","v":"Mount Cottrell feeder 12"}]
["OPTION 1 (base case)"]
[]
[]
["Count",null,null,null,null,null,null,0,{"$f":"H6+1","v":1},2,3,4,5,6,7,8,9,10,11,12,13,14,15,16,17,18,19,20,21,22,23,24,25]
["Value of CO2 reductions",null,null,null,null,null,"$/MWh",null,{"$f":"IF(ISBLANK(Assumptions!K90), H7,Assumptions!K90*thous_conv)","v":24.730486797759085},{"$f":"IF(ISBLANK(Assumptions!L90), I7,Assumptions!L90*thous_conv)","v":22.340740091772258},{"$f":"IF(ISBLANK(Assumptions!M90), J7,Assumptions!M90*thous_conv)","v":20.196329122153124},{"$f":"IF(ISBLANK(Assumptions!N90), K7,Assumptions!N90*thous_conv)","v":18.06294207659629},{"$f":"IF(ISBLANK(Assumptions!O90), L7,Assumptions!O90*thous_conv)","v":15.913397615084225},{"$f":"IF(ISBLANK(Assumptions!P90), M7,Assumptions!P90*thous_conv)","v":13.715069432539002},{"$f":"IF(ISBLANK(Assumptions!Q90), N7,Assumptions!Q90*thous_conv)","v":13.715069432539002},{"$f":"IF(ISBLANK(Assumptions!R90), O7,Assumptions!R90*thous_conv)","v":13.715069432539002},{"$f":"IF(ISBLANK(Assumptions!S90), P7,Assumptions!S90*thous_conv)","v":13.715069432539002},{"$f":"IF(ISBLANK(Assumptions!T90), Q7,Assumptions!T90*thous_conv)","v":13.715069432539002},{"$f":"IF(ISBLANK(Assumptions!U90), R7,Assumptions!U90*thous_conv)","v":13.715069432539002},{"$f":"IF(ISBLANK(Assumptions!V90), S7,Assumptions!V90*thous_conv)","v":13.715069432539002},{"$f":"IF(ISBLANK(Assumptions!W90), T7,Assumptions!W90*thous_conv)","v":13.715069432539002},{"$f":"IF(ISBLANK(Assumptions!X90), U7,Assumptions!X90*thous_conv)","v":13.715069432539002},{"$f":"IF(ISBLANK(Assumptions!Y90), V7,Assumptions!Y90*thous_conv)","v":13.715069432539002},{"$f":"IF(ISBLANK(Assumptions!Z90), W7,Assumptions!Z90*thous_conv)","v":13.715069432539002},{"$f":"IF(ISBLANK(Assumptions!AA90), X7,Assumptions!AA90*thous_conv)","v":13.715069432539002},{"$f":"IF(ISBLANK(Assumptions!AB90), Y7,Assumptions!AB90*thous_conv)","v":13.715069432539002},{"$f":"IF(ISBLANK(Assumptions!AC90), Z7,Assumptions!AC90*thous_conv)","v":13.715069432539002},{"$f":"IF(ISBLANK(Assumptions!AD90), AA7,Assumptions!AD90*thous_conv)","v":13.715069432539002},{"$f":"IF(ISBLANK(Assumptions!AE90), AB7,Assumptions!AE90*thous_conv)","v":13.715069432539002},{"$f":"IF(ISBLANK(Assumptions!AF90), AC7,Assumptions!AF90*thous_conv)","v":13.715069432539002},{"$f":"IF(ISBLANK(Assumptions!AG90), AD7,Assumptions!AG90*thous_conv)","v":13.715069432539002},{"$f":"IF(ISBLANK(Assumptions!AH90), AE7,Assumptions!AH90*thous_conv)","v":13.715069432539002},{"$f":"IF(ISBLANK(Assumptions!AI90), AF7,Assumptions!AI90*thous_conv)","v":13.715069432539002}]
[]
[null,null,null,null,null,null,"Units",{"$f":"DATE(LEFT(I9,4), 6,30)","v":"2026-06-30"},{"$f":"start","v":"2026-27"},{"$f":"LEFT(I9,4)+1&\"-\"&RIGHT(I9,2)+1","v":"2027-28"},"2028-29","2029-30","2030-31","2031-32","2032-33","2033-34","2034-35","2035-36","2036-37","2037-38","2038-39","2039-40","2040-41","2041-42","2042-43","2043-44","2044-45","2045-46","2046-47","2047-48","2048-49","2049-50","2050-51"]
[]
["INVESTMENT & OPERATING COST"]
[]
[null,null,"Capex",null,"Asset life (yrs)"]
[null,null,"< Enter description >",null,0,null,{"$f":"input_dollars","v":"2023-12-31"},null,0,0,0,0,0,0,0,0,0,0,0,0,0,0,0,0,0,0,0,0,0,0,0,0,0]
[null,null,"< Enter description >",null,0,null,{"$f":"input_dollars","v":"2023-12-31"},null,0,0,0,0,0,0,0,0,0,0,0,0,0,0,0,0,0,0,0,0,0,0,0,0,0]
[null,null,"< Enter description >",null,0,null,{"$f":"input_dollars","v":"2023-12-31"},null,0,0,0,0,0,0,0,0,0,0,0,0,0,0,0,0,0,0,0,0,0,0,0,0,0]
[null,null,"Capital expenditure",null,null,null,{"$f":"input_dollars","v":"2023-12-31"},null,{"$f":"SUM(I14:I16)","v":0},0,0,0,0,0,0,0,0,0,0,0,0,0,0,0,0,0,0,0,{"$f":"SUM(AC14:AC16)","v":0},{"$f":"SUM(AD14:AD16)","v":0},{"$f":"SUM(AE14:AE16)","v":0},{"$f":"SUM(AF14:AF16)","v":0},{"$f":"SUM(AG14:AG16)","v":0}]
[]
[null,null,"Operating expenditure",null,null,null,{"$f":"input_dollars","v":"2023-12-31"},null,0,0,0,0,0,0,0,0,0,0,0,0,0,0,0,0,0,0,0,0,0,0,0,0,0]
[]
[]
["RISK ASSUMPTIONS"]
[]
[null,null,"PoF (major)",null,null,null,null,null,0,0,0,0,0,0,0,0,0,0,0,0,0,0,0,0,0,0,0,0,0,0,0,0,0]
[null,null,"PoF (reparable)",null,null,null,null,null,0,0,0,0,0,0,0,0,0,0,0,0,0,0,0,0,0,0,0,0,0,0,0,0,0]
[]
[]
[null,null,"Energy at risk 10% PoE",null,0.3,null,"MWh",null,{"$f":"SUM('EaR TNA011'!I$10,'EaR TNA013'!I$10,'EaR TNA024'!I$10)","v":4.0908961306752261},{"$f":"SUM('EaR TNA011'!J$10,'EaR TNA013'!J$10,'EaR TNA024'!J$10)","v":10.334191020819848},{"$f":"SUM('EaR TNA011'!K$10,'EaR TNA013'!K$10,'EaR TNA024'!K$10)","v":20.557316999199614},{"$f":"SUM('EaR TNA011'!L$10,'EaR TNA013'!L$10,'EaR TNA024'!L$10)","v":31.473665091692858},{"$f":"SUM('EaR TNA011'!M$10,'EaR TNA013'!M$10,'EaR TNA024'!M$10)","v":46.375652344444788},{"$f":"SUM('EaR TNA011'!N$10,'EaR TNA013'!N$10,'EaR TNA024'!N$10)","v":73.793927595916244},{"$f":"SUM('EaR TNA011'!O$10,'EaR TNA013'!O$10,'EaR TNA024'!O$10)","v":128.18885245653189},{"$f":"SUM('EaR TNA011'!P$10,'EaR TNA013'!P$10,'EaR TNA024'!P$10)","v":183.6689235938527},{"$f":"SUM('EaR TNA011'!Q$10,'EaR TNA013'!Q$10,'EaR TNA024'!Q$10)","v":211.73343513624889},{"$f":"SUM('EaR TNA011'!R$10,'EaR TNA013'!R$10,'EaR TNA024'!R$10)","v":211.73343513624889},{"$f":"SUM('EaR TNA011'!S$10,'EaR TNA013'!S$10,'EaR TNA024'!S$10)","v":211.73343513624889},{"$f":"SUM('EaR TNA011'!T$10,'EaR TNA013'!T$10,'EaR TNA024'!T$10)","v":211.73343513624889},{"$f":"SUM('EaR TNA011'!U$10,'EaR TNA013'!U$10,'EaR TNA024'!U$10)","v":211.73343513624889},{"$f":"SUM('EaR TNA011'!V$10,'EaR TNA013'!V$10,'EaR TNA024'!V$10)","v":211.73343513624889},{"$f":"SUM('EaR TNA011'!W$10,'EaR TNA013'!W$10,'EaR TNA024'!W$10)","v":211.73343513624889},{"$f":"SUM('EaR TNA011'!X$10,'EaR TNA013'!X$10,'EaR TNA024'!X$10)","v":211.73343513624889},{"$f":"SUM('EaR TNA011'!Y$10,'EaR TNA013'!Y$10,'EaR TNA024'!Y$10)","v":211.73343513624889},{"$f":"SUM('EaR TNA011'!Z$10,'EaR TNA013'!Z$10,'EaR TNA024'!Z$10)","v":211.73343513624889},{"$f":"SUM('EaR TNA011'!AA$10,'EaR TNA013'!AA$10,'EaR TNA024'!AA$10)","v":211.73343513624889},{"$f":"SUM('EaR TNA011'!AB$10,'EaR TNA013'!AB$10,'EaR TNA024'!AB$10)","v":211.73343513624889},{"$f":"SUM('EaR TNA011'!AC$10,'EaR TNA013'!AC$10,'EaR TNA024'!AC$10)","v":211.73343513624889},{"$f":"SUM('EaR TNA011'!AD$10,'EaR TNA013'!AD$10,'EaR TNA024'!AD$10)","v":211.73343513624889},{"$f":"SUM('EaR TNA011'!AE$10,'EaR TNA013'!AE$10,'EaR TNA024'!AE$10)","v":0.1215596330275226},{"$f":"SUM('EaR TNA011'!AF$10,'EaR TNA013'!AF$10,'EaR TNA024'!AF$10)","v":0.1215596330275226},{"$f":"AF28","v":0.1215596330275226}]
[null,null,"Energy at risk 50% PoE",null,0.7,null,"MWh",null,{"$f":"SUM('EaR TNA011'!I$9,'EaR TNA013'!I$9,'EaR TNA024'!I$9)","v":0},{"$f":"SUM('EaR TNA011'!J$9,'EaR TNA013'!J$9,'EaR TNA024'!J$9)","v":0.31045364557738497},{"$f":"SUM('EaR TNA011'!K$9,'EaR TNA013'!K$9,'EaR TNA024'!K$9)","v":1.5503461923231066},{"$f":"SUM('EaR TNA011'!L$9,'EaR TNA013'!L$9,'EaR TNA024'!L$9)","v":3.6543957547529478},{"$f":"SUM('EaR TNA011'!M$9,'EaR TNA013'!M$9,'EaR TNA024'!M$9)","v":7.7609889481440693},{"$f":"SUM('EaR TNA011'!N$9,'EaR TNA013'!N$9,'EaR TNA024'!N$9)","v":17.27174903209475},{"$f":"SUM('EaR TNA011'!O$9,'EaR TNA013'!O$9,'EaR TNA024'!O$9)","v":31.391994908849369},{"$f":"SUM('EaR TNA011'!P$9,'EaR TNA013'!P$9,'EaR TNA024'!P$9)","v":46.186191355461361},{"$f":"SUM('EaR TNA011'!Q$9,'EaR TNA013'!Q$9,'EaR TNA024'!Q$9)","v":53.855892718836266},{"$f":"SUM('EaR TNA011'!R$9,'EaR TNA013'!R$9,'EaR TNA024'!R$9)","v":53.855892718836266},{"$f":"SUM('EaR TNA011'!S$9,'EaR TNA013'!S$9,'EaR TNA024'!S$9)","v":53.855892718836266},{"$f":"SUM('EaR TNA011'!T$9,'EaR TNA013'!T$9,'EaR TNA024'!T$9)","v":53.855892718836266},{"$f":"SUM('EaR TNA011'!U$9,'EaR TNA013'!U$9,'EaR TNA024'!U$9)","v":53.855892718836266},{"$f":"SUM('EaR TNA011'!V$9,'EaR TNA013'!V$9,'EaR TNA024'!V$9)","v":53.855892718836266},{"$f":"SUM('EaR TNA011'!W$9,'EaR TNA013'!W$9,'EaR TNA024'!W$9)","v":53.855892718836266},{"$f":"SUM('EaR TNA011'!X$9,'EaR TNA013'!X$9,'EaR TNA024'!X$9)","v":53.855892718836266},{"$f":"SUM('EaR TNA011'!Y$9,'EaR TNA013'!Y$9,'EaR TNA024'!Y$9)","v":53.855892718836266},{"$f":"SUM('EaR TNA011'!Z$9,'EaR TNA013'!Z$9,'EaR TNA024'!Z$9)","v":53.855892718836266},{"$f":"SUM('EaR TNA011'!AA$9,'EaR TNA013'!AA$9,'EaR TNA024'!AA$9)","v":53.855892718836266},{"$f":"SUM('EaR TNA011'!AB$9,'EaR TNA013'!AB$9,'EaR TNA024'!AB$9)","v":53.855892718836266},{"$f":"SUM('EaR TNA011'!AC$9,'EaR TNA013'!AC$9,'EaR TNA024'!AC$9)","v":53.855892718836266},{"$f":"SUM('EaR TNA011'!AD$9,'EaR TNA013'!AD$9,'EaR TNA024'!AD$9)","v":53.855892718836266},{"$f":"SUM('EaR TNA011'!AE$9,'EaR TNA013'!AE$9,'EaR TNA024'!AE$9)","v":0.1215596330275226},{"$f":"SUM('EaR TNA011'!AF$9,'EaR TNA013'!AF$9,'EaR TNA024'!AF$9)","v":0.1215596330275226},{"$f":"AF29","v":0.1215596330275226}]
[]
[null,null,"Energy at risk (weighted)",null,null,null,"MWh",null,{"$f":"SUMPRODUCT(I$28:I$29, $E$28:$E$29)","v":1.2272688392025677},{"$f":"SUMPRODUCT(J$28:J$29, $E$28:$E$29)","v":3.3175748581501239},7.2524374343860591,12.000176555834919,19.345387967034284,34.2284026012412,60.431052173154129,87.431011026978751,101.21915544406005,101.21915544406005,101.21915544406005,101.21915544406005,101.21915544406005,101.21915544406005,101.21915544406005,101.21915544406005,101.21915544406005,101.21915544406005,101.21915544406005,101.21915544406005,101.21915544406005,101.21915544406005,0.1215596330275226,0.1215596330275226,0.1215596330275226]
[null,null,"Energy at risk value","$/MWh",{"$f":"Assumptions!H41*vcr_esc","v":38594.852343307641},{"$f":"IF(AND(SUM(I31:AG31)<>0, E32=0), \"!\", \"\")","v":""},{"$f":"input_dollars","v":"2023-12-31"},null,{"$f":"I31*$E$32","v":47366.259634565664},{"$f":"J31*$E$32","v":128041.31178817383},279906.75190920685,463145.04226607073,746632.39211168862,1321040.1443421913,2332327.5355736041,3374386.960812347,3906538.3586778012,3906538.3586778012,3906538.3586778012,3906538.3586778012,3906538.3586778012,3906538.3586778012,3906538.3586778012,3906538.3586778012,3906538.3586778012,3906538.3586778012,3906538.3586778012,3906538.3586778012,3906538.3586778012,3906538.3586778012,4691.5760876038976,4691.5760876038976,4691.5760876038976]
[]
[null,null,"Safety consequence","(after DF)",null,null,{"$f":"input_dollars","v":"2023-12-31"},null,0,0,0,0,0,0,0,0,0,0,0,0,0,0,0,0,0,0,0,0,0,0,0,0,0]
[null,null,"Unplanned replacements",null,null,null,{"$f":"input_dollars","v":"2023-12-31"},null,0,0,0,0,0,0,0,0,0,0,0,0,0,0,0,0,0,0,0,0,0,0,0,0,0]
[null,null,"Environmental consequence","(after DF)",null,null,{"$f":"input_dollars","v":"2023-12-31"},null,0,0,0,0,0,0,0,0,0,0,0,0,0,0,0,0,0,0,0,0,0,0,0,0,0]
[null,null,"< Other risk - enter description >",null,null,null,{"$f":"input_dollars","v":"2023-12-31"},null,0,0,0,0,0,0,0,0,0,0,0,0,0,0,0,0,0,0,0,0,0,0,0,0,0]
[null,null,"< Other risk - enter description >",null,null,null,{"$f":"input_dollars","v":"2023-12-31"},null,0,0,0,0,0,0,0,0,0,0,0,0,0,0,0,0,0,0,0,0,0,0,0,0,0]
[]
[null,null,"Total risk cost",null,null,null,null,null,{"$f":"SUM(I32:I38)","v":47366.259634565664},{"$f":"SUM(J32:J38)","v":128041.31178817383},279906.75190920685,463145.04226607073,746632.39211168862,1321040.1443421913,2332327.5355736041,3374386.960812347,3906538.3586778012,3906538.3586778012,3906538.3586778012,3906538.3586778012,3906538.3586778012,3906538.3586778012,3906538.3586778012,3906538.3586778012,3906538.3586778012,3906538.3586778012,3906538.3586778012,3906538.3586778012,{"$f":"SUM(AC32:AC38)","v":3906538.3586778012},{"$f":"SUM(AD32:AD38)","v":3906538.3586778012},{"$f":"SUM(AE32:AE38)","v":4691.5760876038976},{"$f":"SUM(AF32:AF38)","v":4691.5760876038976},{"$f":"SUM(AG32:AG38)","v":4691.5760876038976}]
[]
["OTHER BENEFITS"]
[]
[]
[null,null,"Reduction in CO2 emissions",null,null,null,"MWh",null,0,0,0,0,0,0,0,0,0,0,0,0,0,0,0,0,0,0,0,0,0,0,0,0,0]
[null,null,"Value of reduction in CO2 emissions",null,null,null,"$",null,{"$f":"I45*I7","v":0},0,0,0,0,0,0,0,0,0,0,0,0,0,0,0,0,0,0,0,0,0,0,0,0]
[]
[]
[null,null,"Reliability in worst-served areas","$/MWh",{"$f":"Assumptions!G94","v":151432.81740793545},null,"MWh",null,0,0,0,0,0,0,0,0,0,0,0,0,0,0,0,0,0,0,0,0,0,0,0,0,0]
[null,null,"Network resilience","$/MWh",{"$f":"Assumptions!G95","v":24590},null,"MWh",null,0,0,0,0,0,0,0,0,0,0,0,0,0,0,0,0,0,0,0,0,0,0,0,0,0]
[null,null,"Enabling solar exports","$/MWh",{"$f":"Assumptions!G96","v":88.357719508603083},null,"MWh",null,0,0,0,0,0,0,0,0,0,0,0,0,0,0,0,0,0,0,0,0,0,0,0,0,0]
[null,null,"Aesthetics","$/customer",{"$f":"Assumptions!G97","v":0},null,"customers",null,0,0,0,0,0,0,0,0,0,0,0,0,0,0,0,0,0,0,0,0,0,0,0,0,0]
[null,null,"Customer value of time (res)","$/customer min",{"$f":"Assumptions!G98","v":0.35181336539087127},null,"mins",null,0,0,0,0,0,0,0,0,0,0,0,0,0,0,0,0,0,0,0,0,0,0,0,0,0]
[null,null,"Customer value of time (bus)","$/customer min",{"$f":"Assumptions!G99","v":0.35181336539087127},null,"mins",null,0,0,0,0,0,0,0,0,0,0,0,0,0,0,0,0,0,0,0,0,0,0,0,0,0]
[null,null,"Communication","$/customer",{"$f":"Assumptions!G100","v":0},null,"customers",null,0,0,0,0,0,0,0,0,0,0,0,0,0,0,0,0,0,0,0,0,0,0,0,0,0]
[null,null,"Information accessibility","$/customer",{"$f":"Assumptions!G101","v":0},null,"customers",null,0,0,0,0,0,0,0,0,0,0,0,0,0,0,0,0,0,0,0,0,0,0,0,0,0]
[]
[null,null,"Other benefits 1",null,null,null,{"$f":"input_dollars","v":"2023-12-31"},null,0,0,0,0,0,0,0,0,0,0,0,0,0,0,0,0,0,0,0,0,0,0,0,0,0]
[null,null,"Other benefits 2",null,null,null,{"$f":"input_dollars","v":"2023-12-31"},null,0,0,0,0,0,0,0,0,0,0,0,0,0,0,0,0,0,0,0,0,0,0,0,0,0]
[]
[null,null,"Total other benefits",null,null,null,{"$f":"input_dollars","v":"2023-12-31"},null,{"$f":"SUMPRODUCT((I$49:I$56)*($E$49:$E$56))+SUM(I58:I59)+I46","v":0},{"$f":"SUMPRODUCT((J$49:J$56)*($E$49:$E$56))+SUM(J58:J59)+J46","v":0},{"$f":"SUMPRODUCT((K$49:K$56)*($E$49:$E$56))+SUM(K58:K59)+K46","v":0},{"$f":"SUMPRODUCT((L$49:L$56)*($E$49:$E$56))+SUM(L58:L59)+L46","v":0},{"$f":"SUMPRODUCT((M$49:M$56)*($E$49:$E$56))+SUM(M58:M59)+M46","v":0},{"$f":"SUMPRODUCT((N$49:N$56)*($E$49:$E$56))+SUM(N58:N59)+N46","v":0},{"$f":"SUMPRODUCT((O$49:O$56)*($E$49:$E$56))+SUM(O58:O59)+O46","v":0},{"$f":"SUMPRODUCT((P$49:P$56)*($E$49:$E$56))+SUM(P58:P59)+P46","v":0},{"$f":"SUMPRODUCT((Q$49:Q$56)*($E$49:$E$56))+SUM(Q58:Q59)+Q46","v":0},{"$f":"SUMPRODUCT((R$49:R$56)*($E$49:$E$56))+SUM(R58:R59)+R46","v":0},{"$f":"SUMPRODUCT((S$49:S$56)*($E$49:$E$56))+SUM(S58:S59)+S46","v":0},{"$f":"SUMPRODUCT((T$49:T$56)*($E$49:$E$56))+SUM(T58:T59)+T46","v":0},{"$f":"SUMPRODUCT((U$49:U$56)*($E$49:$E$56))+SUM(U58:U59)+U46","v":0},{"$f":"SUMPRODUCT((V$49:V$56)*($E$49:$E$56))+SUM(V58:V59)+V46","v":0},{"$f":"SUMPRODUCT((W$49:W$56)*($E$49:$E$56))+SUM(W58:W59)+W46","v":0},{"$f":"SUMPRODUCT((X$49:X$56)*($E$49:$E$56))+SUM(X58:X59)+X46","v":0},{"$f":"SUMPRODUCT((Y$49:Y$56)*($E$49:$E$56))+SUM(Y58:Y59)+Y46","v":0},{"$f":"SUMPRODUCT((Z$49:Z$56)*($E$49:$E$56))+SUM(Z58:Z59)+Z46","v":0},{"$f":"SUMPRODUCT((AA$49:AA$56)*($E$49:$E$56))+SUM(AA58:AA59)+AA46","v":0},{"$f":"SUMPRODUCT((AB$49:AB$56)*($E$49:$E$56))+SUM(AB58:AB59)+AB46","v":0},{"$f":"SUMPRODUCT((AC$49:AC$56)*($E$49:$E$56))+SUM(AC58:AC59)+AC46","v":0},{"$f":"SUMPRODUCT((AD$49:AD$56)*($E$49:$E$56))+SUM(AD58:AD59)+AD46","v":0},{"$f":"SUMPRODUCT((AE$49:AE$56)*($E$49:$E$56))+SUM(AE58:AE59)+AE46","v":0},{"$f":"SUMPRODUCT((AF$49:AF$56)*($E$49:$E$56))+SUM(AF58:AF59)+AF46","v":0},{"$f":"SUMPRODUCT((AG$49:AG$56)*($E$49:$E$56))+SUM(AG58:AG59)+AG46","v":0}]
[]
[]
["SUMMARY"]
[]
[]
[]
[null,null,"Risks mitigated vs base case",null,null,null,{"$f":"input_dollars","v":"2023-12-31"}]
[]
[null,null,"Capital expenditure"]
[null,null,{"$f":"C14","v":"< Enter description >"},null,null,null,{"$f":"input_dollars","v":"2023-12-31"},null,{"$f":"-I14","v":0},0,0,0,0,0,0,0,0,0,0,0,0,0,0,0,0,0,0,0,0,0,0,0,0]
[null,null,{"$f":"C15","v":"< Enter description >"},null,null,null,{"$f":"input_dollars","v":"2023-12-31"},null,{"$f":"-I15","v":0},0,0,0,0,0,0,0,0,0,0,0,0,0,0,0,0,0,0,0,0,0,0,0,0]
[null,null,{"$f":"C16","v":"< Enter description >"},null,null,null,{"$f":"input_dollars","v":"2023-12-31"},null,{"$f":"-I16","v":0},0,0,0,0,0,0,0,0,0,0,0,0,0,0,0,0,0,0,0,0,0,0,0,0]
[]
[null,null,"Cumulative capex"]
[null,null,{"$f":"C14","v":"< Enter description >"},null,null,null,{"$f":"input_dollars","v":"2023-12-31"},null,{"$f":"SUMPRODUCT(($I71:I71))-SUMPRODUCT(($I71:I71)*($I$6:I$6<=(I$6-$E14)))","v":0},{"$f":"SUMPRODUCT(($I71:J71))-SUMPRODUCT(($I71:J71)*($I$6:J$6<=(J$6-$E14)))","v":0},{"$f":"SUMPRODUCT(($I71:K71))-SUMPRODUCT(($I71:K71)*($I$6:K$6<=(K$6-$E14)))","v":0},{"$f":"SUMPRODUCT(($I71:L71))-SUMPRODUCT(($I71:L71)*($I$6:L$6<=(L$6-$E14)))","v":0},{"$f":"SUMPRODUCT(($I71:M71))-SUMPRODUCT(($I71:M71)*($I$6:M$6<=(M$6-$E14)))","v":0},{"$f":"SUMPRODUCT(($I71:N71))-SUMPRODUCT(($I71:N71)*($I$6:N$6<=(N$6-$E14)))","v":0},{"$f":"SUMPRODUCT(($I71:O71))-SUMPRODUCT(($I71:O71)*($I$6:O$6<=(O$6-$E14)))","v":0},{"$f":"SUMPRODUCT(($I71:P71))-SUMPRODUCT(($I71:P71)*($I$6:P$6<=(P$6-$E14)))","v":0},{"$f":"SUMPRODUCT(($I71:Q71))-SUMPRODUCT(($I71:Q71)*($I$6:Q$6<=(Q$6-$E14)))","v":0},{"$f":"SUMPRODUCT(($I71:R71))-SUMPRODUCT(($I71:R71)*($I$6:R$6<=(R$6-$E14)))","v":0},{"$f":"SUMPRODUCT(($I71:S71))-SUMPRODUCT(($I71:S71)*($I$6:S$6<=(S$6-$E14)))","v":0},{"$f":"SUMPRODUCT(($I71:T71))-SUMPRODUCT(($I71:T71)*($I$6:T$6<=(T$6-$E14)))","v":0},{"$f":"SUMPRODUCT(($I71:U71))-SUMPRODUCT(($I71:U71)*($I$6:U$6<=(U$6-$E14)))","v":0},{"$f":"SUMPRODUCT(($I71:V71))-SUMPRODUCT(($I71:V71)*($I$6:V$6<=(V$6-$E14)))","v":0},{"$f":"SUMPRODUCT(($I71:W71))-SUMPRODUCT(($I71:W71)*($I$6:W$6<=(W$6-$E14)))","v":0},{"$f":"SUMPRODUCT(($I71:X71))-SUMPRODUCT(($I71:X71)*($I$6:X$6<=(X$6-$E14)))","v":0},{"$f":"SUMPRODUCT(($I71:Y71))-SUMPRODUCT(($I71:Y71)*($I$6:Y$6<=(Y$6-$E14)))","v":0},{"$f":"SUMPRODUCT(($I71:Z71))-SUMPRODUCT(($I71:Z71)*($I$6:Z$6<=(Z$6-$E14)))","v":0},{"$f":"SUMPRODUCT(($I71:AA71))-SUMPRODUCT(($I71:AA71)*($I$6:AA$6<=(AA$6-$E14)))","v":0},{"$f":"SUMPRODUCT(($I71:AB71))-SUMPRODUCT(($I71:AB71)*($I$6:AB$6<=(AB$6-$E14)))","v":0},{"$f":"SUMPRODUCT(($I71:AC71))-SUMPRODUCT(($I71:AC71)*($I$6:AC$6<=(AC$6-$E14)))","v":0},{"$f":"SUMPRODUCT(($I71:AD71))-SUMPRODUCT(($I71:AD71)*($I$6:AD$6<=(AD$6-$E14)))","v":0},{"$f":"SUMPRODUCT(($I71:AE71))-SUMPRODUCT(($I71:AE71)*($I$6:AE$6<=(AE$6-$E14)))","v":0},{"$f":"SUMPRODUCT(($I71:AF71))-SUMPRODUCT(($I71:AF71)*($I$6:AF$6<=(AF$6-$E14)))","v":0},{"$f":"SUMPRODUCT(($I71:AG71))-SUMPRODUCT(($I71:AG71)*($I$6:AG$6<=(AG$6-$E14)))","v":0}]
[null,null,{"$f":"C15","v":"< Enter description >"},null,null,null,{"$f":"input_dollars","v":"2023-12-31"},null,{"$f":"SUMPRODUCT(($I72:I72))-SUMPRODUCT(($I72:I72)*($I$6:I$6<=(I$6-$E15)))","v":0},{"$f":"SUMPRODUCT(($I72:J72))-SUMPRODUCT(($I72:J72)*($I$6:J$6<=(J$6-$E15)))","v":0},{"$f":"SUMPRODUCT(($I72:K72))-SUMPRODUCT(($I72:K72)*($I$6:K$6<=(K$6-$E15)))","v":0},{"$f":"SUMPRODUCT(($I72:L72))-SUMPRODUCT(($I72:L72)*($I$6:L$6<=(L$6-$E15)))","v":0},{"$f":"SUMPRODUCT(($I72:M72))-SUMPRODUCT(($I72:M72)*($I$6:M$6<=(M$6-$E15)))","v":0},{"$f":"SUMPRODUCT(($I72:N72))-SUMPRODUCT(($I72:N72)*($I$6:N$6<=(N$6-$E15)))","v":0},{"$f":"SUMPRODUCT(($I72:O72))-SUMPRODUCT(($I72:O72)*($I$6:O$6<=(O$6-$E15)))","v":0},{"$f":"SUMPRODUCT(($I72:P72))-SUMPRODUCT(($I72:P72)*($I$6:P$6<=(P$6-$E15)))","v":0},{"$f":"SUMPRODUCT(($I72:Q72))-SUMPRODUCT(($I72:Q72)*($I$6:Q$6<=(Q$6-$E15)))","v":0},{"$f":"SUMPRODUCT(($I72:R72))-SUMPRODUCT(($I72:R72)*($I$6:R$6<=(R$6-$E15)))","v":0},{"$f":"SUMPRODUCT(($I72:S72))-SUMPRODUCT(($I72:S72)*($I$6:S$6<=(S$6-$E15)))","v":0},{"$f":"SUMPRODUCT(($I72:T72))-SUMPRODUCT(($I72:T72)*($I$6:T$6<=(T$6-$E15)))","v":0},{"$f":"SUMPRODUCT(($I72:U72))-SUMPRODUCT(($I72:U72)*($I$6:U$6<=(U$6-$E15)))","v":0},{"$f":"SUMPRODUCT(($I72:V72))-SUMPRODUCT(($I72:V72)*($I$6:V$6<=(V$6-$E15)))","v":0},{"$f":"SUMPRODUCT(($I72:W72))-SUMPRODUCT(($I72:W72)*($I$6:W$6<=(W$6-$E15)))","v":0},{"$f":"SUMPRODUCT(($I72:X72))-SUMPRODUCT(($I72:X72)*($I$6:X$6<=(X$6-$E15)))","v":0},{"$f":"SUMPRODUCT(($I72:Y72))-SUMPRODUCT(($I72:Y72)*($I$6:Y$6<=(Y$6-$E15)))","v":0},{"$f":"SUMPRODUCT(($I72:Z72))-SUMPRODUCT(($I72:Z72)*($I$6:Z$6<=(Z$6-$E15)))","v":0},{"$f":"SUMPRODUCT(($I72:AA72))-SUMPRODUCT(($I72:AA72)*($I$6:AA$6<=(AA$6-$E15)))","v":0},{"$f":"SUMPRODUCT(($I72:AB72))-SUMPRODUCT(($I72:AB72)*($I$6:AB$6<=(AB$6-$E15)))","v":0},{"$f":"SUMPRODUCT(($I72:AC72))-SUMPRODUCT(($I72:AC72)*($I$6:AC$6<=(AC$6-$E15)))","v":0},{"$f":"SUMPRODUCT(($I72:AD72))-SUMPRODUCT(($I72:AD72)*($I$6:AD$6<=(AD$6-$E15)))","v":0},{"$f":"SUMPRODUCT(($I72:AE72))-SUMPRODUCT(($I72:AE72)*($I$6:AE$6<=(AE$6-$E15)))","v":0},{"$f":"SUMPRODUCT(($I72:AF72))-SUMPRODUCT(($I72:AF72)*($I$6:AF$6<=(AF$6-$E15)))","v":0},{"$f":"SUMPRODUCT(($I72:AG72))-SUMPRODUCT(($I72:AG72)*($I$6:AG$6<=(AG$6-$E15)))","v":0}]
[null,null,{"$f":"C16","v":"< Enter description >"},null,null,null,{"$f":"input_dollars","v":"2023-12-31"},null,{"$f":"SUMPRODUCT(($I73:I73))-SUMPRODUCT(($I73:I73)*($I$6:I$6<=(I$6-$E16)))","v":0},{"$f":"SUMPRODUCT(($I73:J73))-SUMPRODUCT(($I73:J73)*($I$6:J$6<=(J$6-$E16)))","v":0},{"$f":"SUMPRODUCT(($I73:K73))-SUMPRODUCT(($I73:K73)*($I$6:K$6<=(K$6-$E16)))","v":0},{"$f":"SUMPRODUCT(($I73:L73))-SUMPRODUCT(($I73:L73)*($I$6:L$6<=(L$6-$E16)))","v":0},{"$f":"SUMPRODUCT(($I73:M73))-SUMPRODUCT(($I73:M73)*($I$6:M$6<=(M$6-$E16)))","v":0},{"$f":"SUMPRODUCT(($I73:N73))-SUMPRODUCT(($I73:N73)*($I$6:N$6<=(N$6-$E16)))","v":0},{"$f":"SUMPRODUCT(($I73:O73))-SUMPRODUCT(($I73:O73)*($I$6:O$6<=(O$6-$E16)))","v":0},{"$f":"SUMPRODUCT(($I73:P73))-SUMPRODUCT(($I73:P73)*($I$6:P$6<=(P$6-$E16)))","v":0},{"$f":"SUMPRODUCT(($I73:Q73))-SUMPRODUCT(($I73:Q73)*($I$6:Q$6<=(Q$6-$E16)))","v":0},{"$f":"SUMPRODUCT(($I73:R73))-SUMPRODUCT(($I73:R73)*($I$6:R$6<=(R$6-$E16)))","v":0},{"$f":"SUMPRODUCT(($I73:S73))-SUMPRODUCT(($I73:S73)*($I$6:S$6<=(S$6-$E16)))","v":0},{"$f":"SUMPRODUCT(($I73:T73))-SUMPRODUCT(($I73:T73)*($I$6:T$6<=(T$6-$E16)))","v":0},{"$f":"SUMPRODUCT(($I73:U73))-SUMPRODUCT(($I73:U73)*($I$6:U$6<=(U$6-$E16)))","v":0},{"$f":"SUMPRODUCT(($I73:V73))-SUMPRODUCT(($I73:V73)*($I$6:V$6<=(V$6-$E16)))","v":0},{"$f":"SUMPRODUCT(($I73:W73))-SUMPRODUCT(($I73:W73)*($I$6:W$6<=(W$6-$E16)))","v":0},{"$f":"SUMPRODUCT(($I73:X73))-SUMPRODUCT(($I73:X73)*($I$6:X$6<=(X$6-$E16)))","v":0},{"$f":"SUMPRODUCT(($I73:Y73))-SUMPRODUCT(($I73:Y73)*($I$6:Y$6<=(Y$6-$E16)))","v":0},{"$f":"SUMPRODUCT(($I73:Z73))-SUMPRODUCT(($I73:Z73)*($I$6:Z$6<=(Z$6-$E16)))","v":0},{"$f":"SUMPRODUCT(($I73:AA73))-SUMPRODUCT(($I73:AA73)*($I$6:AA$6<=(AA$6-$E16)))","v":0},{"$f":"SUMPRODUCT(($I73:AB73))-SUMPRODUCT(($I73:AB73)*($I$6:AB$6<=(AB$6-$E16)))","v":0},{"$f":"SUMPRODUCT(($I73:AC73))-SUMPRODUCT(($I73:AC73)*($I$6:AC$6<=(AC$6-$E16)))","v":0},{"$f":"SUMPRODUCT(($I73:AD73))-SUMPRODUCT(($I73:AD73)*($I$6:AD$6<=(AD$6-$E16)))","v":0},{"$f":"SUMPRODUCT(($I73:AE73))-SUMPRODUCT(($I73:AE73)*($I$6:AE$6<=(AE$6-$E16)))","v":0},{"$f":"SUMPRODUCT(($I73:AF73))-SUMPRODUCT(($I73:AF73)*($I$6:AF$6<=(AF$6-$E16)))","v":0},{"$f":"SUMPRODUCT(($I73:AG73))-SUMPRODUCT(($I73:AG73)*($I$6:AG$6<=(AG$6-$E16)))","v":0}]
[]
[null,null,"Annualised capex"]
[null,null,{"$f":"$C$80&\" - \"&C14","v":"Annualised capex - < Enter description >"},null,null,null,{"$f":"input_dollars","v":"2023-12-31"},null,{"$f":"IF($E14=0,0,-PMT(real_disc, $E14,H76,))","v":0},0,0,0,0,0,0,0,0,0,0,0,0,0,0,0,0,0,0,0,0,0,0,0,0]
[null,null,{"$f":"$C$80&\" - \"&C15","v":"Annualised capex - < Enter description >"},null,null,null,{"$f":"input_dollars","v":"2023-12-31"},null,{"$f":"IF($E15=0,0,-PMT(real_disc, $E15,H77,))","v":0},0,0,0,0,0,0,0,0,0,0,0,0,0,0,0,0,0,0,0,0,0,0,0,0]
[null,null,{"$f":"$C$80&\" - \"&C16","v":"Annualised capex - < Enter description >"},null,null,null,{"$f":"input_dollars","v":"2023-12-31"},null,{"$f":"IF($E16=0,0,-PMT(real_disc, $E16,H78,))","v":0},0,0,0,0,0,0,0,0,0,0,0,0,0,0,0,0,0,0,0,0,0,0,0,0]
[null,null,"Total annualised capex",null,null,null,{"$f":"input_dollars","v":"2023-12-31"},null,{"$f":"SUM(I81:I83)","v":0},{"$f":"SUM(J81:J83)","v":0},0,0,0,0,0,0,0,0,0,0,0,0,0,0,0,0,0,0,{"$f":"SUM(AC81:AC83)","v":0},{"$f":"SUM(AD81:AD83)","v":0},{"$f":"SUM(AE81:AE83)","v":0},{"$f":"SUM(AF81:AF83)","v":0},{"$f":"SUM(AG81:AG83)","v":0}]
[]
[null,null,"Annualised capex",null,null,null,{"$f":"input_dollars","v":"2023-12-31"},null,{"$f":"I84","v":0},{"$f":"J84","v":0},0,0,0,0,0,0,0,0,0,0,0,0,0,0,0,0,0,0,{"$f":"AC84","v":0},{"$f":"AD84","v":0},{"$f":"AE84","v":0},{"$f":"AF84","v":0},{"$f":"AG84","v":0}]
[null,null,"Operating expenditure",null,null,null,"2023-12-31",null,{"$f":"-I19","v":0},0,0,0,0,0,0,0,0,0,0,0,0,0,0,0,0,0,0,0,0,0,0,0,0]
[null,null,"Risk mitigated",null,null,null,"2023-12-31",null,{"$f":"I68","v":0},{"$f":"J68","v":0},0,0,0,0,0,0,0,0,0,0,0,0,0,0,0,0,0,0,{"$f":"AC68","v":0},{"$f":"AD68","v":0},{"$f":"AE68","v":0},{"$f":"AF68","v":0},{"$f":"AG68","v":0}]
[null,null,"Other benefits value",null,null,null,"2023-12-31",null,{"$f":"I61","v":0},0,0,0,0,0,0,0,0,0,0,0,0,0,0,0,0,0,0,0,0,0,0,0,0]
[]
[null,null,"Net benefits",null,null,null,"2023-12-31",null,{"$f":"SUM(I86:I90)","v":0},0,0,0,0,0,0,0,0,0,0,0,0,0,0,0,0,0,0,0,{"$f":"SUM(AC86:AC90)","v":0},{"$f":"SUM(AD86:AD90)","v":0},{"$f":"SUM(AE86:AE90)","v":0},{"$f":"SUM(AF86:AF90)","v":0},{"$f":"SUM(AG86:AG90)","v":0}]
[]
[]
[]
[]
[]
[]
[]
[]
[]
[]
[]
[]
[]
[]
["SENSITIVITIES"]
[]
[]
[]
["NPV",null,"Net benefits",null,null,null,{"$f":"PROPER($A$3)&A110","v":"Option 1 (Base Case)NPV"},null,{"$f":"I91","v":0},{"$f":"J91","v":0},0,0,0,0,0,0,0,0,0,0,0,0,0,0,0,0,0,0,0,0,0,0,0]
[null,null,"Total annualised capex",null,null,null,null,null,{"$f":"I86","v":0},{"$f":"J86","v":0},0,0,0,0,0,0,0,0,0,0,0,0,0,0,0,0,0,0,0,0,0,0,0]
[null,null,"Total benefits",null,null,null,null,null,{"$f":"SUM(I88:I89)","v":0},{"$f":"SUM(J88:J89)","v":0},0,0,0,0,0,0,0,0,0,0,0,0,0,0,0,0,0,0,0,0,0,0,0]
[null,null,null,{"$f":"Assumptions!G110","v":"Capex"},{"$f":"Assumptions!H110","v":"Total benefits"}]
[{"$f":"\"sens\"&Assumptions!B111","v":"sens1"},null,{"$f":"Assumptions!C111","v":"Capex 10% higher"},{"$f":"Assumptions!G111","v":0.1},{"$f":"Assumptions!H111","v":0},null,{"$f":"PROPER($A$3)&A114","v":"Option 1 (Base Case)sens1"},null,{"$f":"I$110+IF($C114<>0,SUMPRODUCT((I$111:I$112)*TRANSPOSE(($D114:$E114))),0)","v":0},{"$f":"J$110+IF($C114<>0,SUMPRODUCT((J$111:J$112)*TRANSPOSE(($D114:$E114))),0)","v":0},{"$f":"K$110+IF($C114<>0,SUMPRODUCT((K$111:K$112)*TRANSPOSE(($D114:$E114))),0)","v":0},{"$f":"L$110+IF($C114<>0,SUMPRODUCT((L$111:L$112)*TRANSPOSE(($D114:$E114))),0)","v":0},{"$f":"M$110+IF($C114<>0,SUMPRODUCT((M$111:M$112)*TRANSPOSE(($D114:$E114))),0)","v":0},{"$f":"N$110+IF($C114<>0,SUMPRODUCT((N$111:N$112)*TRANSPOSE(($D114:$E114))),0)","v":0},{"$f":"O$110+IF($C114<>0,SUMPRODUCT((O$111:O$112)*TRANSPOSE(($D114:$E114))),0)","v":0},{"$f":"P$110+IF($C114<>0,SUMPRODUCT((P$111:P$112)*TRANSPOSE(($D114:$E114))),0)","v":0},{"$f":"Q$110+IF($C114<>0,SUMPRODUCT((Q$111:Q$112)*TRANSPOSE(($D114:$E114))),0)","v":0},{"$f":"R$110+IF($C114<>0,SUMPRODUCT((R$111:R$112)*TRANSPOSE(($D114:$E114))),0)","v":0},{"$f":"S$110+IF($C114<>0,SUMPRODUCT((S$111:S$112)*TRANSPOSE(($D114:$E114))),0)","v":0},{"$f":"T$110+IF($C114<>0,SUMPRODUCT((T$111:T$112)*TRANSPOSE(($D114:$E114))),0)","v":0},{"$f":"U$110+IF($C114<>0,SUMPRODUCT((U$111:U$112)*TRANSPOSE(($D114:$E114))),0)","v":0},{"$f":"V$110+IF($C114<>0,SUMPRODUCT((V$111:V$112)*TRANSPOSE(($D114:$E114))),0)","v":0},{"$f":"W$110+IF($C114<>0,SUMPRODUCT((W$111:W$112)*TRANSPOSE(($D114:$E114))),0)","v":0},{"$f":"X$110+IF($C114<>0,SUMPRODUCT((X$111:X$112)*TRANSPOSE(($D114:$E114))),0)","v":0},{"$f":"Y$110+IF($C114<>0,SUMPRODUCT((Y$111:Y$112)*TRANSPOSE(($D114:$E114))),0)","v":0},{"$f":"Z$110+IF($C114<>0,SUMPRODUCT((Z$111:Z$112)*TRANSPOSE(($D114:$E114))),0)","v":0},{"$f":"AA$110+IF($C114<>0,SUMPRODUCT((AA$111:AA$112)*TRANSPOSE(($D114:$E114))),0)","v":0},{"$f":"AB$110+IF($C114<>0,SUMPRODUCT((AB$111:AB$112)*TRANSPOSE(($D114:$E114))),0)","v":0},{"$f":"AC$110+IF($C114<>0,SUMPRODUCT((AC$111:AC$112)*TRANSPOSE(($D114:$E114))),0)","v":0},{"$f":"AD$110+IF($C114<>0,SUMPRODUCT((AD$111:AD$112)*TRANSPOSE(($D114:$E114))),0)","v":0},{"$f":"AE$110+IF($C114<>0,SUMPRODUCT((AE$111:AE$112)*TRANSPOSE(($D114:$E114))),0)","v":0},{"$f":"AF$110+IF($C114<>0,SUMPRODUCT((AF$111:AF$112)*TRANSPOSE(($D114:$E114))),0)","v":0},{"$f":"AG$110+IF($C114<>0,SUMPRODUCT((AG$111:AG$112)*TRANSPOSE(($D114:$E114))),0)","v":0}]
[{"$f":"\"sens\"&Assumptions!B112","v":"sens2"},null,{"$f":"Assumptions!C112","v":"Capex 10% lower"},{"$f":"Assumptions!G112","v":-0.1},{"$f":"Assumptions!H112","v":0},null,{"$f":"PROPER($A$3)&A115","v":"Option 1 (Base Case)sens2"},null,{"$f":"I$110+IF($C115<>0,SUMPRODUCT((I$111:I$112)*TRANSPOSE(($D115:$E115))),0)","v":0},{"$f":"J$110+IF($C115<>0,SUMPRODUCT((J$111:J$112)*TRANSPOSE(($D115:$E115))),0)","v":0},{"$f":"K$110+IF($C115<>0,SUMPRODUCT((K$111:K$112)*TRANSPOSE(($D115:$E115))),0)","v":0},{"$f":"L$110+IF($C115<>0,SUMPRODUCT((L$111:L$112)*TRANSPOSE(($D115:$E115))),0)","v":0},{"$f":"M$110+IF($C115<>0,SUMPRODUCT((M$111:M$112)*TRANSPOSE(($D115:$E115))),0)","v":0},{"$f":"N$110+IF($C115<>0,SUMPRODUCT((N$111:N$112)*TRANSPOSE(($D115:$E115))),0)","v":0},{"$f":"O$110+IF($C115<>0,SUMPRODUCT((O$111:O$112)*TRANSPOSE(($D115:$E115))),0)","v":0},{"$f":"P$110+IF($C115<>0,SUMPRODUCT((P$111:P$112)*TRANSPOSE(($D115:$E115))),0)","v":0},{"$f":"Q$110+IF($C115<>0,SUMPRODUCT((Q$111:Q$112)*TRANSPOSE(($D115:$E115))),0)","v":0},{"$f":"R$110+IF($C115<>0,SUMPRODUCT((R$111:R$112)*TRANSPOSE(($D115:$E115))),0)","v":0},{"$f":"S$110+IF($C115<>0,SUMPRODUCT((S$111:S$112)*TRANSPOSE(($D115:$E115))),0)","v":0},{"$f":"T$110+IF($C115<>0,SUMPRODUCT((T$111:T$112)*TRANSPOSE(($D115:$E115))),0)","v":0},{"$f":"U$110+IF($C115<>0,SUMPRODUCT((U$111:U$112)*TRANSPOSE(($D115:$E115))),0)","v":0},{"$f":"V$110+IF($C115<>0,SUMPRODUCT((V$111:V$112)*TRANSPOSE(($D115:$E115))),0)","v":0},{"$f":"W$110+IF($C115<>0,SUMPRODUCT((W$111:W$112)*TRANSPOSE(($D115:$E115))),0)","v":0},{"$f":"X$110+IF($C115<>0,SUMPRODUCT((X$111:X$112)*TRANSPOSE(($D115:$E115))),0)","v":0},{"$f":"Y$110+IF($C115<>0,SUMPRODUCT((Y$111:Y$112)*TRANSPOSE(($D115:$E115))),0)","v":0},{"$f":"Z$110+IF($C115<>0,SUMPRODUCT((Z$111:Z$112)*TRANSPOSE(($D115:$E115))),0)","v":0},{"$f":"AA$110+IF($C115<>0,SUMPRODUCT((AA$111:AA$112)*TRANSPOSE(($D115:$E115))),0)","v":0},{"$f":"AB$110+IF($C115<>0,SUMPRODUCT((AB$111:AB$112)*TRANSPOSE(($D115:$E115))),0)","v":0},{"$f":"AC$110+IF($C115<>0,SUMPRODUCT((AC$111:AC$112)*TRANSPOSE(($D115:$E115))),0)","v":0},{"$f":"AD$110+IF($C115<>0,SUMPRODUCT((AD$111:AD$112)*TRANSPOSE(($D115:$E115))),0)","v":0},{"$f":"AE$110+IF($C115<>0,SUMPRODUCT((AE$111:AE$112)*TRANSPOSE(($D115:$E115))),0)","v":0},{"$f":"AF$110+IF($C115<>0,SUMPRODUCT((AF$111:AF$112)*TRANSPOSE(($D115:$E115))),0)","v":0},{"$f":"AG$110+IF($C115<>0,SUMPRODUCT((AG$111:AG$112)*TRANSPOSE(($D115:$E115))),0)","v":0}]
[{"$f":"\"sens\"&Assumptions!B113","v":"sens3"},null,{"$f":"Assumptions!C113","v":"Total benefits 10% higher"},{"$f":"Assumptions!G113","v":0},{"$f":"Assumptions!H113","v":0.1},null,"Option 1 (Base Case)sens3",null,{"$f":"I$110+IF($C116<>0,SUMPRODUCT((I$111:I$112)*TRANSPOSE(($D116:$E116))),0)","v":0},{"$f":"J$110+IF($C116<>0,SUMPRODUCT((J$111:J$112)*TRANSPOSE(($D116:$E116))),0)","v":0},{"$f":"K$110+IF($C116<>0,SUMPRODUCT((K$111:K$112)*TRANSPOSE(($D116:$E116))),0)","v":0},{"$f":"L$110+IF($C116<>0,SUMPRODUCT((L$111:L$112)*TRANSPOSE(($D116:$E116))),0)","v":0},{"$f":"M$110+IF($C116<>0,SUMPRODUCT((M$111:M$112)*TRANSPOSE(($D116:$E116))),0)","v":0},{"$f":"N$110+IF($C116<>0,SUMPRODUCT((N$111:N$112)*TRANSPOSE(($D116:$E116))),0)","v":0},{"$f":"O$110+IF($C116<>0,SUMPRODUCT((O$111:O$112)*TRANSPOSE(($D116:$E116))),0)","v":0},{"$f":"P$110+IF($C116<>0,SUMPRODUCT((P$111:P$112)*TRANSPOSE(($D116:$E116))),0)","v":0},{"$f":"Q$110+IF($C116<>0,SUMPRODUCT((Q$111:Q$112)*TRANSPOSE(($D116:$E116))),0)","v":0},{"$f":"R$110+IF($C116<>0,SUMPRODUCT((R$111:R$112)*TRANSPOSE(($D116:$E116))),0)","v":0},{"$f":"S$110+IF($C116<>0,SUMPRODUCT((S$111:S$112)*TRANSPOSE(($D116:$E116))),0)","v":0},{"$f":"T$110+IF($C116<>0,SUMPRODUCT((T$111:T$112)*TRANSPOSE(($D116:$E116))),0)","v":0},{"$f":"U$110+IF($C116<>0,SUMPRODUCT((U$111:U$112)*TRANSPOSE(($D116:$E116))),0)","v":0},{"$f":"V$110+IF($C116<>0,SUMPRODUCT((V$111:V$112)*TRANSPOSE(($D116:$E116))),0)","v":0},{"$f":"W$110+IF($C116<>0,SUMPRODUCT((W$111:W$112)*TRANSPOSE(($D116:$E116))),0)","v":0},{"$f":"X$110+IF($C116<>0,SUMPRODUCT((X$111:X$112)*TRANSPOSE(($D116:$E116))),0)","v":0},{"$f":"Y$110+IF($C116<>0,SUMPRODUCT((Y$111:Y$112)*TRANSPOSE(($D116:$E116))),0)","v":0},{"$f":"Z$110+IF($C116<>0,SUMPRODUCT((Z$111:Z$112)*TRANSPOSE(($D116:$E116))),0)","v":0},{"$f":"AA$110+IF($C116<>0,SUMPRODUCT((AA$111:AA$112)*TRANSPOSE(($D116:$E116))),0)","v":0},{"$f":"AB$110+IF($C116<>0,SUMPRODUCT((AB$111:AB$112)*TRANSPOSE(($D116:$E116))),0)","v":0},{"$f":"AC$110+IF($C116<>0,SUMPRODUCT((AC$111:AC$112)*TRANSPOSE(($D116:$E116))),0)","v":0},{"$f":"AD$110+IF($C116<>0,SUMPRODUCT((AD$111:AD$112)*TRANSPOSE(($D116:$E116))),0)","v":0},{"$f":"AE$110+IF($C116<>0,SUMPRODUCT((AE$111:AE$112)*TRANSPOSE(($D116:$E116))),0)","v":0},{"$f":"AF$110+IF($C116<>0,SUMPRODUCT((AF$111:AF$112)*TRANSPOSE(($D116:$E116))),0)","v":0},{"$f":"AG$110+IF($C116<>0,SUMPRODUCT((AG$111:AG$112)*TRANSPOSE(($D116:$E116))),0)","v":0}]
[{"$f":"\"sens\"&Assumptions!B114","v":"sens4"},null,{"$f":"Assumptions!C114","v":"Total benefits 10% lower"},{"$f":"Assumptions!G114","v":0},{"$f":"Assumptions!H114","v":-0.1},null,"Option 1 (Base Case)sens4",null,{"$f":"I$110+IF($C117<>0,SUMPRODUCT((I$111:I$112)*TRANSPOSE(($D117:$E117))),0)","v":0},{"$f":"J$110+IF($C117<>0,SUMPRODUCT((J$111:J$112)*TRANSPOSE(($D117:$E117))),0)","v":0},{"$f":"K$110+IF($C117<>0,SUMPRODUCT((K$111:K$112)*TRANSPOSE(($D117:$E117))),0)","v":0},{"$f":"L$110+IF($C117<>0,SUMPRODUCT((L$111:L$112)*TRANSPOSE(($D117:$E117))),0)","v":0},{"$f":"M$110+IF($C117<>0,SUMPRODUCT((M$111:M$112)*TRANSPOSE(($D117:$E117))),0)","v":0},{"$f":"N$110+IF($C117<>0,SUMPRODUCT((N$111:N$112)*TRANSPOSE(($D117:$E117))),0)","v":0},{"$f":"O$110+IF($C117<>0,SUMPRODUCT((O$111:O$112)*TRANSPOSE(($D117:$E117))),0)","v":0},{"$f":"P$110+IF($C117<>0,SUMPRODUCT((P$111:P$112)*TRANSPOSE(($D117:$E117))),0)","v":0},{"$f":"Q$110+IF($C117<>0,SUMPRODUCT((Q$111:Q$112)*TRANSPOSE(($D117:$E117))),0)","v":0},{"$f":"R$110+IF($C117<>0,SUMPRODUCT((R$111:R$112)*TRANSPOSE(($D117:$E117))),0)","v":0},{"$f":"S$110+IF($C117<>0,SUMPRODUCT((S$111:S$112)*TRANSPOSE(($D117:$E117))),0)","v":0},{"$f":"T$110+IF($C117<>0,SUMPRODUCT((T$111:T$112)*TRANSPOSE(($D117:$E117))),0)","v":0},{"$f":"U$110+IF($C117<>0,SUMPRODUCT((U$111:U$112)*TRANSPOSE(($D117:$E117))),0)","v":0},{"$f":"V$110+IF($C117<>0,SUMPRODUCT((V$111:V$112)*TRANSPOSE(($D117:$E117))),0)","v":0},{"$f":"W$110+IF($C117<>0,SUMPRODUCT((W$111:W$112)*TRANSPOSE(($D117:$E117))),0)","v":0},{"$f":"X$110+IF($C117<>0,SUMPRODUCT((X$111:X$112)*TRANSPOSE(($D117:$E117))),0)","v":0},{"$f":"Y$110+IF($C117<>0,SUMPRODUCT((Y$111:Y$112)*TRANSPOSE(($D117:$E117))),0)","v":0},{"$f":"Z$110+IF($C117<>0,SUMPRODUCT((Z$111:Z$112)*TRANSPOSE(($D117:$E117))),0)","v":0},{"$f":"AA$110+IF($C117<>0,SUMPRODUCT((AA$111:AA$112)*TRANSPOSE(($D117:$E117))),0)","v":0},{"$f":"AB$110+IF($C117<>0,SUMPRODUCT((AB$111:AB$112)*TRANSPOSE(($D117:$E117))),0)","v":0},{"$f":"AC$110+IF($C117<>0,SUMPRODUCT((AC$111:AC$112)*TRANSPOSE(($D117:$E117))),0)","v":0},{"$f":"AD$110+IF($C117<>0,SUMPRODUCT((AD$111:AD$112)*TRANSPOSE(($D117:$E117))),0)","v":0},{"$f":"AE$110+IF($C117<>0,SUMPRODUCT((AE$111:AE$112)*TRANSPOSE(($D117:$E117))),0)","v":0},{"$f":"AF$110+IF($C117<>0,SUMPRODUCT((AF$111:AF$112)*TRANSPOSE(($D117:$E117))),0)","v":0},{"$f":"AG$110+IF($C117<>0,SUMPRODUCT((AG$111:AG$112)*TRANSPOSE(($D117:$E117))),0)","v":0}]
[{"$f":"\"sens\"&Assumptions!B115","v":"sens5"},null,{"$f":"Assumptions!C115","v":"Capex 10% higher & Total benefits 10% lower"},{"$f":"Assumptions!G115","v":0.1},{"$f":"Assumptions!H115","v":-0.1},null,"Option 1 (Base Case)sens5",null,{"$f":"I$110+IF($C118<>0,SUMPRODUCT((I$111:I$112)*TRANSPOSE(($D118:$E118))),0)","v":0},{"$f":"J$110+IF($C118<>0,SUMPRODUCT((J$111:J$112)*TRANSPOSE(($D118:$E118))),0)","v":0},{"$f":"K$110+IF($C118<>0,SUMPRODUCT((K$111:K$112)*TRANSPOSE(($D118:$E118))),0)","v":0},{"$f":"L$110+IF($C118<>0,SUMPRODUCT((L$111:L$112)*TRANSPOSE(($D118:$E118))),0)","v":0},{"$f":"M$110+IF($C118<>0,SUMPRODUCT((M$111:M$112)*TRANSPOSE(($D118:$E118))),0)","v":0},{"$f":"N$110+IF($C118<>0,SUMPRODUCT((N$111:N$112)*TRANSPOSE(($D118:$E118))),0)","v":0},{"$f":"O$110+IF($C118<>0,SUMPRODUCT((O$111:O$112)*TRANSPOSE(($D118:$E118))),0)","v":0},{"$f":"P$110+IF($C118<>0,SUMPRODUCT((P$111:P$112)*TRANSPOSE(($D118:$E118))),0)","v":0},{"$f":"Q$110+IF($C118<>0,SUMPRODUCT((Q$111:Q$112)*TRANSPOSE(($D118:$E118))),0)","v":0},{"$f":"R$110+IF($C118<>0,SUMPRODUCT((R$111:R$112)*TRANSPOSE(($D118:$E118))),0)","v":0},{"$f":"S$110+IF($C118<>0,SUMPRODUCT((S$111:S$112)*TRANSPOSE(($D118:$E118))),0)","v":0},{"$f":"T$110+IF($C118<>0,SUMPRODUCT((T$111:T$112)*TRANSPOSE(($D118:$E118))),0)","v":0},{"$f":"U$110+IF($C118<>0,SUMPRODUCT((U$111:U$112)*TRANSPOSE(($D118:$E118))),0)","v":0},{"$f":"V$110+IF($C118<>0,SUMPRODUCT((V$111:V$112)*TRANSPOSE(($D118:$E118))),0)","v":0},{"$f":"W$110+IF($C118<>0,SUMPRODUCT((W$111:W$112)*TRANSPOSE(($D118:$E118))),0)","v":0},{"$f":"X$110+IF($C118<>0,SUMPRODUCT((X$111:X$112)*TRANSPOSE(($D118:$E118))),0)","v":0},{"$f":"Y$110+IF($C118<>0,SUMPRODUCT((Y$111:Y$112)*TRANSPOSE(($D118:$E118))),0)","v":0},{"$f":"Z$110+IF($C118<>0,SUMPRODUCT((Z$111:Z$112)*TRANSPOSE(($D118:$E118))),0)","v":0},{"$f":"AA$110+IF($C118<>0,SUMPRODUCT((AA$111:AA$112)*TRANSPOSE(($D118:$E118))),0)","v":0},{"$f":"AB$110+IF($C118<>0,SUMPRODUCT((AB$111:AB$112)*TRANSPOSE(($D118:$E118))),0)","v":0},{"$f":"AC$110+IF($C118<>0,SUMPRODUCT((AC$111:AC$112)*TRANSPOSE(($D118:$E118))),0)","v":0},{"$f":"AD$110+IF($C118<>0,SUMPRODUCT((AD$111:AD$112)*TRANSPOSE(($D118:$E118))),0)","v":0},{"$f":"AE$110+IF($C118<>0,SUMPRODUCT((AE$111:AE$112)*TRANSPOSE(($D118:$E118))),0)","v":0},{"$f":"AF$110+IF($C118<>0,SUMPRODUCT((AF$111:AF$112)*TRANSPOSE(($D118:$E118))),0)","v":0},{"$f":"AG$110+IF($C118<>0,SUMPRODUCT((AG$111:AG$112)*TRANSPOSE(($D118:$E118))),0)","v":0}]
[{"$f":"\"sens\"&Assumptions!B116","v":"sens"},null,{"$f":"Assumptions!C116","v":0},{"$f":"Assumptions!G116","v":0},{"$f":"Assumptions!H116","v":0},null,"Option 1 (Base Case)sens",null,{"$f":"I$110+IF($C119<>0,SUMPRODUCT((I$111:I$112)*TRANSPOSE(($D119:$E119))),0)","v":0},{"$f":"J$110+IF($C119<>0,SUMPRODUCT((J$111:J$112)*TRANSPOSE(($D119:$E119))),0)","v":0},{"$f":"K$110+IF($C119<>0,SUMPRODUCT((K$111:K$112)*TRANSPOSE(($D119:$E119))),0)","v":0},{"$f":"L$110+IF($C119<>0,SUMPRODUCT((L$111:L$112)*TRANSPOSE(($D119:$E119))),0)","v":0},{"$f":"M$110+IF($C119<>0,SUMPRODUCT((M$111:M$112)*TRANSPOSE(($D119:$E119))),0)","v":0},{"$f":"N$110+IF($C119<>0,SUMPRODUCT((N$111:N$112)*TRANSPOSE(($D119:$E119))),0)","v":0},{"$f":"O$110+IF($C119<>0,SUMPRODUCT((O$111:O$112)*TRANSPOSE(($D119:$E119))),0)","v":0},{"$f":"P$110+IF($C119<>0,SUMPRODUCT((P$111:P$112)*TRANSPOSE(($D119:$E119))),0)","v":0},{"$f":"Q$110+IF($C119<>0,SUMPRODUCT((Q$111:Q$112)*TRANSPOSE(($D119:$E119))),0)","v":0},{"$f":"R$110+IF($C119<>0,SUMPRODUCT((R$111:R$112)*TRANSPOSE(($D119:$E119))),0)","v":0},{"$f":"S$110+IF($C119<>0,SUMPRODUCT((S$111:S$112)*TRANSPOSE(($D119:$E119))),0)","v":0},{"$f":"T$110+IF($C119<>0,SUMPRODUCT((T$111:T$112)*TRANSPOSE(($D119:$E119))),0)","v":0},{"$f":"U$110+IF($C119<>0,SUMPRODUCT((U$111:U$112)*TRANSPOSE(($D119:$E119))),0)","v":0},{"$f":"V$110+IF($C119<>0,SUMPRODUCT((V$111:V$112)*TRANSPOSE(($D119:$E119))),0)","v":0},{"$f":"W$110+IF($C119<>0,SUMPRODUCT((W$111:W$112)*TRANSPOSE(($D119:$E119))),0)","v":0},{"$f":"X$110+IF($C119<>0,SUMPRODUCT((X$111:X$112)*TRANSPOSE(($D119:$E119))),0)","v":0},{"$f":"Y$110+IF($C119<>0,SUMPRODUCT((Y$111:Y$112)*TRANSPOSE(($D119:$E119))),0)","v":0},{"$f":"Z$110+IF($C119<>0,SUMPRODUCT((Z$111:Z$112)*TRANSPOSE(($D119:$E119))),0)","v":0},{"$f":"AA$110+IF($C119<>0,SUMPRODUCT((AA$111:AA$112)*TRANSPOSE(($D119:$E119))),0)","v":0},{"$f":"AB$110+IF($C119<>0,SUMPRODUCT((AB$111:AB$112)*TRANSPOSE(($D119:$E119))),0)","v":0},{"$f":"AC$110+IF($C119<>0,SUMPRODUCT((AC$111:AC$112)*TRANSPOSE(($D119:$E119))),0)","v":0},{"$f":"AD$110+IF($C119<>0,SUMPRODUCT((AD$111:AD$112)*TRANSPOSE(($D119:$E119))),0)","v":0},{"$f":"AE$110+IF($C119<>0,SUMPRODUCT((AE$111:AE$112)*TRANSPOSE(($D119:$E119))),0)","v":0},{"$f":"AF$110+IF($C119<>0,SUMPRODUCT((AF$111:AF$112)*TRANSPOSE(($D119:$E119))),0)","v":0},{"$f":"AG$110+IF($C119<>0,SUMPRODUCT((AG$111:AG$112)*TRANSPOSE(($D119:$E119))),0)","v":0}]
[{"$f":"\"sens\"&Assumptions!B117","v":"sens"},null,{"$f":"Assumptions!C117","v":0},{"$f":"Assumptions!G117","v":0},{"$f":"Assumptions!H117","v":0},null,"Option 1 (Base Case)sens",null,{"$f":"I$110+IF($C120<>0,SUMPRODUCT((I$111:I$112)*TRANSPOSE(($D120:$E120))),0)","v":0},{"$f":"J$110+IF($C120<>0,SUMPRODUCT((J$111:J$112)*TRANSPOSE(($D120:$E120))),0)","v":0},{"$f":"K$110+IF($C120<>0,SUMPRODUCT((K$111:K$112)*TRANSPOSE(($D120:$E120))),0)","v":0},{"$f":"L$110+IF($C120<>0,SUMPRODUCT((L$111:L$112)*TRANSPOSE(($D120:$E120))),0)","v":0},{"$f":"M$110+IF($C120<>0,SUMPRODUCT((M$111:M$112)*TRANSPOSE(($D120:$E120))),0)","v":0},{"$f":"N$110+IF($C120<>0,SUMPRODUCT((N$111:N$112)*TRANSPOSE(($D120:$E120))),0)","v":0},{"$f":"O$110+IF($C120<>0,SUMPRODUCT((O$111:O$112)*TRANSPOSE(($D120:$E120))),0)","v":0},{"$f":"P$110+IF($C120<>0,SUMPRODUCT((P$111:P$112)*TRANSPOSE(($D120:$E120))),0)","v":0},{"$f":"Q$110+IF($C120<>0,SUMPRODUCT((Q$111:Q$112)*TRANSPOSE(($D120:$E120))),0)","v":0},{"$f":"R$110+IF($C120<>0,SUMPRODUCT((R$111:R$112)*TRANSPOSE(($D120:$E120))),0)","v":0},{"$f":"S$110+IF($C120<>0,SUMPRODUCT((S$111:S$112)*TRANSPOSE(($D120:$E120))),0)","v":0},{"$f":"T$110+IF($C120<>0,SUMPRODUCT((T$111:T$112)*TRANSPOSE(($D120:$E120))),0)","v":0},{"$f":"U$110+IF($C120<>0,SUMPRODUCT((U$111:U$112)*TRANSPOSE(($D120:$E120))),0)","v":0},{"$f":"V$110+IF($C120<>0,SUMPRODUCT((V$111:V$112)*TRANSPOSE(($D120:$E120))),0)","v":0},{"$f":"W$110+IF($C120<>0,SUMPRODUCT((W$111:W$112)*TRANSPOSE(($D120:$E120))),0)","v":0},{"$f":"X$110+IF($C120<>0,SUMPRODUCT((X$111:X$112)*TRANSPOSE(($D120:$E120))),0)","v":0},{"$f":"Y$110+IF($C120<>0,SUMPRODUCT((Y$111:Y$112)*TRANSPOSE(($D120:$E120))),0)","v":0},{"$f":"Z$110+IF($C120<>0,SUMPRODUCT((Z$111:Z$112)*TRANSPOSE(($D120:$E120))),0)","v":0},{"$f":"AA$110+IF($C120<>0,SUMPRODUCT((AA$111:AA$112)*TRANSPOSE(($D120:$E120))),0)","v":0},{"$f":"AB$110+IF($C120<>0,SUMPRODUCT((AB$111:AB$112)*TRANSPOSE(($D120:$E120))),0)","v":0},{"$f":"AC$110+IF($C120<>0,SUMPRODUCT((AC$111:AC$112)*TRANSPOSE(($D120:$E120))),0)","v":0},{"$f":"AD$110+IF($C120<>0,SUMPRODUCT((AD$111:AD$112)*TRANSPOSE(($D120:$E120))),0)","v":0},{"$f":"AE$110+IF($C120<>0,SUMPRODUCT((AE$111:AE$112)*TRANSPOSE(($D120:$E120))),0)","v":0},{"$f":"AF$110+IF($C120<>0,SUMPRODUCT((AF$111:AF$112)*TRANSPOSE(($D120:$E120))),0)","v":0},{"$f":"AG$110+IF($C120<>0,SUMPRODUCT((AG$111:AG$112)*TRANSPOSE(($D120:$E120))),0)","v":0}]
[{"$f":"\"sens\"&Assumptions!B118","v":"sens"},null,{"$f":"Assumptions!C118","v":0},{"$f":"Assumptions!G118","v":0},{"$f":"Assumptions!H118","v":0},null,"Option 1 (Base Case)sens",null,{"$f":"I$110+IF($C121<>0,SUMPRODUCT((I$111:I$112)*TRANSPOSE(($D121:$E121))),0)","v":0},{"$f":"J$110+IF($C121<>0,SUMPRODUCT((J$111:J$112)*TRANSPOSE(($D121:$E121))),0)","v":0},{"$f":"K$110+IF($C121<>0,SUMPRODUCT((K$111:K$112)*TRANSPOSE(($D121:$E121))),0)","v":0},{"$f":"L$110+IF($C121<>0,SUMPRODUCT((L$111:L$112)*TRANSPOSE(($D121:$E121))),0)","v":0},{"$f":"M$110+IF($C121<>0,SUMPRODUCT((M$111:M$112)*TRANSPOSE(($D121:$E121))),0)","v":0},{"$f":"N$110+IF($C121<>0,SUMPRODUCT((N$111:N$112)*TRANSPOSE(($D121:$E121))),0)","v":0},{"$f":"O$110+IF($C121<>0,SUMPRODUCT((O$111:O$112)*TRANSPOSE(($D121:$E121))),0)","v":0},{"$f":"P$110+IF($C121<>0,SUMPRODUCT((P$111:P$112)*TRANSPOSE(($D121:$E121))),0)","v":0},{"$f":"Q$110+IF($C121<>0,SUMPRODUCT((Q$111:Q$112)*TRANSPOSE(($D121:$E121))),0)","v":0},{"$f":"R$110+IF($C121<>0,SUMPRODUCT((R$111:R$112)*TRANSPOSE(($D121:$E121))),0)","v":0},{"$f":"S$110+IF($C121<>0,SUMPRODUCT((S$111:S$112)*TRANSPOSE(($D121:$E121))),0)","v":0},{"$f":"T$110+IF($C121<>0,SUMPRODUCT((T$111:T$112)*TRANSPOSE(($D121:$E121))),0)","v":0},{"$f":"U$110+IF($C121<>0,SUMPRODUCT((U$111:U$112)*TRANSPOSE(($D121:$E121))),0)","v":0},{"$f":"V$110+IF($C121<>0,SUMPRODUCT((V$111:V$112)*TRANSPOSE(($D121:$E121))),0)","v":0},{"$f":"W$110+IF($C121<>0,SUMPRODUCT((W$111:W$112)*TRANSPOSE(($D121:$E121))),0)","v":0},{"$f":"X$110+IF($C121<>0,SUMPRODUCT((X$111:X$112)*TRANSPOSE(($D121:$E121))),0)","v":0},{"$f":"Y$110+IF($C121<>0,SUMPRODUCT((Y$111:Y$112)*TRANSPOSE(($D121:$E121))),0)","v":0},{"$f":"Z$110+IF($C121<>0,SUMPRODUCT((Z$111:Z$112)*TRANSPOSE(($D121:$E121))),0)","v":0},{"$f":"AA$110+IF($C121<>0,SUMPRODUCT((AA$111:AA$112)*TRANSPOSE(($D121:$E121))),0)","v":0},{"$f":"AB$110+IF($C121<>0,SUMPRODUCT((AB$111:AB$112)*TRANSPOSE(($D121:$E121))),0)","v":0},{"$f":"AC$110+IF($C121<>0,SUMPRODUCT((AC$111:AC$112)*TRANSPOSE(($D121:$E121))),0)","v":0},{"$f":"AD$110+IF($C121<>0,SUMPRODUCT((AD$111:AD$112)*TRANSPOSE(($D121:$E121))),0)","v":0},{"$f":"AE$110+IF($C121<>0,SUMPRODUCT((AE$111:AE$112)*TRANSPOSE(($D121:$E121))),0)","v":0},{"$f":"AF$110+IF($C121<>0,SUMPRODUCT((AF$111:AF$112)*TRANSPOSE(($D121:$E121))),0)","v":0},{"$f":"AG$110+IF($C121<>0,SUMPRODUCT((AG$111:AG$112)*TRANSPOSE(($D121:$E121))),0)","v":0}]

{"sheet":"Option2","index":4,"n_rows":121,"n_cols":33,"rows_kept":121,"cut":false,"hidden":false,"merged":[]}
[{"$f":"bus","v":"Powercor"}]
[{"$f":"proj","v":"Mount Cottrell feeder 12"}]
["OPTION 2",null,{"$f":"INDEX(Assumptions!$E$14:$E$18, MATCH(A3,_xlfn.ANCHORARRAY( Assumptions!$C$14),0))","v":"Mount Cottrell feeder 12 – construct a new feeder from MTC"}]
[{"$f":"(INDEX(Data!$D$9:$D$13, MATCH(A3, options,0)))","v":""}]
[]
[{"$f":"'Option1 (base case)'!A6","v":"Count"},null,null,null,null,null,null,null,{"$f":"'Option1 (base case)'!I6","v":1},{"$f":"'Option1 (base case)'!J6","v":2},{"$f":"'Option1 (base case)'!K6","v":3},{"$f":"'Option1 (base case)'!L6","v":4},{"$f":"'Option1 (base case)'!M6","v":5},{"$f":"'Option1 (base case)'!N6","v":6},{"$f":"'Option1 (base case)'!O6","v":7},{"$f":"'Option1 (base case)'!P6","v":8},{"$f":"'Option1 (base case)'!Q6","v":9},{"$f":"'Option1 (base case)'!R6","v":10},{"$f":"'Option1 (base case)'!S6","v":11},{"$f":"'Option1 (base case)'!T6","v":12},{"$f":"'Option1 (base case)'!U6","v":13},{"$f":"'Option1 (base case)'!V6","v":14},{"$f":"'Option1 (base case)'!W6","v":15},{"$f":"'Option1 (base case)'!X6","v":16},{"$f":"'Option1 (base case)'!Y6","v":17},{"$f":"'Option1 (base case)'!Z6","v":18},{"$f":"'Option1 (base case)'!AA6","v":19},{"$f":"'Option1 (base case)'!AB6","v":20},{"$f":"'Option1 (base case)'!AC6","v":21},{"$f":"'Option1 (base case)'!AD6","v":22},{"$f":"'Option1 (base case)'!AE6","v":23},{"$f":"'Option1 (base case)'!AF6","v":24},{"$f":"'Option1 (base case)'!AG6","v":25}]
[{"$f":"'Option1 (base case)'!A7","v":"Value of CO2 reductions"},null,null,null,null,null,"$/MWh",null,{"$f":"'Option1 (base case)'!I7","v":24.730486797759085},{"$f":"'Option1 (base case)'!J7","v":22.340740091772258},{"$f":"'Option1 (base case)'!K7","v":20.196329122153124},{"$f":"'Option1 (base case)'!L7","v":18.06294207659629},{"$f":"'Option1 (base case)'!M7","v":15.913397615084225},{"$f":"'Option1 (base case)'!N7","v":13.715069432539002},{"$f":"'Option1 (base case)'!O7","v":13.715069432539002},{"$f":"'Option1 (base case)'!P7","v":13.715069432539002},{"$f":"'Option1 (base case)'!Q7","v":13.715069432539002},{"$f":"'Option1 (base case)'!R7","v":13.715069432539002},{"$f":"'Option1 (base case)'!S7","v":13.715069432539002},{"$f":"'Option1 (base case)'!T7","v":13.715069432539002},{"$f":"'Option1 (base case)'!U7","v":13.715069432539002},{"$f":"'Option1 (base case)'!V7","v":13.715069432539002},{"$f":"'Option1 (base case)'!W7","v":13.715069432539002},{"$f":"'Option1 (base case)'!X7","v":13.715069432539002},{"$f":"'Option1 (base case)'!Y7","v":13.715069432539002},{"$f":"'Option1 (base case)'!Z7","v":13.715069432539002},{"$f":"'Option1 (base case)'!AA7","v":13.715069432539002},{"$f":"'Option1 (base case)'!AB7","v":13.715069432539002},{"$f":"'Option1 (base case)'!AC7","v":13.715069432539002},{"$f":"'Option1 (base case)'!AD7","v":13.715069432539002},{"$f":"'Option1 (base case)'!AE7","v":13.715069432539002},{"$f":"'Option1 (base case)'!AF7","v":13.715069432539002},{"$f":"'Option1 (base case)'!AG7","v":13.715069432539002}]
[null,null,null,null,null,null,null,null,{"$f":"_xlfn.NUMBERVALUE(LEFT(I$9,4))+1","v":2027},{"$f":"_xlfn.NUMBERVALUE(LEFT(J$9,4))+1","v":2028},2029,2030,2031,2032,2033,2034,2035,2036,2037,2038,2039,2040,2041,2042,2043,2044,2045,2046,2047,2048,2049,2050,2051]
[null,null,null,null,null,null,"Units",null,{"$f":"'Option1 (base case)'!I9","v":"2026-27"},{"$f":"'Option1 (base case)'!J9","v":"2027-28"},{"$f":"'Option1 (base case)'!K9","v":"2028-29"},{"$f":"'Option1 (base case)'!L9","v":"2029-30"},{"$f":"'Option1 (base case)'!M9","v":"2030-31"},{"$f":"'Option1 (base case)'!N9","v":"2031-32"},{"$f":"'Option1 (base case)'!O9","v":"2032-33"},{"$f":"'Option1 (base case)'!P9","v":"2033-34"},{"$f":"'Option1 (base case)'!Q9","v":"2034-35"},{"$f":"'Option1 (base case)'!R9","v":"2035-36"},{"$f":"'Option1 (base case)'!S9","v":"2036-37"},{"$f":"'Option1 (base case)'!T9","v":"2037-38"},{"$f":"'Option1 (base case)'!U9","v":"2038-39"},{"$f":"'Option1 (base case)'!V9","v":"2039-40"},{"$f":"'Option1 (base case)'!W9","v":"2040-41"},{"$f":"'Option1 (base case)'!X9","v":"2041-42"},{"$f":"'Option1 (base case)'!Y9","v":"2042-43"},{"$f":"'Option1 (base case)'!Z9","v":"2043-44"},{"$f":"'Option1 (base case)'!AA9","v":"2044-45"},{"$f":"'Option1 (base case)'!AB9","v":"2045-46"},{"$f":"'Option1 (base case)'!AC9","v":"2046-47"},{"$f":"'Option1 (base case)'!AD9","v":"2047-48"},{"$f":"'Option1 (base case)'!AE9","v":"2048-49"},{"$f":"'Option1 (base case)'!AF9","v":"2049-50"},{"$f":"'Option1 (base case)'!AG9","v":"2050-51"}]
[]
["INVESTMENT & OPERATING COST"]
[]
[null,null,"Capex",null,"Asset life (yrs)"]
[null,null,"MTC No12 New HV feeder to offload TNA011,TNA013 & TNA024",null,50,null,{"$f":"input_dollars","v":"2023-12-31"},null,{"$f":"Workings_costs!G17","v":1764000},0,0,0,0,0,0,0,0,0,0,0,0,0,0,0,0,0,0,0,0,0,0,0,0]
[null,null,null,null,0,null,{"$f":"input_dollars","v":"2023-12-31"},null,0,0,0,0,0,0,0,0,0,0,0,0,0,0,0,0,0,0,0,0,0,0,0,0,0]
[null,null,null,null,0,null,{"$f":"input_dollars","v":"2023-12-31"},null,0,0,0,0,0,0,0,0,0,0,0,0,0,0,0,0,0,0,0,0,0,0,0,0,0]
[null,null,"Capital expenditure",null,null,null,{"$f":"input_dollars","v":"2023-12-31"},null,{"$f":"SUM(I14:I16)","v":1764000},0,0,0,0,0,0,0,0,{"$f":"SUM(R14:R16)","v":0},0,0,0,0,0,0,0,0,0,0,0,0,0,0,0]
[]
[null,null,"Operating expenditure",null,null,null,{"$f":"input_dollars","v":"2023-12-31"},null,0,0,0,0,0,0,0,0,0,0,0,0,0,0,0,0,0,0,0,0,0,0,0,0,0]
[]
[]
["RISK ASSUMPTIONS"]
[]
[null,null,"PoF (major)",null,null,null,null,null,0,0,0,0,0,0,0,0,0,0,0,0,0,0,0,0,0,0,0,0,0,0,0,0,0]
[null,null,"PoF (reparable)",null,null,null,null,null,0,0,0,0,0,0,0,0,0,0,0,0,0,0,0,0,0,0,0,0,0,0,0,0,0]
[]
[null,null,"Const end date",null,2027]
[null,null,"Energy at risk 10% PoE",null,0.3,null,"MWh",null,{"$f":"_xlfn.IFS(I$8<=$E$27,'Option1 (base case)'!I$28,I$8>$E$27,SUM('EaR TNA011'!I$15,'EaR TNA013'!I$15,'EaR TNA024'!I$15))","v":4.0908961306752261},{"$f":"_xlfn.IFS(J$8<=$E$27,'Option1 (base case)'!J$28,J$8>$E$27,SUM('EaR TNA011'!J$15,'EaR TNA013'!J$15,'EaR TNA024'!J$15))","v":0},{"$f":"_xlfn.IFS(K$8<=$E$27,'Option1 (base case)'!K$28,K$8>$E$27,SUM('EaR TNA011'!K$15,'EaR TNA013'!K$15,'EaR TNA024'!K$15))","v":0},{"$f":"_xlfn.IFS(L$8<=$E$27,'Option1 (base case)'!L$28,L$8>$E$27,SUM('EaR TNA011'!L$15,'EaR TNA013'!L$15,'EaR TNA024'!L$15))","v":0},{"$f":"_xlfn.IFS(M$8<=$E$27,'Option1 (base case)'!M$28,M$8>$E$27,SUM('EaR TNA011'!M$15,'EaR TNA013'!M$15,'EaR TNA024'!M$15))","v":0.31104872822518792},{"$f":"_xlfn.IFS(N$8<=$E$27,'Option1 (base case)'!N$28,N$8>$E$27,SUM('EaR TNA011'!N$15,'EaR TNA013'!N$15,'EaR TNA024'!N$15))","v":1.4245026584097065},{"$f":"_xlfn.IFS(O$8<=$E$27,'Option1 (base case)'!O$28,O$8>$E$27,SUM('EaR TNA011'!O$15,'EaR TNA013'!O$15,'EaR TNA024'!O$15))","v":4.8358817507129208},{"$f":"_xlfn.IFS(P$8<=$E$27,'Option1 (base case)'!P$28,P$8>$E$27,SUM('EaR TNA011'!P$15,'EaR TNA013'!P$15,'EaR TNA024'!P$15))","v":10.149025730462411},{"$f":"_xlfn.IFS(Q$8<=$E$27,'Option1 (base case)'!Q$28,Q$8>$E$27,SUM('EaR TNA011'!Q$15,'EaR TNA013'!Q$15,'EaR TNA024'!Q$15))","v":14.170482387021845},{"$f":"_xlfn.IFS(R$8<=$E$27,'Option1 (base case)'!R$28,R$8>$E$27,SUM('EaR TNA011'!R$15,'EaR TNA013'!R$15,'EaR TNA024'!R$15))","v":14.170482387021845},{"$f":"_xlfn.IFS(S$8<=$E$27,'Option1 (base case)'!S$28,S$8>$E$27,SUM('EaR TNA011'!S$15,'EaR TNA013'!S$15,'EaR TNA024'!S$15))","v":14.170482387021845},{"$f":"_xlfn.IFS(T$8<=$E$27,'Option1 (base case)'!T$28,T$8>$E$27,SUM('EaR TNA011'!T$15,'EaR TNA013'!T$15,'EaR TNA024'!T$15))","v":14.170482387021845},{"$f":"_xlfn.IFS(U$8<=$E$27,'Option1 (base case)'!U$28,U$8>$E$27,SUM('EaR TNA011'!U$15,'EaR TNA013'!U$15,'EaR TNA024'!U$15))","v":14.170482387021845},{"$f":"_xlfn.IFS(V$8<=$E$27,'Option1 (base case)'!V$28,V$8>$E$27,SUM('EaR TNA011'!V$15,'EaR TNA013'!V$15,'EaR TNA024'!V$15))","v":14.170482387021845},{"$f":"_xlfn.IFS(W$8<=$E$27,'Option1 (base case)'!W$28,W$8>$E$27,SUM('EaR TNA011'!W$15,'EaR TNA013'!W$15,'EaR TNA024'!W$15))","v":14.170482387021845},{"$f":"_xlfn.IFS(X$8<=$E$27,'Option1 (base case)'!X$28,X$8>$E$27,SUM('EaR TNA011'!X$15,'EaR TNA013'!X$15,'EaR TNA024'!X$15))","v":14.170482387021845},{"$f":"_xlfn.IFS(Y$8<=$E$27,'Option1 (base case)'!Y$28,Y$8>$E$27,SUM('EaR TNA011'!Y$15,'EaR TNA013'!Y$15,'EaR TNA024'!Y$15))","v":14.170482387021845},{"$f":"_xlfn.IFS(Z$8<=$E$27,'Option1 (base case)'!Z$28,Z$8>$E$27,SUM('EaR TNA011'!Z$15,'EaR TNA013'!Z$15,'EaR TNA024'!Z$15))","v":14.170482387021845},{"$f":"_xlfn.IFS(AA$8<=$E$27,'Option1 (base case)'!AA$28,AA$8>$E$27,SUM('EaR TNA011'!AA$15,'EaR TNA013'!AA$15,'EaR TNA024'!AA$15))","v":14.170482387021845},{"$f":"_xlfn.IFS(AB$8<=$E$27,'Option1 (base case)'!AB$28,AB$8>$E$27,SUM('EaR TNA011'!AB$15,'EaR TNA013'!AB$15,'EaR TNA024'!AB$15))","v":14.170482387021845},{"$f":"_xlfn.IFS(AC$8<=$E$27,'Option1 (base case)'!AC$28,AC$8>$E$27,SUM('EaR TNA011'!AC$15,'EaR TNA013'!AC$15,'EaR TNA024'!AC$15))","v":14.170482387021845},{"$f":"_xlfn.IFS(AD$8<=$E$27,'Option1 (base case)'!AD$28,AD$8>$E$27,SUM('EaR TNA011'!AD$15,'EaR TNA013'!AD$15,'EaR TNA024'!AD$15))","v":14.170482387021845},{"$f":"_xlfn.IFS(AE$8<=$E$27,'Option1 (base case)'!AE$28,AE$8>$E$27,SUM('EaR TNA011'!AE$15,'EaR TNA013'!AE$15,'EaR TNA024'!AE$15))","v":0.1215596330275226},{"$f":"_xlfn.IFS(AF$8<=$E$27,'Option1 (base case)'!AF$28,AF$8>$E$27,SUM('EaR TNA011'!AF$15,'EaR TNA013'!AF$15,'EaR TNA024'!AF$15))","v":0.1215596330275226},{"$f":"AF28","v":0.1215596330275226}]
[null,null,"Energy at risk 50% PoE",null,0.7,null,"MWh",null,{"$f":"_xlfn.IFS(I$8<=$E$27,'Option1 (base case)'!I$29,I$8>$E$27,SUM('EaR TNA011'!I$14,'EaR TNA013'!I$14,'EaR TNA024'!I$14))","v":0},{"$f":"_xlfn.IFS(J$8<=$E$27,'Option1 (base case)'!J$29,J$8>$E$27,SUM('EaR TNA011'!J$14,'EaR TNA013'!J$14,'EaR TNA024'!J$14))","v":0},{"$f":"_xlfn.IFS(K$8<=$E$27,'Option1 (base case)'!K$29,K$8>$E$27,SUM('EaR TNA011'!K$14,'EaR TNA013'!K$14,'EaR TNA024'!K$14))","v":0},{"$f":"_xlfn.IFS(L$8<=$E$27,'Option1 (base case)'!L$29,L$8>$E$27,SUM('EaR TNA011'!L$14,'EaR TNA013'!L$14,'EaR TNA024'!L$14))","v":0},{"$f":"_xlfn.IFS(M$8<=$E$27,'Option1 (base case)'!M$29,M$8>$E$27,SUM('EaR TNA011'!M$14,'EaR TNA013'!M$14,'EaR TNA024'!M$14))","v":0},{"$f":"_xlfn.IFS(N$8<=$E$27,'Option1 (base case)'!N$29,N$8>$E$27,SUM('EaR TNA011'!N$14,'EaR TNA013'!N$14,'EaR TNA024'!N$14))","v":0},{"$f":"_xlfn.IFS(O$8<=$E$27,'Option1 (base case)'!O$29,O$8>$E$27,SUM('EaR TNA011'!O$14,'EaR TNA013'!O$14,'EaR TNA024'!O$14))","v":0},{"$f":"_xlfn.IFS(P$8<=$E$27,'Option1 (base case)'!P$29,P$8>$E$27,SUM('EaR TNA011'!P$14,'EaR TNA013'!P$14,'EaR TNA024'!P$14))","v":2.5319830656527934E-2},{"$f":"_xlfn.IFS(Q$8<=$E$27,'Option1 (base case)'!Q$29,Q$8>$E$27,SUM('EaR TNA011'!Q$14,'EaR TNA013'!Q$14,'EaR TNA024'!Q$14))","v":0.15393141507103403},{"$f":"_xlfn.IFS(R$8<=$E$27,'Option1 (base case)'!R$29,R$8>$E$27,SUM('EaR TNA011'!R$14,'EaR TNA013'!R$14,'EaR TNA024'!R$14))","v":0.15393141507103403},{"$f":"_xlfn.IFS(S$8<=$E$27,'Option1 (base case)'!S$29,S$8>$E$27,SUM('EaR TNA011'!S$14,'EaR TNA013'!S$14,'EaR TNA024'!S$14))","v":0.15393141507103403},{"$f":"_xlfn.IFS(T$8<=$E$27,'Option1 (base case)'!T$29,T$8>$E$27,SUM('EaR TNA011'!T$14,'EaR TNA013'!T$14,'EaR TNA024'!T$14))","v":0.15393141507103403},{"$f":"_xlfn.IFS(U$8<=$E$27,'Option1 (base case)'!U$29,U$8>$E$27,SUM('EaR TNA011'!U$14,'EaR TNA013'!U$14,'EaR TNA024'!U$14))","v":0.15393141507103403},{"$f":"_xlfn.IFS(V$8<=$E$27,'Option1 (base case)'!V$29,V$8>$E$27,SUM('EaR TNA011'!V$14,'EaR TNA013'!V$14,'EaR TNA024'!V$14))","v":0.15393141507103403},{"$f":"_xlfn.IFS(W$8<=$E$27,'Option1 (base case)'!W$29,W$8>$E$27,SUM('EaR TNA011'!W$14,'EaR TNA013'!W$14,'EaR TNA024'!W$14))","v":0.15393141507103403},{"$f":"_xlfn.IFS(X$8<=$E$27,'Option1 (base case)'!X$29,X$8>$E$27,SUM('EaR TNA011'!X$14,'EaR TNA013'!X$14,'EaR TNA024'!X$14))","v":0.15393141507103403},{"$f":"_xlfn.IFS(Y$8<=$E$27,'Option1 (base case)'!Y$29,Y$8>$E$27,SUM('EaR TNA011'!Y$14,'EaR TNA013'!Y$14,'EaR TNA024'!Y$14))","v":0.15393141507103403},{"$f":"_xlfn.IFS(Z$8<=$E$27,'Option1 (base case)'!Z$29,Z$8>$E$27,SUM('EaR TNA011'!Z$14,'EaR TNA013'!Z$14,'EaR TNA024'!Z$14))","v":0.15393141507103403},{"$f":"_xlfn.IFS(AA$8<=$E$27,'Option1 (base case)'!AA$29,AA$8>$E$27,SUM('EaR TNA011'!AA$14,'EaR TNA013'!AA$14,'EaR TNA024'!AA$14))","v":0.15393141507103403},{"$f":"_xlfn.IFS(AB$8<=$E$27,'Option1 (base case)'!AB$29,AB$8>$E$27,SUM('EaR TNA011'!AB$14,'EaR TNA013'!AB$14,'EaR TNA024'!AB$14))","v":0.15393141507103403},{"$f":"_xlfn.IFS(AC$8<=$E$27,'Option1 (base case)'!AC$29,AC$8>$E$27,SUM('EaR TNA011'!AC$14,'EaR TNA013'!AC$14,'EaR TNA024'!AC$14))","v":0.15393141507103403},{"$f":"_xlfn.IFS(AD$8<=$E$27,'Option1 (base case)'!AD$29,AD$8>$E$27,SUM('EaR TNA011'!AD$14,'EaR TNA013'!AD$14,'EaR TNA024'!AD$14))","v":0.15393141507103403},{"$f":"_xlfn.IFS(AE$8<=$E$27,'Option1 (base case)'!AE$29,AE$8>$E$27,SUM('EaR TNA011'!AE$14,'EaR TNA013'!AE$14,'EaR TNA024'!AE$14))","v":0.1215596330275226},{"$f":"_xlfn.IFS(AF$8<=$E$27,'Option1 (base case)'!AF$29,AF$8>$E$27,SUM('EaR TNA011'!AF$14,'EaR TNA013'!AF$14,'EaR TNA024'!AF$14))","v":0.1215596330275226},{"$f":"AF29","v":0.1215596330275226}]
[]
[null,null,"Energy at risk (weighted)",null,null,null,"MWh",null,{"$f":"SUMPRODUCT(I$28:I$29, $E$28:$E$29)","v":1.2272688392025677},{"$f":"SUMPRODUCT(J$28:J$29, $E$28:$E$29)","v":0},0,0,9.3314618467556371E-2,0.42735079752291194,1.4507645252138761,3.0624316005982926,4.3588967066562772,4.3588967066562772,4.3588967066562772,4.3588967066562772,4.3588967066562772,4.3588967066562772,4.3588967066562772,4.3588967066562772,4.3588967066562772,4.3588967066562772,4.3588967066562772,4.3588967066562772,4.3588967066562772,4.3588967066562772,0.1215596330275226,0.1215596330275226,0.1215596330275226]
[null,null,"Energy at risk value","$/MWh",{"$f":"Assumptions!H41*vcr_esc","v":38594.852343307641},{"$f":"IF(AND(SUM(I31:AG31)<>0, E32=0), \"!\", \"\")","v":""},{"$f":"input_dollars","v":"2023-12-31"},null,{"$f":"I31*$E$32","v":47366.259634565664},{"$f":"J31*$E$32","v":0},0,0,3601.4639212274265,16493.540929191546,55992.042635538361,118194.09543657038,168230.97477312898,168230.97477312898,168230.97477312898,168230.97477312898,168230.97477312898,168230.97477312898,168230.97477312898,168230.97477312898,168230.97477312898,168230.97477312898,168230.97477312898,168230.97477312898,168230.97477312898,168230.97477312898,4691.5760876038976,4691.5760876038976,4691.5760876038976]
[]
[null,null,"Safety consequence","(after DF)",null,null,{"$f":"input_dollars","v":"2023-12-31"},null,0,0,0,0,0,0,0,0,0,0,0,0,0,0,0,0,0,0,0,0,0,0,0,0,0]
[null,null,"Unplanned replacements",null,null,null,{"$f":"input_dollars","v":"2023-12-31"},null,0,0,0,0,0,0,0,0,0,0,0,0,0,0,0,0,0,0,0,0,0,0,0,0,0]
[null,null,"Environmental consequence","(after DF)",null,null,{"$f":"input_dollars","v":"2023-12-31"},null,0,0,0,0,0,0,0,0,0,0,0,0,0,0,0,0,0,0,0,0,0,0,0,0,0]
[null,null,"< Other risk - enter description >",null,null,null,{"$f":"input_dollars","v":"2023-12-31"},null,0,0,0,0,0,0,0,0,0,0,0,0,0,0,0,0,0,0,0,0,0,0,0,0,0]
[null,null,"< Other risk - enter description >",null,null,null,{"$f":"input_dollars","v":"2023-12-31"},null,0,0,0,0,0,0,0,0,0,0,0,0,0,0,0,0,0,0,0,0,0,0,0,0,0]
[]
[null,null,"Total risk cost",null,null,null,null,null,{"$f":"SUM(I32:I38)","v":47366.259634565664},{"$f":"SUM(J32:J38)","v":0},0,0,3601.4639212274265,16493.540929191546,55992.042635538361,118194.09543657038,168230.97477312898,168230.97477312898,168230.97477312898,168230.97477312898,168230.97477312898,168230.97477312898,168230.97477312898,168230.97477312898,168230.97477312898,168230.97477312898,168230.97477312898,168230.97477312898,168230.97477312898,168230.97477312898,4691.5760876038976,4691.5760876038976,4691.5760876038976]
[]
["OTHER BENEFITS"]
[]
[]
[null,null,"Reduction in CO2 emissions",null,null,null,"MWh",null,0,0,0,0,0,0,0,0,0,0,0,0,0,0,0,0,0,0,0,0,0,0,0,0,0]
[null,null,"Value of reduction in CO2 emissions",null,null,null,"$",null,{"$f":"I45*I7","v":0},0,0,0,0,0,0,0,0,0,0,0,0,0,0,0,0,0,0,0,0,0,0,0,0]
[]
[]
[null,null,"Reliability in worst-served areas","$/MWh",{"$f":"Assumptions!G94","v":151432.81740793545},null,"MWh",null,0,0,0,0,0,0,0,0,0,0,0,0,0,0,0,0,0,0,0,0,0,0,0,0,0]
[null,null,"Network resilience","$/MWh",{"$f":"Assumptions!G95","v":24590},null,"MWh",null,0,0,0,0,0,0,0,0,0,0,0,0,0,0,0,0,0,0,0,0,0,0,0,0,0]
[null,null,"Enabling solar exports","$/MWh",{"$f":"Assumptions!G96","v":88.357719508603083},null,"MWh",null,0,0,0,0,0,0,0,0,0,0,0,0,0,0,0,0,0,0,0,0,0,0,0,0,0]
[null,null,"Aesthetics","$/customer",{"$f":"Assumptions!G97","v":0},null,"customers",null,0,0,0,0,0,0,0,0,0,0,0,0,0,0,0,0,0,0,0,0,0,0,0,0,0]
[null,null,"Customer value of time - residential","$/customer min",{"$f":"Assumptions!G98","v":0.35181336539087127},null,"mins",null,0,0,0,0,0,0,0,0,0,0,0,0,0,0,0,0,0,0,0,0,0,0,0,0,0]
[null,null,"Customer value of time - business","$/customer min",{"$f":"Assumptions!G99","v":0.35181336539087127},null,"mins",null,0,0,0,0,0,0,0,0,0,0,0,0,0,0,0,0,0,0,0,0,0,0,0,0,0]
[null,null,"Communication","$/customer",{"$f":"Assumptions!G100","v":0},null,"customers",null,0,0,0,0,0,0,0,0,0,0,0,0,0,0,0,0,0,0,0,0,0,0,0,0,0]
[null,null,"Information accessibility","$/customer",{"$f":"Assumptions!G101","v":0},null,"customers",null,0,0,0,0,0,0,0,0,0,0,0,0,0,0,0,0,0,0,0,0,0,0,0,0,0]
[]
[null,null,"Other benefits 1",null,null,null,{"$f":"input_dollars","v":"2023-12-31"},null,0,0,0,0,0,0,0,0,0,0,0,0,0,0,0,0,0,0,0,0,0,0,0,0,0]
[null,null,"Other benefits 2",null,null,null,{"$f":"input_dollars","v":"2023-12-31"},null,0,0,0,0,0,0,0,0,0,0,0,0,0,0,0,0,0,0,0,0,0,0,0,0,0]
[]
[null,null,"Total other benefits",null,null,null,{"$f":"input_dollars","v":"2023-12-31"},null,{"$f":"SUMPRODUCT((I$49:I$56)*($E$49:$E$56))+SUM(I58:I59)+I46","v":0},{"$f":"SUMPRODUCT((J$49:J$56)*($E$49:$E$56))+SUM(J58:J59)+J46","v":0},{"$f":"SUMPRODUCT((K$49:K$56)*($E$49:$E$56))+SUM(K58:K59)+K46","v":0},{"$f":"SUMPRODUCT((L$49:L$56)*($E$49:$E$56))+SUM(L58:L59)+L46","v":0},{"$f":"SUMPRODUCT((M$49:M$56)*($E$49:$E$56))+SUM(M58:M59)+M46","v":0},{"$f":"SUMPRODUCT((N$49:N$56)*($E$49:$E$56))+SUM(N58:N59)+N46","v":0},{"$f":"SUMPRODUCT((O$49:O$56)*($E$49:$E$56))+SUM(O58:O59)+O46","v":0},{"$f":"SUMPRODUCT((P$49:P$56)*($E$49:$E$56))+SUM(P58:P59)+P46","v":0},{"$f":"SUMPRODUCT((Q$49:Q$56)*($E$49:$E$56))+SUM(Q58:Q59)+Q46","v":0},{"$f":"SUMPRODUCT((R$49:R$56)*($E$49:$E$56))+SUM(R58:R59)+R46","v":0},{"$f":"SUMPRODUCT((S$49:S$56)*($E$49:$E$56))+SUM(S58:S59)+S46","v":0},{"$f":"SUMPRODUCT((T$49:T$56)*($E$49:$E$56))+SUM(T58:T59)+T46","v":0},{"$f":"SUMPRODUCT((U$49:U$56)*($E$49:$E$56))+SUM(U58:U59)+U46","v":0},{"$f":"SUMPRODUCT((V$49:V$56)*($E$49:$E$56))+SUM(V58:V59)+V46","v":0},{"$f":"SUMPRODUCT((W$49:W$56)*($E$49:$E$56))+SUM(W58:W59)+W46","v":0},{"$f":"SUMPRODUCT((X$49:X$56)*($E$49:$E$56))+SUM(X58:X59)+X46","v":0},{"$f":"SUMPRODUCT((Y$49:Y$56)*($E$49:$E$56))+SUM(Y58:Y59)+Y46","v":0},{"$f":"SUMPRODUCT((Z$49:Z$56)*($E$49:$E$56))+SUM(Z58:Z59)+Z46","v":0},{"$f":"SUMPRODUCT((AA$49:AA$56)*($E$49:$E$56))+SUM(AA58:AA59)+AA46","v":0},{"$f":"SUMPRODUCT((AB$49:AB$56)*($E$49:$E$56))+SUM(AB58:AB59)+AB46","v":0},{"$f":"SUMPRODUCT((AC$49:AC$56)*($E$49:$E$56))+SUM(AC58:AC59)+AC46","v":0},{"$f":"SUMPRODUCT((AD$49:AD$56)*($E$49:$E$56))+SUM(AD58:AD59)+AD46","v":0},{"$f":"SUMPRODUCT((AE$49:AE$56)*($E$49:$E$56))+SUM(AE58:AE59)+AE46","v":0},{"$f":"SUMPRODUCT((AF$49:AF$56)*($E$49:$E$56))+SUM(AF58:AF59)+AF46","v":0},{"$f":"SUMPRODUCT((AG$49:AG$56)*($E$49:$E$56))+SUM(AG58:AG59)+AG46","v":0}]
[]
[]
["SUMMARY"]
[]
[]
[]
[null,null,{"$f":"'Option1 (base case)'!C68","v":"Risks mitigated vs base case"},null,null,null,{"$f":"input_dollars","v":"2023-12-31"},null,{"$f":"(1-INDEX(Data!$C$9:$C$13, MATCH($A$3, options,0)))*('Option1 (base case)'!I40-I40)","v":0},{"$f":"(1-INDEX(Data!$C$9:$C$13, MATCH($A$3, options,0)))*('Option1 (base case)'!J40-J40)","v":128041.31178817383},{"$f":"(1-INDEX(Data!$C$9:$C$13, MATCH($A$3, options,0)))*('Option1 (base case)'!K40-K40)","v":279906.75190920685},{"$f":"(1-INDEX(Data!$C$9:$C$13, MATCH($A$3, options,0)))*('Option1 (base case)'!L40-L40)","v":463145.04226607073},{"$f":"(1-INDEX(Data!$C$9:$C$13, MATCH($A$3, options,0)))*('Option1 (base case)'!M40-M40)","v":743030.92819046124},{"$f":"(1-INDEX(Data!$C$9:$C$13, MATCH($A$3, options,0)))*('Option1 (base case)'!N40-N40)","v":1304546.6034129998},{"$f":"(1-INDEX(Data!$C$9:$C$13, MATCH($A$3, options,0)))*('Option1 (base case)'!O40-O40)","v":2276335.4929380659},{"$f":"(1-INDEX(Data!$C$9:$C$13, MATCH($A$3, options,0)))*('Option1 (base case)'!P40-P40)","v":3256192.8653757768},{"$f":"(1-INDEX(Data!$C$9:$C$13, MATCH($A$3, options,0)))*('Option1 (base case)'!Q40-Q40)","v":3738307.3839046722},{"$f":"(1-INDEX(Data!$C$9:$C$13, MATCH($A$3, options,0)))*('Option1 (base case)'!R40-R40)","v":3738307.3839046722},{"$f":"(1-INDEX(Data!$C$9:$C$13, MATCH($A$3, options,0)))*('Option1 (base case)'!S40-S40)","v":3738307.3839046722},{"$f":"(1-INDEX(Data!$C$9:$C$13, MATCH($A$3, options,0)))*('Option1 (base case)'!T40-T40)","v":3738307.3839046722},{"$f":"(1-INDEX(Data!$C$9:$C$13, MATCH($A$3, options,0)))*('Option1 (base case)'!U40-U40)","v":3738307.3839046722},{"$f":"(1-INDEX(Data!$C$9:$C$13, MATCH($A$3, options,0)))*('Option1 (base case)'!V40-V40)","v":3738307.3839046722},{"$f":"(1-INDEX(Data!$C$9:$C$13, MATCH($A$3, options,0)))*('Option1 (base case)'!W40-W40)","v":3738307.3839046722},{"$f":"(1-INDEX(Data!$C$9:$C$13, MATCH($A$3, options,0)))*('Option1 (base case)'!X40-X40)","v":3738307.3839046722},{"$f":"(1-INDEX(Data!$C$9:$C$13, MATCH($A$3, options,0)))*('Option1 (base case)'!Y40-Y40)","v":3738307.3839046722},{"$f":"(1-INDEX(Data!$C$9:$C$13, MATCH($A$3, options,0)))*('Option1 (base case)'!Z40-Z40)","v":3738307.3839046722},{"$f":"(1-INDEX(Data!$C$9:$C$13, MATCH($A$3, options,0)))*('Option1 (base case)'!AA40-AA40)","v":3738307.3839046722},{"$f":"(1-INDEX(Data!$C$9:$C$13, MATCH($A$3, options,0)))*('Option1 (base case)'!AB40-AB40)","v":3738307.3839046722},{"$f":"(1-INDEX(Data!$C$9:$C$13, MATCH($A$3, options,0)))*('Option1 (base case)'!AC40-AC40)","v":3738307.3839046722},{"$f":"(1-INDEX(Data!$C$9:$C$13, MATCH($A$3, options,0)))*('Option1 (base case)'!AD40-AD40)","v":3738307.3839046722},{"$f":"(1-INDEX(Data!$C$9:$C$13, MATCH($A$3, options,0)))*('Option1 (base case)'!AE40-AE40)","v":0},{"$f":"(1-INDEX(Data!$C$9:$C$13, MATCH($A$3, options,0)))*('Option1 (base case)'!AF40-AF40)","v":0},{"$f":"(1-INDEX(Data!$C$9:$C$13, MATCH($A$3, options,0)))*('Option1 (base case)'!AG40-AG40)","v":0}]
[]
[null,null,"Capital expenditure"]
[null,null,{"$f":"C14","v":"MTC No12 New HV feeder to offload TNA011,TNA013 & TNA024"},null,null,null,{"$f":"input_dollars","v":"2023-12-31"},null,{"$f":"-I14","v":-1764000},0,0,0,0,0,0,0,0,0,0,0,0,0,0,0,0,0,0,0,0,0,0,0,0]
[null,null,{"$f":"C15","v":0},null,null,null,{"$f":"input_dollars","v":"2023-12-31"},null,{"$f":"-I15","v":0},0,0,0,0,0,0,0,0,0,0,0,0,0,0,0,0,0,0,0,0,0,0,0,0]
[null,null,{"$f":"C16","v":0},null,null,null,{"$f":"input_dollars","v":"2023-12-31"},null,{"$f":"-I16","v":0},0,0,0,0,0,0,0,0,0,0,0,0,0,0,0,0,0,0,0,0,0,0,0,0]
[]
[null,null,"Cumulative capex"]
[null,null,{"$f":"C14","v":"MTC No12 New HV feeder to offload TNA011,TNA013 & TNA024"},null,null,null,{"$f":"input_dollars","v":"2023-12-31"},null,{"$f":"SUMPRODUCT(($I71:I71))-SUMPRODUCT(($I71:I71)*($I$6:I$6<=(I$6-$E14)))","v":-1764000},{"$f":"SUMPRODUCT(($I71:J71))-SUMPRODUCT(($I71:J71)*($I$6:J$6<=(J$6-$E14)))","v":-1764000},{"$f":"SUMPRODUCT(($I71:K71))-SUMPRODUCT(($I71:K71)*($I$6:K$6<=(K$6-$E14)))","v":-1764000},{"$f":"SUMPRODUCT(($I71:L71))-SUMPRODUCT(($I71:L71)*($I$6:L$6<=(L$6-$E14)))","v":-1764000},{"$f":"SUMPRODUCT(($I71:M71))-SUMPRODUCT(($I71:M71)*($I$6:M$6<=(M$6-$E14)))","v":-1764000},{"$f":"SUMPRODUCT(($I71:N71))-SUMPRODUCT(($I71:N71)*($I$6:N$6<=(N$6-$E14)))","v":-1764000},{"$f":"SUMPRODUCT(($I71:O71))-SUMPRODUCT(($I71:O71)*($I$6:O$6<=(O$6-$E14)))","v":-1764000},{"$f":"SUMPRODUCT(($I71:P71))-SUMPRODUCT(($I71:P71)*($I$6:P$6<=(P$6-$E14)))","v":-1764000},{"$f":"SUMPRODUCT(($I71:Q71))-SUMPRODUCT(($I71:Q71)*($I$6:Q$6<=(Q$6-$E14)))","v":-1764000},{"$f":"SUMPRODUCT(($I71:R71))-SUMPRODUCT(($I71:R71)*($I$6:R$6<=(R$6-$E14)))","v":-1764000},{"$f":"SUMPRODUCT(($I71:S71))-SUMPRODUCT(($I71:S71)*($I$6:S$6<=(S$6-$E14)))","v":-1764000},{"$f":"SUMPRODUCT(($I71:T71))-SUMPRODUCT(($I71:T71)*($I$6:T$6<=(T$6-$E14)))","v":-1764000},{"$f":"SUMPRODUCT(($I71:U71))-SUMPRODUCT(($I71:U71)*($I$6:U$6<=(U$6-$E14)))","v":-1764000},{"$f":"SUMPRODUCT(($I71:V71))-SUMPRODUCT(($I71:V71)*($I$6:V$6<=(V$6-$E14)))","v":-1764000},{"$f":"SUMPRODUCT(($I71:W71))-SUMPRODUCT(($I71:W71)*($I$6:W$6<=(W$6-$E14)))","v":-1764000},{"$f":"SUMPRODUCT(($I71:X71))-SUMPRODUCT(($I71:X71)*($I$6:X$6<=(X$6-$E14)))","v":-1764000},{"$f":"SUMPRODUCT(($I71:Y71))-SUMPRODUCT(($I71:Y71)*($I$6:Y$6<=(Y$6-$E14)))","v":-1764000},{"$f":"SUMPRODUCT(($I71:Z71))-SUMPRODUCT(($I71:Z71)*($I$6:Z$6<=(Z$6-$E14)))","v":-1764000},{"$f":"SUMPRODUCT(($I71:AA71))-SUMPRODUCT(($I71:AA71)*($I$6:AA$6<=(AA$6-$E14)))","v":-1764000},{"$f":"SUMPRODUCT(($I71:AB71))-SUMPRODUCT(($I71:AB71)*($I$6:AB$6<=(AB$6-$E14)))","v":-1764000},{"$f":"SUMPRODUCT(($I71:AC71))-SUMPRODUCT(($I71:AC71)*($I$6:AC$6<=(AC$6-$E14)))","v":-1764000},{"$f":"SUMPRODUCT(($I71:AD71))-SUMPRODUCT(($I71:AD71)*($I$6:AD$6<=(AD$6-$E14)))","v":-1764000},{"$f":"SUMPRODUCT(($I71:AE71))-SUMPRODUCT(($I71:AE71)*($I$6:AE$6<=(AE$6-$E14)))","v":-1764000},{"$f":"SUMPRODUCT(($I71:AF71))-SUMPRODUCT(($I71:AF71)*($I$6:AF$6<=(AF$6-$E14)))","v":-1764000},{"$f":"SUMPRODUCT(($I71:AG71))-SUMPRODUCT(($I71:AG71)*($I$6:AG$6<=(AG$6-$E14)))","v":-1764000}]
[null,null,{"$f":"C15","v":0},null,null,null,{"$f":"input_dollars","v":"2023-12-31"},null,{"$f":"SUMPRODUCT(($I72:I72))-SUMPRODUCT(($I72:I72)*($I$6:I$6<=(I$6-$E15)))","v":0},{"$f":"SUMPRODUCT(($I72:J72))-SUMPRODUCT(($I72:J72)*($I$6:J$6<=(J$6-$E15)))","v":0},{"$f":"SUMPRODUCT(($I72:K72))-SUMPRODUCT(($I72:K72)*($I$6:K$6<=(K$6-$E15)))","v":0},{"$f":"SUMPRODUCT(($I72:L72))-SUMPRODUCT(($I72:L72)*($I$6:L$6<=(L$6-$E15)))","v":0},{"$f":"SUMPRODUCT(($I72:M72))-SUMPRODUCT(($I72:M72)*($I$6:M$6<=(M$6-$E15)))","v":0},{"$f":"SUMPRODUCT(($I72:N72))-SUMPRODUCT(($I72:N72)*($I$6:N$6<=(N$6-$E15)))","v":0},{"$f":"SUMPRODUCT(($I72:O72))-SUMPRODUCT(($I72:O72)*($I$6:O$6<=(O$6-$E15)))","v":0},{"$f":"SUMPRODUCT(($I72:P72))-SUMPRODUCT(($I72:P72)*($I$6:P$6<=(P$6-$E15)))","v":0},{"$f":"SUMPRODUCT(($I72:Q72))-SUMPRODUCT(($I72:Q72)*($I$6:Q$6<=(Q$6-$E15)))","v":0},{"$f":"SUMPRODUCT(($I72:R72))-SUMPRODUCT(($I72:R72)*($I$6:R$6<=(R$6-$E15)))","v":0},{"$f":"SUMPRODUCT(($I72:S72))-SUMPRODUCT(($I72:S72)*($I$6:S$6<=(S$6-$E15)))","v":0},{"$f":"SUMPRODUCT(($I72:T72))-SUMPRODUCT(($I72:T72)*($I$6:T$6<=(T$6-$E15)))","v":0},{"$f":"SUMPRODUCT(($I72:U72))-SUMPRODUCT(($I72:U72)*($I$6:U$6<=(U$6-$E15)))","v":0},{"$f":"SUMPRODUCT(($I72:V72))-SUMPRODUCT(($I72:V72)*($I$6:V$6<=(V$6-$E15)))","v":0},{"$f":"SUMPRODUCT(($I72:W72))-SUMPRODUCT(($I72:W72)*($I$6:W$6<=(W$6-$E15)))","v":0},{"$f":"SUMPRODUCT(($I72:X72))-SUMPRODUCT(($I72:X72)*($I$6:X$6<=(X$6-$E15)))","v":0},{"$f":"SUMPRODUCT(($I72:Y72))-SUMPRODUCT(($I72:Y72)*($I$6:Y$6<=(Y$6-$E15)))","v":0},{"$f":"SUMPRODUCT(($I72:Z72))-SUMPRODUCT(($I72:Z72)*($I$6:Z$6<=(Z$6-$E15)))","v":0},{"$f":"SUMPRODUCT(($I72:AA72))-SUMPRODUCT(($I72:AA72)*($I$6:AA$6<=(AA$6-$E15)))","v":0},{"$f":"SUMPRODUCT(($I72:AB72))-SUMPRODUCT(($I72:AB72)*($I$6:AB$6<=(AB$6-$E15)))","v":0},{"$f":"SUMPRODUCT(($I72:AC72))-SUMPRODUCT(($I72:AC72)*($I$6:AC$6<=(AC$6-$E15)))","v":0},{"$f":"SUMPRODUCT(($I72:AD72))-SUMPRODUCT(($I72:AD72)*($I$6:AD$6<=(AD$6-$E15)))","v":0},{"$f":"SUMPRODUCT(($I72:AE72))-SUMPRODUCT(($I72:AE72)*($I$6:AE$6<=(AE$6-$E15)))","v":0},{"$f":"SUMPRODUCT(($I72:AF72))-SUMPRODUCT(($I72:AF72)*($I$6:AF$6<=(AF$6-$E15)))","v":0},{"$f":"SUMPRODUCT(($I72:AG72))-SUMPRODUCT(($I72:AG72)*($I$6:AG$6<=(AG$6-$E15)))","v":0}]
[null,null,{"$f":"C16","v":0},null,null,null,{"$f":"input_dollars","v":"2023-12-31"},null,{"$f":"SUMPRODUCT(($I73:I73))-SUMPRODUCT(($I73:I73)*($I$6:I$6<=(I$6-$E16)))","v":0},{"$f":"SUMPRODUCT(($I73:J73))-SUMPRODUCT(($I73:J73)*($I$6:J$6<=(J$6-$E16)))","v":0},{"$f":"SUMPRODUCT(($I73:K73))-SUMPRODUCT(($I73:K73)*($I$6:K$6<=(K$6-$E16)))","v":0},{"$f":"SUMPRODUCT(($I73:L73))-SUMPRODUCT(($I73:L73)*($I$6:L$6<=(L$6-$E16)))","v":0},{"$f":"SUMPRODUCT(($I73:M73))-SUMPRODUCT(($I73:M73)*($I$6:M$6<=(M$6-$E16)))","v":0},{"$f":"SUMPRODUCT(($I73:N73))-SUMPRODUCT(($I73:N73)*($I$6:N$6<=(N$6-$E16)))","v":0},{"$f":"SUMPRODUCT(($I73:O73))-SUMPRODUCT(($I73:O73)*($I$6:O$6<=(O$6-$E16)))","v":0},{"$f":"SUMPRODUCT(($I73:P73))-SUMPRODUCT(($I73:P73)*($I$6:P$6<=(P$6-$E16)))","v":0},{"$f":"SUMPRODUCT(($I73:Q73))-SUMPRODUCT(($I73:Q73)*($I$6:Q$6<=(Q$6-$E16)))","v":0},{"$f":"SUMPRODUCT(($I73:R73))-SUMPRODUCT(($I73:R73)*($I$6:R$6<=(R$6-$E16)))","v":0},{"$f":"SUMPRODUCT(($I73:S73))-SUMPRODUCT(($I73:S73)*($I$6:S$6<=(S$6-$E16)))","v":0},{"$f":"SUMPRODUCT(($I73:T73))-SUMPRODUCT(($I73:T73)*($I$6:T$6<=(T$6-$E16)))","v":0},{"$f":"SUMPRODUCT(($I73:U73))-SUMPRODUCT(($I73:U73)*($I$6:U$6<=(U$6-$E16)))","v":0},{"$f":"SUMPRODUCT(($I73:V73))-SUMPRODUCT(($I73:V73)*($I$6:V$6<=(V$6-$E16)))","v":0},{"$f":"SUMPRODUCT(($I73:W73))-SUMPRODUCT(($I73:W73)*($I$6:W$6<=(W$6-$E16)))","v":0},{"$f":"SUMPRODUCT(($I73:X73))-SUMPRODUCT(($I73:X73)*($I$6:X$6<=(X$6-$E16)))","v":0},{"$f":"SUMPRODUCT(($I73:Y73))-SUMPRODUCT(($I73:Y73)*($I$6:Y$6<=(Y$6-$E16)))","v":0},{"$f":"SUMPRODUCT(($I73:Z73))-SUMPRODUCT(($I73:Z73)*($I$6:Z$6<=(Z$6-$E16)))","v":0},{"$f":"SUMPRODUCT(($I73:AA73))-SUMPRODUCT(($I73:AA73)*($I$6:AA$6<=(AA$6-$E16)))","v":0},{"$f":"SUMPRODUCT(($I73:AB73))-SUMPRODUCT(($I73:AB73)*($I$6:AB$6<=(AB$6-$E16)))","v":0},{"$f":"SUMPRODUCT(($I73:AC73))-SUMPRODUCT(($I73:AC73)*($I$6:AC$6<=(AC$6-$E16)))","v":0},{"$f":"SUMPRODUCT(($I73:AD73))-SUMPRODUCT(($I73:AD73)*($I$6:AD$6<=(AD$6-$E16)))","v":0},{"$f":"SUMPRODUCT(($I73:AE73))-SUMPRODUCT(($I73:AE73)*($I$6:AE$6<=(AE$6-$E16)))","v":0},{"$f":"SUMPRODUCT(($I73:AF73))-SUMPRODUCT(($I73:AF73)*($I$6:AF$6<=(AF$6-$E16)))","v":0},{"$f":"SUMPRODUCT(($I73:AG73))-SUMPRODUCT(($I73:AG73)*($I$6:AG$6<=(AG$6-$E16)))","v":0}]
[]
[null,null,"Annualised capex"]
[null,null,{"$f":"$C$80&\" - \"&C14","v":"Annualised capex - MTC No12 New HV feeder to offload TNA011,TNA013 & TNA024"},null,null,null,{"$f":"input_dollars","v":"2023-12-31"},null,{"$f":"IF($E14=0,0,-PMT(real_disc, $E14,H76,))","v":0},-75205.863675390647,-75205.863675390647,-75205.863675390647,-75205.863675390647,-75205.863675390647,-75205.863675390647,-75205.863675390647,-75205.863675390647,-75205.863675390647,-75205.863675390647,-75205.863675390647,-75205.863675390647,-75205.863675390647,-75205.863675390647,-75205.863675390647,-75205.863675390647,-75205.863675390647,-75205.863675390647,-75205.863675390647,-75205.863675390647,-75205.863675390647,-75205.863675390647,-75205.863675390647,-75205.863675390647]
[null,null,{"$f":"$C$80&\" - \"&C15","v":"Annualised capex - "},null,null,null,{"$f":"input_dollars","v":"2023-12-31"},null,{"$f":"IF($E15=0,0,-PMT(real_disc, $E15,H77,))","v":0},0,0,0,0,0,0,0,0,0,0,0,0,0,0,0,0,0,0,0,0,0,0,0,0]
[null,null,{"$f":"$C$80&\" - \"&C16","v":"Annualised capex - "},null,null,null,{"$f":"input_dollars","v":"2023-12-31"},null,{"$f":"IF($E16=0,0,-PMT(real_disc, $E16,H78,))","v":0},0,0,0,0,0,0,0,0,0,0,0,0,0,0,0,0,0,0,0,0,0,0,0,0]
[null,null,"Total annualised capex",null,null,null,{"$f":"input_dollars","v":"2023-12-31"},null,{"$f":"SUM(I81:I83)","v":0},{"$f":"SUM(J81:J83)","v":-75205.863675390647},-75205.863675390647,-75205.863675390647,-75205.863675390647,-75205.863675390647,-75205.863675390647,-75205.863675390647,-75205.863675390647,-75205.863675390647,-75205.863675390647,-75205.863675390647,-75205.863675390647,-75205.863675390647,-75205.863675390647,-75205.863675390647,-75205.863675390647,-75205.863675390647,-75205.863675390647,-75205.863675390647,{"$f":"SUM(AC81:AC83)","v":-75205.863675390647},{"$f":"SUM(AD81:AD83)","v":-75205.863675390647},{"$f":"SUM(AE81:AE83)","v":-75205.863675390647},{"$f":"SUM(AF81:AF83)","v":-75205.863675390647},{"$f":"SUM(AG81:AG83)","v":-75205.863675390647}]
[]
[null,null,"Annualised capex",null,null,null,{"$f":"input_dollars","v":"2023-12-31"},null,{"$f":"I84","v":0},{"$f":"J84","v":-75205.863675390647},-75205.863675390647,-75205.863675390647,-75205.863675390647,-75205.863675390647,-75205.863675390647,-75205.863675390647,-75205.863675390647,-75205.863675390647,-75205.863675390647,-75205.863675390647,-75205.863675390647,-75205.863675390647,-75205.863675390647,-75205.863675390647,-75205.863675390647,-75205.863675390647,-75205.863675390647,-75205.863675390647,{"$f":"AC84","v":-75205.863675390647},{"$f":"AD84","v":-75205.863675390647},{"$f":"AE84","v":-75205.863675390647},{"$f":"AF84","v":-75205.863675390647},{"$f":"AG84","v":-75205.863675390647}]
[null,null,"Operating expenditure",null,null,null,"2023-12-31",null,{"$f":"-I19","v":0},0,0,0,0,0,0,0,0,0,0,0,0,0,0,0,0,0,0,0,0,0,0,0,0]
[null,null,"Risk mitigated",null,null,null,"2023-12-31",null,{"$f":"I68","v":0},{"$f":"J68","v":128041.31178817383},279906.75190920685,463145.04226607073,743030.92819046124,1304546.6034129998,2276335.4929380659,3256192.8653757768,3738307.3839046722,3738307.3839046722,3738307.3839046722,3738307.3839046722,3738307.3839046722,3738307.3839046722,3738307.3839046722,3738307.3839046722,3738307.3839046722,3738307.3839046722,3738307.3839046722,3738307.3839046722,{"$f":"AC68","v":3738307.3839046722},{"$f":"AD68","v":3738307.3839046722},{"$f":"AE68","v":0},{"$f":"AF68","v":0},{"$f":"AG68","v":0}]
[null,null,"Other benefits value",null,null,null,"2023-12-31",null,{"$f":"I61","v":0},0,0,0,0,0,0,0,0,0,0,0,0,0,0,0,0,0,0,0,0,0,0,0,0]
[]
[null,null,"Net benefits",null,null,null,"2023-12-31",null,{"$f":"SUM(I86:I90)","v":0},52835.448112783182,204700.88823381619,387939.17859068007,667825.06451507064,1229340.7397376092,2201129.6292626751,3180987.0017003859,3663101.5202292814,3663101.5202292814,3663101.5202292814,3663101.5202292814,3663101.5202292814,3663101.5202292814,3663101.5202292814,3663101.5202292814,3663101.5202292814,3663101.5202292814,3663101.5202292814,3663101.5202292814,{"$f":"SUM(AC86:AC90)","v":3663101.5202292814},{"$f":"SUM(AD86:AD90)","v":3663101.5202292814},{"$f":"SUM(AE86:AE90)","v":-75205.863675390647},{"$f":"SUM(AF86:AF90)","v":-75205.863675390647},{"$f":"SUM(AG86:AG90)","v":-75205.863675390647}]
[]
[]
[null,null,"First capex year",null,null,null,{"$f":"IF(SUM($I17:$AG17)=0,0,(INDEX(I$6:AG$6,MATCH(TRUE,INDEX($I17:$AG17<>0,),0))))","v":1}]
[]
[null,null,"First year",null,null,null,{"$f":"IF(_xlfn.MINIFS($G$94:$G$95, $G$94:$G$95, \">\"&0)=0, $A$4, _xlfn.MINIFS($G$94:$G$95, $G$94:$G$95, \">\"&0))","v":1}]
[]
[]
[]
[]
[]
[]
[]
[]
[]
["SENSITIVITIES"]
[]
[]
[]
["NPV",null,"Net benefits",null,null,null,{"$f":"PROPER($A$3)&A110","v":"Option 2NPV"},null,{"$f":"I91","v":0},{"$f":"J91","v":52835.448112783182},204700.88823381619,387939.17859068007,667825.06451507064,1229340.7397376092,2201129.6292626751,3180987.0017003859,3663101.5202292814,3663101.5202292814,3663101.5202292814,3663101.5202292814,3663101.5202292814,3663101.5202292814,3663101.5202292814,3663101.5202292814,3663101.5202292814,3663101.5202292814,3663101.5202292814,3663101.5202292814,3663101.5202292814,3663101.5202292814,-75205.863675390647,-75205.863675390647,-75205.863675390647]
[null,null,"Total annualised capex",null,null,null,null,null,{"$f":"I86","v":0},{"$f":"J86","v":-75205.863675390647},-75205.863675390647,-75205.863675390647,-75205.863675390647,-75205.863675390647,-75205.863675390647,-75205.863675390647,-75205.863675390647,-75205.863675390647,-75205.863675390647,-75205.863675390647,-75205.863675390647,-75205.863675390647,-75205.863675390647,-75205.863675390647,-75205.863675390647,-75205.863675390647,-75205.863675390647,-75205.863675390647,-75205.863675390647,-75205.863675390647,-75205.863675390647,-75205.863675390647,-75205.863675390647]
[null,null,"Total benefits",null,null,null,null,null,{"$f":"SUM(I88:I89)","v":0},{"$f":"SUM(J88:J89)","v":128041.31178817383},279906.75190920685,463145.04226607073,743030.92819046124,1304546.6034129998,2276335.4929380659,3256192.8653757768,3738307.3839046722,3738307.3839046722,3738307.3839046722,3738307.3839046722,3738307.3839046722,3738307.3839046722,3738307.3839046722,3738307.3839046722,3738307.3839046722,3738307.3839046722,3738307.3839046722,3738307.3839046722,3738307.3839046722,3738307.3839046722,0,0,0]
[null,null,null,{"$f":"Assumptions!G110","v":"Capex"},{"$f":"Assumptions!H110","v":"Total benefits"}]
[{"$f":"\"sens\"&Assumptions!B111","v":"sens1"},null,{"$f":"Assumptions!C111","v":"Capex 10% higher"},{"$f":"Assumptions!G111","v":0.1},{"$f":"Assumptions!H111","v":0},null,{"$f":"PROPER($A$3)&A114","v":"Option 2sens1"},null,{"$f":"I$110+IF($C114<>0,SUMPRODUCT((I$111:I$112)*TRANSPOSE(($D114:$E114))),0)","v":0},{"$f":"J$110+IF($C114<>0,SUMPRODUCT((J$111:J$112)*TRANSPOSE(($D114:$E114))),0)","v":45314.861745244118},{"$f":"K$110+IF($C114<>0,SUMPRODUCT((K$111:K$112)*TRANSPOSE(($D114:$E114))),0)","v":197180.30186627712},{"$f":"L$110+IF($C114<>0,SUMPRODUCT((L$111:L$112)*TRANSPOSE(($D114:$E114))),0)","v":380418.59222314099},{"$f":"M$110+IF($C114<>0,SUMPRODUCT((M$111:M$112)*TRANSPOSE(($D114:$E114))),0)","v":660304.47814753163},{"$f":"N$110+IF($C114<>0,SUMPRODUCT((N$111:N$112)*TRANSPOSE(($D114:$E114))),0)","v":1221820.15337007},{"$f":"O$110+IF($C114<>0,SUMPRODUCT((O$111:O$112)*TRANSPOSE(($D114:$E114))),0)","v":2193609.0428951359},{"$f":"P$110+IF($C114<>0,SUMPRODUCT((P$111:P$112)*TRANSPOSE(($D114:$E114))),0)","v":3173466.4153328468},{"$f":"Q$110+IF($C114<>0,SUMPRODUCT((Q$111:Q$112)*TRANSPOSE(($D114:$E114))),0)","v":3655580.9338617423},{"$f":"R$110+IF($C114<>0,SUMPRODUCT((R$111:R$112)*TRANSPOSE(($D114:$E114))),0)","v":3655580.9338617423},{"$f":"S$110+IF($C114<>0,SUMPRODUCT((S$111:S$112)*TRANSPOSE(($D114:$E114))),0)","v":3655580.9338617423},{"$f":"T$110+IF($C114<>0,SUMPRODUCT((T$111:T$112)*TRANSPOSE(($D114:$E114))),0)","v":3655580.9338617423},{"$f":"U$110+IF($C114<>0,SUMPRODUCT((U$111:U$112)*TRANSPOSE(($D114:$E114))),0)","v":3655580.9338617423},{"$f":"V$110+IF($C114<>0,SUMPRODUCT((V$111:V$112)*TRANSPOSE(($D114:$E114))),0)","v":3655580.9338617423},{"$f":"W$110+IF($C114<>0,SUMPRODUCT((W$111:W$112)*TRANSPOSE(($D114:$E114))),0)","v":3655580.9338617423},{"$f":"X$110+IF($C114<>0,SUMPRODUCT((X$111:X$112)*TRANSPOSE(($D114:$E114))),0)","v":3655580.9338617423},{"$f":"Y$110+IF($C114<>0,SUMPRODUCT((Y$111:Y$112)*TRANSPOSE(($D114:$E114))),0)","v":3655580.9338617423},{"$f":"Z$110+IF($C114<>0,SUMPRODUCT((Z$111:Z$112)*TRANSPOSE(($D114:$E114))),0)","v":3655580.9338617423},{"$f":"AA$110+IF($C114<>0,SUMPRODUCT((AA$111:AA$112)*TRANSPOSE(($D114:$E114))),0)","v":3655580.9338617423},{"$f":"AB$110+IF($C114<>0,SUMPRODUCT((AB$111:AB$112)*TRANSPOSE(($D114:$E114))),0)","v":3655580.9338617423},{"$f":"AC$110+IF($C114<>0,SUMPRODUCT((AC$111:AC$112)*TRANSPOSE(($D114:$E114))),0)","v":3655580.9338617423},{"$f":"AD$110+IF($C114<>0,SUMPRODUCT((AD$111:AD$112)*TRANSPOSE(($D114:$E114))),0)","v":3655580.9338617423},{"$f":"AE$110+IF($C114<>0,SUMPRODUCT((AE$111:AE$112)*TRANSPOSE(($D114:$E114))),0)","v":-82726.450042929704},{"$f":"AF$110+IF($C114<>0,SUMPRODUCT((AF$111:AF$112)*TRANSPOSE(($D114:$E114))),0)","v":-82726.450042929704},{"$f":"AG$110+IF($C114<>0,SUMPRODUCT((AG$111:AG$112)*TRANSPOSE(($D114:$E114))),0)","v":-82726.450042929704}]
[{"$f":"\"sens\"&Assumptions!B112","v":"sens2"},null,{"$f":"Assumptions!C112","v":"Capex 10% lower"},{"$f":"Assumptions!G112","v":-0.1},{"$f":"Assumptions!H112","v":0},null,{"$f":"PROPER($A$3)&A115","v":"Option 2sens2"},null,{"$f":"I$110+IF($C115<>0,SUMPRODUCT((I$111:I$112)*TRANSPOSE(($D115:$E115))),0)","v":0},{"$f":"J$110+IF($C115<>0,SUMPRODUCT((J$111:J$112)*TRANSPOSE(($D115:$E115))),0)","v":60356.034480322247},{"$f":"K$110+IF($C115<>0,SUMPRODUCT((K$111:K$112)*TRANSPOSE(($D115:$E115))),0)","v":212221.47460135526},{"$f":"L$110+IF($C115<>0,SUMPRODUCT((L$111:L$112)*TRANSPOSE(($D115:$E115))),0)","v":395459.76495821914},{"$f":"M$110+IF($C115<>0,SUMPRODUCT((M$111:M$112)*TRANSPOSE(($D115:$E115))),0)","v":675345.65088260965},{"$f":"N$110+IF($C115<>0,SUMPRODUCT((N$111:N$112)*TRANSPOSE(($D115:$E115))),0)","v":1236861.3261051483},{"$f":"O$110+IF($C115<>0,SUMPRODUCT((O$111:O$112)*TRANSPOSE(($D115:$E115))),0)","v":2208650.2156302142},{"$f":"P$110+IF($C115<>0,SUMPRODUCT((P$111:P$112)*TRANSPOSE(($D115:$E115))),0)","v":3188507.5880679251},{"$f":"Q$110+IF($C115<>0,SUMPRODUCT((Q$111:Q$112)*TRANSPOSE(($D115:$E115))),0)","v":3670622.1065968205},{"$f":"R$110+IF($C115<>0,SUMPRODUCT((R$111:R$112)*TRANSPOSE(($D115:$E115))),0)","v":3670622.1065968205},{"$f":"S$110+IF($C115<>0,SUMPRODUCT((S$111:S$112)*TRANSPOSE(($D115:$E115))),0)","v":3670622.1065968205},{"$f":"T$110+IF($C115<>0,SUMPRODUCT((T$111:T$112)*TRANSPOSE(($D115:$E115))),0)","v":3670622.1065968205},{"$f":"U$110+IF($C115<>0,SUMPRODUCT((U$111:U$112)*TRANSPOSE(($D115:$E115))),0)","v":3670622.1065968205},{"$f":"V$110+IF($C115<>0,SUMPRODUCT((V$111:V$112)*TRANSPOSE(($D115:$E115))),0)","v":3670622.1065968205},{"$f":"W$110+IF($C115<>0,SUMPRODUCT((W$111:W$112)*TRANSPOSE(($D115:$E115))),0)","v":3670622.1065968205},{"$f":"X$110+IF($C115<>0,SUMPRODUCT((X$111:X$112)*TRANSPOSE(($D115:$E115))),0)","v":3670622.1065968205},{"$f":"Y$110+IF($C115<>0,SUMPRODUCT((Y$111:Y$112)*TRANSPOSE(($D115:$E115))),0)","v":3670622.1065968205},{"$f":"Z$110+IF($C115<>0,SUMPRODUCT((Z$111:Z$112)*TRANSPOSE(($D115:$E115))),0)","v":3670622.1065968205},{"$f":"AA$110+IF($C115<>0,SUMPRODUCT((AA$111:AA$112)*TRANSPOSE(($D115:$E115))),0)","v":3670622.1065968205},{"$f":"AB$110+IF($C115<>0,SUMPRODUCT((AB$111:AB$112)*TRANSPOSE(($D115:$E115))),0)","v":3670622.1065968205},{"$f":"AC$110+IF($C115<>0,SUMPRODUCT((AC$111:AC$112)*TRANSPOSE(($D115:$E115))),0)","v":3670622.1065968205},{"$f":"AD$110+IF($C115<>0,SUMPRODUCT((AD$111:AD$112)*TRANSPOSE(($D115:$E115))),0)","v":3670622.1065968205},{"$f":"AE$110+IF($C115<>0,SUMPRODUCT((AE$111:AE$112)*TRANSPOSE(($D115:$E115))),0)","v":-67685.277307851589},{"$f":"AF$110+IF($C115<>0,SUMPRODUCT((AF$111:AF$112)*TRANSPOSE(($D115:$E115))),0)","v":-67685.277307851589},{"$f":"AG$110+IF($C115<>0,SUMPRODUCT((AG$111:AG$112)*TRANSPOSE(($D115:$E115))),0)","v":-67685.277307851589}]
[{"$f":"\"sens\"&Assumptions!B113","v":"sens3"},null,{"$f":"Assumptions!C113","v":"Total benefits 10% higher"},{"$f":"Assumptions!G113","v":0},{"$f":"Assumptions!H113","v":0.1},null,"Option 2sens3",null,{"$f":"I$110+IF($C116<>0,SUMPRODUCT((I$111:I$112)*TRANSPOSE(($D116:$E116))),0)","v":0},{"$f":"J$110+IF($C116<>0,SUMPRODUCT((J$111:J$112)*TRANSPOSE(($D116:$E116))),0)","v":65639.579291600559},{"$f":"K$110+IF($C116<>0,SUMPRODUCT((K$111:K$112)*TRANSPOSE(($D116:$E116))),0)","v":232691.56342473687},{"$f":"L$110+IF($C116<>0,SUMPRODUCT((L$111:L$112)*TRANSPOSE(($D116:$E116))),0)","v":434253.68281728716},{"$f":"M$110+IF($C116<>0,SUMPRODUCT((M$111:M$112)*TRANSPOSE(($D116:$E116))),0)","v":742128.15733411675},{"$f":"N$110+IF($C116<>0,SUMPRODUCT((N$111:N$112)*TRANSPOSE(($D116:$E116))),0)","v":1359795.4000789092},{"$f":"O$110+IF($C116<>0,SUMPRODUCT((O$111:O$112)*TRANSPOSE(($D116:$E116))),0)","v":2428763.1785564818},{"$f":"P$110+IF($C116<>0,SUMPRODUCT((P$111:P$112)*TRANSPOSE(($D116:$E116))),0)","v":3506606.2882379638},{"$f":"Q$110+IF($C116<>0,SUMPRODUCT((Q$111:Q$112)*TRANSPOSE(($D116:$E116))),0)","v":4036932.2586197485},{"$f":"R$110+IF($C116<>0,SUMPRODUCT((R$111:R$112)*TRANSPOSE(($D116:$E116))),0)","v":4036932.2586197485},{"$f":"S$110+IF($C116<>0,SUMPRODUCT((S$111:S$112)*TRANSPOSE(($D116:$E116))),0)","v":4036932.2586197485},{"$f":"T$110+IF($C116<>0,SUMPRODUCT((T$111:T$112)*TRANSPOSE(($D116:$E116))),0)","v":4036932.2586197485},{"$f":"U$110+IF($C116<>0,SUMPRODUCT((U$111:U$112)*TRANSPOSE(($D116:$E116))),0)","v":4036932.2586197485},{"$f":"V$110+IF($C116<>0,SUMPRODUCT((V$111:V$112)*TRANSPOSE(($D116:$E116))),0)","v":4036932.2586197485},{"$f":"W$110+IF($C116<>0,SUMPRODUCT((W$111:W$112)*TRANSPOSE(($D116:$E116))),0)","v":4036932.2586197485},{"$f":"X$110+IF($C116<>0,SUMPRODUCT((X$111:X$112)*TRANSPOSE(($D116:$E116))),0)","v":4036932.2586197485},{"$f":"Y$110+IF($C116<>0,SUMPRODUCT((Y$111:Y$112)*TRANSPOSE(($D116:$E116))),0)","v":4036932.2586197485},{"$f":"Z$110+IF($C116<>0,SUMPRODUCT((Z$111:Z$112)*TRANSPOSE(($D116:$E116))),0)","v":4036932.2586197485},{"$f":"AA$110+IF($C116<>0,SUMPRODUCT((AA$111:AA$112)*TRANSPOSE(($D116:$E116))),0)","v":4036932.2586197485},{"$f":"AB$110+IF($C116<>0,SUMPRODUCT((AB$111:AB$112)*TRANSPOSE(($D116:$E116))),0)","v":4036932.2586197485},{"$f":"AC$110+IF($C116<>0,SUMPRODUCT((AC$111:AC$112)*TRANSPOSE(($D116:$E116))),0)","v":4036932.2586197485},{"$f":"AD$110+IF($C116<>0,SUMPRODUCT((AD$111:AD$112)*TRANSPOSE(($D116:$E116))),0)","v":4036932.2586197485},{"$f":"AE$110+IF($C116<>0,SUMPRODUCT((AE$111:AE$112)*TRANSPOSE(($D116:$E116))),0)","v":-75205.863675390647},{"$f":"AF$110+IF($C116<>0,SUMPRODUCT((AF$111:AF$112)*TRANSPOSE(($D116:$E116))),0)","v":-75205.863675390647},{"$f":"AG$110+IF($C116<>0,SUMPRODUCT((AG$111:AG$112)*TRANSPOSE(($D116:$E116))),0)","v":-75205.863675390647}]
[{"$f":"\"sens\"&Assumptions!B114","v":"sens4"},null,{"$f":"Assumptions!C114","v":"Total benefits 10% lower"},{"$f":"Assumptions!G114","v":0},{"$f":"Assumptions!H114","v":-0.1},null,"Option 2sens4",null,{"$f":"I$110+IF($C117<>0,SUMPRODUCT((I$111:I$112)*TRANSPOSE(($D117:$E117))),0)","v":0},{"$f":"J$110+IF($C117<>0,SUMPRODUCT((J$111:J$112)*TRANSPOSE(($D117:$E117))),0)","v":40031.316933965798},{"$f":"K$110+IF($C117<>0,SUMPRODUCT((K$111:K$112)*TRANSPOSE(($D117:$E117))),0)","v":176710.21304289551},{"$f":"L$110+IF($C117<>0,SUMPRODUCT((L$111:L$112)*TRANSPOSE(($D117:$E117))),0)","v":341624.67436407297},{"$f":"M$110+IF($C117<>0,SUMPRODUCT((M$111:M$112)*TRANSPOSE(($D117:$E117))),0)","v":593521.97169602453},{"$f":"N$110+IF($C117<>0,SUMPRODUCT((N$111:N$112)*TRANSPOSE(($D117:$E117))),0)","v":1098886.0793963091},{"$f":"O$110+IF($C117<>0,SUMPRODUCT((O$111:O$112)*TRANSPOSE(($D117:$E117))),0)","v":1973496.0799688685},{"$f":"P$110+IF($C117<>0,SUMPRODUCT((P$111:P$112)*TRANSPOSE(($D117:$E117))),0)","v":2855367.7151628081},{"$f":"Q$110+IF($C117<>0,SUMPRODUCT((Q$111:Q$112)*TRANSPOSE(($D117:$E117))),0)","v":3289270.7818388143},{"$f":"R$110+IF($C117<>0,SUMPRODUCT((R$111:R$112)*TRANSPOSE(($D117:$E117))),0)","v":3289270.7818388143},{"$f":"S$110+IF($C117<>0,SUMPRODUCT((S$111:S$112)*TRANSPOSE(($D117:$E117))),0)","v":3289270.7818388143},{"$f":"T$110+IF($C117<>0,SUMPRODUCT((T$111:T$112)*TRANSPOSE(($D117:$E117))),0)","v":3289270.7818388143},{"$f":"U$110+IF($C117<>0,SUMPRODUCT((U$111:U$112)*TRANSPOSE(($D117:$E117))),0)","v":3289270.7818388143},{"$f":"V$110+IF($C117<>0,SUMPRODUCT((V$111:V$112)*TRANSPOSE(($D117:$E117))),0)","v":3289270.7818388143},{"$f":"W$110+IF($C117<>0,SUMPRODUCT((W$111:W$112)*TRANSPOSE(($D117:$E117))),0)","v":3289270.7818388143},{"$f":"X$110+IF($C117<>0,SUMPRODUCT((X$111:X$112)*TRANSPOSE(($D117:$E117))),0)","v":3289270.7818388143},{"$f":"Y$110+IF($C117<>0,SUMPRODUCT((Y$111:Y$112)*TRANSPOSE(($D117:$E117))),0)","v":3289270.7818388143},{"$f":"Z$110+IF($C117<>0,SUMPRODUCT((Z$111:Z$112)*TRANSPOSE(($D117:$E117))),0)","v":3289270.7818388143},{"$f":"AA$110+IF($C117<>0,SUMPRODUCT((AA$111:AA$112)*TRANSPOSE(($D117:$E117))),0)","v":3289270.7818388143},{"$f":"AB$110+IF($C117<>0,SUMPRODUCT((AB$111:AB$112)*TRANSPOSE(($D117:$E117))),0)","v":3289270.7818388143},{"$f":"AC$110+IF($C117<>0,SUMPRODUCT((AC$111:AC$112)*TRANSPOSE(($D117:$E117))),0)","v":3289270.7818388143},{"$f":"AD$110+IF($C117<>0,SUMPRODUCT((AD$111:AD$112)*TRANSPOSE(($D117:$E117))),0)","v":3289270.7818388143},{"$f":"AE$110+IF($C117<>0,SUMPRODUCT((AE$111:AE$112)*TRANSPOSE(($D117:$E117))),0)","v":-75205.863675390647},{"$f":"AF$110+IF($C117<>0,SUMPRODUCT((AF$111:AF$112)*TRANSPOSE(($D117:$E117))),0)","v":-75205.863675390647},{"$f":"AG$110+IF($C117<>0,SUMPRODUCT((AG$111:AG$112)*TRANSPOSE(($D117:$E117))),0)","v":-75205.863675390647}]
[{"$f":"\"sens\"&Assumptions!B115","v":"sens5"},null,{"$f":"Assumptions!C115","v":"Capex 10% higher & Total benefits 10% lower"},{"$f":"Assumptions!G115","v":0.1},{"$f":"Assumptions!H115","v":-0.1},null,"Option 2sens5",null,{"$f":"I$110+IF($C118<>0,SUMPRODUCT((I$111:I$112)*TRANSPOSE(($D118:$E118))),0)","v":0},{"$f":"J$110+IF($C118<>0,SUMPRODUCT((J$111:J$112)*TRANSPOSE(($D118:$E118))),0)","v":32510.730566426733},{"$f":"K$110+IF($C118<>0,SUMPRODUCT((K$111:K$112)*TRANSPOSE(($D118:$E118))),0)","v":169189.62667535644},{"$f":"L$110+IF($C118<>0,SUMPRODUCT((L$111:L$112)*TRANSPOSE(($D118:$E118))),0)","v":334104.08799653396},{"$f":"M$110+IF($C118<>0,SUMPRODUCT((M$111:M$112)*TRANSPOSE(($D118:$E118))),0)","v":586001.3853284854},{"$f":"N$110+IF($C118<>0,SUMPRODUCT((N$111:N$112)*TRANSPOSE(($D118:$E118))),0)","v":1091365.4930287702},{"$f":"O$110+IF($C118<>0,SUMPRODUCT((O$111:O$112)*TRANSPOSE(($D118:$E118))),0)","v":1965975.4936013294},{"$f":"P$110+IF($C118<>0,SUMPRODUCT((P$111:P$112)*TRANSPOSE(($D118:$E118))),0)","v":2847847.1287952689},{"$f":"Q$110+IF($C118<>0,SUMPRODUCT((Q$111:Q$112)*TRANSPOSE(($D118:$E118))),0)","v":3281750.1954712751},{"$f":"R$110+IF($C118<>0,SUMPRODUCT((R$111:R$112)*TRANSPOSE(($D118:$E118))),0)","v":3281750.1954712751},{"$f":"S$110+IF($C118<>0,SUMPRODUCT((S$111:S$112)*TRANSPOSE(($D118:$E118))),0)","v":3281750.1954712751},{"$f":"T$110+IF($C118<>0,SUMPRODUCT((T$111:T$112)*TRANSPOSE(($D118:$E118))),0)","v":3281750.1954712751},{"$f":"U$110+IF($C118<>0,SUMPRODUCT((U$111:U$112)*TRANSPOSE(($D118:$E118))),0)","v":3281750.1954712751},{"$f":"V$110+IF($C118<>0,SUMPRODUCT((V$111:V$112)*TRANSPOSE(($D118:$E118))),0)","v":3281750.1954712751},{"$f":"W$110+IF($C118<>0,SUMPRODUCT((W$111:W$112)*TRANSPOSE(($D118:$E118))),0)","v":3281750.1954712751},{"$f":"X$110+IF($C118<>0,SUMPRODUCT((X$111:X$112)*TRANSPOSE(($D118:$E118))),0)","v":3281750.1954712751},{"$f":"Y$110+IF($C118<>0,SUMPRODUCT((Y$111:Y$112)*TRANSPOSE(($D118:$E118))),0)","v":3281750.1954712751},{"$f":"Z$110+IF($C118<>0,SUMPRODUCT((Z$111:Z$112)*TRANSPOSE(($D118:$E118))),0)","v":3281750.1954712751},{"$f":"AA$110+IF($C118<>0,SUMPRODUCT((AA$111:AA$112)*TRANSPOSE(($D118:$E118))),0)","v":3281750.1954712751},{"$f":"AB$110+IF($C118<>0,SUMPRODUCT((AB$111:AB$112)*TRANSPOSE(($D118:$E118))),0)","v":3281750.1954712751},{"$f":"AC$110+IF($C118<>0,SUMPRODUCT((AC$111:AC$112)*TRANSPOSE(($D118:$E118))),0)","v":3281750.1954712751},{"$f":"AD$110+IF($C118<>0,SUMPRODUCT((AD$111:AD$112)*TRANSPOSE(($D118:$E118))),0)","v":3281750.1954712751},{"$f":"AE$110+IF($C118<>0,SUMPRODUCT((AE$111:AE$112)*TRANSPOSE(($D118:$E118))),0)","v":-82726.450042929704},{"$f":"AF$110+IF($C118<>0,SUMPRODUCT((AF$111:AF$112)*TRANSPOSE(($D118:$E118))),0)","v":-82726.450042929704},{"$f":"AG$110+IF($C118<>0,SUMPRODUCT((AG$111:AG$112)*TRANSPOSE(($D118:$E118))),0)","v":-82726.450042929704}]
[{"$f":"\"sens\"&Assumptions!B116","v":"sens"},null,{"$f":"Assumptions!C116","v":0},{"$f":"Assumptions!G116","v":0},{"$f":"Assumptions!H116","v":0},null,"Option 2sens",null,{"$f":"I$110+IF($C119<>0,SUMPRODUCT((I$111:I$112)*TRANSPOSE(($D119:$E119))),0)","v":0},{"$f":"J$110+IF($C119<>0,SUMPRODUCT((J$111:J$112)*TRANSPOSE(($D119:$E119))),0)","v":52835.448112783182},{"$f":"K$110+IF($C119<>0,SUMPRODUCT((K$111:K$112)*TRANSPOSE(($D119:$E119))),0)","v":204700.88823381619},{"$f":"L$110+IF($C119<>0,SUMPRODUCT((L$111:L$112)*TRANSPOSE(($D119:$E119))),0)","v":387939.17859068007},{"$f":"M$110+IF($C119<>0,SUMPRODUCT((M$111:M$112)*TRANSPOSE(($D119:$E119))),0)","v":667825.06451507064},{"$f":"N$110+IF($C119<>0,SUMPRODUCT((N$111:N$112)*TRANSPOSE(($D119:$E119))),0)","v":1229340.7397376092},{"$f":"O$110+IF($C119<>0,SUMPRODUCT((O$111:O$112)*TRANSPOSE(($D119:$E119))),0)","v":2201129.6292626751},{"$f":"P$110+IF($C119<>0,SUMPRODUCT((P$111:P$112)*TRANSPOSE(($D119:$E119))),0)","v":3180987.0017003859},{"$f":"Q$110+IF($C119<>0,SUMPRODUCT((Q$111:Q$112)*TRANSPOSE(($D119:$E119))),0)","v":3663101.5202292814},{"$f":"R$110+IF($C119<>0,SUMPRODUCT((R$111:R$112)*TRANSPOSE(($D119:$E119))),0)","v":3663101.5202292814},{"$f":"S$110+IF($C119<>0,SUMPRODUCT((S$111:S$112)*TRANSPOSE(($D119:$E119))),0)","v":3663101.5202292814},{"$f":"T$110+IF($C119<>0,SUMPRODUCT((T$111:T$112)*TRANSPOSE(($D119:$E119))),0)","v":3663101.5202292814},{"$f":"U$110+IF($C119<>0,SUMPRODUCT((U$111:U$112)*TRANSPOSE(($D119:$E119))),0)","v":3663101.5202292814},{"$f":"V$110+IF($C119<>0,SUMPRODUCT((V$111:V$112)*TRANSPOSE(($D119:$E119))),0)","v":3663101.5202292814},{"$f":"W$110+IF($C119<>0,SUMPRODUCT((W$111:W$112)*TRANSPOSE(($D119:$E119))),0)","v":3663101.5202292814},{"$f":"X$110+IF($C119<>0,SUMPRODUCT((X$111:X$112)*TRANSPOSE(($D119:$E119))),0)","v":3663101.5202292814},{"$f":"Y$110+IF($C119<>0,SUMPRODUCT((Y$111:Y$112)*TRANSPOSE(($D119:$E119))),0)","v":3663101.5202292814},{"$f":"Z$110+IF($C119<>0,SUMPRODUCT((Z$111:Z$112)*TRANSPOSE(($D119:$E119))),0)","v":3663101.5202292814},{"$f":"AA$110+IF($C119<>0,SUMPRODUCT((AA$111:AA$112)*TRANSPOSE(($D119:$E119))),0)","v":3663101.5202292814},{"$f":"AB$110+IF($C119<>0,SUMPRODUCT((AB$111:AB$112)*TRANSPOSE(($D119:$E119))),0)","v":3663101.5202292814},{"$f":"AC$110+IF($C119<>0,SUMPRODUCT((AC$111:AC$112)*TRANSPOSE(($D119:$E119))),0)","v":3663101.5202292814},{"$f":"AD$110+IF($C119<>0,SUMPRODUCT((AD$111:AD$112)*TRANSPOSE(($D119:$E119))),0)","v":3663101.5202292814},{"$f":"AE$110+IF($C119<>0,SUMPRODUCT((AE$111:AE$112)*TRANSPOSE(($D119:$E119))),0)","v":-75205.863675390647},{"$f":"AF$110+IF($C119<>0,SUMPRODUCT((AF$111:AF$112)*TRANSPOSE(($D119:$E119))),0)","v":-75205.863675390647},{"$f":"AG$110+IF($C119<>0,SUMPRODUCT((AG$111:AG$112)*TRANSPOSE(($D119:$E119))),0)","v":-75205.863675390647}]
[{"$f":"\"sens\"&Assumptions!B117","v":"sens"},null,{"$f":"Assumptions!C117","v":0},{"$f":"Assumptions!G117","v":0},{"$f":"Assumptions!H117","v":0},null,"Option 2sens",null,{"$f":"I$110+IF($C120<>0,SUMPRODUCT((I$111:I$112)*TRANSPOSE(($D120:$E120))),0)","v":0},{"$f":"J$110+IF($C120<>0,SUMPRODUCT((J$111:J$112)*TRANSPOSE(($D120:$E120))),0)","v":52835.448112783182},{"$f":"K$110+IF($C120<>0,SUMPRODUCT((K$111:K$112)*TRANSPOSE(($D120:$E120))),0)","v":204700.88823381619},{"$f":"L$110+IF($C120<>0,SUMPRODUCT((L$111:L$112)*TRANSPOSE(($D120:$E120))),0)","v":387939.17859068007},{"$f":"M$110+IF($C120<>0,SUMPRODUCT((M$111:M$112)*TRANSPOSE(($D120:$E120))),0)","v":667825.06451507064},{"$f":"N$110+IF($C120<>0,SUMPRODUCT((N$111:N$112)*TRANSPOSE(($D120:$E120))),0)","v":1229340.7397376092},{"$f":"O$110+IF($C120<>0,SUMPRODUCT((O$111:O$112)*TRANSPOSE(($D120:$E120))),0)","v":2201129.6292626751},{"$f":"P$110+IF($C120<>0,SUMPRODUCT((P$111:P$112)*TRANSPOSE(($D120:$E120))),0)","v":3180987.0017003859},{"$f":"Q$110+IF($C120<>0,SUMPRODUCT((Q$111:Q$112)*TRANSPOSE(($D120:$E120))),0)","v":3663101.5202292814},{"$f":"R$110+IF($C120<>0,SUMPRODUCT((R$111:R$112)*TRANSPOSE(($D120:$E120))),0)","v":3663101.5202292814},{"$f":"S$110+IF($C120<>0,SUMPRODUCT((S$111:S$112)*TRANSPOSE(($D120:$E120))),0)","v":3663101.5202292814},{"$f":"T$110+IF($C120<>0,SUMPRODUCT((T$111:T$112)*TRANSPOSE(($D120:$E120))),0)","v":3663101.5202292814},{"$f":"U$110+IF($C120<>0,SUMPRODUCT((U$111:U$112)*TRANSPOSE(($D120:$E120))),0)","v":3663101.5202292814},{"$f":"V$110+IF($C120<>0,SUMPRODUCT((V$111:V$112)*TRANSPOSE(($D120:$E120))),0)","v":3663101.5202292814},{"$f":"W$110+IF($C120<>0,SUMPRODUCT((W$111:W$112)*TRANSPOSE(($D120:$E120))),0)","v":3663101.5202292814},{"$f":"X$110+IF($C120<>0,SUMPRODUCT((X$111:X$112)*TRANSPOSE(($D120:$E120))),0)","v":3663101.5202292814},{"$f":"Y$110+IF($C120<>0,SUMPRODUCT((Y$111:Y$112)*TRANSPOSE(($D120:$E120))),0)","v":3663101.5202292814},{"$f":"Z$110+IF($C120<>0,SUMPRODUCT((Z$111:Z$112)*TRANSPOSE(($D120:$E120))),0)","v":3663101.5202292814},{"$f":"AA$110+IF($C120<>0,SUMPRODUCT((AA$111:AA$112)*TRANSPOSE(($D120:$E120))),0)","v":3663101.5202292814},{"$f":"AB$110+IF($C120<>0,SUMPRODUCT((AB$111:AB$112)*TRANSPOSE(($D120:$E120))),0)","v":3663101.5202292814},{"$f":"AC$110+IF($C120<>0,SUMPRODUCT((AC$111:AC$112)*TRANSPOSE(($D120:$E120))),0)","v":3663101.5202292814},{"$f":"AD$110+IF($C120<>0,SUMPRODUCT((AD$111:AD$112)*TRANSPOSE(($D120:$E120))),0)","v":3663101.5202292814},{"$f":"AE$110+IF($C120<>0,SUMPRODUCT((AE$111:AE$112)*TRANSPOSE(($D120:$E120))),0)","v":-75205.863675390647},{"$f":"AF$110+IF($C120<>0,SUMPRODUCT((AF$111:AF$112)*TRANSPOSE(($D120:$E120))),0)","v":-75205.863675390647},{"$f":"AG$110+IF($C120<>0,SUMPRODUCT((AG$111:AG$112)*TRANSPOSE(($D120:$E120))),0)","v":-75205.863675390647}]
[{"$f":"\"sens\"&Assumptions!B118","v":"sens"},null,{"$f":"Assumptions!C118","v":0},{"$f":"Assumptions!G118","v":0},{"$f":"Assumptions!H118","v":0},null,"Option 2sens",null,{"$f":"I$110+IF($C121<>0,SUMPRODUCT((I$111:I$112)*TRANSPOSE(($D121:$E121))),0)","v":0},{"$f":"J$110+IF($C121<>0,SUMPRODUCT((J$111:J$112)*TRANSPOSE(($D121:$E121))),0)","v":52835.448112783182},{"$f":"K$110+IF($C121<>0,SUMPRODUCT((K$111:K$112)*TRANSPOSE(($D121:$E121))),0)","v":204700.88823381619},{"$f":"L$110+IF($C121<>0,SUMPRODUCT((L$111:L$112)*TRANSPOSE(($D121:$E121))),0)","v":387939.17859068007},{"$f":"M$110+IF($C121<>0,SUMPRODUCT((M$111:M$112)*TRANSPOSE(($D121:$E121))),0)","v":667825.06451507064},{"$f":"N$110+IF($C121<>0,SUMPRODUCT((N$111:N$112)*TRANSPOSE(($D121:$E121))),0)","v":1229340.7397376092},{"$f":"O$110+IF($C121<>0,SUMPRODUCT((O$111:O$112)*TRANSPOSE(($D121:$E121))),0)","v":2201129.6292626751},{"$f":"P$110+IF($C121<>0,SUMPRODUCT((P$111:P$112)*TRANSPOSE(($D121:$E121))),0)","v":3180987.0017003859},{"$f":"Q$110+IF($C121<>0,SUMPRODUCT((Q$111:Q$112)*TRANSPOSE(($D121:$E121))),0)","v":3663101.5202292814},{"$f":"R$110+IF($C121<>0,SUMPRODUCT((R$111:R$112)*TRANSPOSE(($D121:$E121))),0)","v":3663101.5202292814},{"$f":"S$110+IF($C121<>0,SUMPRODUCT((S$111:S$112)*TRANSPOSE(($D121:$E121))),0)","v":3663101.5202292814},{"$f":"T$110+IF($C121<>0,SUMPRODUCT((T$111:T$112)*TRANSPOSE(($D121:$E121))),0)","v":3663101.5202292814},{"$f":"U$110+IF($C121<>0,SUMPRODUCT((U$111:U$112)*TRANSPOSE(($D121:$E121))),0)","v":3663101.5202292814},{"$f":"V$110+IF($C121<>0,SUMPRODUCT((V$111:V$112)*TRANSPOSE(($D121:$E121))),0)","v":3663101.5202292814},{"$f":"W$110+IF($C121<>0,SUMPRODUCT((W$111:W$112)*TRANSPOSE(($D121:$E121))),0)","v":3663101.5202292814},{"$f":"X$110+IF($C121<>0,SUMPRODUCT((X$111:X$112)*TRANSPOSE(($D121:$E121))),0)","v":3663101.5202292814},{"$f":"Y$110+IF($C121<>0,SUMPRODUCT((Y$111:Y$112)*TRANSPOSE(($D121:$E121))),0)","v":3663101.5202292814},{"$f":"Z$110+IF($C121<>0,SUMPRODUCT((Z$111:Z$112)*TRANSPOSE(($D121:$E121))),0)","v":3663101.5202292814},{"$f":"AA$110+IF($C121<>0,SUMPRODUCT((AA$111:AA$112)*TRANSPOSE(($D121:$E121))),0)","v":3663101.5202292814},{"$f":"AB$110+IF($C121<>0,SUMPRODUCT((AB$111:AB$112)*TRANSPOSE(($D121:$E121))),0)","v":3663101.5202292814},{"$f":"AC$110+IF($C121<>0,SUMPRODUCT((AC$111:AC$112)*TRANSPOSE(($D121:$E121))),0)","v":3663101.5202292814},{"$f":"AD$110+IF($C121<>0,SUMPRODUCT((AD$111:AD$112)*TRANSPOSE(($D121:$E121))),0)","v":3663101.5202292814},{"$f":"AE$110+IF($C121<>0,SUMPRODUCT((AE$111:AE$112)*TRANSPOSE(($D121:$E121))),0)","v":-75205.863675390647},{"$f":"AF$110+IF($C121<>0,SUMPRODUCT((AF$111:AF$112)*TRANSPOSE(($D121:$E121))),0)","v":-75205.863675390647},{"$f":"AG$110+IF($C121<>0,SUMPRODUCT((AG$111:AG$112)*TRANSPOSE(($D121:$E121))),0)","v":-75205.863675390647}]

{"sheet":"Option3","index":5,"n_rows":121,"n_cols":33,"rows_kept":121,"cut":false,"hidden":false,"merged":[]}
[{"$f":"bus","v":"Powercor"}]
[{"$f":"proj","v":"Mount Cottrell feeder 12"}]
["OPTION 3",null,{"$f":"INDEX(Assumptions!$E$14:$E$18, MATCH(A3,_xlfn.ANCHORARRAY( Assumptions!$C$14),0))","v":0}]
[{"$f":"(INDEX(Data!$D$9:$D$13, MATCH(A3, options,0)))","v":"Not used"}]
[]
[{"$f":"'Option1 (base case)'!A6","v":"Count"},null,null,null,null,null,null,null,{"$f":"'Option1 (base case)'!I6","v":1},{"$f":"'Option1 (base case)'!J6","v":2},{"$f":"'Option1 (base case)'!K6","v":3},{"$f":"'Option1 (base case)'!L6","v":4},{"$f":"'Option1 (base case)'!M6","v":5},{"$f":"'Option1 (base case)'!N6","v":6},{"$f":"'Option1 (base case)'!O6","v":7},{"$f":"'Option1 (base case)'!P6","v":8},{"$f":"'Option1 (base case)'!Q6","v":9},{"$f":"'Option1 (base case)'!R6","v":10},{"$f":"'Option1 (base case)'!S6","v":11},{"$f":"'Option1 (base case)'!T6","v":12},{"$f":"'Option1 (base case)'!U6","v":13},{"$f":"'Option1 (base case)'!V6","v":14},{"$f":"'Option1 (base case)'!W6","v":15},{"$f":"'Option1 (base case)'!X6","v":16},{"$f":"'Option1 (base case)'!Y6","v":17},{"$f":"'Option1 (base case)'!Z6","v":18},{"$f":"'Option1 (base case)'!AA6","v":19},{"$f":"'Option1 (base case)'!AB6","v":20},{"$f":"'Option1 (base case)'!AC6","v":21},{"$f":"'Option1 (base case)'!AD6","v":22},{"$f":"'Option1 (base case)'!AE6","v":23},{"$f":"'Option1 (base case)'!AF6","v":24},{"$f":"'Option1 (base case)'!AG6","v":25}]
[{"$f":"'Option1 (base case)'!A7","v":"Value of CO2 reductions"},null,null,null,null,null,"$/MWh",null,{"$f":"'Option1 (base case)'!I7","v":24.730486797759085},{"$f":"'Option1 (base case)'!J7","v":22.340740091772258},{"$f":"'Option1 (base case)'!K7","v":20.196329122153124},{"$f":"'Option1 (base case)'!L7","v":18.06294207659629},{"$f":"'Option1 (base case)'!M7","v":15.913397615084225},{"$f":"'Option1 (base case)'!N7","v":13.715069432539002},{"$f":"'Option1 (base case)'!O7","v":13.715069432539002},{"$f":"'Option1 (base case)'!P7","v":13.715069432539002},{"$f":"'Option1 (base case)'!Q7","v":13.715069432539002},{"$f":"'Option1 (base case)'!R7","v":13.715069432539002},{"$f":"'Option1 (base case)'!S7","v":13.715069432539002},{"$f":"'Option1 (base case)'!T7","v":13.715069432539002},{"$f":"'Option1 (base case)'!U7","v":13.715069432539002},{"$f":"'Option1 (base case)'!V7","v":13.715069432539002},{"$f":"'Option1 (base case)'!W7","v":13.715069432539002},{"$f":"'Option1 (base case)'!X7","v":13.715069432539002},{"$f":"'Option1 (base case)'!Y7","v":13.715069432539002},{"$f":"'Option1 (base case)'!Z7","v":13.715069432539002},{"$f":"'Option1 (base case)'!AA7","v":13.715069432539002},{"$f":"'Option1 (base case)'!AB7","v":13.715069432539002},{"$f":"'Option1 (base case)'!AC7","v":13.715069432539002},{"$f":"'Option1 (base case)'!AD7","v":13.715069432539002},{"$f":"'Option1 (base case)'!AE7","v":13.715069432539002},{"$f":"'Option1 (base case)'!AF7","v":13.715069432539002},{"$f":"'Option1 (base case)'!AG7","v":13.715069432539002}]
[null,null,null,null,null,null,null,null,{"$f":"_xlfn.NUMBERVALUE(LEFT(I$9,4))+1","v":2027},{"$f":"_xlfn.NUMBERVALUE(LEFT(J$9,4))+1","v":2028},2029,2030,2031,2032,2033,2034,2035,2036,2037,2038,2039,2040,2041,2042,2043,2044,2045,2046,2047,2048,2049,2050,2051]
[null,null,null,null,null,null,"Units",null,{"$f":"'Option1 (base case)'!I9","v":"2026-27"},{"$f":"'Option1 (base case)'!J9","v":"2027-28"},{"$f":"'Option1 (base case)'!K9","v":"2028-29"},{"$f":"'Option1 (base case)'!L9","v":"2029-30"},{"$f":"'Option1 (base case)'!M9","v":"2030-31"},{"$f":"'Option1 (base case)'!N9","v":"2031-32"},{"$f":"'Option1 (base case)'!O9","v":"2032-33"},{"$f":"'Option1 (base case)'!P9","v":"2033-34"},{"$f":"'Option1 (base case)'!Q9","v":"2034-35"},{"$f":"'Option1 (base case)'!R9","v":"2035-36"},{"$f":"'Option1 (base case)'!S9","v":"2036-37"},{"$f":"'Option1 (base case)'!T9","v":"2037-38"},{"$f":"'Option1 (base case)'!U9","v":"2038-39"},{"$f":"'Option1 (base case)'!V9","v":"2039-40"},{"$f":"'Option1 (base case)'!W9","v":"2040-41"},{"$f":"'Option1 (base case)'!X9","v":"2041-42"},{"$f":"'Option1 (base case)'!Y9","v":"2042-43"},{"$f":"'Option1 (base case)'!Z9","v":"2043-44"},{"$f":"'Option1 (base case)'!AA9","v":"2044-45"},{"$f":"'Option1 (base case)'!AB9","v":"2045-46"},{"$f":"'Option1 (base case)'!AC9","v":"2046-47"},{"$f":"'Option1 (base case)'!AD9","v":"2047-48"},{"$f":"'Option1 (base case)'!AE9","v":"2048-49"},{"$f":"'Option1 (base case)'!AF9","v":"2049-50"},{"$f":"'Option1 (base case)'!AG9","v":"2050-51"}]
[]
["INVESTMENT & OPERATING COST"]
[]
[null,null,"Capex",null,"Asset life (yrs)"]
[null,null,"< Enter description >",null,50,null,{"$f":"input_dollars","v":"2023-12-31"},null,0,0,0,0,0,0,0,0,0,0,0,0,0,0,0,0,0,0,0,0,0,0,0,0,0]
[null,null,"< Enter description >",null,0,null,{"$f":"input_dollars","v":"2023-12-31"},null,0,0,0,0,0,0,0,0,0,0,0,0,0,0,0,0,0,0,0,0,0,0,0,0,0]
[null,null,"< Enter description >",null,0,null,{"$f":"input_dollars","v":"2023-12-31"},null,0,0,0,0,0,0,0,0,0,0,0,0,0,0,0,0,0,0,0,0,0,0,0,0,0]
[null,null,"Capital expenditure",null,null,null,{"$f":"input_dollars","v":"2023-12-31"},null,{"$f":"SUM(I14:I16)","v":0},0,0,0,0,0,0,0,0,{"$f":"SUM(R14:R16)","v":0},0,0,0,0,0,0,0,0,0,0,{"$f":"SUM(AC14:AC16)","v":0},{"$f":"SUM(AD14:AD16)","v":0},{"$f":"SUM(AE14:AE16)","v":0},{"$f":"SUM(AF14:AF16)","v":0},{"$f":"SUM(AG14:AG16)","v":0}]
[]
[null,null,"Operating expenditure",null,null,null,{"$f":"input_dollars","v":"2023-12-31"},null,0,0,0,0,0,0,0,0,0,0,0,0,0,0,0,0,0,0,0,0,0,0,0,0,0]
[]
[]
["RISK ASSUMPTIONS"]
[]
[null,null,"PoF (major)",null,null,null,null,null,0,0,0,0,0,0,0,0,0,0,0,0,0,0,0,0,0,0,0,0,0,0,0,0,0]
[null,null,"PoF (reparable)",null,null,null,null,null,0,0,0,0,0,0,0,0,0,0,0,0,0,0,0,0,0,0,0,0,0,0,0,0,0]
[]
[null,null,"Const end date",null,2028]
[null,null,"Energy at risk 10% PoE",null,0.3,null,"MWh",null,0,0,0,0,0,0,0,0,0,0,0,0,0,0,0,0,0,0,0,0,0,0,0,0,0]
[null,null,"Energy at risk 50% PoE",null,0.7,null,"MWh",null,0,0,0,0,0,0,0,0,0,0,0,0,0,0,0,0,0,0,0,0,0,0,0,0,0]
[]
[null,null,"Energy at risk (weighted)",null,null,null,"MWh",null,{"$f":"SUMPRODUCT(I$28:I$29, $E$28:$E$29)","v":0},{"$f":"SUMPRODUCT(J$28:J$29, $E$28:$E$29)","v":0},0,0,0,0,0,0,0,0,0,0,0,0,0,0,0,0,0,0,0,0,0,0,0]
[null,null,"Energy at risk value","$/MWh",{"$f":"Assumptions!H41*vcr_esc","v":38594.852343307641},{"$f":"IF(AND(SUM(I31:AG31)<>0, E32=0), \"!\", \"\")","v":""},{"$f":"input_dollars","v":"2023-12-31"},null,{"$f":"I31*$E$32","v":0},{"$f":"J31*$E$32","v":0},0,0,0,0,0,0,0,0,0,0,0,0,0,0,0,0,0,0,0,0,0,0,0]
[]
[null,null,"Safety consequence","(after DF)",null,null,{"$f":"input_dollars","v":"2023-12-31"},null,0,0,0,0,0,0,0,0,0,0,0,0,0,0,0,0,0,0,0,0,0,0,0,0,0]
[null,null,"Unplanned replacements",null,null,null,{"$f":"input_dollars","v":"2023-12-31"},null,0,0,0,0,0,0,0,0,0,0,0,0,0,0,0,0,0,0,0,0,0,0,0,0,0]
[null,null,"Environmental consequence","(after DF)",null,null,{"$f":"input_dollars","v":"2023-12-31"},null,0,0,0,0,0,0,0,0,0,0,0,0,0,0,0,0,0,0,0,0,0,0,0,0,0]
[null,null,"< Other risk - enter description >",null,null,null,{"$f":"input_dollars","v":"2023-12-31"},null,0,0,0,0,0,0,0,0,0,0,0,0,0,0,0,0,0,0,0,0,0,0,0,0,0]
[null,null,"< Other risk - enter description >",null,null,null,{"$f":"input_dollars","v":"2023-12-31"},null,0,0,0,0,0,0,0,0,0,0,0,0,0,0,0,0,0,0,0,0,0,0,0,0,0]
[]
[null,null,"Total risk cost",null,null,null,null,null,{"$f":"SUM(I32:I38)","v":0},{"$f":"SUM(J32:J38)","v":0},0,0,0,0,0,0,0,0,0,0,0,0,0,0,0,0,0,0,{"$f":"SUM(AC32:AC38)","v":0},{"$f":"SUM(AD32:AD38)","v":0},{"$f":"SUM(AE32:AE38)","v":0},{"$f":"SUM(AF32:AF38)","v":0},{"$f":"SUM(AG32:AG38)","v":0}]
[]
["OTHER BENEFITS"]
[]
[]
[null,null,"Reduction in CO2 emissions",null,null,null,"MWh",null,0,0,0,0,0,0,0,0,0,0,0,0,0,0,0,0,0,0,0,0,0,0,0,0,0]
[null,null,"Value of reduction in CO2 emissions",null,null,null,"$",null,{"$f":"I45*I7","v":0},0,0,0,0,0,0,0,0,0,0,0,0,0,0,0,0,0,0,0,0,0,0,0,0]
[]
[]
[null,null,"Reliability in worst-served areas","$/MWh",{"$f":"Assumptions!G94","v":151432.81740793545},null,"MWh",null,0,0,0,0,0,0,0,0,0,0,0,0,0,0,0,0,0,0,0,0,0,0,0,0,0]
[null,null,"Network resilience","$/MWh",{"$f":"Assumptions!G95","v":24590},null,"MWh",null,0,0,0,0,0,0,0,0,0,0,0,0,0,0,0,0,0,0,0,0,0,0,0,0,0]
[null,null,"Enabling solar exports","$/MWh",{"$f":"Assumptions!G96","v":88.357719508603083},null,"MWh",null,0,0,0,0,0,0,0,0,0,0,0,0,0,0,0,0,0,0,0,0,0,0,0,0,0]
[null,null,"Aesthetics","$/customer",{"$f":"Assumptions!G97","v":0},null,"customers",null,0,0,0,0,0,0,0,0,0,0,0,0,0,0,0,0,0,0,0,0,0,0,0,0,0]
[null,null,"Customer value of time (res)","$/customer min",{"$f":"Assumptions!G98","v":0.35181336539087127},null,"mins",null,0,0,0,0,0,0,0,0,0,0,0,0,0,0,0,0,0,0,0,0,0,0,0,0,0]
[null,null,"Customer value of time (bus)","$/customer min",{"$f":"Assumptions!G99","v":0.35181336539087127},null,"mins",null,0,0,0,0,0,0,0,0,0,0,0,0,0,0,0,0,0,0,0,0,0,0,0,0,0]
[null,null,"Communication","$/customer",{"$f":"Assumptions!G100","v":0},null,"customers",null,0,0,0,0,0,0,0,0,0,0,0,0,0,0,0,0,0,0,0,0,0,0,0,0,0]
[null,null,"Information accessibility","$/customer",{"$f":"Assumptions!G101","v":0},null,"customers",null,0,0,0,0,0,0,0,0,0,0,0,0,0,0,0,0,0,0,0,0,0,0,0,0,0]
[]
[null,null,"Other benefits 1",null,null,null,{"$f":"input_dollars","v":"2023-12-31"},null,0,0,0,0,0,0,0,0,0,0,0,0,0,0,0,0,0,0,0,0,0,0,0,0,0]
[null,null,"Other benefits 2",null,null,null,{"$f":"input_dollars","v":"2023-12-31"},null,0,0,0,0,0,0,0,0,0,0,0,0,0,0,0,0,0,0,0,0,0,0,0,0,0]
[]
[null,null,"Total other benefits",null,null,null,{"$f":"input_dollars","v":"2023-12-31"},null,{"$f":"SUMPRODUCT((I$49:I$56)*($E$49:$E$56))+SUM(I58:I59)+I46","v":0},{"$f":"SUMPRODUCT((J$49:J$56)*($E$49:$E$56))+SUM(J58:J59)+J46","v":0},{"$f":"SUMPRODUCT((K$49:K$56)*($E$49:$E$56))+SUM(K58:K59)+K46","v":0},{"$f":"SUMPRODUCT((L$49:L$56)*($E$49:$E$56))+SUM(L58:L59)+L46","v":0},{"$f":"SUMPRODUCT((M$49:M$56)*($E$49:$E$56))+SUM(M58:M59)+M46","v":0},{"$f":"SUMPRODUCT((N$49:N$56)*($E$49:$E$56))+SUM(N58:N59)+N46","v":0},{"$f":"SUMPRODUCT((O$49:O$56)*($E$49:$E$56))+SUM(O58:O59)+O46","v":0},{"$f":"SUMPRODUCT((P$49:P$56)*($E$49:$E$56))+SUM(P58:P59)+P46","v":0},{"$f":"SUMPRODUCT((Q$49:Q$56)*($E$49:$E$56))+SUM(Q58:Q59)+Q46","v":0},{"$f":"SUMPRODUCT((R$49:R$56)*($E$49:$E$56))+SUM(R58:R59)+R46","v":0},{"$f":"SUMPRODUCT((S$49:S$56)*($E$49:$E$56))+SUM(S58:S59)+S46","v":0},{"$f":"SUMPRODUCT((T$49:T$56)*($E$49:$E$56))+SUM(T58:T59)+T46","v":0},{"$f":"SUMPRODUCT((U$49:U$56)*($E$49:$E$56))+SUM(U58:U59)+U46","v":0},{"$f":"SUMPRODUCT((V$49:V$56)*($E$49:$E$56))+SUM(V58:V59)+V46","v":0},{"$f":"SUMPRODUCT((W$49:W$56)*($E$49:$E$56))+SUM(W58:W59)+W46","v":0},{"$f":"SUMPRODUCT((X$49:X$56)*($E$49:$E$56))+SUM(X58:X59)+X46","v":0},{"$f":"SUMPRODUCT((Y$49:Y$56)*($E$49:$E$56))+SUM(Y58:Y59)+Y46","v":0},{"$f":"SUMPRODUCT((Z$49:Z$56)*($E$49:$E$56))+SUM(Z58:Z59)+Z46","v":0},{"$f":"SUMPRODUCT((AA$49:AA$56)*($E$49:$E$56))+SUM(AA58:AA59)+AA46","v":0},{"$f":"SUMPRODUCT((AB$49:AB$56)*($E$49:$E$56))+SUM(AB58:AB59)+AB46","v":0},{"$f":"SUMPRODUCT((AC$49:AC$56)*($E$49:$E$56))+SUM(AC58:AC59)+AC46","v":0},{"$f":"SUMPRODUCT((AD$49:AD$56)*($E$49:$E$56))+SUM(AD58:AD59)+AD46","v":0},{"$f":"SUMPRODUCT((AE$49:AE$56)*($E$49:$E$56))+SUM(AE58:AE59)+AE46","v":0},{"$f":"SUMPRODUCT((AF$49:AF$56)*($E$49:$E$56))+SUM(AF58:AF59)+AF46","v":0},{"$f":"SUMPRODUCT((AG$49:AG$56)*($E$49:$E$56))+SUM(AG58:AG59)+AG46","v":0}]
[]
[]
["SUMMARY"]
[]
[]
[]
[null,null,{"$f":"'Option1 (base case)'!C68","v":"Risks mitigated vs base case"},null,null,null,{"$f":"input_dollars","v":"2023-12-31"},null,{"$f":"(1-INDEX(Data!$C$9:$C$13, MATCH($A$3, options,0)))*('Option1 (base case)'!I40-I40)","v":0},{"$f":"(1-INDEX(Data!$C$9:$C$13, MATCH($A$3, options,0)))*('Option1 (base case)'!J40-J40)","v":0},{"$f":"(1-INDEX(Data!$C$9:$C$13, MATCH($A$3, options,0)))*('Option1 (base case)'!K40-K40)","v":0},{"$f":"(1-INDEX(Data!$C$9:$C$13, MATCH($A$3, options,0)))*('Option1 (base case)'!L40-L40)","v":0},{"$f":"(1-INDEX(Data!$C$9:$C$13, MATCH($A$3, options,0)))*('Option1 (base case)'!M40-M40)","v":0},{"$f":"(1-INDEX(Data!$C$9:$C$13, MATCH($A$3, options,0)))*('Option1 (base case)'!N40-N40)","v":0},{"$f":"(1-INDEX(Data!$C$9:$C$13, MATCH($A$3, options,0)))*('Option1 (base case)'!O40-O40)","v":0},{"$f":"(1-INDEX(Data!$C$9:$C$13, MATCH($A$3, options,0)))*('Option1 (base case)'!P40-P40)","v":0},{"$f":"(1-INDEX(Data!$C$9:$C$13, MATCH($A$3, options,0)))*('Option1 (base case)'!Q40-Q40)","v":0},{"$f":"(1-INDEX(Data!$C$9:$C$13, MATCH($A$3, options,0)))*('Option1 (base case)'!R40-R40)","v":0},{"$f":"(1-INDEX(Data!$C$9:$C$13, MATCH($A$3, options,0)))*('Option1 (base case)'!S40-S40)","v":0},{"$f":"(1-INDEX(Data!$C$9:$C$13, MATCH($A$3, options,0)))*('Option1 (base case)'!T40-T40)","v":0},{"$f":"(1-INDEX(Data!$C$9:$C$13, MATCH($A$3, options,0)))*('Option1 (base case)'!U40-U40)","v":0},{"$f":"(1-INDEX(Data!$C$9:$C$13, MATCH($A$3, options,0)))*('Option1 (base case)'!V40-V40)","v":0},{"$f":"(1-INDEX(Data!$C$9:$C$13, MATCH($A$3, options,0)))*('Option1 (base case)'!W40-W40)","v":0},{"$f":"(1-INDEX(Data!$C$9:$C$13, MATCH($A$3, options,0)))*('Option1 (base case)'!X40-X40)","v":0},{"$f":"(1-INDEX(Data!$C$9:$C$13, MATCH($A$3, options,0)))*('Option1 (base case)'!Y40-Y40)","v":0},{"$f":"(1-INDEX(Data!$C$9:$C$13, MATCH($A$3, options,0)))*('Option1 (base case)'!Z40-Z40)","v":0},{"$f":"(1-INDEX(Data!$C$9:$C$13, MATCH($A$3, options,0)))*('Option1 (base case)'!AA40-AA40)","v":0},{"$f":"(1-INDEX(Data!$C$9:$C$13, MATCH($A$3, options,0)))*('Option1 (base case)'!AB40-AB40)","v":0},{"$f":"(1-INDEX(Data!$C$9:$C$13, MATCH($A$3, options,0)))*('Option1 (base case)'!AC40-AC40)","v":0},{"$f":"(1-INDEX(Data!$C$9:$C$13, MATCH($A$3, options,0)))*('Option1 (base case)'!AD40-AD40)","v":0},{"$f":"(1-INDEX(Data!$C$9:$C$13, MATCH($A$3, options,0)))*('Option1 (base case)'!AE40-AE40)","v":0},{"$f":"(1-INDEX(Data!$C$9:$C$13, MATCH($A$3, options,0)))*('Option1 (base case)'!AF40-AF40)","v":0},{"$f":"(1-INDEX(Data!$C$9:$C$13, MATCH($A$3, options,0)))*('Option1 (base case)'!AG40-AG40)","v":0}]
[]
[null,null,"Capital expenditure"]
[null,null,{"$f":"C14","v":"< Enter description >"},null,null,null,{"$f":"input_dollars","v":"2023-12-31"},null,{"$f":"-I14","v":0},0,0,0,0,0,0,0,0,0,0,0,0,0,0,0,0,0,0,0,0,0,0,0,0]
[null,null,{"$f":"C15","v":"< Enter description >"},null,null,null,{"$f":"input_dollars","v":"2023-12-31"},null,{"$f":"-I15","v":0},0,0,0,0,0,0,0,0,0,0,0,0,0,0,0,0,0,0,0,0,0,0,0,0]
[null,null,{"$f":"C16","v":"< Enter description >"},null,null,null,{"$f":"input_dollars","v":"2023-12-31"},null,{"$f":"-I16","v":0},0,0,0,0,0,0,0,0,0,0,0,0,0,0,0,0,0,0,0,0,0,0,0,0]
[]
[null,null,"Cumulative capex"]
[null,null,{"$f":"C14","v":"< Enter description >"},null,null,null,{"$f":"input_dollars","v":"2023-12-31"},null,{"$f":"SUMPRODUCT(($I71:I71))-SUMPRODUCT(($I71:I71)*($I$6:I$6<=(I$6-$E14)))","v":0},{"$f":"SUMPRODUCT(($I71:J71))-SUMPRODUCT(($I71:J71)*($I$6:J$6<=(J$6-$E14)))","v":0},{"$f":"SUMPRODUCT(($I71:K71))-SUMPRODUCT(($I71:K71)*($I$6:K$6<=(K$6-$E14)))","v":0},{"$f":"SUMPRODUCT(($I71:L71))-SUMPRODUCT(($I71:L71)*($I$6:L$6<=(L$6-$E14)))","v":0},{"$f":"SUMPRODUCT(($I71:M71))-SUMPRODUCT(($I71:M71)*($I$6:M$6<=(M$6-$E14)))","v":0},{"$f":"SUMPRODUCT(($I71:N71))-SUMPRODUCT(($I71:N71)*($I$6:N$6<=(N$6-$E14)))","v":0},{"$f":"SUMPRODUCT(($I71:O71))-SUMPRODUCT(($I71:O71)*($I$6:O$6<=(O$6-$E14)))","v":0},{"$f":"SUMPRODUCT(($I71:P71))-SUMPRODUCT(($I71:P71)*($I$6:P$6<=(P$6-$E14)))","v":0},{"$f":"SUMPRODUCT(($I71:Q71))-SUMPRODUCT(($I71:Q71)*($I$6:Q$6<=(Q$6-$E14)))","v":0},{"$f":"SUMPRODUCT(($I71:R71))-SUMPRODUCT(($I71:R71)*($I$6:R$6<=(R$6-$E14)))","v":0},{"$f":"SUMPRODUCT(($I71:S71))-SUMPRODUCT(($I71:S71)*($I$6:S$6<=(S$6-$E14)))","v":0},{"$f":"SUMPRODUCT(($I71:T71))-SUMPRODUCT(($I71:T71)*($I$6:T$6<=(T$6-$E14)))","v":0},{"$f":"SUMPRODUCT(($I71:U71))-SUMPRODUCT(($I71:U71)*($I$6:U$6<=(U$6-$E14)))","v":0},{"$f":"SUMPRODUCT(($I71:V71))-SUMPRODUCT(($I71:V71)*($I$6:V$6<=(V$6-$E14)))","v":0},{"$f":"SUMPRODUCT(($I71:W71))-SUMPRODUCT(($I71:W71)*($I$6:W$6<=(W$6-$E14)))","v":0},{"$f":"SUMPRODUCT(($I71:X71))-SUMPRODUCT(($I71:X71)*($I$6:X$6<=(X$6-$E14)))","v":0},{"$f":"SUMPRODUCT(($I71:Y71))-SUMPRODUCT(($I71:Y71)*($I$6:Y$6<=(Y$6-$E14)))","v":0},{"$f":"SUMPRODUCT(($I71:Z71))-SUMPRODUCT(($I71:Z71)*($I$6:Z$6<=(Z$6-$E14)))","v":0},{"$f":"SUMPRODUCT(($I71:AA71))-SUMPRODUCT(($I71:AA71)*($I$6:AA$6<=(AA$6-$E14)))","v":0},{"$f":"SUMPRODUCT(($I71:AB71))-SUMPRODUCT(($I71:AB71)*($I$6:AB$6<=(AB$6-$E14)))","v":0},{"$f":"SUMPRODUCT(($I71:AC71))-SUMPRODUCT(($I71:AC71)*($I$6:AC$6<=(AC$6-$E14)))","v":0},{"$f":"SUMPRODUCT(($I71:AD71))-SUMPRODUCT(($I71:AD71)*($I$6:AD$6<=(AD$6-$E14)))","v":0},{"$f":"SUMPRODUCT(($I71:AE71))-SUMPRODUCT(($I71:AE71)*($I$6:AE$6<=(AE$6-$E14)))","v":0},{"$f":"SUMPRODUCT(($I71:AF71))-SUMPRODUCT(($I71:AF71)*($I$6:AF$6<=(AF$6-$E14)))","v":0},{"$f":"SUMPRODUCT(($I71:AG71))-SUMPRODUCT(($I71:AG71)*($I$6:AG$6<=(AG$6-$E14)))","v":0}]
[null,null,{"$f":"C15","v":"< Enter description >"},null,null,null,{"$f":"input_dollars","v":"2023-12-31"},null,{"$f":"SUMPRODUCT(($I72:I72))-SUMPRODUCT(($I72:I72)*($I$6:I$6<=(I$6-$E15)))","v":0},{"$f":"SUMPRODUCT(($I72:J72))-SUMPRODUCT(($I72:J72)*($I$6:J$6<=(J$6-$E15)))","v":0},{"$f":"SUMPRODUCT(($I72:K72))-SUMPRODUCT(($I72:K72)*($I$6:K$6<=(K$6-$E15)))","v":0},{"$f":"SUMPRODUCT(($I72:L72))-SUMPRODUCT(($I72:L72)*($I$6:L$6<=(L$6-$E15)))","v":0},{"$f":"SUMPRODUCT(($I72:M72))-SUMPRODUCT(($I72:M72)*($I$6:M$6<=(M$6-$E15)))","v":0},{"$f":"SUMPRODUCT(($I72:N72))-SUMPRODUCT(($I72:N72)*($I$6:N$6<=(N$6-$E15)))","v":0},{"$f":"SUMPRODUCT(($I72:O72))-SUMPRODUCT(($I72:O72)*($I$6:O$6<=(O$6-$E15)))","v":0},{"$f":"SUMPRODUCT(($I72:P72))-SUMPRODUCT(($I72:P72)*($I$6:P$6<=(P$6-$E15)))","v":0},{"$f":"SUMPRODUCT(($I72:Q72))-SUMPRODUCT(($I72:Q72)*($I$6:Q$6<=(Q$6-$E15)))","v":0},{"$f":"SUMPRODUCT(($I72:R72))-SUMPRODUCT(($I72:R72)*($I$6:R$6<=(R$6-$E15)))","v":0},{"$f":"SUMPRODUCT(($I72:S72))-SUMPRODUCT(($I72:S72)*($I$6:S$6<=(S$6-$E15)))","v":0},{"$f":"SUMPRODUCT(($I72:T72))-SUMPRODUCT(($I72:T72)*($I$6:T$6<=(T$6-$E15)))","v":0},{"$f":"SUMPRODUCT(($I72:U72))-SUMPRODUCT(($I72:U72)*($I$6:U$6<=(U$6-$E15)))","v":0},{"$f":"SUMPRODUCT(($I72:V72))-SUMPRODUCT(($I72:V72)*($I$6:V$6<=(V$6-$E15)))","v":0},{"$f":"SUMPRODUCT(($I72:W72))-SUMPRODUCT(($I72:W72)*($I$6:W$6<=(W$6-$E15)))","v":0},{"$f":"SUMPRODUCT(($I72:X72))-SUMPRODUCT(($I72:X72)*($I$6:X$6<=(X$6-$E15)))","v":0},{"$f":"SUMPRODUCT(($I72:Y72))-SUMPRODUCT(($I72:Y72)*($I$6:Y$6<=(Y$6-$E15)))","v":0},{"$f":"SUMPRODUCT(($I72:Z72))-SUMPRODUCT(($I72:Z72)*($I$6:Z$6<=(Z$6-$E15)))","v":0},{"$f":"SUMPRODUCT(($I72:AA72))-SUMPRODUCT(($I72:AA72)*($I$6:AA$6<=(AA$6-$E15)))","v":0},{"$f":"SUMPRODUCT(($I72:AB72))-SUMPRODUCT(($I72:AB72)*($I$6:AB$6<=(AB$6-$E15)))","v":0},{"$f":"SUMPRODUCT(($I72:AC72))-SUMPRODUCT(($I72:AC72)*($I$6:AC$6<=(AC$6-$E15)))","v":0},{"$f":"SUMPRODUCT(($I72:AD72))-SUMPRODUCT(($I72:AD72)*($I$6:AD$6<=(AD$6-$E15)))","v":0},{"$f":"SUMPRODUCT(($I72:AE72))-SUMPRODUCT(($I72:AE72)*($I$6:AE$6<=(AE$6-$E15)))","v":0},{"$f":"SUMPRODUCT(($I72:AF72))-SUMPRODUCT(($I72:AF72)*($I$6:AF$6<=(AF$6-$E15)))","v":0},{"$f":"SUMPRODUCT(($I72:AG72))-SUMPRODUCT(($I72:AG72)*($I$6:AG$6<=(AG$6-$E15)))","v":0}]
[null,null,{"$f":"C16","v":"< Enter description >"},null,null,null,{"$f":"input_dollars","v":"2023-12-31"},null,{"$f":"SUMPRODUCT(($I73:I73))-SUMPRODUCT(($I73:I73)*($I$6:I$6<=(I$6-$E16)))","v":0},{"$f":"SUMPRODUCT(($I73:J73))-SUMPRODUCT(($I73:J73)*($I$6:J$6<=(J$6-$E16)))","v":0},{"$f":"SUMPRODUCT(($I73:K73))-SUMPRODUCT(($I73:K73)*($I$6:K$6<=(K$6-$E16)))","v":0},{"$f":"SUMPRODUCT(($I73:L73))-SUMPRODUCT(($I73:L73)*($I$6:L$6<=(L$6-$E16)))","v":0},{"$f":"SUMPRODUCT(($I73:M73))-SUMPRODUCT(($I73:M73)*($I$6:M$6<=(M$6-$E16)))","v":0},{"$f":"SUMPRODUCT(($I73:N73))-SUMPRODUCT(($I73:N73)*($I$6:N$6<=(N$6-$E16)))","v":0},{"$f":"SUMPRODUCT(($I73:O73))-SUMPRODUCT(($I73:O73)*($I$6:O$6<=(O$6-$E16)))","v":0},{"$f":"SUMPRODUCT(($I73:P73))-SUMPRODUCT(($I73:P73)*($I$6:P$6<=(P$6-$E16)))","v":0},{"$f":"SUMPRODUCT(($I73:Q73))-SUMPRODUCT(($I73:Q73)*($I$6:Q$6<=(Q$6-$E16)))","v":0},{"$f":"SUMPRODUCT(($I73:R73))-SUMPRODUCT(($I73:R73)*($I$6:R$6<=(R$6-$E16)))","v":0},{"$f":"SUMPRODUCT(($I73:S73))-SUMPRODUCT(($I73:S73)*($I$6:S$6<=(S$6-$E16)))","v":0},{"$f":"SUMPRODUCT(($I73:T73))-SUMPRODUCT(($I73:T73)*($I$6:T$6<=(T$6-$E16)))","v":0},{"$f":"SUMPRODUCT(($I73:U73))-SUMPRODUCT(($I73:U73)*($I$6:U$6<=(U$6-$E16)))","v":0},{"$f":"SUMPRODUCT(($I73:V73))-SUMPRODUCT(($I73:V73)*($I$6:V$6<=(V$6-$E16)))","v":0},{"$f":"SUMPRODUCT(($I73:W73))-SUMPRODUCT(($I73:W73)*($I$6:W$6<=(W$6-$E16)))","v":0},{"$f":"SUMPRODUCT(($I73:X73))-SUMPRODUCT(($I73:X73)*($I$6:X$6<=(X$6-$E16)))","v":0},{"$f":"SUMPRODUCT(($I73:Y73))-SUMPRODUCT(($I73:Y73)*($I$6:Y$6<=(Y$6-$E16)))","v":0},{"$f":"SUMPRODUCT(($I73:Z73))-SUMPRODUCT(($I73:Z73)*($I$6:Z$6<=(Z$6-$E16)))","v":0},{"$f":"SUMPRODUCT(($I73:AA73))-SUMPRODUCT(($I73:AA73)*($I$6:AA$6<=(AA$6-$E16)))","v":0},{"$f":"SUMPRODUCT(($I73:AB73))-SUMPRODUCT(($I73:AB73)*($I$6:AB$6<=(AB$6-$E16)))","v":0},{"$f":"SUMPRODUCT(($I73:AC73))-SUMPRODUCT(($I73:AC73)*($I$6:AC$6<=(AC$6-$E16)))","v":0},{"$f":"SUMPRODUCT(($I73:AD73))-SUMPRODUCT(($I73:AD73)*($I$6:AD$6<=(AD$6-$E16)))","v":0},{"$f":"SUMPRODUCT(($I73:AE73))-SUMPRODUCT(($I73:AE73)*($I$6:AE$6<=(AE$6-$E16)))","v":0},{"$f":"SUMPRODUCT(($I73:AF73))-SUMPRODUCT(($I73:AF73)*($I$6:AF$6<=(AF$6-$E16)))","v":0},{"$f":"SUMPRODUCT(($I73:AG73))-SUMPRODUCT(($I73:AG73)*($I$6:AG$6<=(AG$6-$E16)))","v":0}]
[]
[null,null,"Annualised capex"]
[null,null,{"$f":"$C$80&\" - \"&C14","v":"Annualised capex - < Enter description >"},null,null,null,{"$f":"input_dollars","v":"2023-12-31"},null,{"$f":"IF($E14=0,0,-PMT(real_disc, $E14,H76,))","v":0},0,0,0,0,0,0,0,0,0,0,0,0,0,0,0,0,0,0,0,0,0,0,0,0]
[null,null,{"$f":"$C$80&\" - \"&C15","v":"Annualised capex - < Enter description >"},null,null,null,{"$f":"input_dollars","v":"2023-12-31"},null,{"$f":"IF($E15=0,0,-PMT(real_disc, $E15,H77,))","v":0},0,0,0,0,0,0,0,0,0,0,0,0,0,0,0,0,0,0,0,0,0,0,0,0]
[null,null,{"$f":"$C$80&\" - \"&C16","v":"Annualised capex - < Enter description >"},null,null,null,{"$f":"input_dollars","v":"2023-12-31"},null,{"$f":"IF($E16=0,0,-PMT(real_disc, $E16,H78,))","v":0},0,0,0,0,0,0,0,0,0,0,0,0,0,0,0,0,0,0,0,0,0,0,0,0]
[null,null,"Total annualised capex",null,null,null,{"$f":"input_dollars","v":"2023-12-31"},null,{"$f":"SUM(I81:I83)","v":0},{"$f":"SUM(J81:J83)","v":0},0,0,0,0,0,0,0,0,0,0,0,0,0,0,0,0,0,0,{"$f":"SUM(AC81:AC83)","v":0},{"$f":"SUM(AD81:AD83)","v":0},{"$f":"SUM(AE81:AE83)","v":0},{"$f":"SUM(AF81:AF83)","v":0},{"$f":"SUM(AG81:AG83)","v":0}]
[]
[null,null,"Annualised capex",null,null,null,{"$f":"input_dollars","v":"2023-12-31"},null,{"$f":"I84","v":0},{"$f":"J84","v":0},0,0,0,0,0,0,0,0,0,0,0,0,0,0,0,0,0,0,{"$f":"AC84","v":0},{"$f":"AD84","v":0},{"$f":"AE84","v":0},{"$f":"AF84","v":0},{"$f":"AG84","v":0}]
[null,null,"Operating expenditure",null,null,null,"2023-12-31",null,{"$f":"-I19","v":0},0,0,0,0,0,0,0,0,0,0,0,0,0,0,0,0,0,0,0,0,0,0,0,0]
[null,null,"Risk mitigated",null,null,null,"2023-12-31",null,{"$f":"I68","v":0},0,0,0,0,0,0,0,0,0,0,0,0,0,0,0,0,0,0,0,0,0,0,0,0]
[null,null,"Other benefits value",null,null,null,"2023-12-31",null,{"$f":"I61","v":0},0,0,0,0,0,0,0,0,0,0,0,0,0,0,0,0,0,0,0,0,0,0,0,0]
[]
[null,null,"Net benefits",null,null,null,"2023-12-31",null,{"$f":"SUM(I86:I90)","v":0},0,0,0,0,0,0,0,0,0,0,0,0,0,0,0,0,0,0,0,{"$f":"SUM(AC86:AC90)","v":0},{"$f":"SUM(AD86:AD90)","v":0},{"$f":"SUM(AE86:AE90)","v":0},{"$f":"SUM(AF86:AF90)","v":0},{"$f":"SUM(AG86:AG90)","v":0}]
[]
[]
[null,null,"First capex year",null,null,null,{"$f":"IF(SUM($I17:$AG17)=0,0,(INDEX(I$6:AG$6,MATCH(TRUE,INDEX($I17:$AG17<>0,),0))))","v":0}]
[]
[null,null,"First year",null,null,null,{"$f":"IF(_xlfn.MINIFS($G$94:$G$95, $G$94:$G$95, \">\"&0)=0, $A$4, _xlfn.MINIFS($G$94:$G$95, $G$94:$G$95, \">\"&0))","v":"Not used"}]
[]
[]
[]
[]
[]
[]
[]
[]
[]
["SENSITIVITIES"]
[]
[]
[]
["NPV",null,"Net benefits",null,null,null,{"$f":"PROPER($A$3)&A110","v":"Option 3NPV"},null,{"$f":"I91","v":0},{"$f":"J91","v":0},0,0,0,0,0,0,0,0,0,0,0,0,0,0,0,0,0,0,0,0,0,0,0]
[null,null,"Total annualised capex",null,null,null,null,null,{"$f":"I86","v":0},{"$f":"J86","v":0},0,0,0,0,0,0,0,0,0,0,0,0,0,0,0,0,0,0,0,0,0,0,0]
[null,null,"Total benefits",null,null,null,null,null,{"$f":"SUM(I88:I89)","v":0},{"$f":"SUM(J88:J89)","v":0},0,0,0,0,0,0,0,0,0,0,0,0,0,0,0,0,0,0,0,0,0,0,0]
[null,null,null,{"$f":"Assumptions!G110","v":"Capex"},{"$f":"Assumptions!H110","v":"Total benefits"}]
[{"$f":"\"sens\"&Assumptions!B111","v":"sens1"},null,{"$f":"Assumptions!C111","v":"Capex 10% higher"},{"$f":"Assumptions!G111","v":0.1},{"$f":"Assumptions!H111","v":0},null,{"$f":"PROPER($A$3)&A114","v":"Option 3sens1"},null,{"$f":"I$110+IF($C114<>0,SUMPRODUCT((I$111:I$112)*TRANSPOSE(($D114:$E114))),0)","v":0},{"$f":"J$110+IF($C114<>0,SUMPRODUCT((J$111:J$112)*TRANSPOSE(($D114:$E114))),0)","v":0},{"$f":"K$110+IF($C114<>0,SUMPRODUCT((K$111:K$112)*TRANSPOSE(($D114:$E114))),0)","v":0},{"$f":"L$110+IF($C114<>0,SUMPRODUCT((L$111:L$112)*TRANSPOSE(($D114:$E114))),0)","v":0},{"$f":"M$110+IF($C114<>0,SUMPRODUCT((M$111:M$112)*TRANSPOSE(($D114:$E114))),0)","v":0},{"$f":"N$110+IF($C114<>0,SUMPRODUCT((N$111:N$112)*TRANSPOSE(($D114:$E114))),0)","v":0},{"$f":"O$110+IF($C114<>0,SUMPRODUCT((O$111:O$112)*TRANSPOSE(($D114:$E114))),0)","v":0},{"$f":"P$110+IF($C114<>0,SUMPRODUCT((P$111:P$112)*TRANSPOSE(($D114:$E114))),0)","v":0},{"$f":"Q$110+IF($C114<>0,SUMPRODUCT((Q$111:Q$112)*TRANSPOSE(($D114:$E114))),0)","v":0},{"$f":"R$110+IF($C114<>0,SUMPRODUCT((R$111:R$112)*TRANSPOSE(($D114:$E114))),0)","v":0},{"$f":"S$110+IF($C114<>0,SUMPRODUCT((S$111:S$112)*TRANSPOSE(($D114:$E114))),0)","v":0},{"$f":"T$110+IF($C114<>0,SUMPRODUCT((T$111:T$112)*TRANSPOSE(($D114:$E114))),0)","v":0},{"$f":"U$110+IF($C114<>0,SUMPRODUCT((U$111:U$112)*TRANSPOSE(($D114:$E114))),0)","v":0},{"$f":"V$110+IF($C114<>0,SUMPRODUCT((V$111:V$112)*TRANSPOSE(($D114:$E114))),0)","v":0},{"$f":"W$110+IF($C114<>0,SUMPRODUCT((W$111:W$112)*TRANSPOSE(($D114:$E114))),0)","v":0},{"$f":"X$110+IF($C114<>0,SUMPRODUCT((X$111:X$112)*TRANSPOSE(($D114:$E114))),0)","v":0},{"$f":"Y$110+IF($C114<>0,SUMPRODUCT((Y$111:Y$112)*TRANSPOSE(($D114:$E114))),0)","v":0},{"$f":"Z$110+IF($C114<>0,SUMPRODUCT((Z$111:Z$112)*TRANSPOSE(($D114:$E114))),0)","v":0},{"$f":"AA$110+IF($C114<>0,SUMPRODUCT((AA$111:AA$112)*TRANSPOSE(($D114:$E114))),0)","v":0},{"$f":"AB$110+IF($C114<>0,SUMPRODUCT((AB$111:AB$112)*TRANSPOSE(($D114:$E114))),0)","v":0},{"$f":"AC$110+IF($C114<>0,SUMPRODUCT((AC$111:AC$112)*TRANSPOSE(($D114:$E114))),0)","v":0},{"$f":"AD$110+IF($C114<>0,SUMPRODUCT((AD$111:AD$112)*TRANSPOSE(($D114:$E114))),0)","v":0},{"$f":"AE$110+IF($C114<>0,SUMPRODUCT((AE$111:AE$112)*TRANSPOSE(($D114:$E114))),0)","v":0},{"$f":"AF$110+IF($C114<>0,SUMPRODUCT((AF$111:AF$112)*TRANSPOSE(($D114:$E114))),0)","v":0},{"$f":"AG$110+IF($C114<>0,SUMPRODUCT((AG$111:AG$112)*TRANSPOSE(($D114:$E114))),0)","v":0}]
[{"$f":"\"sens\"&Assumptions!B112","v":"sens2"},null,{"$f":"Assumptions!C112","v":"Capex 10% lower"},{"$f":"Assumptions!G112","v":-0.1},{"$f":"Assumptions!H112","v":0},null,{"$f":"PROPER($A$3)&A115","v":"Option 3sens2"},null,{"$f":"I$110+IF($C115<>0,SUMPRODUCT((I$111:I$112)*TRANSPOSE(($D115:$E115))),0)","v":0},{"$f":"J$110+IF($C115<>0,SUMPRODUCT((J$111:J$112)*TRANSPOSE(($D115:$E115))),0)","v":0},{"$f":"K$110+IF($C115<>0,SUMPRODUCT((K$111:K$112)*TRANSPOSE(($D115:$E115))),0)","v":0},{"$f":"L$110+IF($C115<>0,SUMPRODUCT((L$111:L$112)*TRANSPOSE(($D115:$E115))),0)","v":0},{"$f":"M$110+IF($C115<>0,SUMPRODUCT((M$111:M$112)*TRANSPOSE(($D115:$E115))),0)","v":0},{"$f":"N$110+IF($C115<>0,SUMPRODUCT((N$111:N$112)*TRANSPOSE(($D115:$E115))),0)","v":0},{"$f":"O$110+IF($C115<>0,SUMPRODUCT((O$111:O$112)*TRANSPOSE(($D115:$E115))),0)","v":0},{"$f":"P$110+IF($C115<>0,SUMPRODUCT((P$111:P$112)*TRANSPOSE(($D115:$E115))),0)","v":0},{"$f":"Q$110+IF($C115<>0,SUMPRODUCT((Q$111:Q$112)*TRANSPOSE(($D115:$E115))),0)","v":0},{"$f":"R$110+IF($C115<>0,SUMPRODUCT((R$111:R$112)*TRANSPOSE(($D115:$E115))),0)","v":0},{"$f":"S$110+IF($C115<>0,SUMPRODUCT((S$111:S$112)*TRANSPOSE(($D115:$E115))),0)","v":0},{"$f":"T$110+IF($C115<>0,SUMPRODUCT((T$111:T$112)*TRANSPOSE(($D115:$E115))),0)","v":0},{"$f":"U$110+IF($C115<>0,SUMPRODUCT((U$111:U$112)*TRANSPOSE(($D115:$E115))),0)","v":0},{"$f":"V$110+IF($C115<>0,SUMPRODUCT((V$111:V$112)*TRANSPOSE(($D115:$E115))),0)","v":0},{"$f":"W$110+IF($C115<>0,SUMPRODUCT((W$111:W$112)*TRANSPOSE(($D115:$E115))),0)","v":0},{"$f":"X$110+IF($C115<>0,SUMPRODUCT((X$111:X$112)*TRANSPOSE(($D115:$E115))),0)","v":0},{"$f":"Y$110+IF($C115<>0,SUMPRODUCT((Y$111:Y$112)*TRANSPOSE(($D115:$E115))),0)","v":0},{"$f":"Z$110+IF($C115<>0,SUMPRODUCT((Z$111:Z$112)*TRANSPOSE(($D115:$E115))),0)","v":0},{"$f":"AA$110+IF($C115<>0,SUMPRODUCT((AA$111:AA$112)*TRANSPOSE(($D115:$E115))),0)","v":0},{"$f":"AB$110+IF($C115<>0,SUMPRODUCT((AB$111:AB$112)*TRANSPOSE(($D115:$E115))),0)","v":0},{"$f":"AC$110+IF($C115<>0,SUMPRODUCT((AC$111:AC$112)*TRANSPOSE(($D115:$E115))),0)","v":0},{"$f":"AD$110+IF($C115<>0,SUMPRODUCT((AD$111:AD$112)*TRANSPOSE(($D115:$E115))),0)","v":0},{"$f":"AE$110+IF($C115<>0,SUMPRODUCT((AE$111:AE$112)*TRANSPOSE(($D115:$E115))),0)","v":0},{"$f":"AF$110+IF($C115<>0,SUMPRODUCT((AF$111:AF$112)*TRANSPOSE(($D115:$E115))),0)","v":0},{"$f":"AG$110+IF($C115<>0,SUMPRODUCT((AG$111:AG$112)*TRANSPOSE(($D115:$E115))),0)","v":0}]
[{"$f":"\"sens\"&Assumptions!B113","v":"sens3"},null,{"$f":"Assumptions!C113","v":"Total benefits 10% higher"},{"$f":"Assumptions!G113","v":0},{"$f":"Assumptions!H113","v":0.1},null,"Option 3sens3",null,{"$f":"I$110+IF($C116<>0,SUMPRODUCT((I$111:I$112)*TRANSPOSE(($D116:$E116))),0)","v":0},{"$f":"J$110+IF($C116<>0,SUMPRODUCT((J$111:J$112)*TRANSPOSE(($D116:$E116))),0)","v":0},{"$f":"K$110+IF($C116<>0,SUMPRODUCT((K$111:K$112)*TRANSPOSE(($D116:$E116))),0)","v":0},{"$f":"L$110+IF($C116<>0,SUMPRODUCT((L$111:L$112)*TRANSPOSE(($D116:$E116))),0)","v":0},{"$f":"M$110+IF($C116<>0,SUMPRODUCT((M$111:M$112)*TRANSPOSE(($D116:$E116))),0)","v":0},{"$f":"N$110+IF($C116<>0,SUMPRODUCT((N$111:N$112)*TRANSPOSE(($D116:$E116))),0)","v":0},{"$f":"O$110+IF($C116<>0,SUMPRODUCT((O$111:O$112)*TRANSPOSE(($D116:$E116))),0)","v":0},{"$f":"P$110+IF($C116<>0,SUMPRODUCT((P$111:P$112)*TRANSPOSE(($D116:$E116))),0)","v":0},{"$f":"Q$110+IF($C116<>0,SUMPRODUCT((Q$111:Q$112)*TRANSPOSE(($D116:$E116))),0)","v":0},{"$f":"R$110+IF($C116<>0,SUMPRODUCT((R$111:R$112)*TRANSPOSE(($D116:$E116))),0)","v":0},{"$f":"S$110+IF($C116<>0,SUMPRODUCT((S$111:S$112)*TRANSPOSE(($D116:$E116))),0)","v":0},{"$f":"T$110+IF($C116<>0,SUMPRODUCT((T$111:T$112)*TRANSPOSE(($D116:$E116))),0)","v":0},{"$f":"U$110+IF($C116<>0,SUMPRODUCT((U$111:U$112)*TRANSPOSE(($D116:$E116))),0)","v":0},{"$f":"V$110+IF($C116<>0,SUMPRODUCT((V$111:V$112)*TRANSPOSE(($D116:$E116))),0)","v":0},{"$f":"W$110+IF($C116<>0,SUMPRODUCT((W$111:W$112)*TRANSPOSE(($D116:$E116))),0)","v":0},{"$f":"X$110+IF($C116<>0,SUMPRODUCT((X$111:X$112)*TRANSPOSE(($D116:$E116))),0)","v":0},{"$f":"Y$110+IF($C116<>0,SUMPRODUCT((Y$111:Y$112)*TRANSPOSE(($D116:$E116))),0)","v":0},{"$f":"Z$110+IF($C116<>0,SUMPRODUCT((Z$111:Z$112)*TRANSPOSE(($D116:$E116))),0)","v":0},{"$f":"AA$110+IF($C116<>0,SUMPRODUCT((AA$111:AA$112)*TRANSPOSE(($D116:$E116))),0)","v":0},{"$f":"AB$110+IF($C116<>0,SUMPRODUCT((AB$111:AB$112)*TRANSPOSE(($D116:$E116))),0)","v":0},{"$f":"AC$110+IF($C116<>0,SUMPRODUCT((AC$111:AC$112)*TRANSPOSE(($D116:$E116))),0)","v":0},{"$f":"AD$110+IF($C116<>0,SUMPRODUCT((AD$111:AD$112)*TRANSPOSE(($D116:$E116))),0)","v":0},{"$f":"AE$110+IF($C116<>0,SUMPRODUCT((AE$111:AE$112)*TRANSPOSE(($D116:$E116))),0)","v":0},{"$f":"AF$110+IF($C116<>0,SUMPRODUCT((AF$111:AF$112)*TRANSPOSE(($D116:$E116))),0)","v":0},{"$f":"AG$110+IF($C116<>0,SUMPRODUCT((AG$111:AG$112)*TRANSPOSE(($D116:$E116))),0)","v":0}]
[{"$f":"\"sens\"&Assumptions!B114","v":"sens4"},null,{"$f":"Assumptions!C114","v":"Total benefits 10% lower"},{"$f":"Assumptions!G114","v":0},{"$f":"Assumptions!H114","v":-0.1},null,"Option 3sens4",null,{"$f":"I$110+IF($C117<>0,SUMPRODUCT((I$111:I$112)*TRANSPOSE(($D117:$E117))),0)","v":0},{"$f":"J$110+IF($C117<>0,SUMPRODUCT((J$111:J$112)*TRANSPOSE(($D117:$E117))),0)","v":0},{"$f":"K$110+IF($C117<>0,SUMPRODUCT((K$111:K$112)*TRANSPOSE(($D117:$E117))),0)","v":0},{"$f":"L$110+IF($C117<>0,SUMPRODUCT((L$111:L$112)*TRANSPOSE(($D117:$E117))),0)","v":0},{"$f":"M$110+IF($C117<>0,SUMPRODUCT((M$111:M$112)*TRANSPOSE(($D117:$E117))),0)","v":0},{"$f":"N$110+IF($C117<>0,SUMPRODUCT((N$111:N$112)*TRANSPOSE(($D117:$E117))),0)","v":0},{"$f":"O$110+IF($C117<>0,SUMPRODUCT((O$111:O$112)*TRANSPOSE(($D117:$E117))),0)","v":0},{"$f":"P$110+IF($C117<>0,SUMPRODUCT((P$111:P$112)*TRANSPOSE(($D117:$E117))),0)","v":0},{"$f":"Q$110+IF($C117<>0,SUMPRODUCT((Q$111:Q$112)*TRANSPOSE(($D117:$E117))),0)","v":0},{"$f":"R$110+IF($C117<>0,SUMPRODUCT((R$111:R$112)*TRANSPOSE(($D117:$E117))),0)","v":0},{"$f":"S$110+IF($C117<>0,SUMPRODUCT((S$111:S$112)*TRANSPOSE(($D117:$E117))),0)","v":0},{"$f":"T$110+IF($C117<>0,SUMPRODUCT((T$111:T$112)*TRANSPOSE(($D117:$E117))),0)","v":0},{"$f":"U$110+IF($C117<>0,SUMPRODUCT((U$111:U$112)*TRANSPOSE(($D117:$E117))),0)","v":0},{"$f":"V$110+IF($C117<>0,SUMPRODUCT((V$111:V$112)*TRANSPOSE(($D117:$E117))),0)","v":0},{"$f":"W$110+IF($C117<>0,SUMPRODUCT((W$111:W$112)*TRANSPOSE(($D117:$E117))),0)","v":0},{"$f":"X$110+IF($C117<>0,SUMPRODUCT((X$111:X$112)*TRANSPOSE(($D117:$E117))),0)","v":0},{"$f":"Y$110+IF($C117<>0,SUMPRODUCT((Y$111:Y$112)*TRANSPOSE(($D117:$E117))),0)","v":0},{"$f":"Z$110+IF($C117<>0,SUMPRODUCT((Z$111:Z$112)*TRANSPOSE(($D117:$E117))),0)","v":0},{"$f":"AA$110+IF($C117<>0,SUMPRODUCT((AA$111:AA$112)*TRANSPOSE(($D117:$E117))),0)","v":0},{"$f":"AB$110+IF($C117<>0,SUMPRODUCT((AB$111:AB$112)*TRANSPOSE(($D117:$E117))),0)","v":0},{"$f":"AC$110+IF($C117<>0,SUMPRODUCT((AC$111:AC$112)*TRANSPOSE(($D117:$E117))),0)","v":0},{"$f":"AD$110+IF($C117<>0,SUMPRODUCT((AD$111:AD$112)*TRANSPOSE(($D117:$E117))),0)","v":0},{"$f":"AE$110+IF($C117<>0,SUMPRODUCT((AE$111:AE$112)*TRANSPOSE(($D117:$E117))),0)","v":0},{"$f":"AF$110+IF($C117<>0,SUMPRODUCT((AF$111:AF$112)*TRANSPOSE(($D117:$E117))),0)","v":0},{"$f":"AG$110+IF($C117<>0,SUMPRODUCT((AG$111:AG$112)*TRANSPOSE(($D117:$E117))),0)","v":0}]
[{"$f":"\"sens\"&Assumptions!B115","v":"sens5"},null,{"$f":"Assumptions!C115","v":"Capex 10% higher & Total benefits 10% lower"},{"$f":"Assumptions!G115","v":0.1},{"$f":"Assumptions!H115","v":-0.1},null,"Option 3sens5",null,{"$f":"I$110+IF($C118<>0,SUMPRODUCT((I$111:I$112)*TRANSPOSE(($D118:$E118))),0)","v":0},{"$f":"J$110+IF($C118<>0,SUMPRODUCT((J$111:J$112)*TRANSPOSE(($D118:$E118))),0)","v":0},{"$f":"K$110+IF($C118<>0,SUMPRODUCT((K$111:K$112)*TRANSPOSE(($D118:$E118))),0)","v":0},{"$f":"L$110+IF($C118<>0,SUMPRODUCT((L$111:L$112)*TRANSPOSE(($D118:$E118))),0)","v":0},{"$f":"M$110+IF($C118<>0,SUMPRODUCT((M$111:M$112)*TRANSPOSE(($D118:$E118))),0)","v":0},{"$f":"N$110+IF($C118<>0,SUMPRODUCT((N$111:N$112)*TRANSPOSE(($D118:$E118))),0)","v":0},{"$f":"O$110+IF($C118<>0,SUMPRODUCT((O$111:O$112)*TRANSPOSE(($D118:$E118))),0)","v":0},{"$f":"P$110+IF($C118<>0,SUMPRODUCT((P$111:P$112)*TRANSPOSE(($D118:$E118))),0)","v":0},{"$f":"Q$110+IF($C118<>0,SUMPRODUCT((Q$111:Q$112)*TRANSPOSE(($D118:$E118))),0)","v":0},{"$f":"R$110+IF($C118<>0,SUMPRODUCT((R$111:R$112)*TRANSPOSE(($D118:$E118))),0)","v":0},{"$f":"S$110+IF($C118<>0,SUMPRODUCT((S$111:S$112)*TRANSPOSE(($D118:$E118))),0)","v":0},{"$f":"T$110+IF($C118<>0,SUMPRODUCT((T$111:T$112)*TRANSPOSE(($D118:$E118))),0)","v":0},{"$f":"U$110+IF($C118<>0,SUMPRODUCT((U$111:U$112)*TRANSPOSE(($D118:$E118))),0)","v":0},{"$f":"V$110+IF($C118<>0,SUMPRODUCT((V$111:V$112)*TRANSPOSE(($D118:$E118))),0)","v":0},{"$f":"W$110+IF($C118<>0,SUMPRODUCT((W$111:W$112)*TRANSPOSE(($D118:$E118))),0)","v":0},{"$f":"X$110+IF($C118<>0,SUMPRODUCT((X$111:X$112)*TRANSPOSE(($D118:$E118))),0)","v":0},{"$f":"Y$110+IF($C118<>0,SUMPRODUCT((Y$111:Y$112)*TRANSPOSE(($D118:$E118))),0)","v":0},{"$f":"Z$110+IF($C118<>0,SUMPRODUCT((Z$111:Z$112)*TRANSPOSE(($D118:$E118))),0)","v":0},{"$f":"AA$110+IF($C118<>0,SUMPRODUCT((AA$111:AA$112)*TRANSPOSE(($D118:$E118))),0)","v":0},{"$f":"AB$110+IF($C118<>0,SUMPRODUCT((AB$111:AB$112)*TRANSPOSE(($D118:$E118))),0)","v":0},{"$f":"AC$110+IF($C118<>0,SUMPRODUCT((AC$111:AC$112)*TRANSPOSE(($D118:$E118))),0)","v":0},{"$f":"AD$110+IF($C118<>0,SUMPRODUCT((AD$111:AD$112)*TRANSPOSE(($D118:$E118))),0)","v":0},{"$f":"AE$110+IF($C118<>0,SUMPRODUCT((AE$111:AE$112)*TRANSPOSE(($D118:$E118))),0)","v":0},{"$f":"AF$110+IF($C118<>0,SUMPRODUCT((AF$111:AF$112)*TRANSPOSE(($D118:$E118))),0)","v":0},{"$f":"AG$110+IF($C118<>0,SUMPRODUCT((AG$111:AG$112)*TRANSPOSE(($D118:$E118))),0)","v":0}]
[{"$f":"\"sens\"&Assumptions!B116","v":"sens"},null,{"$f":"Assumptions!C116","v":0},{"$f":"Assumptions!G116","v":0},{"$f":"Assumptions!H116","v":0},null,"Option 3sens",null,{"$f":"I$110+IF($C119<>0,SUMPRODUCT((I$111:I$112)*TRANSPOSE(($D119:$E119))),0)","v":0},{"$f":"J$110+IF($C119<>0,SUMPRODUCT((J$111:J$112)*TRANSPOSE(($D119:$E119))),0)","v":0},{"$f":"K$110+IF($C119<>0,SUMPRODUCT((K$111:K$112)*TRANSPOSE(($D119:$E119))),0)","v":0},{"$f":"L$110+IF($C119<>0,SUMPRODUCT((L$111:L$112)*TRANSPOSE(($D119:$E119))),0)","v":0},{"$f":"M$110+IF($C119<>0,SUMPRODUCT((M$111:M$112)*TRANSPOSE(($D119:$E119))),0)","v":0},{"$f":"N$110+IF($C119<>0,SUMPRODUCT((N$111:N$112)*TRANSPOSE(($D119:$E119))),0)","v":0},{"$f":"O$110+IF($C119<>0,SUMPRODUCT((O$111:O$112)*TRANSPOSE(($D119:$E119))),0)","v":0},{"$f":"P$110+IF($C119<>0,SUMPRODUCT((P$111:P$112)*TRANSPOSE(($D119:$E119))),0)","v":0},{"$f":"Q$110+IF($C119<>0,SUMPRODUCT((Q$111:Q$112)*TRANSPOSE(($D119:$E119))),0)","v":0},{"$f":"R$110+IF($C119<>0,SUMPRODUCT((R$111:R$112)*TRANSPOSE(($D119:$E119))),0)","v":0},{"$f":"S$110+IF($C119<>0,SUMPRODUCT((S$111:S$112)*TRANSPOSE(($D119:$E119))),0)","v":0},{"$f":"T$110+IF($C119<>0,SUMPRODUCT((T$111:T$112)*TRANSPOSE(($D119:$E119))),0)","v":0},{"$f":"U$110+IF($C119<>0,SUMPRODUCT((U$111:U$112)*TRANSPOSE(($D119:$E119))),0)","v":0},{"$f":"V$110+IF($C119<>0,SUMPRODUCT((V$111:V$112)*TRANSPOSE(($D119:$E119))),0)","v":0},{"$f":"W$110+IF($C119<>0,SUMPRODUCT((W$111:W$112)*TRANSPOSE(($D119:$E119))),0)","v":0},{"$f":"X$110+IF($C119<>0,SUMPRODUCT((X$111:X$112)*TRANSPOSE(($D119:$E119))),0)","v":0},{"$f":"Y$110+IF($C119<>0,SUMPRODUCT((Y$111:Y$112)*TRANSPOSE(($D119:$E119))),0)","v":0},{"$f":"Z$110+IF($C119<>0,SUMPRODUCT((Z$111:Z$112)*TRANSPOSE(($D119:$E119))),0)","v":0},{"$f":"AA$110+IF($C119<>0,SUMPRODUCT((AA$111:AA$112)*TRANSPOSE(($D119:$E119))),0)","v":0},{"$f":"AB$110+IF($C119<>0,SUMPRODUCT((AB$111:AB$112)*TRANSPOSE(($D119:$E119))),0)","v":0},{"$f":"AC$110+IF($C119<>0,SUMPRODUCT((AC$111:AC$112)*TRANSPOSE(($D119:$E119))),0)","v":0},{"$f":"AD$110+IF($C119<>0,SUMPRODUCT((AD$111:AD$112)*TRANSPOSE(($D119:$E119))),0)","v":0},{"$f":"AE$110+IF($C119<>0,SUMPRODUCT((AE$111:AE$112)*TRANSPOSE(($D119:$E119))),0)","v":0},{"$f":"AF$110+IF($C119<>0,SUMPRODUCT((AF$111:AF$112)*TRANSPOSE(($D119:$E119))),0)","v":0},{"$f":"AG$110+IF($C119<>0,SUMPRODUCT((AG$111:AG$112)*TRANSPOSE(($D119:$E119))),0)","v":0}]
[{"$f":"\"sens\"&Assumptions!B117","v":"sens"},null,{"$f":"Assumptions!C117","v":0},{"$f":"Assumptions!G117","v":0},{"$f":"Assumptions!H117","v":0},null,"Option 3sens",null,{"$f":"I$110+IF($C120<>0,SUMPRODUCT((I$111:I$112)*TRANSPOSE(($D120:$E120))),0)","v":0},{"$f":"J$110+IF($C120<>0,SUMPRODUCT((J$111:J$112)*TRANSPOSE(($D120:$E120))),0)","v":0},{"$f":"K$110+IF($C120<>0,SUMPRODUCT((K$111:K$112)*TRANSPOSE(($D120:$E120))),0)","v":0},{"$f":"L$110+IF($C120<>0,SUMPRODUCT((L$111:L$112)*TRANSPOSE(($D120:$E120))),0)","v":0},{"$f":"M$110+IF($C120<>0,SUMPRODUCT((M$111:M$112)*TRANSPOSE(($D120:$E120))),0)","v":0},{"$f":"N$110+IF($C120<>0,SUMPRODUCT((N$111:N$112)*TRANSPOSE(($D120:$E120))),0)","v":0},{"$f":"O$110+IF($C120<>0,SUMPRODUCT((O$111:O$112)*TRANSPOSE(($D120:$E120))),0)","v":0},{"$f":"P$110+IF($C120<>0,SUMPRODUCT((P$111:P$112)*TRANSPOSE(($D120:$E120))),0)","v":0},{"$f":"Q$110+IF($C120<>0,SUMPRODUCT((Q$111:Q$112)*TRANSPOSE(($D120:$E120))),0)","v":0},{"$f":"R$110+IF($C120<>0,SUMPRODUCT((R$111:R$112)*TRANSPOSE(($D120:$E120))),0)","v":0},{"$f":"S$110+IF($C120<>0,SUMPRODUCT((S$111:S$112)*TRANSPOSE(($D120:$E120))),0)","v":0},{"$f":"T$110+IF($C120<>0,SUMPRODUCT((T$111:T$112)*TRANSPOSE(($D120:$E120))),0)","v":0},{"$f":"U$110+IF($C120<>0,SUMPRODUCT((U$111:U$112)*TRANSPOSE(($D120:$E120))),0)","v":0},{"$f":"V$110+IF($C120<>0,SUMPRODUCT((V$111:V$112)*TRANSPOSE(($D120:$E120))),0)","v":0},{"$f":"W$110+IF($C120<>0,SUMPRODUCT((W$111:W$112)*TRANSPOSE(($D120:$E120))),0)","v":0},{"$f":"X$110+IF($C120<>0,SUMPRODUCT((X$111:X$112)*TRANSPOSE(($D120:$E120))),0)","v":0},{"$f":"Y$110+IF($C120<>0,SUMPRODUCT((Y$111:Y$112)*TRANSPOSE(($D120:$E120))),0)","v":0},{"$f":"Z$110+IF($C120<>0,SUMPRODUCT((Z$111:Z$112)*TRANSPOSE(($D120:$E120))),0)","v":0},{"$f":"AA$110+IF($C120<>0,SUMPRODUCT((AA$111:AA$112)*TRANSPOSE(($D120:$E120))),0)","v":0},{"$f":"AB$110+IF($C120<>0,SUMPRODUCT((AB$111:AB$112)*TRANSPOSE(($D120:$E120))),0)","v":0},{"$f":"AC$110+IF($C120<>0,SUMPRODUCT((AC$111:AC$112)*TRANSPOSE(($D120:$E120))),0)","v":0},{"$f":"AD$110+IF($C120<>0,SUMPRODUCT((AD$111:AD$112)*TRANSPOSE(($D120:$E120))),0)","v":0},{"$f":"AE$110+IF($C120<>0,SUMPRODUCT((AE$111:AE$112)*TRANSPOSE(($D120:$E120))),0)","v":0},{"$f":"AF$110+IF($C120<>0,SUMPRODUCT((AF$111:AF$112)*TRANSPOSE(($D120:$E120))),0)","v":0},{"$f":"AG$110+IF($C120<>0,SUMPRODUCT((AG$111:AG$112)*TRANSPOSE(($D120:$E120))),0)","v":0}]
[{"$f":"\"sens\"&Assumptions!B118","v":"sens"},null,{"$f":"Assumptions!C118","v":0},{"$f":"Assumptions!G118","v":0},{"$f":"Assumptions!H118","v":0},null,"Option 3sens",null,{"$f":"I$110+IF($C121<>0,SUMPRODUCT((I$111:I$112)*TRANSPOSE(($D121:$E121))),0)","v":0},{"$f":"J$110+IF($C121<>0,SUMPRODUCT((J$111:J$112)*TRANSPOSE(($D121:$E121))),0)","v":0},{"$f":"K$110+IF($C121<>0,SUMPRODUCT((K$111:K$112)*TRANSPOSE(($D121:$E121))),0)","v":0},{"$f":"L$110+IF($C121<>0,SUMPRODUCT((L$111:L$112)*TRANSPOSE(($D121:$E121))),0)","v":0},{"$f":"M$110+IF($C121<>0,SUMPRODUCT((M$111:M$112)*TRANSPOSE(($D121:$E121))),0)","v":0},{"$f":"N$110+IF($C121<>0,SUMPRODUCT((N$111:N$112)*TRANSPOSE(($D121:$E121))),0)","v":0},{"$f":"O$110+IF($C121<>0,SUMPRODUCT((O$111:O$112)*TRANSPOSE(($D121:$E121))),0)","v":0},{"$f":"P$110+IF($C121<>0,SUMPRODUCT((P$111:P$112)*TRANSPOSE(($D121:$E121))),0)","v":0},{"$f":"Q$110+IF($C121<>0,SUMPRODUCT((Q$111:Q$112)*TRANSPOSE(($D121:$E121))),0)","v":0},{"$f":"R$110+IF($C121<>0,SUMPRODUCT((R$111:R$112)*TRANSPOSE(($D121:$E121))),0)","v":0},{"$f":"S$110+IF($C121<>0,SUMPRODUCT((S$111:S$112)*TRANSPOSE(($D121:$E121))),0)","v":0},{"$f":"T$110+IF($C121<>0,SUMPRODUCT((T$111:T$112)*TRANSPOSE(($D121:$E121))),0)","v":0},{"$f":"U$110+IF($C121<>0,SUMPRODUCT((U$111:U$112)*TRANSPOSE(($D121:$E121))),0)","v":0},{"$f":"V$110+IF($C121<>0,SUMPRODUCT((V$111:V$112)*TRANSPOSE(($D121:$E121))),0)","v":0},{"$f":"W$110+IF($C121<>0,SUMPRODUCT((W$111:W$112)*TRANSPOSE(($D121:$E121))),0)","v":0},{"$f":"X$110+IF($C121<>0,SUMPRODUCT((X$111:X$112)*TRANSPOSE(($D121:$E121))),0)","v":0},{"$f":"Y$110+IF($C121<>0,SUMPRODUCT((Y$111:Y$112)*TRANSPOSE(($D121:$E121))),0)","v":0},{"$f":"Z$110+IF($C121<>0,SUMPRODUCT((Z$111:Z$112)*TRANSPOSE(($D121:$E121))),0)","v":0},{"$f":"AA$110+IF($C121<>0,SUMPRODUCT((AA$111:AA$112)*TRANSPOSE(($D121:$E121))),0)","v":0},{"$f":"AB$110+IF($C121<>0,SUMPRODUCT((AB$111:AB$112)*TRANSPOSE(($D121:$E121))),0)","v":0},{"$f":"AC$110+IF($C121<>0,SUMPRODUCT((AC$111:AC$112)*TRANSPOSE(($D121:$E121))),0)","v":0},{"$f":"AD$110+IF($C121<>0,SUMPRODUCT((AD$111:AD$112)*TRANSPOSE(($D121:$E121))),0)","v":0},{"$f":"AE$110+IF($C121<>0,SUMPRODUCT((AE$111:AE$112)*TRANSPOSE(($D121:$E121))),0)","v":0},{"$f":"AF$110+IF($C121<>0,SUMPRODUCT((AF$111:AF$112)*TRANSPOSE(($D121:$E121))),0)","v":0},{"$f":"AG$110+IF($C121<>0,SUMPRODUCT((AG$111:AG$112)*TRANSPOSE(($D121:$E121))),0)","v":0}]

{"sheet":"Option4","index":6,"n_rows":121,"n_cols":33,"rows_kept":121,"cut":false,"hidden":false,"merged":[]}
[{"$f":"bus","v":"Powercor"}]
[{"$f":"proj","v":"Mount Cottrell feeder 12"}]
["OPTION 4",null,{"$f":"INDEX(Assumptions!$E$14:$E$18, MATCH(A3,_xlfn.ANCHORARRAY( Assumptions!$C$14),0))","v":0}]
[{"$f":"(INDEX(Data!$D$9:$D$13, MATCH(A3, options,0)))","v":"Not used"}]
[]
[{"$f":"'Option1 (base case)'!A6","v":"Count"},null,null,null,null,null,null,null,{"$f":"'Option1 (base case)'!I6","v":1},{"$f":"'Option1 (base case)'!J6","v":2},{"$f":"'Option1 (base case)'!K6","v":3},{"$f":"'Option1 (base case)'!L6","v":4},{"$f":"'Option1 (base case)'!M6","v":5},{"$f":"'Option1 (base case)'!N6","v":6},{"$f":"'Option1 (base case)'!O6","v":7},{"$f":"'Option1 (base case)'!P6","v":8},{"$f":"'Option1 (base case)'!Q6","v":9},{"$f":"'Option1 (base case)'!R6","v":10},{"$f":"'Option1 (base case)'!S6","v":11},{"$f":"'Option1 (base case)'!T6","v":12},{"$f":"'Option1 (base case)'!U6","v":13},{"$f":"'Option1 (base case)'!V6","v":14},{"$f":"'Option1 (base case)'!W6","v":15},{"$f":"'Option1 (base case)'!X6","v":16},{"$f":"'Option1 (base case)'!Y6","v":17},{"$f":"'Option1 (base case)'!Z6","v":18},{"$f":"'Option1 (base case)'!AA6","v":19},{"$f":"'Option1 (base case)'!AB6","v":20},{"$f":"'Option1 (base case)'!AC6","v":21},{"$f":"'Option1 (base case)'!AD6","v":22},{"$f":"'Option1 (base case)'!AE6","v":23},{"$f":"'Option1 (base case)'!AF6","v":24},{"$f":"'Option1 (base case)'!AG6","v":25}]
[{"$f":"'Option1 (base case)'!A7","v":"Value of CO2 reductions"},null,null,null,null,null,"$/MWh",null,{"$f":"'Option1 (base case)'!I7","v":24.730486797759085},{"$f":"'Option1 (base case)'!J7","v":22.340740091772258},{"$f":"'Option1 (base case)'!K7","v":20.196329122153124},{"$f":"'Option1 (base case)'!L7","v":18.06294207659629},{"$f":"'Option1 (base case)'!M7","v":15.913397615084225},{"$f":"'Option1 (base case)'!N7","v":13.715069432539002},{"$f":"'Option1 (base case)'!O7","v":13.715069432539002},{"$f":"'Option1 (base case)'!P7","v":13.715069432539002},{"$f":"'Option1 (base case)'!Q7","v":13.715069432539002},{"$f":"'Option1 (base case)'!R7","v":13.715069432539002},{"$f":"'Option1 (base case)'!S7","v":13.715069432539002},{"$f":"'Option1 (base case)'!T7","v":13.715069432539002},{"$f":"'Option1 (base case)'!U7","v":13.715069432539002},{"$f":"'Option1 (base case)'!V7","v":13.715069432539002},{"$f":"'Option1 (base case)'!W7","v":13.715069432539002},{"$f":"'Option1 (base case)'!X7","v":13.715069432539002},{"$f":"'Option1 (base case)'!Y7","v":13.715069432539002},{"$f":"'Option1 (base case)'!Z7","v":13.715069432539002},{"$f":"'Option1 (base case)'!AA7","v":13.715069432539002},{"$f":"'Option1 (base case)'!AB7","v":13.715069432539002},{"$f":"'Option1 (base case)'!AC7","v":13.715069432539002},{"$f":"'Option1 (base case)'!AD7","v":13.715069432539002},{"$f":"'Option1 (base case)'!AE7","v":13.715069432539002},{"$f":"'Option1 (base case)'!AF7","v":13.715069432539002},{"$f":"'Option1 (base case)'!AG7","v":13.715069432539002}]
[null,null,null,null,null,null,null,null,{"$f":"_xlfn.NUMBERVALUE(LEFT(I$9,4))+1","v":2027},{"$f":"_xlfn.NUMBERVALUE(LEFT(J$9,4))+1","v":2028},2029,2030,2031,2032,2033,2034,2035,2036,2037,2038,2039,2040,2041,2042,2043,2044,2045,2046,2047,2048,2049,2050,2051]
[null,null,null,null,null,null,"Units",null,{"$f":"'Option1 (base case)'!I9","v":"2026-27"},{"$f":"'Option1 (base case)'!J9","v":"2027-28"},{"$f":"'Option1 (base case)'!K9","v":"2028-29"},{"$f":"'Option1 (base case)'!L9","v":"2029-30"},{"$f":"'Option1 (base case)'!M9","v":"2030-31"},{"$f":"'Option1 (base case)'!N9","v":"2031-32"},{"$f":"'Option1 (base case)'!O9","v":"2032-33"},{"$f":"'Option1 (base case)'!P9","v":"2033-34"},{"$f":"'Option1 (base case)'!Q9","v":"2034-35"},{"$f":"'Option1 (base case)'!R9","v":"2035-36"},{"$f":"'Option1 (base case)'!S9","v":"2036-37"},{"$f":"'Option1 (base case)'!T9","v":"2037-38"},{"$f":"'Option1 (base case)'!U9","v":"2038-39"},{"$f":"'Option1 (base case)'!V9","v":"2039-40"},{"$f":"'Option1 (base case)'!W9","v":"2040-41"},{"$f":"'Option1 (base case)'!X9","v":"2041-42"},{"$f":"'Option1 (base case)'!Y9","v":"2042-43"},{"$f":"'Option1 (base case)'!Z9","v":"2043-44"},{"$f":"'Option1 (base case)'!AA9","v":"2044-45"},{"$f":"'Option1 (base case)'!AB9","v":"2045-46"},{"$f":"'Option1 (base case)'!AC9","v":"2046-47"},{"$f":"'Option1 (base case)'!AD9","v":"2047-48"},{"$f":"'Option1 (base case)'!AE9","v":"2048-49"},{"$f":"'Option1 (base case)'!AF9","v":"2049-50"},{"$f":"'Option1 (base case)'!AG9","v":"2050-51"}]
[]
["INVESTMENT & OPERATING COST"]
[]
[null,null,"Capex",null,"Asset life (yrs)"]
[null,null,"< Enter description >",null,0,null,{"$f":"input_dollars","v":"2023-12-31"},null,0,0,0,0,0,0,0,0,0,0,0,0,0,0,0,0,0,0,0,0,0,0,0,0,0]
[null,null,"< Enter description >",null,0,null,{"$f":"input_dollars","v":"2023-12-31"},null,0,0,0,0,0,0,0,0,0,0,0,0,0,0,0,0,0,0,0,0,0,0,0,0,0]
[null,null,"< Enter description >",null,0,null,{"$f":"input_dollars","v":"2023-12-31"},null,0,0,0,0,0,0,0,0,0,0,0,0,0,0,0,0,0,0,0,0,0,0,0,0,0]
[null,null,"Capital expenditure",null,null,null,{"$f":"input_dollars","v":"2023-12-31"},null,{"$f":"SUM(I14:I16)","v":0},0,0,0,0,0,0,0,0,{"$f":"SUM(R14:R16)","v":0},0,0,0,0,0,0,0,0,0,0,0,0,0,0,0]
[]
[null,null,"Operating expenditure",null,null,null,{"$f":"input_dollars","v":"2023-12-31"},null,0,0,0,0,0,0,0,0,0,0,0,0,0,0,0,0,0,0,0,0,0,0,0,0,0]
[]
[]
["RISK ASSUMPTIONS"]
[]
[null,null,"PoF (major)",null,null,null,null,null,0,0,0,0,0,0,0,0,0,0,0,0,0,0,0,0,0,0,0,0,0,0,0,0,0]
[null,null,"PoF (reparable)",null,null,null,null,null,0,0,0,0,0,0,0,0,0,0,0,0,0,0,0,0,0,0,0,0,0,0,0,0,0]
[]
[null,null,"Const end date",null,2028]
[null,null,"Energy at risk 10% PoE",null,0.3,null,"MWh",null,0,0,0,0,0,0,0,0,0,0,0,0,0,0,0,0,0,0,0,0,0,0,0,0,0]
[null,null,"Energy at risk 50% PoE",null,0.7,null,"MWh",null,0,0,0,0,0,0,0,0,0,0,0,0,0,0,0,0,0,0,0,0,0,0,0,0,0]
[]
[null,null,"Energy at risk (weighted)",null,null,null,"MWh",null,{"$f":"SUMPRODUCT(I$28:I$29, $E$28:$E$29)","v":0},{"$f":"SUMPRODUCT(J$28:J$29, $E$28:$E$29)","v":0},0,0,0,0,0,0,0,0,0,0,0,0,0,0,0,0,0,0,0,0,0,0,0]
[null,null,"Energy at risk value","$/MWh",{"$f":"Assumptions!H41*vcr_esc","v":38594.852343307641},{"$f":"IF(AND(SUM(I31:AG31)<>0, E32=0), \"!\", \"\")","v":""},{"$f":"input_dollars","v":"2023-12-31"},null,{"$f":"I31*$E$32","v":0},{"$f":"J31*$E$32","v":0},0,0,0,0,0,0,0,0,0,0,0,0,0,0,0,0,0,0,0,0,0,0,0]
[]
[null,null,"Safety consequence","(after DF)",null,null,{"$f":"input_dollars","v":"2023-12-31"},null,{"$f":"SUMPRODUCT((Assumptions!$H$70:$H$71)*(Assumptions!$G$70:$G$71)*(Assumptions!$I$70:$I$71)*(I$24:I$25))","v":0},{"$f":"SUMPRODUCT((Assumptions!$H$70:$H$71)*(Assumptions!$G$70:$G$71)*(Assumptions!$I$70:$I$71)*(J$24:J$25))","v":0},{"$f":"SUMPRODUCT((Assumptions!$H$70:$H$71)*(Assumptions!$G$70:$G$71)*(Assumptions!$I$70:$I$71)*(K$24:K$25))","v":0},{"$f":"SUMPRODUCT((Assumptions!$H$70:$H$71)*(Assumptions!$G$70:$G$71)*(Assumptions!$I$70:$I$71)*(L$24:L$25))","v":0},{"$f":"SUMPRODUCT((Assumptions!$H$70:$H$71)*(Assumptions!$G$70:$G$71)*(Assumptions!$I$70:$I$71)*(M$24:M$25))","v":0},{"$f":"SUMPRODUCT((Assumptions!$H$70:$H$71)*(Assumptions!$G$70:$G$71)*(Assumptions!$I$70:$I$71)*(N$24:N$25))","v":0},{"$f":"SUMPRODUCT((Assumptions!$H$70:$H$71)*(Assumptions!$G$70:$G$71)*(Assumptions!$I$70:$I$71)*(O$24:O$25))","v":0},{"$f":"SUMPRODUCT((Assumptions!$H$70:$H$71)*(Assumptions!$G$70:$G$71)*(Assumptions!$I$70:$I$71)*(P$24:P$25))","v":0},{"$f":"SUMPRODUCT((Assumptions!$H$70:$H$71)*(Assumptions!$G$70:$G$71)*(Assumptions!$I$70:$I$71)*(Q$24:Q$25))","v":0},{"$f":"SUMPRODUCT((Assumptions!$H$70:$H$71)*(Assumptions!$G$70:$G$71)*(Assumptions!$I$70:$I$71)*(R$24:R$25))","v":0},{"$f":"SUMPRODUCT((Assumptions!$H$70:$H$71)*(Assumptions!$G$70:$G$71)*(Assumptions!$I$70:$I$71)*(S$24:S$25))","v":0},{"$f":"SUMPRODUCT((Assumptions!$H$70:$H$71)*(Assumptions!$G$70:$G$71)*(Assumptions!$I$70:$I$71)*(T$24:T$25))","v":0},{"$f":"SUMPRODUCT((Assumptions!$H$70:$H$71)*(Assumptions!$G$70:$G$71)*(Assumptions!$I$70:$I$71)*(U$24:U$25))","v":0},{"$f":"SUMPRODUCT((Assumptions!$H$70:$H$71)*(Assumptions!$G$70:$G$71)*(Assumptions!$I$70:$I$71)*(V$24:V$25))","v":0},{"$f":"SUMPRODUCT((Assumptions!$H$70:$H$71)*(Assumptions!$G$70:$G$71)*(Assumptions!$I$70:$I$71)*(W$24:W$25))","v":0},{"$f":"SUMPRODUCT((Assumptions!$H$70:$H$71)*(Assumptions!$G$70:$G$71)*(Assumptions!$I$70:$I$71)*(X$24:X$25))","v":0},{"$f":"SUMPRODUCT((Assumptions!$H$70:$H$71)*(Assumptions!$G$70:$G$71)*(Assumptions!$I$70:$I$71)*(Y$24:Y$25))","v":0},{"$f":"SUMPRODUCT((Assumptions!$H$70:$H$71)*(Assumptions!$G$70:$G$71)*(Assumptions!$I$70:$I$71)*(Z$24:Z$25))","v":0},{"$f":"SUMPRODUCT((Assumptions!$H$70:$H$71)*(Assumptions!$G$70:$G$71)*(Assumptions!$I$70:$I$71)*(AA$24:AA$25))","v":0},{"$f":"SUMPRODUCT((Assumptions!$H$70:$H$71)*(Assumptions!$G$70:$G$71)*(Assumptions!$I$70:$I$71)*(AB$24:AB$25))","v":0},{"$f":"SUMPRODUCT((Assumptions!$H$70:$H$71)*(Assumptions!$G$70:$G$71)*(Assumptions!$I$70:$I$71)*(AC$24:AC$25))","v":0},{"$f":"SUMPRODUCT((Assumptions!$H$70:$H$71)*(Assumptions!$G$70:$G$71)*(Assumptions!$I$70:$I$71)*(AD$24:AD$25))","v":0},{"$f":"SUMPRODUCT((Assumptions!$H$70:$H$71)*(Assumptions!$G$70:$G$71)*(Assumptions!$I$70:$I$71)*(AE$24:AE$25))","v":0},{"$f":"SUMPRODUCT((Assumptions!$H$70:$H$71)*(Assumptions!$G$70:$G$71)*(Assumptions!$I$70:$I$71)*(AF$24:AF$25))","v":0},{"$f":"SUMPRODUCT((Assumptions!$H$70:$H$71)*(Assumptions!$G$70:$G$71)*(Assumptions!$I$70:$I$71)*(AG$24:AG$25))","v":0}]
[null,null,"Unplanned replacements",null,null,null,{"$f":"input_dollars","v":"2023-12-31"},null,{"$f":"(1+Assumptions!$G$81)*SUMPRODUCT((Assumptions!$G$78:$G$79)*(I$24:I$25))","v":0},{"$f":"(1+Assumptions!$G$81)*SUMPRODUCT((Assumptions!$G$78:$G$79)*(J$24:J$25))","v":0},{"$f":"(1+Assumptions!$G$81)*SUMPRODUCT((Assumptions!$G$78:$G$79)*(K$24:K$25))","v":0},{"$f":"(1+Assumptions!$G$81)*SUMPRODUCT((Assumptions!$G$78:$G$79)*(L$24:L$25))","v":0},{"$f":"(1+Assumptions!$G$81)*SUMPRODUCT((Assumptions!$G$78:$G$79)*(M$24:M$25))","v":0},{"$f":"(1+Assumptions!$G$81)*SUMPRODUCT((Assumptions!$G$78:$G$79)*(N$24:N$25))","v":0},{"$f":"(1+Assumptions!$G$81)*SUMPRODUCT((Assumptions!$G$78:$G$79)*(O$24:O$25))","v":0},{"$f":"(1+Assumptions!$G$81)*SUMPRODUCT((Assumptions!$G$78:$G$79)*(P$24:P$25))","v":0},{"$f":"(1+Assumptions!$G$81)*SUMPRODUCT((Assumptions!$G$78:$G$79)*(Q$24:Q$25))","v":0},{"$f":"(1+Assumptions!$G$81)*SUMPRODUCT((Assumptions!$G$78:$G$79)*(R$24:R$25))","v":0},{"$f":"(1+Assumptions!$G$81)*SUMPRODUCT((Assumptions!$G$78:$G$79)*(S$24:S$25))","v":0},{"$f":"(1+Assumptions!$G$81)*SUMPRODUCT((Assumptions!$G$78:$G$79)*(T$24:T$25))","v":0},{"$f":"(1+Assumptions!$G$81)*SUMPRODUCT((Assumptions!$G$78:$G$79)*(U$24:U$25))","v":0},{"$f":"(1+Assumptions!$G$81)*SUMPRODUCT((Assumptions!$G$78:$G$79)*(V$24:V$25))","v":0},{"$f":"(1+Assumptions!$G$81)*SUMPRODUCT((Assumptions!$G$78:$G$79)*(W$24:W$25))","v":0},{"$f":"(1+Assumptions!$G$81)*SUMPRODUCT((Assumptions!$G$78:$G$79)*(X$24:X$25))","v":0},{"$f":"(1+Assumptions!$G$81)*SUMPRODUCT((Assumptions!$G$78:$G$79)*(Y$24:Y$25))","v":0},{"$f":"(1+Assumptions!$G$81)*SUMPRODUCT((Assumptions!$G$78:$G$79)*(Z$24:Z$25))","v":0},{"$f":"(1+Assumptions!$G$81)*SUMPRODUCT((Assumptions!$G$78:$G$79)*(AA$24:AA$25))","v":0},{"$f":"(1+Assumptions!$G$81)*SUMPRODUCT((Assumptions!$G$78:$G$79)*(AB$24:AB$25))","v":0},{"$f":"(1+Assumptions!$G$81)*SUMPRODUCT((Assumptions!$G$78:$G$79)*(AC$24:AC$25))","v":0},{"$f":"(1+Assumptions!$G$81)*SUMPRODUCT((Assumptions!$G$78:$G$79)*(AD$24:AD$25))","v":0},{"$f":"(1+Assumptions!$G$81)*SUMPRODUCT((Assumptions!$G$78:$G$79)*(AE$24:AE$25))","v":0},{"$f":"(1+Assumptions!$G$81)*SUMPRODUCT((Assumptions!$G$78:$G$79)*(AF$24:AF$25))","v":0},{"$f":"(1+Assumptions!$G$81)*SUMPRODUCT((Assumptions!$G$78:$G$79)*(AG$24:AG$25))","v":0}]
[null,null,"Environmental consequence","(after DF)",null,null,{"$f":"input_dollars","v":"2023-12-31"},null,0,0,0,0,0,0,0,0,0,0,0,0,0,0,0,0,0,0,0,0,0,0,0,0,0]
[null,null,"< Other risk - enter description >",null,null,null,{"$f":"input_dollars","v":"2023-12-31"},null,0,0,0,0,0,0,0,0,0,0,0,0,0,0,0,0,0,0,0,0,0,0,0,0,0]
[null,null,"< Other risk - enter description >",null,null,null,{"$f":"input_dollars","v":"2023-12-31"},null,0,0,0,0,0,0,0,0,0,0,0,0,0,0,0,0,0,0,0,0,0,0,0,0,0]
[]
[null,null,"Total risk cost",null,null,null,null,null,{"$f":"SUM(I32:I38)","v":0},{"$f":"SUM(J32:J38)","v":0},0,0,0,0,0,0,0,0,0,0,0,0,0,0,0,0,0,0,0,0,0,0,0]
[]
["OTHER BENEFITS"]
[]
[]
[null,null,"Reduction in CO2 emissions",null,null,null,"MWh",null,0,0,0,0,0,0,0,0,0,0,0,0,0,0,0,0,0,0,0,0,0,0,0,0,0]
[null,null,"Value of reduction in CO2 emissions",null,null,null,"$",null,{"$f":"I45*I7","v":0},0,0,0,0,0,0,0,0,0,0,0,0,0,0,0,0,0,0,0,0,0,0,0,0]
[]
[]
[null,null,"Reliability in worst-served areas","$/MWh",{"$f":"Assumptions!G94","v":151432.81740793545},null,"MWh",null,0,0,0,0,0,0,0,0,0,0,0,0,0,0,0,0,0,0,0,0,0,0,0,0,0]
[null,null,"Network resilience","$/MWh",{"$f":"Assumptions!G95","v":24590},null,"MWh",null,0,0,0,0,0,0,0,0,0,0,0,0,0,0,0,0,0,0,0,0,0,0,0,0,0]
[null,null,"Enabling solar exports","$/MWh",{"$f":"Assumptions!G96","v":88.357719508603083},null,"MWh",null,0,0,0,0,0,0,0,0,0,0,0,0,0,0,0,0,0,0,0,0,0,0,0,0,0]
[null,null,"Aesthetics","$/customer",{"$f":"Assumptions!G97","v":0},null,"customers",null,0,0,0,0,0,0,0,0,0,0,0,0,0,0,0,0,0,0,0,0,0,0,0,0,0]
[null,null,"Customer value of time (res)","$/customer min",{"$f":"Assumptions!G98","v":0.35181336539087127},null,"mins",null,0,0,0,0,0,0,0,0,0,0,0,0,0,0,0,0,0,0,0,0,0,0,0,0,0]
[null,null,"Customer value of time (bus)","$/customer min",{"$f":"Assumptions!G99","v":0.35181336539087127},null,"mins",null,0,0,0,0,0,0,0,0,0,0,0,0,0,0,0,0,0,0,0,0,0,0,0,0,0]
[null,null,"Communication","$/customer",{"$f":"Assumptions!G100","v":0},null,"customers",null,0,0,0,0,0,0,0,0,0,0,0,0,0,0,0,0,0,0,0,0,0,0,0,0,0]
[null,null,"Information accessibility","$/customer",{"$f":"Assumptions!G101","v":0},null,"customers",null,0,0,0,0,0,0,0,0,0,0,0,0,0,0,0,0,0,0,0,0,0,0,0,0,0]
[]
[null,null,"Other benefits 1",null,null,null,{"$f":"input_dollars","v":"2023-12-31"},null,0,0,0,0,0,0,0,0,0,0,0,0,0,0,0,0,0,0,0,0,0,0,0,0,0]
[null,null,"Other benefits 2",null,null,null,{"$f":"input_dollars","v":"2023-12-31"},null,0,0,0,0,0,0,0,0,0,0,0,0,0,0,0,0,0,0,0,0,0,0,0,0,0]
[]
[null,null,"Total other benefits",null,null,null,{"$f":"input_dollars","v":"2023-12-31"},null,{"$f":"SUMPRODUCT((I$49:I$56)*($E$49:$E$56))+SUM(I58:I59)+I46","v":0},{"$f":"SUMPRODUCT((J$49:J$56)*($E$49:$E$56))+SUM(J58:J59)+J46","v":0},{"$f":"SUMPRODUCT((K$49:K$56)*($E$49:$E$56))+SUM(K58:K59)+K46","v":0},{"$f":"SUMPRODUCT((L$49:L$56)*($E$49:$E$56))+SUM(L58:L59)+L46","v":0},{"$f":"SUMPRODUCT((M$49:M$56)*($E$49:$E$56))+SUM(M58:M59)+M46","v":0},{"$f":"SUMPRODUCT((N$49:N$56)*($E$49:$E$56))+SUM(N58:N59)+N46","v":0},{"$f":"SUMPRODUCT((O$49:O$56)*($E$49:$E$56))+SUM(O58:O59)+O46","v":0},{"$f":"SUMPRODUCT((P$49:P$56)*($E$49:$E$56))+SUM(P58:P59)+P46","v":0},{"$f":"SUMPRODUCT((Q$49:Q$56)*($E$49:$E$56))+SUM(Q58:Q59)+Q46","v":0},{"$f":"SUMPRODUCT((R$49:R$56)*($E$49:$E$56))+SUM(R58:R59)+R46","v":0},{"$f":"SUMPRODUCT((S$49:S$56)*($E$49:$E$56))+SUM(S58:S59)+S46","v":0},{"$f":"SUMPRODUCT((T$49:T$56)*($E$49:$E$56))+SUM(T58:T59)+T46","v":0},{"$f":"SUMPRODUCT((U$49:U$56)*($E$49:$E$56))+SUM(U58:U59)+U46","v":0},{"$f":"SUMPRODUCT((V$49:V$56)*($E$49:$E$56))+SUM(V58:V59)+V46","v":0},{"$f":"SUMPRODUCT((W$49:W$56)*($E$49:$E$56))+SUM(W58:W59)+W46","v":0},{"$f":"SUMPRODUCT((X$49:X$56)*($E$49:$E$56))+SUM(X58:X59)+X46","v":0},{"$f":"SUMPRODUCT((Y$49:Y$56)*($E$49:$E$56))+SUM(Y58:Y59)+Y46","v":0},{"$f":"SUMPRODUCT((Z$49:Z$56)*($E$49:$E$56))+SUM(Z58:Z59)+Z46","v":0},{"$f":"SUMPRODUCT((AA$49:AA$56)*($E$49:$E$56))+SUM(AA58:AA59)+AA46","v":0},{"$f":"SUMPRODUCT((AB$49:AB$56)*($E$49:$E$56))+SUM(AB58:AB59)+AB46","v":0},{"$f":"SUMPRODUCT((AC$49:AC$56)*($E$49:$E$56))+SUM(AC58:AC59)+AC46","v":0},{"$f":"SUMPRODUCT((AD$49:AD$56)*($E$49:$E$56))+SUM(AD58:AD59)+AD46","v":0},{"$f":"SUMPRODUCT((AE$49:AE$56)*($E$49:$E$56))+SUM(AE58:AE59)+AE46","v":0},{"$f":"SUMPRODUCT((AF$49:AF$56)*($E$49:$E$56))+SUM(AF58:AF59)+AF46","v":0},{"$f":"SUMPRODUCT((AG$49:AG$56)*($E$49:$E$56))+SUM(AG58:AG59)+AG46","v":0}]
[]
[]
["SUMMARY"]
[]
[]
[]
[null,null,{"$f":"'Option1 (base case)'!C68","v":"Risks mitigated vs base case"},null,null,null,{"$f":"input_dollars","v":"2023-12-31"},null,{"$f":"(1-INDEX(Data!$C$9:$C$13, MATCH($A$3, options,0)))*('Option1 (base case)'!I40-I40)","v":0},{"$f":"(1-INDEX(Data!$C$9:$C$13, MATCH($A$3, options,0)))*('Option1 (base case)'!J40-J40)","v":0},{"$f":"(1-INDEX(Data!$C$9:$C$13, MATCH($A$3, options,0)))*('Option1 (base case)'!K40-K40)","v":0},{"$f":"(1-INDEX(Data!$C$9:$C$13, MATCH($A$3, options,0)))*('Option1 (base case)'!L40-L40)","v":0},{"$f":"(1-INDEX(Data!$C$9:$C$13, MATCH($A$3, options,0)))*('Option1 (base case)'!M40-M40)","v":0},{"$f":"(1-INDEX(Data!$C$9:$C$13, MATCH($A$3, options,0)))*('Option1 (base case)'!N40-N40)","v":0},{"$f":"(1-INDEX(Data!$C$9:$C$13, MATCH($A$3, options,0)))*('Option1 (base case)'!O40-O40)","v":0},{"$f":"(1-INDEX(Data!$C$9:$C$13, MATCH($A$3, options,0)))*('Option1 (base case)'!P40-P40)","v":0},{"$f":"(1-INDEX(Data!$C$9:$C$13, MATCH($A$3, options,0)))*('Option1 (base case)'!Q40-Q40)","v":0},{"$f":"(1-INDEX(Data!$C$9:$C$13, MATCH($A$3, options,0)))*('Option1 (base case)'!R40-R40)","v":0},{"$f":"(1-INDEX(Data!$C$9:$C$13, MATCH($A$3, options,0)))*('Option1 (base case)'!S40-S40)","v":0},{"$f":"(1-INDEX(Data!$C$9:$C$13, MATCH($A$3, options,0)))*('Option1 (base case)'!T40-T40)","v":0},{"$f":"(1-INDEX(Data!$C$9:$C$13, MATCH($A$3, options,0)))*('Option1 (base case)'!U40-U40)","v":0},{"$f":"(1-INDEX(Data!$C$9:$C$13, MATCH($A$3, options,0)))*('Option1 (base case)'!V40-V40)","v":0},{"$f":"(1-INDEX(Data!$C$9:$C$13, MATCH($A$3, options,0)))*('Option1 (base case)'!W40-W40)","v":0},{"$f":"(1-INDEX(Data!$C$9:$C$13, MATCH($A$3, options,0)))*('Option1 (base case)'!X40-X40)","v":0},{"$f":"(1-INDEX(Data!$C$9:$C$13, MATCH($A$3, options,0)))*('Option1 (base case)'!Y40-Y40)","v":0},{"$f":"(1-INDEX(Data!$C$9:$C$13, MATCH($A$3, options,0)))*('Option1 (base case)'!Z40-Z40)","v":0},{"$f":"(1-INDEX(Data!$C$9:$C$13, MATCH($A$3, options,0)))*('Option1 (base case)'!AA40-AA40)","v":0},{"$f":"(1-INDEX(Data!$C$9:$C$13, MATCH($A$3, options,0)))*('Option1 (base case)'!AB40-AB40)","v":0},{"$f":"(1-INDEX(Data!$C$9:$C$13, MATCH($A$3, options,0)))*('Option1 (base case)'!AC40-AC40)","v":0},{"$f":"(1-INDEX(Data!$C$9:$C$13, MATCH($A$3, options,0)))*('Option1 (base case)'!AD40-AD40)","v":0},{"$f":"(1-INDEX(Data!$C$9:$C$13, MATCH($A$3, options,0)))*('Option1 (base case)'!AE40-AE40)","v":0},{"$f":"(1-INDEX(Data!$C$9:$C$13, MATCH($A$3, options,0)))*('Option1 (base case)'!AF40-AF40)","v":0},{"$f":"(1-INDEX(Data!$C$9:$C$13, MATCH($A$3, options,0)))*('Option1 (base case)'!AG40-AG40)","v":0}]
[]
[null,null,"Capital expenditure"]
[null,null,{"$f":"C14","v":"< Enter description >"},null,null,null,{"$f":"input_dollars","v":"2023-12-31"},null,{"$f":"-I14","v":0},0,0,0,0,0,0,0,0,0,0,0,0,0,0,0,0,0,0,0,0,0,0,0,0]
[null,null,{"$f":"C15","v":"< Enter description >"},null,null,null,{"$f":"input_dollars","v":"2023-12-31"},null,{"$f":"-I15","v":0},0,0,0,0,0,0,0,0,0,0,0,0,0,0,0,0,0,0,0,0,0,0,0,0]
[null,null,{"$f":"C16","v":"< Enter description >"},null,null,null,{"$f":"input_dollars","v":"2023-12-31"},null,{"$f":"-I16","v":0},0,0,0,0,0,0,0,0,0,0,0,0,0,0,0,0,0,0,0,0,0,0,0,0]
[]
[null,null,"Cumulative capex"]
[null,null,{"$f":"C14","v":"< Enter description >"},null,null,null,{"$f":"input_dollars","v":"2023-12-31"},null,{"$f":"SUMPRODUCT(($I71:I71))-SUMPRODUCT(($I71:I71)*($I$6:I$6<=(I$6-$E14)))","v":0},{"$f":"SUMPRODUCT(($I71:J71))-SUMPRODUCT(($I71:J71)*($I$6:J$6<=(J$6-$E14)))","v":0},{"$f":"SUMPRODUCT(($I71:K71))-SUMPRODUCT(($I71:K71)*($I$6:K$6<=(K$6-$E14)))","v":0},{"$f":"SUMPRODUCT(($I71:L71))-SUMPRODUCT(($I71:L71)*($I$6:L$6<=(L$6-$E14)))","v":0},{"$f":"SUMPRODUCT(($I71:M71))-SUMPRODUCT(($I71:M71)*($I$6:M$6<=(M$6-$E14)))","v":0},{"$f":"SUMPRODUCT(($I71:N71))-SUMPRODUCT(($I71:N71)*($I$6:N$6<=(N$6-$E14)))","v":0},{"$f":"SUMPRODUCT(($I71:O71))-SUMPRODUCT(($I71:O71)*($I$6:O$6<=(O$6-$E14)))","v":0},{"$f":"SUMPRODUCT(($I71:P71))-SUMPRODUCT(($I71:P71)*($I$6:P$6<=(P$6-$E14)))","v":0},{"$f":"SUMPRODUCT(($I71:Q71))-SUMPRODUCT(($I71:Q71)*($I$6:Q$6<=(Q$6-$E14)))","v":0},{"$f":"SUMPRODUCT(($I71:R71))-SUMPRODUCT(($I71:R71)*($I$6:R$6<=(R$6-$E14)))","v":0},{"$f":"SUMPRODUCT(($I71:S71))-SUMPRODUCT(($I71:S71)*($I$6:S$6<=(S$6-$E14)))","v":0},{"$f":"SUMPRODUCT(($I71:T71))-SUMPRODUCT(($I71:T71)*($I$6:T$6<=(T$6-$E14)))","v":0},{"$f":"SUMPRODUCT(($I71:U71))-SUMPRODUCT(($I71:U71)*($I$6:U$6<=(U$6-$E14)))","v":0},{"$f":"SUMPRODUCT(($I71:V71))-SUMPRODUCT(($I71:V71)*($I$6:V$6<=(V$6-$E14)))","v":0},{"$f":"SUMPRODUCT(($I71:W71))-SUMPRODUCT(($I71:W71)*($I$6:W$6<=(W$6-$E14)))","v":0},{"$f":"SUMPRODUCT(($I71:X71))-SUMPRODUCT(($I71:X71)*($I$6:X$6<=(X$6-$E14)))","v":0},{"$f":"SUMPRODUCT(($I71:Y71))-SUMPRODUCT(($I71:Y71)*($I$6:Y$6<=(Y$6-$E14)))","v":0},{"$f":"SUMPRODUCT(($I71:Z71))-SUMPRODUCT(($I71:Z71)*($I$6:Z$6<=(Z$6-$E14)))","v":0},{"$f":"SUMPRODUCT(($I71:AA71))-SUMPRODUCT(($I71:AA71)*($I$6:AA$6<=(AA$6-$E14)))","v":0},{"$f":"SUMPRODUCT(($I71:AB71))-SUMPRODUCT(($I71:AB71)*($I$6:AB$6<=(AB$6-$E14)))","v":0},{"$f":"SUMPRODUCT(($I71:AC71))-SUMPRODUCT(($I71:AC71)*($I$6:AC$6<=(AC$6-$E14)))","v":0},{"$f":"SUMPRODUCT(($I71:AD71))-SUMPRODUCT(($I71:AD71)*($I$6:AD$6<=(AD$6-$E14)))","v":0},{"$f":"SUMPRODUCT(($I71:AE71))-SUMPRODUCT(($I71:AE71)*($I$6:AE$6<=(AE$6-$E14)))","v":0},{"$f":"SUMPRODUCT(($I71:AF71))-SUMPRODUCT(($I71:AF71)*($I$6:AF$6<=(AF$6-$E14)))","v":0},{"$f":"SUMPRODUCT(($I71:AG71))-SUMPRODUCT(($I71:AG71)*($I$6:AG$6<=(AG$6-$E14)))","v":0}]
[null,null,{"$f":"C15","v":"< Enter description >"},null,null,null,{"$f":"input_dollars","v":"2023-12-31"},null,{"$f":"SUMPRODUCT(($I72:I72))-SUMPRODUCT(($I72:I72)*($I$6:I$6<=(I$6-$E15)))","v":0},{"$f":"SUMPRODUCT(($I72:J72))-SUMPRODUCT(($I72:J72)*($I$6:J$6<=(J$6-$E15)))","v":0},{"$f":"SUMPRODUCT(($I72:K72))-SUMPRODUCT(($I72:K72)*($I$6:K$6<=(K$6-$E15)))","v":0},{"$f":"SUMPRODUCT(($I72:L72))-SUMPRODUCT(($I72:L72)*($I$6:L$6<=(L$6-$E15)))","v":0},{"$f":"SUMPRODUCT(($I72:M72))-SUMPRODUCT(($I72:M72)*($I$6:M$6<=(M$6-$E15)))","v":0},{"$f":"SUMPRODUCT(($I72:N72))-SUMPRODUCT(($I72:N72)*($I$6:N$6<=(N$6-$E15)))","v":0},{"$f":"SUMPRODUCT(($I72:O72))-SUMPRODUCT(($I72:O72)*($I$6:O$6<=(O$6-$E15)))","v":0},{"$f":"SUMPRODUCT(($I72:P72))-SUMPRODUCT(($I72:P72)*($I$6:P$6<=(P$6-$E15)))","v":0},{"$f":"SUMPRODUCT(($I72:Q72))-SUMPRODUCT(($I72:Q72)*($I$6:Q$6<=(Q$6-$E15)))","v":0},{"$f":"SUMPRODUCT(($I72:R72))-SUMPRODUCT(($I72:R72)*($I$6:R$6<=(R$6-$E15)))","v":0},{"$f":"SUMPRODUCT(($I72:S72))-SUMPRODUCT(($I72:S72)*($I$6:S$6<=(S$6-$E15)))","v":0},{"$f":"SUMPRODUCT(($I72:T72))-SUMPRODUCT(($I72:T72)*($I$6:T$6<=(T$6-$E15)))","v":0},{"$f":"SUMPRODUCT(($I72:U72))-SUMPRODUCT(($I72:U72)*($I$6:U$6<=(U$6-$E15)))","v":0},{"$f":"SUMPRODUCT(($I72:V72))-SUMPRODUCT(($I72:V72)*($I$6:V$6<=(V$6-$E15)))","v":0},{"$f":"SUMPRODUCT(($I72:W72))-SUMPRODUCT(($I72:W72)*($I$6:W$6<=(W$6-$E15)))","v":0},{"$f":"SUMPRODUCT(($I72:X72))-SUMPRODUCT(($I72:X72)*($I$6:X$6<=(X$6-$E15)))","v":0},{"$f":"SUMPRODUCT(($I72:Y72))-SUMPRODUCT(($I72:Y72)*($I$6:Y$6<=(Y$6-$E15)))","v":0},{"$f":"SUMPRODUCT(($I72:Z72))-SUMPRODUCT(($I72:Z72)*($I$6:Z$6<=(Z$6-$E15)))","v":0},{"$f":"SUMPRODUCT(($I72:AA72))-SUMPRODUCT(($I72:AA72)*($I$6:AA$6<=(AA$6-$E15)))","v":0},{"$f":"SUMPRODUCT(($I72:AB72))-SUMPRODUCT(($I72:AB72)*($I$6:AB$6<=(AB$6-$E15)))","v":0},{"$f":"SUMPRODUCT(($I72:AC72))-SUMPRODUCT(($I72:AC72)*($I$6:AC$6<=(AC$6-$E15)))","v":0},{"$f":"SUMPRODUCT(($I72:AD72))-SUMPRODUCT(($I72:AD72)*($I$6:AD$6<=(AD$6-$E15)))","v":0},{"$f":"SUMPRODUCT(($I72:AE72))-SUMPRODUCT(($I72:AE72)*($I$6:AE$6<=(AE$6-$E15)))","v":0},{"$f":"SUMPRODUCT(($I72:AF72))-SUMPRODUCT(($I72:AF72)*($I$6:AF$6<=(AF$6-$E15)))","v":0},{"$f":"SUMPRODUCT(($I72:AG72))-SUMPRODUCT(($I72:AG72)*($I$6:AG$6<=(AG$6-$E15)))","v":0}]
[null,null,{"$f":"C16","v":"< Enter description >"},null,null,null,{"$f":"input_dollars","v":"2023-12-31"},null,{"$f":"SUMPRODUCT(($I73:I73))-SUMPRODUCT(($I73:I73)*($I$6:I$6<=(I$6-$E16)))","v":0},{"$f":"SUMPRODUCT(($I73:J73))-SUMPRODUCT(($I73:J73)*($I$6:J$6<=(J$6-$E16)))","v":0},{"$f":"SUMPRODUCT(($I73:K73))-SUMPRODUCT(($I73:K73)*($I$6:K$6<=(K$6-$E16)))","v":0},{"$f":"SUMPRODUCT(($I73:L73))-SUMPRODUCT(($I73:L73)*($I$6:L$6<=(L$6-$E16)))","v":0},{"$f":"SUMPRODUCT(($I73:M73))-SUMPRODUCT(($I73:M73)*($I$6:M$6<=(M$6-$E16)))","v":0},{"$f":"SUMPRODUCT(($I73:N73))-SUMPRODUCT(($I73:N73)*($I$6:N$6<=(N$6-$E16)))","v":0},{"$f":"SUMPRODUCT(($I73:O73))-SUMPRODUCT(($I73:O73)*($I$6:O$6<=(O$6-$E16)))","v":0},{"$f":"SUMPRODUCT(($I73:P73))-SUMPRODUCT(($I73:P73)*($I$6:P$6<=(P$6-$E16)))","v":0},{"$f":"SUMPRODUCT(($I73:Q73))-SUMPRODUCT(($I73:Q73)*($I$6:Q$6<=(Q$6-$E16)))","v":0},{"$f":"SUMPRODUCT(($I73:R73))-SUMPRODUCT(($I73:R73)*($I$6:R$6<=(R$6-$E16)))","v":0},{"$f":"SUMPRODUCT(($I73:S73))-SUMPRODUCT(($I73:S73)*($I$6:S$6<=(S$6-$E16)))","v":0},{"$f":"SUMPRODUCT(($I73:T73))-SUMPRODUCT(($I73:T73)*($I$6:T$6<=(T$6-$E16)))","v":0},{"$f":"SUMPRODUCT(($I73:U73))-SUMPRODUCT(($I73:U73)*($I$6:U$6<=(U$6-$E16)))","v":0},{"$f":"SUMPRODUCT(($I73:V73))-SUMPRODUCT(($I73:V73)*($I$6:V$6<=(V$6-$E16)))","v":0},{"$f":"SUMPRODUCT(($I73:W73))-SUMPRODUCT(($I73:W73)*($I$6:W$6<=(W$6-$E16)))","v":0},{"$f":"SUMPRODUCT(($I73:X73))-SUMPRODUCT(($I73:X73)*($I$6:X$6<=(X$6-$E16)))","v":0},{"$f":"SUMPRODUCT(($I73:Y73))-SUMPRODUCT(($I73:Y73)*($I$6:Y$6<=(Y$6-$E16)))","v":0},{"$f":"SUMPRODUCT(($I73:Z73))-SUMPRODUCT(($I73:Z73)*($I$6:Z$6<=(Z$6-$E16)))","v":0},{"$f":"SUMPRODUCT(($I73:AA73))-SUMPRODUCT(($I73:AA73)*($I$6:AA$6<=(AA$6-$E16)))","v":0},{"$f":"SUMPRODUCT(($I73:AB73))-SUMPRODUCT(($I73:AB73)*($I$6:AB$6<=(AB$6-$E16)))","v":0},{"$f":"SUMPRODUCT(($I73:AC73))-SUMPRODUCT(($I73:AC73)*($I$6:AC$6<=(AC$6-$E16)))","v":0},{"$f":"SUMPRODUCT(($I73:AD73))-SUMPRODUCT(($I73:AD73)*($I$6:AD$6<=(AD$6-$E16)))","v":0},{"$f":"SUMPRODUCT(($I73:AE73))-SUMPRODUCT(($I73:AE73)*($I$6:AE$6<=(AE$6-$E16)))","v":0},{"$f":"SUMPRODUCT(($I73:AF73))-SUMPRODUCT(($I73:AF73)*($I$6:AF$6<=(AF$6-$E16)))","v":0},{"$f":"SUMPRODUCT(($I73:AG73))-SUMPRODUCT(($I73:AG73)*($I$6:AG$6<=(AG$6-$E16)))","v":0}]
[]
[null,null,"Annualised capex"]
[null,null,{"$f":"$C$80&\" - \"&C14","v":"Annualised capex - < Enter description >"},null,null,null,{"$f":"input_dollars","v":"2023-12-31"},null,{"$f":"IF($E14=0,0,-PMT(real_disc, $E14,H76,))","v":0},0,0,0,0,0,0,0,0,0,0,0,0,0,0,0,0,0,0,0,0,0,0,0,0]
[null,null,{"$f":"$C$80&\" - \"&C15","v":"Annualised capex - < Enter description >"},null,null,null,{"$f":"input_dollars","v":"2023-12-31"},null,{"$f":"IF($E15=0,0,-PMT(real_disc, $E15,H77,))","v":0},0,0,0,0,0,0,0,0,0,0,0,0,0,0,0,0,0,0,0,0,0,0,0,0]
[null,null,{"$f":"$C$80&\" - \"&C16","v":"Annualised capex - < Enter description >"},null,null,null,{"$f":"input_dollars","v":"2023-12-31"},null,{"$f":"IF($E16=0,0,-PMT(real_disc, $E16,H78,))","v":0},0,0,0,0,0,0,0,0,0,0,0,0,0,0,0,0,0,0,0,0,0,0,0,0]
[null,null,"Total annualised capex",null,null,null,{"$f":"input_dollars","v":"2023-12-31"},null,{"$f":"SUM(I81:I83)","v":0},{"$f":"SUM(J81:J83)","v":0},0,0,0,0,0,0,0,0,0,0,0,0,0,0,0,0,0,0,{"$f":"SUM(AC81:AC83)","v":0},{"$f":"SUM(AD81:AD83)","v":0},{"$f":"SUM(AE81:AE83)","v":0},{"$f":"SUM(AF81:AF83)","v":0},{"$f":"SUM(AG81:AG83)","v":0}]
[]
[null,null,"Annualised capex",null,null,null,{"$f":"input_dollars","v":"2023-12-31"},null,{"$f":"I84","v":0},{"$f":"J84","v":0},0,0,0,0,0,0,0,0,0,0,0,0,0,0,0,0,0,0,{"$f":"AC84","v":0},{"$f":"AD84","v":0},{"$f":"AE84","v":0},{"$f":"AF84","v":0},{"$f":"AG84","v":0}]
[null,null,"Operating expenditure",null,null,null,"2023-12-31",null,{"$f":"-I19","v":0},0,0,0,0,0,0,0,0,0,0,0,0,0,0,0,0,0,0,0,0,0,0,0,0]
[null,null,"Risk mitigated",null,null,null,"2023-12-31",null,{"$f":"I68","v":0},{"$f":"J68","v":0},0,0,0,0,0,0,0,0,0,0,0,0,0,0,0,0,0,0,{"$f":"AC68","v":0},{"$f":"AD68","v":0},{"$f":"AE68","v":0},{"$f":"AF68","v":0},{"$f":"AG68","v":0}]
[null,null,"Other benefits value",null,null,null,"2023-12-31",null,{"$f":"I61","v":0},0,0,0,0,0,0,0,0,0,0,0,0,0,0,0,0,0,0,0,0,0,0,0,0]
[]
[null,null,"Net benefits",null,null,null,"2023-12-31",null,{"$f":"SUM(I86:I90)","v":0},0,0,0,0,0,0,0,0,0,0,0,0,0,0,0,0,0,0,0,{"$f":"SUM(AC86:AC90)","v":0},{"$f":"SUM(AD86:AD90)","v":0},{"$f":"SUM(AE86:AE90)","v":0},{"$f":"SUM(AF86:AF90)","v":0},{"$f":"SUM(AG86:AG90)","v":0}]
[]
[]
[null,null,"First capex year",null,null,null,{"$f":"IF(SUM($I17:$AG17)=0,0,(INDEX(I$6:AG$6,MATCH(TRUE,INDEX($I17:$AG17<>0,),0))))","v":0}]
[]
[null,null,"First year",null,null,null,{"$f":"IF(_xlfn.MINIFS($G$94:$G$95, $G$94:$G$95, \">\"&0)=0, $A$4, _xlfn.MINIFS($G$94:$G$95, $G$94:$G$95, \">\"&0))","v":"Not used"}]
[]
[]
[]
[]
[]
[]
[]
[]
[]
["SENSITIVITIES"]
[]
[]
[]
["NPV",null,"Net benefits",null,null,null,{"$f":"PROPER($A$3)&A110","v":"Option 4NPV"},null,{"$f":"I91","v":0},{"$f":"J91","v":0},0,0,0,0,0,0,0,0,0,0,0,0,0,0,0,0,0,0,0,0,0,0,0]
[null,null,"Total annualised capex",null,null,null,null,null,{"$f":"I86","v":0},{"$f":"J86","v":0},0,0,0,0,0,0,0,0,0,0,0,0,0,0,0,0,0,0,0,0,0,0,0]
[null,null,"Total benefits",null,null,null,null,null,{"$f":"SUM(I88:I89)","v":0},{"$f":"SUM(J88:J89)","v":0},0,0,0,0,0,0,0,0,0,0,0,0,0,0,0,0,0,0,0,0,0,0,0]
[null,null,null,{"$f":"Assumptions!G110","v":"Capex"},{"$f":"Assumptions!H110","v":"Total benefits"}]
[{"$f":"\"sens\"&Assumptions!B111","v":"sens1"},null,{"$f":"Assumptions!C111","v":"Capex 10% higher"},{"$f":"Assumptions!G111","v":0.1},{"$f":"Assumptions!H111","v":0},null,{"$f":"PROPER($A$3)&A114","v":"Option 4sens1"},null,{"$f":"I$110+IF($C114<>0,SUMPRODUCT((I$111:I$112)*TRANSPOSE(($D114:$E114))),0)","v":0},{"$f":"J$110+IF($C114<>0,SUMPRODUCT((J$111:J$112)*TRANSPOSE(($D114:$E114))),0)","v":0},{"$f":"K$110+IF($C114<>0,SUMPRODUCT((K$111:K$112)*TRANSPOSE(($D114:$E114))),0)","v":0},{"$f":"L$110+IF($C114<>0,SUMPRODUCT((L$111:L$112)*TRANSPOSE(($D114:$E114))),0)","v":0},{"$f":"M$110+IF($C114<>0,SUMPRODUCT((M$111:M$112)*TRANSPOSE(($D114:$E114))),0)","v":0},{"$f":"N$110+IF($C114<>0,SUMPRODUCT((N$111:N$112)*TRANSPOSE(($D114:$E114))),0)","v":0},{"$f":"O$110+IF($C114<>0,SUMPRODUCT((O$111:O$112)*TRANSPOSE(($D114:$E114))),0)","v":0},{"$f":"P$110+IF($C114<>0,SUMPRODUCT((P$111:P$112)*TRANSPOSE(($D114:$E114))),0)","v":0},{"$f":"Q$110+IF($C114<>0,SUMPRODUCT((Q$111:Q$112)*TRANSPOSE(($D114:$E114))),0)","v":0},{"$f":"R$110+IF($C114<>0,SUMPRODUCT((R$111:R$112)*TRANSPOSE(($D114:$E114))),0)","v":0},{"$f":"S$110+IF($C114<>0,SUMPRODUCT((S$111:S$112)*TRANSPOSE(($D114:$E114))),0)","v":0},{"$f":"T$110+IF($C114<>0,SUMPRODUCT((T$111:T$112)*TRANSPOSE(($D114:$E114))),0)","v":0},{"$f":"U$110+IF($C114<>0,SUMPRODUCT((U$111:U$112)*TRANSPOSE(($D114:$E114))),0)","v":0},{"$f":"V$110+IF($C114<>0,SUMPRODUCT((V$111:V$112)*TRANSPOSE(($D114:$E114))),0)","v":0},{"$f":"W$110+IF($C114<>0,SUMPRODUCT((W$111:W$112)*TRANSPOSE(($D114:$E114))),0)","v":0},{"$f":"X$110+IF($C114<>0,SUMPRODUCT((X$111:X$112)*TRANSPOSE(($D114:$E114))),0)","v":0},{"$f":"Y$110+IF($C114<>0,SUMPRODUCT((Y$111:Y$112)*TRANSPOSE(($D114:$E114))),0)","v":0},{"$f":"Z$110+IF($C114<>0,SUMPRODUCT((Z$111:Z$112)*TRANSPOSE(($D114:$E114))),0)","v":0},{"$f":"AA$110+IF($C114<>0,SUMPRODUCT((AA$111:AA$112)*TRANSPOSE(($D114:$E114))),0)","v":0},{"$f":"AB$110+IF($C114<>0,SUMPRODUCT((AB$111:AB$112)*TRANSPOSE(($D114:$E114))),0)","v":0},{"$f":"AC$110+IF($C114<>0,SUMPRODUCT((AC$111:AC$112)*TRANSPOSE(($D114:$E114))),0)","v":0},{"$f":"AD$110+IF($C114<>0,SUMPRODUCT((AD$111:AD$112)*TRANSPOSE(($D114:$E114))),0)","v":0},{"$f":"AE$110+IF($C114<>0,SUMPRODUCT((AE$111:AE$112)*TRANSPOSE(($D114:$E114))),0)","v":0},{"$f":"AF$110+IF($C114<>0,SUMPRODUCT((AF$111:AF$112)*TRANSPOSE(($D114:$E114))),0)","v":0},{"$f":"AG$110+IF($C114<>0,SUMPRODUCT((AG$111:AG$112)*TRANSPOSE(($D114:$E114))),0)","v":0}]
[{"$f":"\"sens\"&Assumptions!B112","v":"sens2"},null,{"$f":"Assumptions!C112","v":"Capex 10% lower"},{"$f":"Assumptions!G112","v":-0.1},{"$f":"Assumptions!H112","v":0},null,{"$f":"PROPER($A$3)&A115","v":"Option 4sens2"},null,{"$f":"I$110+IF($C115<>0,SUMPRODUCT((I$111:I$112)*TRANSPOSE(($D115:$E115))),0)","v":0},{"$f":"J$110+IF($C115<>0,SUMPRODUCT((J$111:J$112)*TRANSPOSE(($D115:$E115))),0)","v":0},{"$f":"K$110+IF($C115<>0,SUMPRODUCT((K$111:K$112)*TRANSPOSE(($D115:$E115))),0)","v":0},{"$f":"L$110+IF($C115<>0,SUMPRODUCT((L$111:L$112)*TRANSPOSE(($D115:$E115))),0)","v":0},{"$f":"M$110+IF($C115<>0,SUMPRODUCT((M$111:M$112)*TRANSPOSE(($D115:$E115))),0)","v":0},{"$f":"N$110+IF($C115<>0,SUMPRODUCT((N$111:N$112)*TRANSPOSE(($D115:$E115))),0)","v":0},{"$f":"O$110+IF($C115<>0,SUMPRODUCT((O$111:O$112)*TRANSPOSE(($D115:$E115))),0)","v":0},{"$f":"P$110+IF($C115<>0,SUMPRODUCT((P$111:P$112)*TRANSPOSE(($D115:$E115))),0)","v":0},{"$f":"Q$110+IF($C115<>0,SUMPRODUCT((Q$111:Q$112)*TRANSPOSE(($D115:$E115))),0)","v":0},{"$f":"R$110+IF($C115<>0,SUMPRODUCT((R$111:R$112)*TRANSPOSE(($D115:$E115))),0)","v":0},{"$f":"S$110+IF($C115<>0,SUMPRODUCT((S$111:S$112)*TRANSPOSE(($D115:$E115))),0)","v":0},{"$f":"T$110+IF($C115<>0,SUMPRODUCT((T$111:T$112)*TRANSPOSE(($D115:$E115))),0)","v":0},{"$f":"U$110+IF($C115<>0,SUMPRODUCT((U$111:U$112)*TRANSPOSE(($D115:$E115))),0)","v":0},{"$f":"V$110+IF($C115<>0,SUMPRODUCT((V$111:V$112)*TRANSPOSE(($D115:$E115))),0)","v":0},{"$f":"W$110+IF($C115<>0,SUMPRODUCT((W$111:W$112)*TRANSPOSE(($D115:$E115))),0)","v":0},{"$f":"X$110+IF($C115<>0,SUMPRODUCT((X$111:X$112)*TRANSPOSE(($D115:$E115))),0)","v":0},{"$f":"Y$110+IF($C115<>0,SUMPRODUCT((Y$111:Y$112)*TRANSPOSE(($D115:$E115))),0)","v":0},{"$f":"Z$110+IF($C115<>0,SUMPRODUCT((Z$111:Z$112)*TRANSPOSE(($D115:$E115))),0)","v":0},{"$f":"AA$110+IF($C115<>0,SUMPRODUCT((AA$111:AA$112)*TRANSPOSE(($D115:$E115))),0)","v":0},{"$f":"AB$110+IF($C115<>0,SUMPRODUCT((AB$111:AB$112)*TRANSPOSE(($D115:$E115))),0)","v":0},{"$f":"AC$110+IF($C115<>0,SUMPRODUCT((AC$111:AC$112)*TRANSPOSE(($D115:$E115))),0)","v":0},{"$f":"AD$110+IF($C115<>0,SUMPRODUCT((AD$111:AD$112)*TRANSPOSE(($D115:$E115))),0)","v":0},{"$f":"AE$110+IF($C115<>0,SUMPRODUCT((AE$111:AE$112)*TRANSPOSE(($D115:$E115))),0)","v":0},{"$f":"AF$110+IF($C115<>0,SUMPRODUCT((AF$111:AF$112)*TRANSPOSE(($D115:$E115))),0)","v":0},{"$f":"AG$110+IF($C115<>0,SUMPRODUCT((AG$111:AG$112)*TRANSPOSE(($D115:$E115))),0)","v":0}]
[{"$f":"\"sens\"&Assumptions!B113","v":"sens3"},null,{"$f":"Assumptions!C113","v":"Total benefits 10% higher"},{"$f":"Assumptions!G113","v":0},{"$f":"Assumptions!H113","v":0.1},null,"Option 4sens3",null,{"$f":"I$110+IF($C116<>0,SUMPRODUCT((I$111:I$112)*TRANSPOSE(($D116:$E116))),0)","v":0},{"$f":"J$110+IF($C116<>0,SUMPRODUCT((J$111:J$112)*TRANSPOSE(($D116:$E116))),0)","v":0},{"$f":"K$110+IF($C116<>0,SUMPRODUCT((K$111:K$112)*TRANSPOSE(($D116:$E116))),0)","v":0},{"$f":"L$110+IF($C116<>0,SUMPRODUCT((L$111:L$112)*TRANSPOSE(($D116:$E116))),0)","v":0},{"$f":"M$110+IF($C116<>0,SUMPRODUCT((M$111:M$112)*TRANSPOSE(($D116:$E116))),0)","v":0},{"$f":"N$110+IF($C116<>0,SUMPRODUCT((N$111:N$112)*TRANSPOSE(($D116:$E116))),0)","v":0},{"$f":"O$110+IF($C116<>0,SUMPRODUCT((O$111:O$112)*TRANSPOSE(($D116:$E116))),0)","v":0},{"$f":"P$110+IF($C116<>0,SUMPRODUCT((P$111:P$112)*TRANSPOSE(($D116:$E116))),0)","v":0},{"$f":"Q$110+IF($C116<>0,SUMPRODUCT((Q$111:Q$112)*TRANSPOSE(($D116:$E116))),0)","v":0},{"$f":"R$110+IF($C116<>0,SUMPRODUCT((R$111:R$112)*TRANSPOSE(($D116:$E116))),0)","v":0},{"$f":"S$110+IF($C116<>0,SUMPRODUCT((S$111:S$112)*TRANSPOSE(($D116:$E116))),0)","v":0},{"$f":"T$110+IF($C116<>0,SUMPRODUCT((T$111:T$112)*TRANSPOSE(($D116:$E116))),0)","v":0},{"$f":"U$110+IF($C116<>0,SUMPRODUCT((U$111:U$112)*TRANSPOSE(($D116:$E116))),0)","v":0},{"$f":"V$110+IF($C116<>0,SUMPRODUCT((V$111:V$112)*TRANSPOSE(($D116:$E116))),0)","v":0},{"$f":"W$110+IF($C116<>0,SUMPRODUCT((W$111:W$112)*TRANSPOSE(($D116:$E116))),0)","v":0},{"$f":"X$110+IF($C116<>0,SUMPRODUCT((X$111:X$112)*TRANSPOSE(($D116:$E116))),0)","v":0},{"$f":"Y$110+IF($C116<>0,SUMPRODUCT((Y$111:Y$112)*TRANSPOSE(($D116:$E116))),0)","v":0},{"$f":"Z$110+IF($C116<>0,SUMPRODUCT((Z$111:Z$112)*TRANSPOSE(($D116:$E116))),0)","v":0},{"$f":"AA$110+IF($C116<>0,SUMPRODUCT((AA$111:AA$112)*TRANSPOSE(($D116:$E116))),0)","v":0},{"$f":"AB$110+IF($C116<>0,SUMPRODUCT((AB$111:AB$112)*TRANSPOSE(($D116:$E116))),0)","v":0},{"$f":"AC$110+IF($C116<>0,SUMPRODUCT((AC$111:AC$112)*TRANSPOSE(($D116:$E116))),0)","v":0},{"$f":"AD$110+IF($C116<>0,SUMPRODUCT((AD$111:AD$112)*TRANSPOSE(($D116:$E116))),0)","v":0},{"$f":"AE$110+IF($C116<>0,SUMPRODUCT((AE$111:AE$112)*TRANSPOSE(($D116:$E116))),0)","v":0},{"$f":"AF$110+IF($C116<>0,SUMPRODUCT((AF$111:AF$112)*TRANSPOSE(($D116:$E116))),0)","v":0},{"$f":"AG$110+IF($C116<>0,SUMPRODUCT((AG$111:AG$112)*TRANSPOSE(($D116:$E116))),0)","v":0}]
[{"$f":"\"sens\"&Assumptions!B114","v":"sens4"},null,{"$f":"Assumptions!C114","v":"Total benefits 10% lower"},{"$f":"Assumptions!G114","v":0},{"$f":"Assumptions!H114","v":-0.1},null,"Option 4sens4",null,{"$f":"I$110+IF($C117<>0,SUMPRODUCT((I$111:I$112)*TRANSPOSE(($D117:$E117))),0)","v":0},{"$f":"J$110+IF($C117<>0,SUMPRODUCT((J$111:J$112)*TRANSPOSE(($D117:$E117))),0)","v":0},{"$f":"K$110+IF($C117<>0,SUMPRODUCT((K$111:K$112)*TRANSPOSE(($D117:$E117))),0)","v":0},{"$f":"L$110+IF($C117<>0,SUMPRODUCT((L$111:L$112)*TRANSPOSE(($D117:$E117))),0)","v":0},{"$f":"M$110+IF($C117<>0,SUMPRODUCT((M$111:M$112)*TRANSPOSE(($D117:$E117))),0)","v":0},{"$f":"N$110+IF($C117<>0,SUMPRODUCT((N$111:N$112)*TRANSPOSE(($D117:$E117))),0)","v":0},{"$f":"O$110+IF($C117<>0,SUMPRODUCT((O$111:O$112)*TRANSPOSE(($D117:$E117))),0)","v":0},{"$f":"P$110+IF($C117<>0,SUMPRODUCT((P$111:P$112)*TRANSPOSE(($D117:$E117))),0)","v":0},{"$f":"Q$110+IF($C117<>0,SUMPRODUCT((Q$111:Q$112)*TRANSPOSE(($D117:$E117))),0)","v":0},{"$f":"R$110+IF($C117<>0,SUMPRODUCT((R$111:R$112)*TRANSPOSE(($D117:$E117))),0)","v":0},{"$f":"S$110+IF($C117<>0,SUMPRODUCT((S$111:S$112)*TRANSPOSE(($D117:$E117))),0)","v":0},{"$f":"T$110+IF($C117<>0,SUMPRODUCT((T$111:T$112)*TRANSPOSE(($D117:$E117))),0)","v":0},{"$f":"U$110+IF($C117<>0,SUMPRODUCT((U$111:U$112)*TRANSPOSE(($D117:$E117))),0)","v":0},{"$f":"V$110+IF($C117<>0,SUMPRODUCT((V$111:V$112)*TRANSPOSE(($D117:$E117))),0)","v":0},{"$f":"W$110+IF($C117<>0,SUMPRODUCT((W$111:W$112)*TRANSPOSE(($D117:$E117))),0)","v":0},{"$f":"X$110+IF($C117<>0,SUMPRODUCT((X$111:X$112)*TRANSPOSE(($D117:$E117))),0)","v":0},{"$f":"Y$110+IF($C117<>0,SUMPRODUCT((Y$111:Y$112)*TRANSPOSE(($D117:$E117))),0)","v":0},{"$f":"Z$110+IF($C117<>0,SUMPRODUCT((Z$111:Z$112)*TRANSPOSE(($D117:$E117))),0)","v":0},{"$f":"AA$110+IF($C117<>0,SUMPRODUCT((AA$111:AA$112)*TRANSPOSE(($D117:$E117))),0)","v":0},{"$f":"AB$110+IF($C117<>0,SUMPRODUCT((AB$111:AB$112)*TRANSPOSE(($D117:$E117))),0)","v":0},{"$f":"AC$110+IF($C117<>0,SUMPRODUCT((AC$111:AC$112)*TRANSPOSE(($D117:$E117))),0)","v":0},{"$f":"AD$110+IF($C117<>0,SUMPRODUCT((AD$111:AD$112)*TRANSPOSE(($D117:$E117))),0)","v":0},{"$f":"AE$110+IF($C117<>0,SUMPRODUCT((AE$111:AE$112)*TRANSPOSE(($D117:$E117))),0)","v":0},{"$f":"AF$110+IF($C117<>0,SUMPRODUCT((AF$111:AF$112)*TRANSPOSE(($D117:$E117))),0)","v":0},{"$f":"AG$110+IF($C117<>0,SUMPRODUCT((AG$111:AG$112)*TRANSPOSE(($D117:$E117))),0)","v":0}]
[{"$f":"\"sens\"&Assumptions!B115","v":"sens5"},null,{"$f":"Assumptions!C115","v":"Capex 10% higher & Total benefits 10% lower"},{"$f":"Assumptions!G115","v":0.1},{"$f":"Assumptions!H115","v":-0.1},null,"Option 4sens5",null,{"$f":"I$110+IF($C118<>0,SUMPRODUCT((I$111:I$112)*TRANSPOSE(($D118:$E118))),0)","v":0},{"$f":"J$110+IF($C118<>0,SUMPRODUCT((J$111:J$112)*TRANSPOSE(($D118:$E118))),0)","v":0},{"$f":"K$110+IF($C118<>0,SUMPRODUCT((K$111:K$112)*TRANSPOSE(($D118:$E118))),0)","v":0},{"$f":"L$110+IF($C118<>0,SUMPRODUCT((L$111:L$112)*TRANSPOSE(($D118:$E118))),0)","v":0},{"$f":"M$110+IF($C118<>0,SUMPRODUCT((M$111:M$112)*TRANSPOSE(($D118:$E118))),0)","v":0},{"$f":"N$110+IF($C118<>0,SUMPRODUCT((N$111:N$112)*TRANSPOSE(($D118:$E118))),0)","v":0},{"$f":"O$110+IF($C118<>0,SUMPRODUCT((O$111:O$112)*TRANSPOSE(($D118:$E118))),0)","v":0},{"$f":"P$110+IF($C118<>0,SUMPRODUCT((P$111:P$112)*TRANSPOSE(($D118:$E118))),0)","v":0},{"$f":"Q$110+IF($C118<>0,SUMPRODUCT((Q$111:Q$112)*TRANSPOSE(($D118:$E118))),0)","v":0},{"$f":"R$110+IF($C118<>0,SUMPRODUCT((R$111:R$112)*TRANSPOSE(($D118:$E118))),0)","v":0},{"$f":"S$110+IF($C118<>0,SUMPRODUCT((S$111:S$112)*TRANSPOSE(($D118:$E118))),0)","v":0},{"$f":"T$110+IF($C118<>0,SUMPRODUCT((T$111:T$112)*TRANSPOSE(($D118:$E118))),0)","v":0},{"$f":"U$110+IF($C118<>0,SUMPRODUCT((U$111:U$112)*TRANSPOSE(($D118:$E118))),0)","v":0},{"$f":"V$110+IF($C118<>0,SUMPRODUCT((V$111:V$112)*TRANSPOSE(($D118:$E118))),0)","v":0},{"$f":"W$110+IF($C118<>0,SUMPRODUCT((W$111:W$112)*TRANSPOSE(($D118:$E118))),0)","v":0},{"$f":"X$110+IF($C118<>0,SUMPRODUCT((X$111:X$112)*TRANSPOSE(($D118:$E118))),0)","v":0},{"$f":"Y$110+IF($C118<>0,SUMPRODUCT((Y$111:Y$112)*TRANSPOSE(($D118:$E118))),0)","v":0},{"$f":"Z$110+IF($C118<>0,SUMPRODUCT((Z$111:Z$112)*TRANSPOSE(($D118:$E118))),0)","v":0},{"$f":"AA$110+IF($C118<>0,SUMPRODUCT((AA$111:AA$112)*TRANSPOSE(($D118:$E118))),0)","v":0},{"$f":"AB$110+IF($C118<>0,SUMPRODUCT((AB$111:AB$112)*TRANSPOSE(($D118:$E118))),0)","v":0},{"$f":"AC$110+IF($C118<>0,SUMPRODUCT((AC$111:AC$112)*TRANSPOSE(($D118:$E118))),0)","v":0},{"$f":"AD$110+IF($C118<>0,SUMPRODUCT((AD$111:AD$112)*TRANSPOSE(($D118:$E118))),0)","v":0},{"$f":"AE$110+IF($C118<>0,SUMPRODUCT((AE$111:AE$112)*TRANSPOSE(($D118:$E118))),0)","v":0},{"$f":"AF$110+IF($C118<>0,SUMPRODUCT((AF$111:AF$112)*TRANSPOSE(($D118:$E118))),0)","v":0},{"$f":"AG$110+IF($C118<>0,SUMPRODUCT((AG$111:AG$112)*TRANSPOSE(($D118:$E118))),0)","v":0}]
[{"$f":"\"sens\"&Assumptions!B116","v":"sens"},null,{"$f":"Assumptions!C116","v":0},{"$f":"Assumptions!G116","v":0},{"$f":"Assumptions!H116","v":0},null,"Option 4sens",null,{"$f":"I$110+IF($C119<>0,SUMPRODUCT((I$111:I$112)*TRANSPOSE(($D119:$E119))),0)","v":0},{"$f":"J$110+IF($C119<>0,SUMPRODUCT((J$111:J$112)*TRANSPOSE(($D119:$E119))),0)","v":0},{"$f":"K$110+IF($C119<>0,SUMPRODUCT((K$111:K$112)*TRANSPOSE(($D119:$E119))),0)","v":0},{"$f":"L$110+IF($C119<>0,SUMPRODUCT((L$111:L$112)*TRANSPOSE(($D119:$E119))),0)","v":0},{"$f":"M$110+IF($C119<>0,SUMPRODUCT((M$111:M$112)*TRANSPOSE(($D119:$E119))),0)","v":0},{"$f":"N$110+IF($C119<>0,SUMPRODUCT((N$111:N$112)*TRANSPOSE(($D119:$E119))),0)","v":0},{"$f":"O$110+IF($C119<>0,SUMPRODUCT((O$111:O$112)*TRANSPOSE(($D119:$E119))),0)","v":0},{"$f":"P$110+IF($C119<>0,SUMPRODUCT((P$111:P$112)*TRANSPOSE(($D119:$E119))),0)","v":0},{"$f":"Q$110+IF($C119<>0,SUMPRODUCT((Q$111:Q$112)*TRANSPOSE(($D119:$E119))),0)","v":0},{"$f":"R$110+IF($C119<>0,SUMPRODUCT((R$111:R$112)*TRANSPOSE(($D119:$E119))),0)","v":0},{"$f":"S$110+IF($C119<>0,SUMPRODUCT((S$111:S$112)*TRANSPOSE(($D119:$E119))),0)","v":0},{"$f":"T$110+IF($C119<>0,SUMPRODUCT((T$111:T$112)*TRANSPOSE(($D119:$E119))),0)","v":0},{"$f":"U$110+IF($C119<>0,SUMPRODUCT((U$111:U$112)*TRANSPOSE(($D119:$E119))),0)","v":0},{"$f":"V$110+IF($C119<>0,SUMPRODUCT((V$111:V$112)*TRANSPOSE(($D119:$E119))),0)","v":0},{"$f":"W$110+IF($C119<>0,SUMPRODUCT((W$111:W$112)*TRANSPOSE(($D119:$E119))),0)","v":0},{"$f":"X$110+IF($C119<>0,SUMPRODUCT((X$111:X$112)*TRANSPOSE(($D119:$E119))),0)","v":0},{"$f":"Y$110+IF($C119<>0,SUMPRODUCT((Y$111:Y$112)*TRANSPOSE(($D119:$E119))),0)","v":0},{"$f":"Z$110+IF($C119<>0,SUMPRODUCT((Z$111:Z$112)*TRANSPOSE(($D119:$E119))),0)","v":0},{"$f":"AA$110+IF($C119<>0,SUMPRODUCT((AA$111:AA$112)*TRANSPOSE(($D119:$E119))),0)","v":0},{"$f":"AB$110+IF($C119<>0,SUMPRODUCT((AB$111:AB$112)*TRANSPOSE(($D119:$E119))),0)","v":0},{"$f":"AC$110+IF($C119<>0,SUMPRODUCT((AC$111:AC$112)*TRANSPOSE(($D119:$E119))),0)","v":0},{"$f":"AD$110+IF($C119<>0,SUMPRODUCT((AD$111:AD$112)*TRANSPOSE(($D119:$E119))),0)","v":0},{"$f":"AE$110+IF($C119<>0,SUMPRODUCT((AE$111:AE$112)*TRANSPOSE(($D119:$E119))),0)","v":0},{"$f":"AF$110+IF($C119<>0,SUMPRODUCT((AF$111:AF$112)*TRANSPOSE(($D119:$E119))),0)","v":0},{"$f":"AG$110+IF($C119<>0,SUMPRODUCT((AG$111:AG$112)*TRANSPOSE(($D119:$E119))),0)","v":0}]
[{"$f":"\"sens\"&Assumptions!B117","v":"sens"},null,{"$f":"Assumptions!C117","v":0},{"$f":"Assumptions!G117","v":0},{"$f":"Assumptions!H117","v":0},null,"Option 4sens",null,{"$f":"I$110+IF($C120<>0,SUMPRODUCT((I$111:I$112)*TRANSPOSE(($D120:$E120))),0)","v":0},{"$f":"J$110+IF($C120<>0,SUMPRODUCT((J$111:J$112)*TRANSPOSE(($D120:$E120))),0)","v":0},{"$f":"K$110+IF($C120<>0,SUMPRODUCT((K$111:K$112)*TRANSPOSE(($D120:$E120))),0)","v":0},{"$f":"L$110+IF($C120<>0,SUMPRODUCT((L$111:L$112)*TRANSPOSE(($D120:$E120))),0)","v":0},{"$f":"M$110+IF($C120<>0,SUMPRODUCT((M$111:M$112)*TRANSPOSE(($D120:$E120))),0)","v":0},{"$f":"N$110+IF($C120<>0,SUMPRODUCT((N$111:N$112)*TRANSPOSE(($D120:$E120))),0)","v":0},{"$f":"O$110+IF($C120<>0,SUMPRODUCT((O$111:O$112)*TRANSPOSE(($D120:$E120))),0)","v":0},{"$f":"P$110+IF($C120<>0,SUMPRODUCT((P$111:P$112)*TRANSPOSE(($D120:$E120))),0)","v":0},{"$f":"Q$110+IF($C120<>0,SUMPRODUCT((Q$111:Q$112)*TRANSPOSE(($D120:$E120))),0)","v":0},{"$f":"R$110+IF($C120<>0,SUMPRODUCT((R$111:R$112)*TRANSPOSE(($D120:$E120))),0)","v":0},{"$f":"S$110+IF($C120<>0,SUMPRODUCT((S$111:S$112)*TRANSPOSE(($D120:$E120))),0)","v":0},{"$f":"T$110+IF($C120<>0,SUMPRODUCT((T$111:T$112)*TRANSPOSE(($D120:$E120))),0)","v":0},{"$f":"U$110+IF($C120<>0,SUMPRODUCT((U$111:U$112)*TRANSPOSE(($D120:$E120))),0)","v":0},{"$f":"V$110+IF($C120<>0,SUMPRODUCT((V$111:V$112)*TRANSPOSE(($D120:$E120))),0)","v":0},{"$f":"W$110+IF($C120<>0,SUMPRODUCT((W$111:W$112)*TRANSPOSE(($D120:$E120))),0)","v":0},{"$f":"X$110+IF($C120<>0,SUMPRODUCT((X$111:X$112)*TRANSPOSE(($D120:$E120))),0)","v":0},{"$f":"Y$110+IF($C120<>0,SUMPRODUCT((Y$111:Y$112)*TRANSPOSE(($D120:$E120))),0)","v":0},{"$f":"Z$110+IF($C120<>0,SUMPRODUCT((Z$111:Z$112)*TRANSPOSE(($D120:$E120))),0)","v":0},{"$f":"AA$110+IF($C120<>0,SUMPRODUCT((AA$111:AA$112)*TRANSPOSE(($D120:$E120))),0)","v":0},{"$f":"AB$110+IF($C120<>0,SUMPRODUCT((AB$111:AB$112)*TRANSPOSE(($D120:$E120))),0)","v":0},{"$f":"AC$110+IF($C120<>0,SUMPRODUCT((AC$111:AC$112)*TRANSPOSE(($D120:$E120))),0)","v":0},{"$f":"AD$110+IF($C120<>0,SUMPRODUCT((AD$111:AD$112)*TRANSPOSE(($D120:$E120))),0)","v":0},{"$f":"AE$110+IF($C120<>0,SUMPRODUCT((AE$111:AE$112)*TRANSPOSE(($D120:$E120))),0)","v":0},{"$f":"AF$110+IF($C120<>0,SUMPRODUCT((AF$111:AF$112)*TRANSPOSE(($D120:$E120))),0)","v":0},{"$f":"AG$110+IF($C120<>0,SUMPRODUCT((AG$111:AG$112)*TRANSPOSE(($D120:$E120))),0)","v":0}]
[{"$f":"\"sens\"&Assumptions!B118","v":"sens"},null,{"$f":"Assumptions!C118","v":0},{"$f":"Assumptions!G118","v":0},{"$f":"Assumptions!H118","v":0},null,"Option 4sens",null,{"$f":"I$110+IF($C121<>0,SUMPRODUCT((I$111:I$112)*TRANSPOSE(($D121:$E121))),0)","v":0},{"$f":"J$110+IF($C121<>0,SUMPRODUCT((J$111:J$112)*TRANSPOSE(($D121:$E121))),0)","v":0},{"$f":"K$110+IF($C121<>0,SUMPRODUCT((K$111:K$112)*TRANSPOSE(($D121:$E121))),0)","v":0},{"$f":"L$110+IF($C121<>0,SUMPRODUCT((L$111:L$112)*TRANSPOSE(($D121:$E121))),0)","v":0},{"$f":"M$110+IF($C121<>0,SUMPRODUCT((M$111:M$112)*TRANSPOSE(($D121:$E121))),0)","v":0},{"$f":"N$110+IF($C121<>0,SUMPRODUCT((N$111:N$112)*TRANSPOSE(($D121:$E121))),0)","v":0},{"$f":"O$110+IF($C121<>0,SUMPRODUCT((O$111:O$112)*TRANSPOSE(($D121:$E121))),0)","v":0},{"$f":"P$110+IF($C121<>0,SUMPRODUCT((P$111:P$112)*TRANSPOSE(($D121:$E121))),0)","v":0},{"$f":"Q$110+IF($C121<>0,SUMPRODUCT((Q$111:Q$112)*TRANSPOSE(($D121:$E121))),0)","v":0},{"$f":"R$110+IF($C121<>0,SUMPRODUCT((R$111:R$112)*TRANSPOSE(($D121:$E121))),0)","v":0},{"$f":"S$110+IF($C121<>0,SUMPRODUCT((S$111:S$112)*TRANSPOSE(($D121:$E121))),0)","v":0},{"$f":"T$110+IF($C121<>0,SUMPRODUCT((T$111:T$112)*TRANSPOSE(($D121:$E121))),0)","v":0},{"$f":"U$110+IF($C121<>0,SUMPRODUCT((U$111:U$112)*TRANSPOSE(($D121:$E121))),0)","v":0},{"$f":"V$110+IF($C121<>0,SUMPRODUCT((V$111:V$112)*TRANSPOSE(($D121:$E121))),0)","v":0},{"$f":"W$110+IF($C121<>0,SUMPRODUCT((W$111:W$112)*TRANSPOSE(($D121:$E121))),0)","v":0},{"$f":"X$110+IF($C121<>0,SUMPRODUCT((X$111:X$112)*TRANSPOSE(($D121:$E121))),0)","v":0},{"$f":"Y$110+IF($C121<>0,SUMPRODUCT((Y$111:Y$112)*TRANSPOSE(($D121:$E121))),0)","v":0},{"$f":"Z$110+IF($C121<>0,SUMPRODUCT((Z$111:Z$112)*TRANSPOSE(($D121:$E121))),0)","v":0},{"$f":"AA$110+IF($C121<>0,SUMPRODUCT((AA$111:AA$112)*TRANSPOSE(($D121:$E121))),0)","v":0},{"$f":"AB$110+IF($C121<>0,SUMPRODUCT((AB$111:AB$112)*TRANSPOSE(($D121:$E121))),0)","v":0},{"$f":"AC$110+IF($C121<>0,SUMPRODUCT((AC$111:AC$112)*TRANSPOSE(($D121:$E121))),0)","v":0},{"$f":"AD$110+IF($C121<>0,SUMPRODUCT((AD$111:AD$112)*TRANSPOSE(($D121:$E121))),0)","v":0},{"$f":"AE$110+IF($C121<>0,SUMPRODUCT((AE$111:AE$112)*TRANSPOSE(($D121:$E121))),0)","v":0},{"$f":"AF$110+IF($C121<>0,SUMPRODUCT((AF$111:AF$112)*TRANSPOSE(($D121:$E121))),0)","v":0},{"$f":"AG$110+IF($C121<>0,SUMPRODUCT((AG$111:AG$112)*TRANSPOSE(($D121:$E121))),0)","v":0}]

{"sheet":"Option5","index":7,"n_rows":121,"n_cols":33,"rows_kept":121,"cut":false,"hidden":false,"merged":[]}
[{"$f":"bus","v":"Powercor"}]
[{"$f":"proj","v":"Mount Cottrell feeder 12"}]
["OPTION 5",null,{"$f":"INDEX(Assumptions!$E$14:$E$18, MATCH(A3,_xlfn.ANCHORARRAY( Assumptions!$C$14),0))","v":0}]
[{"$f":"(INDEX(Data!$D$9:$D$13, MATCH(A3, options,0)))","v":"Not used"}]
[]
[{"$f":"'Option1 (base case)'!A6","v":"Count"},null,null,null,null,null,null,null,{"$f":"'Option1 (base case)'!I6","v":1},{"$f":"'Option1 (base case)'!J6","v":2},{"$f":"'Option1 (base case)'!K6","v":3},{"$f":"'Option1 (base case)'!L6","v":4},{"$f":"'Option1 (base case)'!M6","v":5},{"$f":"'Option1 (base case)'!N6","v":6},{"$f":"'Option1 (base case)'!O6","v":7},{"$f":"'Option1 (base case)'!P6","v":8},{"$f":"'Option1 (base case)'!Q6","v":9},{"$f":"'Option1 (base case)'!R6","v":10},{"$f":"'Option1 (base case)'!S6","v":11},{"$f":"'Option1 (base case)'!T6","v":12},{"$f":"'Option1 (base case)'!U6","v":13},{"$f":"'Option1 (base case)'!V6","v":14},{"$f":"'Option1 (base case)'!W6","v":15},{"$f":"'Option1 (base case)'!X6","v":16},{"$f":"'Option1 (base case)'!Y6","v":17},{"$f":"'Option1 (base case)'!Z6","v":18},{"$f":"'Option1 (base case)'!AA6","v":19},{"$f":"'Option1 (base case)'!AB6","v":20},{"$f":"'Option1 (base case)'!AC6","v":21},{"$f":"'Option1 (base case)'!AD6","v":22},{"$f":"'Option1 (base case)'!AE6","v":23},{"$f":"'Option1 (base case)'!AF6","v":24},{"$f":"'Option1 (base case)'!AG6","v":25}]
[{"$f":"'Option1 (base case)'!A7","v":"Value of CO2 reductions"},null,null,null,null,null,"$/MWh",null,{"$f":"'Option1 (base case)'!I7","v":24.730486797759085},{"$f":"'Option1 (base case)'!J7","v":22.340740091772258},{"$f":"'Option1 (base case)'!K7","v":20.196329122153124},{"$f":"'Option1 (base case)'!L7","v":18.06294207659629},{"$f":"'Option1 (base case)'!M7","v":15.913397615084225},{"$f":"'Option1 (base case)'!N7","v":13.715069432539002},{"$f":"'Option1 (base case)'!O7","v":13.715069432539002},{"$f":"'Option1 (base case)'!P7","v":13.715069432539002},{"$f":"'Option1 (base case)'!Q7","v":13.715069432539002},{"$f":"'Option1 (base case)'!R7","v":13.715069432539002},{"$f":"'Option1 (base case)'!S7","v":13.715069432539002},{"$f":"'Option1 (base case)'!T7","v":13.715069432539002},{"$f":"'Option1 (base case)'!U7","v":13.715069432539002},{"$f":"'Option1 (base case)'!V7","v":13.715069432539002},{"$f":"'Option1 (base case)'!W7","v":13.715069432539002},{"$f":"'Option1 (base case)'!X7","v":13.715069432539002},{"$f":"'Option1 (base case)'!Y7","v":13.715069432539002},{"$f":"'Option1 (base case)'!Z7","v":13.715069432539002},{"$f":"'Option1 (base case)'!AA7","v":13.715069432539002},{"$f":"'Option1 (base case)'!AB7","v":13.715069432539002},{"$f":"'Option1 (base case)'!AC7","v":13.715069432539002},{"$f":"'Option1 (base case)'!AD7","v":13.715069432539002},{"$f":"'Option1 (base case)'!AE7","v":13.715069432539002},{"$f":"'Option1 (base case)'!AF7","v":13.715069432539002},{"$f":"'Option1 (base case)'!AG7","v":13.715069432539002}]
[null,null,null,null,null,null,null,null,{"$f":"_xlfn.NUMBERVALUE(LEFT(I$9,4))+1","v":2027},{"$f":"_xlfn.NUMBERVALUE(LEFT(J$9,4))+1","v":2028},2029,2030,2031,2032,2033,2034,2035,2036,2037,2038,2039,2040,2041,2042,2043,2044,2045,2046,2047,2048,2049,2050,2051]
[null,null,null,null,null,null,"Units",null,{"$f":"'Option1 (base case)'!I9","v":"2026-27"},{"$f":"'Option1 (base case)'!J9","v":"2027-28"},{"$f":"'Option1 (base case)'!K9","v":"2028-29"},{"$f":"'Option1 (base case)'!L9","v":"2029-30"},{"$f":"'Option1 (base case)'!M9","v":"2030-31"},{"$f":"'Option1 (base case)'!N9","v":"2031-32"},{"$f":"'Option1 (base case)'!O9","v":"2032-33"},{"$f":"'Option1 (base case)'!P9","v":"2033-34"},{"$f":"'Option1 (base case)'!Q9","v":"2034-35"},{"$f":"'Option1 (base case)'!R9","v":"2035-36"},{"$f":"'Option1 (base case)'!S9","v":"2036-37"},{"$f":"'Option1 (base case)'!T9","v":"2037-38"},{"$f":"'Option1 (base case)'!U9","v":"2038-39"},{"$f":"'Option1 (base case)'!V9","v":"2039-40"},{"$f":"'Option1 (base case)'!W9","v":"2040-41"},{"$f":"'Option1 (base case)'!X9","v":"2041-42"},{"$f":"'Option1 (base case)'!Y9","v":"2042-43"},{"$f":"'Option1 (base case)'!Z9","v":"2043-44"},{"$f":"'Option1 (base case)'!AA9","v":"2044-45"},{"$f":"'Option1 (base case)'!AB9","v":"2045-46"},{"$f":"'Option1 (base case)'!AC9","v":"2046-47"},{"$f":"'Option1 (base case)'!AD9","v":"2047-48"},{"$f":"'Option1 (base case)'!AE9","v":"2048-49"},{"$f":"'Option1 (base case)'!AF9","v":"2049-50"},{"$f":"'Option1 (base case)'!AG9","v":"2050-51"}]
[]
["INVESTMENT & OPERATING COST"]
[]
[null,null,"Capex",null,"Asset life (yrs)"]
[null,null,"< Enter description >",null,0,null,{"$f":"input_dollars","v":"2023-12-31"},null,0,0,0,0,0,0,0,0,0,0,0,0,0,0,0,0,0,0,0,0,0,0,0,0,0]
[null,null,"< Enter description >",null,0,null,{"$f":"input_dollars","v":"2023-12-31"},null,0,0,0,0,0,0,0,0,0,0,0,0,0,0,0,0,0,0,0,0,0,0,0,0,0]
[null,null,"< Enter description >",null,0,null,{"$f":"input_dollars","v":"2023-12-31"},null,0,0,0,0,0,0,0,0,0,0,0,0,0,0,0,0,0,0,0,0,0,0,0,0,0]
[null,null,"Capital expenditure",null,null,null,{"$f":"input_dollars","v":"2023-12-31"},null,{"$f":"SUM(I14:I16)","v":0},0,{"$f":"SUM(K14:K16)","v":0},0,0,0,0,0,0,{"$f":"SUM(R14:R16)","v":0},0,0,0,0,0,0,0,0,0,0,0,0,0,0,0]
[]
[null,null,"Operating expenditure",null,null,null,{"$f":"input_dollars","v":"2023-12-31"},null,0,0,0,0,0,0,0,0,0,0,0,0,0,0,0,0,0,0,0,0,0,0,0,0,0]
[]
[]
["RISK ASSUMPTIONS"]
[]
[null,null,"PoF (major)",null,null,null,null,null,0,0,0,0,0,0,0,0,0,0,0,0,0,0,0,0,0,0,0,0,0,0,0,0,0]
[null,null,"PoF (reparable)",null,null,null,null,null,0,0,0,0,0,0,0,0,0,0,0,0,0,0,0,0,0,0,0,0,0,0,0,0,0]
[]
[null,null,"Const end date",null,2027]
[null,null,"Energy at risk 10% PoE",null,0.3,null,"MWh",null,0,0,0,0,0,0,0,0,0,0,0,0,0,0,0,0,0,0,0,0,0,0,0,0,0]
[null,null,"Energy at risk 50% PoE",null,0.7,null,"MWh",null,0,0,0,0,0,0,0,0,0,0,0,0,0,0,0,0,0,0,0,0,0,0,0,0,0]
[]
[null,null,"Energy at risk (weighted)",null,null,null,"MWh",null,{"$f":"SUMPRODUCT(I$28:I$29, $E$28:$E$29)","v":0},{"$f":"SUMPRODUCT(J$28:J$29, $E$28:$E$29)","v":0},0,0,0,0,0,0,0,0,0,0,0,0,0,0,0,0,0,0,0,0,0,0,0]
[null,null,"Energy at risk value","$/MWh",{"$f":"Assumptions!H41*vcr_esc","v":38594.852343307641},{"$f":"IF(AND(SUM(I31:AG31)<>0, E32=0), \"!\", \"\")","v":""},{"$f":"input_dollars","v":"2023-12-31"},null,{"$f":"I31*$E$32","v":0},{"$f":"J31*$E$32","v":0},0,0,0,0,0,0,0,0,0,0,0,0,0,0,0,0,0,0,0,0,0,0,0]
[]
[null,null,"Safety consequence","(after DF)",null,null,{"$f":"input_dollars","v":"2023-12-31"},null,{"$f":"SUMPRODUCT((Assumptions!$H$70:$H$71)*(Assumptions!$G$70:$G$71)*(Assumptions!$I$70:$I$71)*(I$24:I$25))","v":0},{"$f":"SUMPRODUCT((Assumptions!$H$70:$H$71)*(Assumptions!$G$70:$G$71)*(Assumptions!$I$70:$I$71)*(J$24:J$25))","v":0},{"$f":"SUMPRODUCT((Assumptions!$H$70:$H$71)*(Assumptions!$G$70:$G$71)*(Assumptions!$I$70:$I$71)*(K$24:K$25))","v":0},{"$f":"SUMPRODUCT((Assumptions!$H$70:$H$71)*(Assumptions!$G$70:$G$71)*(Assumptions!$I$70:$I$71)*(L$24:L$25))","v":0},{"$f":"SUMPRODUCT((Assumptions!$H$70:$H$71)*(Assumptions!$G$70:$G$71)*(Assumptions!$I$70:$I$71)*(M$24:M$25))","v":0},{"$f":"SUMPRODUCT((Assumptions!$H$70:$H$71)*(Assumptions!$G$70:$G$71)*(Assumptions!$I$70:$I$71)*(N$24:N$25))","v":0},{"$f":"SUMPRODUCT((Assumptions!$H$70:$H$71)*(Assumptions!$G$70:$G$71)*(Assumptions!$I$70:$I$71)*(O$24:O$25))","v":0},{"$f":"SUMPRODUCT((Assumptions!$H$70:$H$71)*(Assumptions!$G$70:$G$71)*(Assumptions!$I$70:$I$71)*(P$24:P$25))","v":0},{"$f":"SUMPRODUCT((Assumptions!$H$70:$H$71)*(Assumptions!$G$70:$G$71)*(Assumptions!$I$70:$I$71)*(Q$24:Q$25))","v":0},{"$f":"SUMPRODUCT((Assumptions!$H$70:$H$71)*(Assumptions!$G$70:$G$71)*(Assumptions!$I$70:$I$71)*(R$24:R$25))","v":0},{"$f":"SUMPRODUCT((Assumptions!$H$70:$H$71)*(Assumptions!$G$70:$G$71)*(Assumptions!$I$70:$I$71)*(S$24:S$25))","v":0},{"$f":"SUMPRODUCT((Assumptions!$H$70:$H$71)*(Assumptions!$G$70:$G$71)*(Assumptions!$I$70:$I$71)*(T$24:T$25))","v":0},{"$f":"SUMPRODUCT((Assumptions!$H$70:$H$71)*(Assumptions!$G$70:$G$71)*(Assumptions!$I$70:$I$71)*(U$24:U$25))","v":0},{"$f":"SUMPRODUCT((Assumptions!$H$70:$H$71)*(Assumptions!$G$70:$G$71)*(Assumptions!$I$70:$I$71)*(V$24:V$25))","v":0},{"$f":"SUMPRODUCT((Assumptions!$H$70:$H$71)*(Assumptions!$G$70:$G$71)*(Assumptions!$I$70:$I$71)*(W$24:W$25))","v":0},{"$f":"SUMPRODUCT((Assumptions!$H$70:$H$71)*(Assumptions!$G$70:$G$71)*(Assumptions!$I$70:$I$71)*(X$24:X$25))","v":0},{"$f":"SUMPRODUCT((Assumptions!$H$70:$H$71)*(Assumptions!$G$70:$G$71)*(Assumptions!$I$70:$I$71)*(Y$24:Y$25))","v":0},{"$f":"SUMPRODUCT((Assumptions!$H$70:$H$71)*(Assumptions!$G$70:$G$71)*(Assumptions!$I$70:$I$71)*(Z$24:Z$25))","v":0},{"$f":"SUMPRODUCT((Assumptions!$H$70:$H$71)*(Assumptions!$G$70:$G$71)*(Assumptions!$I$70:$I$71)*(AA$24:AA$25))","v":0},{"$f":"SUMPRODUCT((Assumptions!$H$70:$H$71)*(Assumptions!$G$70:$G$71)*(Assumptions!$I$70:$I$71)*(AB$24:AB$25))","v":0},{"$f":"SUMPRODUCT((Assumptions!$H$70:$H$71)*(Assumptions!$G$70:$G$71)*(Assumptions!$I$70:$I$71)*(AC$24:AC$25))","v":0},{"$f":"SUMPRODUCT((Assumptions!$H$70:$H$71)*(Assumptions!$G$70:$G$71)*(Assumptions!$I$70:$I$71)*(AD$24:AD$25))","v":0},{"$f":"SUMPRODUCT((Assumptions!$H$70:$H$71)*(Assumptions!$G$70:$G$71)*(Assumptions!$I$70:$I$71)*(AE$24:AE$25))","v":0},{"$f":"SUMPRODUCT((Assumptions!$H$70:$H$71)*(Assumptions!$G$70:$G$71)*(Assumptions!$I$70:$I$71)*(AF$24:AF$25))","v":0},{"$f":"SUMPRODUCT((Assumptions!$H$70:$H$71)*(Assumptions!$G$70:$G$71)*(Assumptions!$I$70:$I$71)*(AG$24:AG$25))","v":0}]
[null,null,"Unplanned replacements",null,null,null,{"$f":"input_dollars","v":"2023-12-31"},null,{"$f":"(1+Assumptions!$G$81)*SUMPRODUCT((Assumptions!$G$78:$G$79)*(I$24:I$25))","v":0},{"$f":"(1+Assumptions!$G$81)*SUMPRODUCT((Assumptions!$G$78:$G$79)*(J$24:J$25))","v":0},{"$f":"(1+Assumptions!$G$81)*SUMPRODUCT((Assumptions!$G$78:$G$79)*(K$24:K$25))","v":0},{"$f":"(1+Assumptions!$G$81)*SUMPRODUCT((Assumptions!$G$78:$G$79)*(L$24:L$25))","v":0},{"$f":"(1+Assumptions!$G$81)*SUMPRODUCT((Assumptions!$G$78:$G$79)*(M$24:M$25))","v":0},{"$f":"(1+Assumptions!$G$81)*SUMPRODUCT((Assumptions!$G$78:$G$79)*(N$24:N$25))","v":0},{"$f":"(1+Assumptions!$G$81)*SUMPRODUCT((Assumptions!$G$78:$G$79)*(O$24:O$25))","v":0},{"$f":"(1+Assumptions!$G$81)*SUMPRODUCT((Assumptions!$G$78:$G$79)*(P$24:P$25))","v":0},{"$f":"(1+Assumptions!$G$81)*SUMPRODUCT((Assumptions!$G$78:$G$79)*(Q$24:Q$25))","v":0},{"$f":"(1+Assumptions!$G$81)*SUMPRODUCT((Assumptions!$G$78:$G$79)*(R$24:R$25))","v":0},{"$f":"(1+Assumptions!$G$81)*SUMPRODUCT((Assumptions!$G$78:$G$79)*(S$24:S$25))","v":0},{"$f":"(1+Assumptions!$G$81)*SUMPRODUCT((Assumptions!$G$78:$G$79)*(T$24:T$25))","v":0},{"$f":"(1+Assumptions!$G$81)*SUMPRODUCT((Assumptions!$G$78:$G$79)*(U$24:U$25))","v":0},{"$f":"(1+Assumptions!$G$81)*SUMPRODUCT((Assumptions!$G$78:$G$79)*(V$24:V$25))","v":0},{"$f":"(1+Assumptions!$G$81)*SUMPRODUCT((Assumptions!$G$78:$G$79)*(W$24:W$25))","v":0},{"$f":"(1+Assumptions!$G$81)*SUMPRODUCT((Assumptions!$G$78:$G$79)*(X$24:X$25))","v":0},{"$f":"(1+Assumptions!$G$81)*SUMPRODUCT((Assumptions!$G$78:$G$79)*(Y$24:Y$25))","v":0},{"$f":"(1+Assumptions!$G$81)*SUMPRODUCT((Assumptions!$G$78:$G$79)*(Z$24:Z$25))","v":0},{"$f":"(1+Assumptions!$G$81)*SUMPRODUCT((Assumptions!$G$78:$G$79)*(AA$24:AA$25))","v":0},{"$f":"(1+Assumptions!$G$81)*SUMPRODUCT((Assumptions!$G$78:$G$79)*(AB$24:AB$25))","v":0},{"$f":"(1+Assumptions!$G$81)*SUMPRODUCT((Assumptions!$G$78:$G$79)*(AC$24:AC$25))","v":0},{"$f":"(1+Assumptions!$G$81)*SUMPRODUCT((Assumptions!$G$78:$G$79)*(AD$24:AD$25))","v":0},{"$f":"(1+Assumptions!$G$81)*SUMPRODUCT((Assumptions!$G$78:$G$79)*(AE$24:AE$25))","v":0},{"$f":"(1+Assumptions!$G$81)*SUMPRODUCT((Assumptions!$G$78:$G$79)*(AF$24:AF$25))","v":0},{"$f":"(1+Assumptions!$G$81)*SUMPRODUCT((Assumptions!$G$78:$G$79)*(AG$24:AG$25))","v":0}]
[null,null,"Environmental consequence","(after DF)",null,null,{"$f":"input_dollars","v":"2023-12-31"},null,0,0,0,0,0,0,0,0,0,0,0,0,0,0,0,0,0,0,0,0,0,0,0,0,0]
[null,null,"< Other risk - enter description >",null,null,null,{"$f":"input_dollars","v":"2023-12-31"},null,0,0,0,0,0,0,0,0,0,0,0,0,0,0,0,0,0,0,0,0,0,0,0,0,0]
[null,null,"< Other risk - enter description >",null,null,null,{"$f":"input_dollars","v":"2023-12-31"},null,0,0,0,0,0,0,0,0,0,0,0,0,0,0,0,0,0,0,0,0,0,0,0,0,0]
[]
[null,null,"Total risk cost",null,null,null,null,null,{"$f":"SUM(I32:I38)","v":0},{"$f":"SUM(J32:J38)","v":0},0,0,0,0,0,0,0,0,0,0,0,0,0,0,0,0,0,0,0,0,0,0,0]
[]
["OTHER BENEFITS"]
[]
[]
[null,null,"Reduction in CO2 emissions",null,null,null,"MWh",null,0,0,0,0,0,0,0,0,0,0,0,0,0,0,0,0,0,0,0,0,0,0,0,0,0]
[null,null,"Value of reduction in CO2 emissions",null,null,null,"$",null,{"$f":"I45*I7","v":0},0,0,0,0,0,0,0,0,0,0,0,0,0,0,0,0,0,0,0,0,0,0,0,0]
[]
[]
[null,null,"Reliability in worst-served areas","$/MWh",{"$f":"Assumptions!G94","v":151432.81740793545},null,"MWh",null,0,0,0,0,0,0,0,0,0,0,0,0,0,0,0,0,0,0,0,0,0,0,0,0,0]
[null,null,"Network resilience","$/MWh",{"$f":"Assumptions!G95","v":24590},null,"MWh",null,0,0,0,0,0,0,0,0,0,0,0,0,0,0,0,0,0,0,0,0,0,0,0,0,0]
[null,null,"Enabling solar exports","$/MWh",{"$f":"Assumptions!G96","v":88.357719508603083},null,"MWh",null,0,0,0,0,0,0,0,0,0,0,0,0,0,0,0,0,0,0,0,0,0,0,0,0,0]
[null,null,"Aesthetics","$/customer",{"$f":"Assumptions!G97","v":0},null,"customers",null,0,0,0,0,0,0,0,0,0,0,0,0,0,0,0,0,0,0,0,0,0,0,0,0,0]
[null,null,"Customer value of time (res)","$/customer min",{"$f":"Assumptions!G98","v":0.35181336539087127},null,"mins",null,0,0,0,0,0,0,0,0,0,0,0,0,0,0,0,0,0,0,0,0,0,0,0,0,0]
[null,null,"Customer value of time (bus)","$/customer min",{"$f":"Assumptions!G99","v":0.35181336539087127},null,"mins",null,0,0,0,0,0,0,0,0,0,0,0,0,0,0,0,0,0,0,0,0,0,0,0,0,0]
[null,null,"Communication","$/customer",{"$f":"Assumptions!G100","v":0},null,"customers",null,0,0,0,0,0,0,0,0,0,0,0,0,0,0,0,0,0,0,0,0,0,0,0,0,0]
[null,null,"Information accessibility","$/customer",{"$f":"Assumptions!G101","v":0},null,"customers",null,0,0,0,0,0,0,0,0,0,0,0,0,0,0,0,0,0,0,0,0,0,0,0,0,0]
[]
[null,null,"Other benefits 1",null,null,null,{"$f":"input_dollars","v":"2023-12-31"},null,0,0,0,0,0,0,0,0,0,0,0,0,0,0,0,0,0,0,0,0,0,0,0,0,0]
[null,null,"Other benefits 2",null,null,null,{"$f":"input_dollars","v":"2023-12-31"},null,0,0,0,0,0,0,0,0,0,0,0,0,0,0,0,0,0,0,0,0,0,0,0,0,0]
[]
[null,null,"Total other benefits",null,null,null,{"$f":"input_dollars","v":"2023-12-31"},null,{"$f":"SUMPRODUCT((I$49:I$56)*($E$49:$E$56))+SUM(I58:I59)+I46","v":0},{"$f":"SUMPRODUCT((J$49:J$56)*($E$49:$E$56))+SUM(J58:J59)+J46","v":0},{"$f":"SUMPRODUCT((K$49:K$56)*($E$49:$E$56))+SUM(K58:K59)+K46","v":0},{"$f":"SUMPRODUCT((L$49:L$56)*($E$49:$E$56))+SUM(L58:L59)+L46","v":0},{"$f":"SUMPRODUCT((M$49:M$56)*($E$49:$E$56))+SUM(M58:M59)+M46","v":0},{"$f":"SUMPRODUCT((N$49:N$56)*($E$49:$E$56))+SUM(N58:N59)+N46","v":0},{"$f":"SUMPRODUCT((O$49:O$56)*($E$49:$E$56))+SUM(O58:O59)+O46","v":0},{"$f":"SUMPRODUCT((P$49:P$56)*($E$49:$E$56))+SUM(P58:P59)+P46","v":0},{"$f":"SUMPRODUCT((Q$49:Q$56)*($E$49:$E$56))+SUM(Q58:Q59)+Q46","v":0},{"$f":"SUMPRODUCT((R$49:R$56)*($E$49:$E$56))+SUM(R58:R59)+R46","v":0},{"$f":"SUMPRODUCT((S$49:S$56)*($E$49:$E$56))+SUM(S58:S59)+S46","v":0},{"$f":"SUMPRODUCT((T$49:T$56)*($E$49:$E$56))+SUM(T58:T59)+T46","v":0},{"$f":"SUMPRODUCT((U$49:U$56)*($E$49:$E$56))+SUM(U58:U59)+U46","v":0},{"$f":"SUMPRODUCT((V$49:V$56)*($E$49:$E$56))+SUM(V58:V59)+V46","v":0},{"$f":"SUMPRODUCT((W$49:W$56)*($E$49:$E$56))+SUM(W58:W59)+W46","v":0},{"$f":"SUMPRODUCT((X$49:X$56)*($E$49:$E$56))+SUM(X58:X59)+X46","v":0},{"$f":"SUMPRODUCT((Y$49:Y$56)*($E$49:$E$56))+SUM(Y58:Y59)+Y46","v":0},{"$f":"SUMPRODUCT((Z$49:Z$56)*($E$49:$E$56))+SUM(Z58:Z59)+Z46","v":0},{"$f":"SUMPRODUCT((AA$49:AA$56)*($E$49:$E$56))+SUM(AA58:AA59)+AA46","v":0},{"$f":"SUMPRODUCT((AB$49:AB$56)*($E$49:$E$56))+SUM(AB58:AB59)+AB46","v":0},{"$f":"SUMPRODUCT((AC$49:AC$56)*($E$49:$E$56))+SUM(AC58:AC59)+AC46","v":0},{"$f":"SUMPRODUCT((AD$49:AD$56)*($E$49:$E$56))+SUM(AD58:AD59)+AD46","v":0},{"$f":"SUMPRODUCT((AE$49:AE$56)*($E$49:$E$56))+SUM(AE58:AE59)+AE46","v":0},{"$f":"SUMPRODUCT((AF$49:AF$56)*($E$49:$E$56))+SUM(AF58:AF59)+AF46","v":0},{"$f":"SUMPRODUCT((AG$49:AG$56)*($E$49:$E$56))+SUM(AG58:AG59)+AG46","v":0}]
[]
[]
["SUMMARY"]
[]
[]
[]
[null,null,{"$f":"'Option1 (base case)'!C68","v":"Risks mitigated vs base case"},null,null,null,{"$f":"input_dollars","v":"2023-12-31"},null,{"$f":"(1-INDEX(Data!$C$9:$C$13, MATCH($A$3, options,0)))*('Option1 (base case)'!I40-I40)","v":0},{"$f":"(1-INDEX(Data!$C$9:$C$13, MATCH($A$3, options,0)))*('Option1 (base case)'!J40-J40)","v":0},{"$f":"(1-INDEX(Data!$C$9:$C$13, MATCH($A$3, options,0)))*('Option1 (base case)'!K40-K40)","v":0},{"$f":"(1-INDEX(Data!$C$9:$C$13, MATCH($A$3, options,0)))*('Option1 (base case)'!L40-L40)","v":0},{"$f":"(1-INDEX(Data!$C$9:$C$13, MATCH($A$3, options,0)))*('Option1 (base case)'!M40-M40)","v":0},{"$f":"(1-INDEX(Data!$C$9:$C$13, MATCH($A$3, options,0)))*('Option1 (base case)'!N40-N40)","v":0},{"$f":"(1-INDEX(Data!$C$9:$C$13, MATCH($A$3, options,0)))*('Option1 (base case)'!O40-O40)","v":0},{"$f":"(1-INDEX(Data!$C$9:$C$13, MATCH($A$3, options,0)))*('Option1 (base case)'!P40-P40)","v":0},{"$f":"(1-INDEX(Data!$C$9:$C$13, MATCH($A$3, options,0)))*('Option1 (base case)'!Q40-Q40)","v":0},{"$f":"(1-INDEX(Data!$C$9:$C$13, MATCH($A$3, options,0)))*('Option1 (base case)'!R40-R40)","v":0},{"$f":"(1-INDEX(Data!$C$9:$C$13, MATCH($A$3, options,0)))*('Option1 (base case)'!S40-S40)","v":0},{"$f":"(1-INDEX(Data!$C$9:$C$13, MATCH($A$3, options,0)))*('Option1 (base case)'!T40-T40)","v":0},{"$f":"(1-INDEX(Data!$C$9:$C$13, MATCH($A$3, options,0)))*('Option1 (base case)'!U40-U40)","v":0},{"$f":"(1-INDEX(Data!$C$9:$C$13, MATCH($A$3, options,0)))*('Option1 (base case)'!V40-V40)","v":0},{"$f":"(1-INDEX(Data!$C$9:$C$13, MATCH($A$3, options,0)))*('Option1 (base case)'!W40-W40)","v":0},{"$f":"(1-INDEX(Data!$C$9:$C$13, MATCH($A$3, options,0)))*('Option1 (base case)'!X40-X40)","v":0},{"$f":"(1-INDEX(Data!$C$9:$C$13, MATCH($A$3, options,0)))*('Option1 (base case)'!Y40-Y40)","v":0},{"$f":"(1-INDEX(Data!$C$9:$C$13, MATCH($A$3, options,0)))*('Option1 (base case)'!Z40-Z40)","v":0},{"$f":"(1-INDEX(Data!$C$9:$C$13, MATCH($A$3, options,0)))*('Option1 (base case)'!AA40-AA40)","v":0},{"$f":"(1-INDEX(Data!$C$9:$C$13, MATCH($A$3, options,0)))*('Option1 (base case)'!AB40-AB40)","v":0},{"$f":"(1-INDEX(Data!$C$9:$C$13, MATCH($A$3, options,0)))*('Option1 (base case)'!AC40-AC40)","v":0},{"$f":"(1-INDEX(Data!$C$9:$C$13, MATCH($A$3, options,0)))*('Option1 (base case)'!AD40-AD40)","v":0},{"$f":"(1-INDEX(Data!$C$9:$C$13, MATCH($A$3, options,0)))*('Option1 (base case)'!AE40-AE40)","v":0},{"$f":"(1-INDEX(Data!$C$9:$C$13, MATCH($A$3, options,0)))*('Option1 (base case)'!AF40-AF40)","v":0},{"$f":"(1-INDEX(Data!$C$9:$C$13, MATCH($A$3, options,0)))*('Option1 (base case)'!AG40-AG40)","v":0}]
[]
[null,null,"Capital expenditure"]
[null,null,{"$f":"C14","v":"< Enter description >"},null,null,null,{"$f":"input_dollars","v":"2023-12-31"},null,{"$f":"-I14","v":0},0,0,0,0,0,0,0,0,0,0,0,0,0,0,0,0,0,0,0,0,0,0,0,0]
[null,null,{"$f":"C15","v":"< Enter description >"},null,null,null,{"$f":"input_dollars","v":"2023-12-31"},null,{"$f":"-I15","v":0},0,0,0,0,0,0,0,0,0,0,0,0,0,0,0,0,0,0,0,0,0,0,0,0]
[null,null,{"$f":"C16","v":"< Enter description >"},null,null,null,{"$f":"input_dollars","v":"2023-12-31"},null,{"$f":"-I16","v":0},0,0,0,0,0,0,0,0,0,0,0,0,0,0,0,0,0,0,0,0,0,0,0,0]
[]
[null,null,"Cumulative capex"]
[null,null,{"$f":"C14","v":"< Enter description >"},null,null,null,{"$f":"input_dollars","v":"2023-12-31"},null,{"$f":"SUMPRODUCT(($I71:I71))-SUMPRODUCT(($I71:I71)*($I$6:I$6<=(I$6-$E14)))","v":0},{"$f":"SUMPRODUCT(($I71:J71))-SUMPRODUCT(($I71:J71)*($I$6:J$6<=(J$6-$E14)))","v":0},{"$f":"SUMPRODUCT(($I71:K71))-SUMPRODUCT(($I71:K71)*($I$6:K$6<=(K$6-$E14)))","v":0},{"$f":"SUMPRODUCT(($I71:L71))-SUMPRODUCT(($I71:L71)*($I$6:L$6<=(L$6-$E14)))","v":0},{"$f":"SUMPRODUCT(($I71:M71))-SUMPRODUCT(($I71:M71)*($I$6:M$6<=(M$6-$E14)))","v":0},{"$f":"SUMPRODUCT(($I71:N71))-SUMPRODUCT(($I71:N71)*($I$6:N$6<=(N$6-$E14)))","v":0},{"$f":"SUMPRODUCT(($I71:O71))-SUMPRODUCT(($I71:O71)*($I$6:O$6<=(O$6-$E14)))","v":0},{"$f":"SUMPRODUCT(($I71:P71))-SUMPRODUCT(($I71:P71)*($I$6:P$6<=(P$6-$E14)))","v":0},{"$f":"SUMPRODUCT(($I71:Q71))-SUMPRODUCT(($I71:Q71)*($I$6:Q$6<=(Q$6-$E14)))","v":0},{"$f":"SUMPRODUCT(($I71:R71))-SUMPRODUCT(($I71:R71)*($I$6:R$6<=(R$6-$E14)))","v":0},{"$f":"SUMPRODUCT(($I71:S71))-SUMPRODUCT(($I71:S71)*($I$6:S$6<=(S$6-$E14)))","v":0},{"$f":"SUMPRODUCT(($I71:T71))-SUMPRODUCT(($I71:T71)*($I$6:T$6<=(T$6-$E14)))","v":0},{"$f":"SUMPRODUCT(($I71:U71))-SUMPRODUCT(($I71:U71)*($I$6:U$6<=(U$6-$E14)))","v":0},{"$f":"SUMPRODUCT(($I71:V71))-SUMPRODUCT(($I71:V71)*($I$6:V$6<=(V$6-$E14)))","v":0},{"$f":"SUMPRODUCT(($I71:W71))-SUMPRODUCT(($I71:W71)*($I$6:W$6<=(W$6-$E14)))","v":0},{"$f":"SUMPRODUCT(($I71:X71))-SUMPRODUCT(($I71:X71)*($I$6:X$6<=(X$6-$E14)))","v":0},{"$f":"SUMPRODUCT(($I71:Y71))-SUMPRODUCT(($I71:Y71)*($I$6:Y$6<=(Y$6-$E14)))","v":0},{"$f":"SUMPRODUCT(($I71:Z71))-SUMPRODUCT(($I71:Z71)*($I$6:Z$6<=(Z$6-$E14)))","v":0},{"$f":"SUMPRODUCT(($I71:AA71))-SUMPRODUCT(($I71:AA71)*($I$6:AA$6<=(AA$6-$E14)))","v":0},{"$f":"SUMPRODUCT(($I71:AB71))-SUMPRODUCT(($I71:AB71)*($I$6:AB$6<=(AB$6-$E14)))","v":0},{"$f":"SUMPRODUCT(($I71:AC71))-SUMPRODUCT(($I71:AC71)*($I$6:AC$6<=(AC$6-$E14)))","v":0},{"$f":"SUMPRODUCT(($I71:AD71))-SUMPRODUCT(($I71:AD71)*($I$6:AD$6<=(AD$6-$E14)))","v":0},{"$f":"SUMPRODUCT(($I71:AE71))-SUMPRODUCT(($I71:AE71)*($I$6:AE$6<=(AE$6-$E14)))","v":0},{"$f":"SUMPRODUCT(($I71:AF71))-SUMPRODUCT(($I71:AF71)*($I$6:AF$6<=(AF$6-$E14)))","v":0},{"$f":"SUMPRODUCT(($I71:AG71))-SUMPRODUCT(($I71:AG71)*($I$6:AG$6<=(AG$6-$E14)))","v":0}]
[null,null,{"$f":"C15","v":"< Enter description >"},null,null,null,{"$f":"input_dollars","v":"2023-12-31"},null,{"$f":"SUMPRODUCT(($I72:I72))-SUMPRODUCT(($I72:I72)*($I$6:I$6<=(I$6-$E15)))","v":0},{"$f":"SUMPRODUCT(($I72:J72))-SUMPRODUCT(($I72:J72)*($I$6:J$6<=(J$6-$E15)))","v":0},{"$f":"SUMPRODUCT(($I72:K72))-SUMPRODUCT(($I72:K72)*($I$6:K$6<=(K$6-$E15)))","v":0},{"$f":"SUMPRODUCT(($I72:L72))-SUMPRODUCT(($I72:L72)*($I$6:L$6<=(L$6-$E15)))","v":0},{"$f":"SUMPRODUCT(($I72:M72))-SUMPRODUCT(($I72:M72)*($I$6:M$6<=(M$6-$E15)))","v":0},{"$f":"SUMPRODUCT(($I72:N72))-SUMPRODUCT(($I72:N72)*($I$6:N$6<=(N$6-$E15)))","v":0},{"$f":"SUMPRODUCT(($I72:O72))-SUMPRODUCT(($I72:O72)*($I$6:O$6<=(O$6-$E15)))","v":0},{"$f":"SUMPRODUCT(($I72:P72))-SUMPRODUCT(($I72:P72)*($I$6:P$6<=(P$6-$E15)))","v":0},{"$f":"SUMPRODUCT(($I72:Q72))-SUMPRODUCT(($I72:Q72)*($I$6:Q$6<=(Q$6-$E15)))","v":0},{"$f":"SUMPRODUCT(($I72:R72))-SUMPRODUCT(($I72:R72)*($I$6:R$6<=(R$6-$E15)))","v":0},{"$f":"SUMPRODUCT(($I72:S72))-SUMPRODUCT(($I72:S72)*($I$6:S$6<=(S$6-$E15)))","v":0},{"$f":"SUMPRODUCT(($I72:T72))-SUMPRODUCT(($I72:T72)*($I$6:T$6<=(T$6-$E15)))","v":0},{"$f":"SUMPRODUCT(($I72:U72))-SUMPRODUCT(($I72:U72)*($I$6:U$6<=(U$6-$E15)))","v":0},{"$f":"SUMPRODUCT(($I72:V72))-SUMPRODUCT(($I72:V72)*($I$6:V$6<=(V$6-$E15)))","v":0},{"$f":"SUMPRODUCT(($I72:W72))-SUMPRODUCT(($I72:W72)*($I$6:W$6<=(W$6-$E15)))","v":0},{"$f":"SUMPRODUCT(($I72:X72))-SUMPRODUCT(($I72:X72)*($I$6:X$6<=(X$6-$E15)))","v":0},{"$f":"SUMPRODUCT(($I72:Y72))-SUMPRODUCT(($I72:Y72)*($I$6:Y$6<=(Y$6-$E15)))","v":0},{"$f":"SUMPRODUCT(($I72:Z72))-SUMPRODUCT(($I72:Z72)*($I$6:Z$6<=(Z$6-$E15)))","v":0},{"$f":"SUMPRODUCT(($I72:AA72))-SUMPRODUCT(($I72:AA72)*($I$6:AA$6<=(AA$6-$E15)))","v":0},{"$f":"SUMPRODUCT(($I72:AB72))-SUMPRODUCT(($I72:AB72)*($I$6:AB$6<=(AB$6-$E15)))","v":0},{"$f":"SUMPRODUCT(($I72:AC72))-SUMPRODUCT(($I72:AC72)*($I$6:AC$6<=(AC$6-$E15)))","v":0},{"$f":"SUMPRODUCT(($I72:AD72))-SUMPRODUCT(($I72:AD72)*($I$6:AD$6<=(AD$6-$E15)))","v":0},{"$f":"SUMPRODUCT(($I72:AE72))-SUMPRODUCT(($I72:AE72)*($I$6:AE$6<=(AE$6-$E15)))","v":0},{"$f":"SUMPRODUCT(($I72:AF72))-SUMPRODUCT(($I72:AF72)*($I$6:AF$6<=(AF$6-$E15)))","v":0},{"$f":"SUMPRODUCT(($I72:AG72))-SUMPRODUCT(($I72:AG72)*($I$6:AG$6<=(AG$6-$E15)))","v":0}]
[null,null,{"$f":"C16","v":"< Enter description >"},null,null,null,{"$f":"input_dollars","v":"2023-12-31"},null,{"$f":"SUMPRODUCT(($I73:I73))-SUMPRODUCT(($I73:I73)*($I$6:I$6<=(I$6-$E16)))","v":0},{"$f":"SUMPRODUCT(($I73:J73))-SUMPRODUCT(($I73:J73)*($I$6:J$6<=(J$6-$E16)))","v":0},{"$f":"SUMPRODUCT(($I73:K73))-SUMPRODUCT(($I73:K73)*($I$6:K$6<=(K$6-$E16)))","v":0},{"$f":"SUMPRODUCT(($I73:L73))-SUMPRODUCT(($I73:L73)*($I$6:L$6<=(L$6-$E16)))","v":0},{"$f":"SUMPRODUCT(($I73:M73))-SUMPRODUCT(($I73:M73)*($I$6:M$6<=(M$6-$E16)))","v":0},{"$f":"SUMPRODUCT(($I73:N73))-SUMPRODUCT(($I73:N73)*($I$6:N$6<=(N$6-$E16)))","v":0},{"$f":"SUMPRODUCT(($I73:O73))-SUMPRODUCT(($I73:O73)*($I$6:O$6<=(O$6-$E16)))","v":0},{"$f":"SUMPRODUCT(($I73:P73))-SUMPRODUCT(($I73:P73)*($I$6:P$6<=(P$6-$E16)))","v":0},{"$f":"SUMPRODUCT(($I73:Q73))-SUMPRODUCT(($I73:Q73)*($I$6:Q$6<=(Q$6-$E16)))","v":0},{"$f":"SUMPRODUCT(($I73:R73))-SUMPRODUCT(($I73:R73)*($I$6:R$6<=(R$6-$E16)))","v":0},{"$f":"SUMPRODUCT(($I73:S73))-SUMPRODUCT(($I73:S73)*($I$6:S$6<=(S$6-$E16)))","v":0},{"$f":"SUMPRODUCT(($I73:T73))-SUMPRODUCT(($I73:T73)*($I$6:T$6<=(T$6-$E16)))","v":0},{"$f":"SUMPRODUCT(($I73:U73))-SUMPRODUCT(($I73:U73)*($I$6:U$6<=(U$6-$E16)))","v":0},{"$f":"SUMPRODUCT(($I73:V73))-SUMPRODUCT(($I73:V73)*($I$6:V$6<=(V$6-$E16)))","v":0},{"$f":"SUMPRODUCT(($I73:W73))-SUMPRODUCT(($I73:W73)*($I$6:W$6<=(W$6-$E16)))","v":0},{"$f":"SUMPRODUCT(($I73:X73))-SUMPRODUCT(($I73:X73)*($I$6:X$6<=(X$6-$E16)))","v":0},{"$f":"SUMPRODUCT(($I73:Y73))-SUMPRODUCT(($I73:Y73)*($I$6:Y$6<=(Y$6-$E16)))","v":0},{"$f":"SUMPRODUCT(($I73:Z73))-SUMPRODUCT(($I73:Z73)*($I$6:Z$6<=(Z$6-$E16)))","v":0},{"$f":"SUMPRODUCT(($I73:AA73))-SUMPRODUCT(($I73:AA73)*($I$6:AA$6<=(AA$6-$E16)))","v":0},{"$f":"SUMPRODUCT(($I73:AB73))-SUMPRODUCT(($I73:AB73)*($I$6:AB$6<=(AB$6-$E16)))","v":0},{"$f":"SUMPRODUCT(($I73:AC73))-SUMPRODUCT(($I73:AC73)*($I$6:AC$6<=(AC$6-$E16)))","v":0},{"$f":"SUMPRODUCT(($I73:AD73))-SUMPRODUCT(($I73:AD73)*($I$6:AD$6<=(AD$6-$E16)))","v":0},{"$f":"SUMPRODUCT(($I73:AE73))-SUMPRODUCT(($I73:AE73)*($I$6:AE$6<=(AE$6-$E16)))","v":0},{"$f":"SUMPRODUCT(($I73:AF73))-SUMPRODUCT(($I73:AF73)*($I$6:AF$6<=(AF$6-$E16)))","v":0},{"$f":"SUMPRODUCT(($I73:AG73))-SUMPRODUCT(($I73:AG73)*($I$6:AG$6<=(AG$6-$E16)))","v":0}]
[]
[null,null,"Annualised capex"]
[null,null,{"$f":"$C$80&\" - \"&C14","v":"Annualised capex - < Enter description >"},null,null,null,{"$f":"input_dollars","v":"2023-12-31"},null,{"$f":"IF($E14=0,0,-PMT(real_disc, $E14,H76,))","v":0},0,0,0,0,0,0,0,0,0,0,0,0,0,0,0,0,0,0,0,0,0,0,0,0]
[null,null,{"$f":"$C$80&\" - \"&C15","v":"Annualised capex - < Enter description >"},null,null,null,{"$f":"input_dollars","v":"2023-12-31"},null,{"$f":"IF($E15=0,0,-PMT(real_disc, $E15,H77,))","v":0},0,0,0,0,0,0,0,0,0,0,0,0,0,0,0,0,0,0,0,0,0,0,0,0]
[null,null,{"$f":"$C$80&\" - \"&C16","v":"Annualised capex - < Enter description >"},null,null,null,{"$f":"input_dollars","v":"2023-12-31"},null,{"$f":"IF($E16=0,0,-PMT(real_disc, $E16,H78,))","v":0},0,0,0,0,0,0,0,0,0,0,0,0,0,0,0,0,0,0,0,0,0,0,0,0]
[null,null,"Total annualised capex",null,null,null,{"$f":"input_dollars","v":"2023-12-31"},null,{"$f":"SUM(I81:I83)","v":0},{"$f":"SUM(J81:J83)","v":0},0,0,0,0,0,0,0,0,0,0,0,0,0,0,0,0,0,0,{"$f":"SUM(AC81:AC83)","v":0},{"$f":"SUM(AD81:AD83)","v":0},{"$f":"SUM(AE81:AE83)","v":0},{"$f":"SUM(AF81:AF83)","v":0},{"$f":"SUM(AG81:AG83)","v":0}]
[]
[null,null,"Annualised capex",null,null,null,{"$f":"input_dollars","v":"2023-12-31"},null,{"$f":"I84","v":0},{"$f":"J84","v":0},0,0,0,0,0,0,0,0,0,0,0,0,0,0,0,0,0,0,{"$f":"AC84","v":0},{"$f":"AD84","v":0},{"$f":"AE84","v":0},{"$f":"AF84","v":0},{"$f":"AG84","v":0}]
[null,null,"Operating expenditure",null,null,null,"2023-12-31",null,{"$f":"-I19","v":0},0,0,0,0,0,0,0,0,0,0,0,0,0,0,0,0,0,0,0,0,0,0,0,0]
[null,null,"Risk mitigated",null,null,null,"2023-12-31",null,{"$f":"I68","v":0},{"$f":"J68","v":0},0,0,0,0,0,0,0,0,0,0,0,0,0,0,0,0,0,0,{"$f":"AC68","v":0},{"$f":"AD68","v":0},{"$f":"AE68","v":0},{"$f":"AF68","v":0},{"$f":"AG68","v":0}]
[null,null,"Other benefits value",null,null,null,"2023-12-31",null,{"$f":"I61","v":0},0,0,0,0,0,0,0,0,0,0,0,0,0,0,0,0,0,0,0,0,0,0,0,0]
[]
[null,null,"Net benefits",null,null,null,"2023-12-31",null,{"$f":"SUM(I86:I90)","v":0},0,0,0,0,0,0,0,0,0,0,0,0,0,0,0,0,0,0,0,{"$f":"SUM(AC86:AC90)","v":0},{"$f":"SUM(AD86:AD90)","v":0},{"$f":"SUM(AE86:AE90)","v":0},{"$f":"SUM(AF86:AF90)","v":0},{"$f":"SUM(AG86:AG90)","v":0}]
[]
[]
[null,null,"First capex year",null,null,null,{"$f":"IF(SUM($I17:$AG17)=0,0,(INDEX(I$6:AG$6,MATCH(TRUE,INDEX($I17:$AG17<>0,),0))))","v":0}]
[]
[null,null,"First year",null,null,null,{"$f":"IF(_xlfn.MINIFS($G$94:$G$95, $G$94:$G$95, \">\"&0)=0, $A$4, _xlfn.MINIFS($G$94:$G$95, $G$94:$G$95, \">\"&0))","v":"Not used"}]
[]
[]
[]
[]
[]
[]
[]
[]
[]
["SENSITIVITIES"]
[]
[]
[]
["NPV",null,"Net benefits",null,null,null,{"$f":"PROPER($A$3)&A110","v":"Option 5NPV"},null,{"$f":"I91","v":0},{"$f":"J91","v":0},0,0,0,0,0,0,0,0,0,0,0,0,0,0,0,0,0,0,0,0,0,0,0]
[null,null,"Total annualised capex",null,null,null,null,null,{"$f":"I86","v":0},{"$f":"J86","v":0},0,0,0,0,0,0,0,0,0,0,0,0,0,0,0,0,0,0,0,0,0,0,0]
[null,null,"Total benefits",null,null,null,null,null,{"$f":"SUM(I88:I89)","v":0},{"$f":"SUM(J88:J89)","v":0},0,0,0,0,0,0,0,0,0,0,0,0,0,0,0,0,0,0,0,0,0,0,0]
[null,null,null,{"$f":"Assumptions!G110","v":"Capex"},{"$f":"Assumptions!H110","v":"Total benefits"}]
[{"$f":"\"sens\"&Assumptions!B111","v":"sens1"},null,{"$f":"Assumptions!C111","v":"Capex 10% higher"},{"$f":"Assumptions!G111","v":0.1},{"$f":"Assumptions!H111","v":0},null,{"$f":"PROPER($A$3)&A114","v":"Option 5sens1"},null,{"$f":"I$110+IF($C114<>0,SUMPRODUCT((I$111:I$112)*TRANSPOSE(($D114:$E114))),0)","v":0},{"$f":"J$110+IF($C114<>0,SUMPRODUCT((J$111:J$112)*TRANSPOSE(($D114:$E114))),0)","v":0},{"$f":"K$110+IF($C114<>0,SUMPRODUCT((K$111:K$112)*TRANSPOSE(($D114:$E114))),0)","v":0},{"$f":"L$110+IF($C114<>0,SUMPRODUCT((L$111:L$112)*TRANSPOSE(($D114:$E114))),0)","v":0},{"$f":"M$110+IF($C114<>0,SUMPRODUCT((M$111:M$112)*TRANSPOSE(($D114:$E114))),0)","v":0},{"$f":"N$110+IF($C114<>0,SUMPRODUCT((N$111:N$112)*TRANSPOSE(($D114:$E114))),0)","v":0},{"$f":"O$110+IF($C114<>0,SUMPRODUCT((O$111:O$112)*TRANSPOSE(($D114:$E114))),0)","v":0},{"$f":"P$110+IF($C114<>0,SUMPRODUCT((P$111:P$112)*TRANSPOSE(($D114:$E114))),0)","v":0},{"$f":"Q$110+IF($C114<>0,SUMPRODUCT((Q$111:Q$112)*TRANSPOSE(($D114:$E114))),0)","v":0},{"$f":"R$110+IF($C114<>0,SUMPRODUCT((R$111:R$112)*TRANSPOSE(($D114:$E114))),0)","v":0},{"$f":"S$110+IF($C114<>0,SUMPRODUCT((S$111:S$112)*TRANSPOSE(($D114:$E114))),0)","v":0},{"$f":"T$110+IF($C114<>0,SUMPRODUCT((T$111:T$112)*TRANSPOSE(($D114:$E114))),0)","v":0},{"$f":"U$110+IF($C114<>0,SUMPRODUCT((U$111:U$112)*TRANSPOSE(($D114:$E114))),0)","v":0},{"$f":"V$110+IF($C114<>0,SUMPRODUCT((V$111:V$112)*TRANSPOSE(($D114:$E114))),0)","v":0},{"$f":"W$110+IF($C114<>0,SUMPRODUCT((W$111:W$112)*TRANSPOSE(($D114:$E114))),0)","v":0},{"$f":"X$110+IF($C114<>0,SUMPRODUCT((X$111:X$112)*TRANSPOSE(($D114:$E114))),0)","v":0},{"$f":"Y$110+IF($C114<>0,SUMPRODUCT((Y$111:Y$112)*TRANSPOSE(($D114:$E114))),0)","v":0},{"$f":"Z$110+IF($C114<>0,SUMPRODUCT((Z$111:Z$112)*TRANSPOSE(($D114:$E114))),0)","v":0},{"$f":"AA$110+IF($C114<>0,SUMPRODUCT((AA$111:AA$112)*TRANSPOSE(($D114:$E114))),0)","v":0},{"$f":"AB$110+IF($C114<>0,SUMPRODUCT((AB$111:AB$112)*TRANSPOSE(($D114:$E114))),0)","v":0},{"$f":"AC$110+IF($C114<>0,SUMPRODUCT((AC$111:AC$112)*TRANSPOSE(($D114:$E114))),0)","v":0},{"$f":"AD$110+IF($C114<>0,SUMPRODUCT((AD$111:AD$112)*TRANSPOSE(($D114:$E114))),0)","v":0},{"$f":"AE$110+IF($C114<>0,SUMPRODUCT((AE$111:AE$112)*TRANSPOSE(($D114:$E114))),0)","v":0},{"$f":"AF$110+IF($C114<>0,SUMPRODUCT((AF$111:AF$112)*TRANSPOSE(($D114:$E114))),0)","v":0},{"$f":"AG$110+IF($C114<>0,SUMPRODUCT((AG$111:AG$112)*TRANSPOSE(($D114:$E114))),0)","v":0}]
[{"$f":"\"sens\"&Assumptions!B112","v":"sens2"},null,{"$f":"Assumptions!C112","v":"Capex 10% lower"},{"$f":"Assumptions!G112","v":-0.1},{"$f":"Assumptions!H112","v":0},null,{"$f":"PROPER($A$3)&A115","v":"Option 5sens2"},null,{"$f":"I$110+IF($C115<>0,SUMPRODUCT((I$111:I$112)*TRANSPOSE(($D115:$E115))),0)","v":0},{"$f":"J$110+IF($C115<>0,SUMPRODUCT((J$111:J$112)*TRANSPOSE(($D115:$E115))),0)","v":0},{"$f":"K$110+IF($C115<>0,SUMPRODUCT((K$111:K$112)*TRANSPOSE(($D115:$E115))),0)","v":0},{"$f":"L$110+IF($C115<>0,SUMPRODUCT((L$111:L$112)*TRANSPOSE(($D115:$E115))),0)","v":0},{"$f":"M$110+IF($C115<>0,SUMPRODUCT((M$111:M$112)*TRANSPOSE(($D115:$E115))),0)","v":0},{"$f":"N$110+IF($C115<>0,SUMPRODUCT((N$111:N$112)*TRANSPOSE(($D115:$E115))),0)","v":0},{"$f":"O$110+IF($C115<>0,SUMPRODUCT((O$111:O$112)*TRANSPOSE(($D115:$E115))),0)","v":0},{"$f":"P$110+IF($C115<>0,SUMPRODUCT((P$111:P$112)*TRANSPOSE(($D115:$E115))),0)","v":0},{"$f":"Q$110+IF($C115<>0,SUMPRODUCT((Q$111:Q$112)*TRANSPOSE(($D115:$E115))),0)","v":0},{"$f":"R$110+IF($C115<>0,SUMPRODUCT((R$111:R$112)*TRANSPOSE(($D115:$E115))),0)","v":0},{"$f":"S$110+IF($C115<>0,SUMPRODUCT((S$111:S$112)*TRANSPOSE(($D115:$E115))),0)","v":0},{"$f":"T$110+IF($C115<>0,SUMPRODUCT((T$111:T$112)*TRANSPOSE(($D115:$E115))),0)","v":0},{"$f":"U$110+IF($C115<>0,SUMPRODUCT((U$111:U$112)*TRANSPOSE(($D115:$E115))),0)","v":0},{"$f":"V$110+IF($C115<>0,SUMPRODUCT((V$111:V$112)*TRANSPOSE(($D115:$E115))),0)","v":0},{"$f":"W$110+IF($C115<>0,SUMPRODUCT((W$111:W$112)*TRANSPOSE(($D115:$E115))),0)","v":0},{"$f":"X$110+IF($C115<>0,SUMPRODUCT((X$111:X$112)*TRANSPOSE(($D115:$E115))),0)","v":0},{"$f":"Y$110+IF($C115<>0,SUMPRODUCT((Y$111:Y$112)*TRANSPOSE(($D115:$E115))),0)","v":0},{"$f":"Z$110+IF($C115<>0,SUMPRODUCT((Z$111:Z$112)*TRANSPOSE(($D115:$E115))),0)","v":0},{"$f":"AA$110+IF($C115<>0,SUMPRODUCT((AA$111:AA$112)*TRANSPOSE(($D115:$E115))),0)","v":0},{"$f":"AB$110+IF($C115<>0,SUMPRODUCT((AB$111:AB$112)*TRANSPOSE(($D115:$E115))),0)","v":0},{"$f":"AC$110+IF($C115<>0,SUMPRODUCT((AC$111:AC$112)*TRANSPOSE(($D115:$E115))),0)","v":0},{"$f":"AD$110+IF($C115<>0,SUMPRODUCT((AD$111:AD$112)*TRANSPOSE(($D115:$E115))),0)","v":0},{"$f":"AE$110+IF($C115<>0,SUMPRODUCT((AE$111:AE$112)*TRANSPOSE(($D115:$E115))),0)","v":0},{"$f":"AF$110+IF($C115<>0,SUMPRODUCT((AF$111:AF$112)*TRANSPOSE(($D115:$E115))),0)","v":0},{"$f":"AG$110+IF($C115<>0,SUMPRODUCT((AG$111:AG$112)*TRANSPOSE(($D115:$E115))),0)","v":0}]
[{"$f":"\"sens\"&Assumptions!B113","v":"sens3"},null,{"$f":"Assumptions!C113","v":"Total benefits 10% higher"},{"$f":"Assumptions!G113","v":0},{"$f":"Assumptions!H113","v":0.1},null,"Option 5sens3",null,{"$f":"I$110+IF($C116<>0,SUMPRODUCT((I$111:I$112)*TRANSPOSE(($D116:$E116))),0)","v":0},{"$f":"J$110+IF($C116<>0,SUMPRODUCT((J$111:J$112)*TRANSPOSE(($D116:$E116))),0)","v":0},{"$f":"K$110+IF($C116<>0,SUMPRODUCT((K$111:K$112)*TRANSPOSE(($D116:$E116))),0)","v":0},{"$f":"L$110+IF($C116<>0,SUMPRODUCT((L$111:L$112)*TRANSPOSE(($D116:$E116))),0)","v":0},{"$f":"M$110+IF($C116<>0,SUMPRODUCT((M$111:M$112)*TRANSPOSE(($D116:$E116))),0)","v":0},{"$f":"N$110+IF($C116<>0,SUMPRODUCT((N$111:N$112)*TRANSPOSE(($D116:$E116))),0)","v":0},{"$f":"O$110+IF($C116<>0,SUMPRODUCT((O$111:O$112)*TRANSPOSE(($D116:$E116))),0)","v":0},{"$f":"P$110+IF($C116<>0,SUMPRODUCT((P$111:P$112)*TRANSPOSE(($D116:$E116))),0)","v":0},{"$f":"Q$110+IF($C116<>0,SUMPRODUCT((Q$111:Q$112)*TRANSPOSE(($D116:$E116))),0)","v":0},{"$f":"R$110+IF($C116<>0,SUMPRODUCT((R$111:R$112)*TRANSPOSE(($D116:$E116))),0)","v":0},{"$f":"S$110+IF($C116<>0,SUMPRODUCT((S$111:S$112)*TRANSPOSE(($D116:$E116))),0)","v":0},{"$f":"T$110+IF($C116<>0,SUMPRODUCT((T$111:T$112)*TRANSPOSE(($D116:$E116))),0)","v":0},{"$f":"U$110+IF($C116<>0,SUMPRODUCT((U$111:U$112)*TRANSPOSE(($D116:$E116))),0)","v":0},{"$f":"V$110+IF($C116<>0,SUMPRODUCT((V$111:V$112)*TRANSPOSE(($D116:$E116))),0)","v":0},{"$f":"W$110+IF($C116<>0,SUMPRODUCT((W$111:W$112)*TRANSPOSE(($D116:$E116))),0)","v":0},{"$f":"X$110+IF($C116<>0,SUMPRODUCT((X$111:X$112)*TRANSPOSE(($D116:$E116))),0)","v":0},{"$f":"Y$110+IF($C116<>0,SUMPRODUCT((Y$111:Y$112)*TRANSPOSE(($D116:$E116))),0)","v":0},{"$f":"Z$110+IF($C116<>0,SUMPRODUCT((Z$111:Z$112)*TRANSPOSE(($D116:$E116))),0)","v":0},{"$f":"AA$110+IF($C116<>0,SUMPRODUCT((AA$111:AA$112)*TRANSPOSE(($D116:$E116))),0)","v":0},{"$f":"AB$110+IF($C116<>0,SUMPRODUCT((AB$111:AB$112)*TRANSPOSE(($D116:$E116))),0)","v":0},{"$f":"AC$110+IF($C116<>0,SUMPRODUCT((AC$111:AC$112)*TRANSPOSE(($D116:$E116))),0)","v":0},{"$f":"AD$110+IF($C116<>0,SUMPRODUCT((AD$111:AD$112)*TRANSPOSE(($D116:$E116))),0)","v":0},{"$f":"AE$110+IF($C116<>0,SUMPRODUCT((AE$111:AE$112)*TRANSPOSE(($D116:$E116))),0)","v":0},{"$f":"AF$110+IF($C116<>0,SUMPRODUCT((AF$111:AF$112)*TRANSPOSE(($D116:$E116))),0)","v":0},{"$f":"AG$110+IF($C116<>0,SUMPRODUCT((AG$111:AG$112)*TRANSPOSE(($D116:$E116))),0)","v":0}]
[{"$f":"\"sens\"&Assumptions!B114","v":"sens4"},null,{"$f":"Assumptions!C114","v":"Total benefits 10% lower"},{"$f":"Assumptions!G114","v":0},{"$f":"Assumptions!H114","v":-0.1},null,"Option 5sens4",null,{"$f":"I$110+IF($C117<>0,SUMPRODUCT((I$111:I$112)*TRANSPOSE(($D117:$E117))),0)","v":0},{"$f":"J$110+IF($C117<>0,SUMPRODUCT((J$111:J$112)*TRANSPOSE(($D117:$E117))),0)","v":0},{"$f":"K$110+IF($C117<>0,SUMPRODUCT((K$111:K$112)*TRANSPOSE(($D117:$E117))),0)","v":0},{"$f":"L$110+IF($C117<>0,SUMPRODUCT((L$111:L$112)*TRANSPOSE(($D117:$E117))),0)","v":0},{"$f":"M$110+IF($C117<>0,SUMPRODUCT((M$111:M$112)*TRANSPOSE(($D117:$E117))),0)","v":0},{"$f":"N$110+IF($C117<>0,SUMPRODUCT((N$111:N$112)*TRANSPOSE(($D117:$E117))),0)","v":0},{"$f":"O$110+IF($C117<>0,SUMPRODUCT((O$111:O$112)*TRANSPOSE(($D117:$E117))),0)","v":0},{"$f":"P$110+IF($C117<>0,SUMPRODUCT((P$111:P$112)*TRANSPOSE(($D117:$E117))),0)","v":0},{"$f":"Q$110+IF($C117<>0,SUMPRODUCT((Q$111:Q$112)*TRANSPOSE(($D117:$E117))),0)","v":0},{"$f":"R$110+IF($C117<>0,SUMPRODUCT((R$111:R$112)*TRANSPOSE(($D117:$E117))),0)","v":0},{"$f":"S$110+IF($C117<>0,SUMPRODUCT((S$111:S$112)*TRANSPOSE(($D117:$E117))),0)","v":0},{"$f":"T$110+IF($C117<>0,SUMPRODUCT((T$111:T$112)*TRANSPOSE(($D117:$E117))),0)","v":0},{"$f":"U$110+IF($C117<>0,SUMPRODUCT((U$111:U$112)*TRANSPOSE(($D117:$E117))),0)","v":0},{"$f":"V$110+IF($C117<>0,SUMPRODUCT((V$111:V$112)*TRANSPOSE(($D117:$E117))),0)","v":0},{"$f":"W$110+IF($C117<>0,SUMPRODUCT((W$111:W$112)*TRANSPOSE(($D117:$E117))),0)","v":0},{"$f":"X$110+IF($C117<>0,SUMPRODUCT((X$111:X$112)*TRANSPOSE(($D117:$E117))),0)","v":0},{"$f":"Y$110+IF($C117<>0,SUMPRODUCT((Y$111:Y$112)*TRANSPOSE(($D117:$E117))),0)","v":0},{"$f":"Z$110+IF($C117<>0,SUMPRODUCT((Z$111:Z$112)*TRANSPOSE(($D117:$E117))),0)","v":0},{"$f":"AA$110+IF($C117<>0,SUMPRODUCT((AA$111:AA$112)*TRANSPOSE(($D117:$E117))),0)","v":0},{"$f":"AB$110+IF($C117<>0,SUMPRODUCT((AB$111:AB$112)*TRANSPOSE(($D117:$E117))),0)","v":0},{"$f":"AC$110+IF($C117<>0,SUMPRODUCT((AC$111:AC$112)*TRANSPOSE(($D117:$E117))),0)","v":0},{"$f":"AD$110+IF($C117<>0,SUMPRODUCT((AD$111:AD$112)*TRANSPOSE(($D117:$E117))),0)","v":0},{"$f":"AE$110+IF($C117<>0,SUMPRODUCT((AE$111:AE$112)*TRANSPOSE(($D117:$E117))),0)","v":0},{"$f":"AF$110+IF($C117<>0,SUMPRODUCT((AF$111:AF$112)*TRANSPOSE(($D117:$E117))),0)","v":0},{"$f":"AG$110+IF($C117<>0,SUMPRODUCT((AG$111:AG$112)*TRANSPOSE(($D117:$E117))),0)","v":0}]
[{"$f":"\"sens\"&Assumptions!B115","v":"sens5"},null,{"$f":"Assumptions!C115","v":"Capex 10% higher & Total benefits 10% lower"},{"$f":"Assumptions!G115","v":0.1},{"$f":"Assumptions!H115","v":-0.1},null,"Option 5sens5",null,{"$f":"I$110+IF($C118<>0,SUMPRODUCT((I$111:I$112)*TRANSPOSE(($D118:$E118))),0)","v":0},{"$f":"J$110+IF($C118<>0,SUMPRODUCT((J$111:J$112)*TRANSPOSE(($D118:$E118))),0)","v":0},{"$f":"K$110+IF($C118<>0,SUMPRODUCT((K$111:K$112)*TRANSPOSE(($D118:$E118))),0)","v":0},{"$f":"L$110+IF($C118<>0,SUMPRODUCT((L$111:L$112)*TRANSPOSE(($D118:$E118))),0)","v":0},{"$f":"M$110+IF($C118<>0,SUMPRODUCT((M$111:M$112)*TRANSPOSE(($D118:$E118))),0)","v":0},{"$f":"N$110+IF($C118<>0,SUMPRODUCT((N$111:N$112)*TRANSPOSE(($D118:$E118))),0)","v":0},{"$f":"O$110+IF($C118<>0,SUMPRODUCT((O$111:O$112)*TRANSPOSE(($D118:$E118))),0)","v":0},{"$f":"P$110+IF($C118<>0,SUMPRODUCT((P$111:P$112)*TRANSPOSE(($D118:$E118))),0)","v":0},{"$f":"Q$110+IF($C118<>0,SUMPRODUCT((Q$111:Q$112)*TRANSPOSE(($D118:$E118))),0)","v":0},{"$f":"R$110+IF($C118<>0,SUMPRODUCT((R$111:R$112)*TRANSPOSE(($D118:$E118))),0)","v":0},{"$f":"S$110+IF($C118<>0,SUMPRODUCT((S$111:S$112)*TRANSPOSE(($D118:$E118))),0)","v":0},{"$f":"T$110+IF($C118<>0,SUMPRODUCT((T$111:T$112)*TRANSPOSE(($D118:$E118))),0)","v":0},{"$f":"U$110+IF($C118<>0,SUMPRODUCT((U$111:U$112)*TRANSPOSE(($D118:$E118))),0)","v":0},{"$f":"V$110+IF($C118<>0,SUMPRODUCT((V$111:V$112)*TRANSPOSE(($D118:$E118))),0)","v":0},{"$f":"W$110+IF($C118<>0,SUMPRODUCT((W$111:W$112)*TRANSPOSE(($D118:$E118))),0)","v":0},{"$f":"X$110+IF($C118<>0,SUMPRODUCT((X$111:X$112)*TRANSPOSE(($D118:$E118))),0)","v":0},{"$f":"Y$110+IF($C118<>0,SUMPRODUCT((Y$111:Y$112)*TRANSPOSE(($D118:$E118))),0)","v":0},{"$f":"Z$110+IF($C118<>0,SUMPRODUCT((Z$111:Z$112)*TRANSPOSE(($D118:$E118))),0)","v":0},{"$f":"AA$110+IF($C118<>0,SUMPRODUCT((AA$111:AA$112)*TRANSPOSE(($D118:$E118))),0)","v":0},{"$f":"AB$110+IF($C118<>0,SUMPRODUCT((AB$111:AB$112)*TRANSPOSE(($D118:$E118))),0)","v":0},{"$f":"AC$110+IF($C118<>0,SUMPRODUCT((AC$111:AC$112)*TRANSPOSE(($D118:$E118))),0)","v":0},{"$f":"AD$110+IF($C118<>0,SUMPRODUCT((AD$111:AD$112)*TRANSPOSE(($D118:$E118))),0)","v":0},{"$f":"AE$110+IF($C118<>0,SUMPRODUCT((AE$111:AE$112)*TRANSPOSE(($D118:$E118))),0)","v":0},{"$f":"AF$110+IF($C118<>0,SUMPRODUCT((AF$111:AF$112)*TRANSPOSE(($D118:$E118))),0)","v":0},{"$f":"AG$110+IF($C118<>0,SUMPRODUCT((AG$111:AG$112)*TRANSPOSE(($D118:$E118))),0)","v":0}]
[{"$f":"\"sens\"&Assumptions!B116","v":"sens"},null,{"$f":"Assumptions!C116","v":0},{"$f":"Assumptions!G116","v":0},{"$f":"Assumptions!H116","v":0},null,"Option 5sens",null,{"$f":"I$110+IF($C119<>0,SUMPRODUCT((I$111:I$112)*TRANSPOSE(($D119:$E119))),0)","v":0},{"$f":"J$110+IF($C119<>0,SUMPRODUCT((J$111:J$112)*TRANSPOSE(($D119:$E119))),0)","v":0},{"$f":"K$110+IF($C119<>0,SUMPRODUCT((K$111:K$112)*TRANSPOSE(($D119:$E119))),0)","v":0},{"$f":"L$110+IF($C119<>0,SUMPRODUCT((L$111:L$112)*TRANSPOSE(($D119:$E119))),0)","v":0},{"$f":"M$110+IF($C119<>0,SUMPRODUCT((M$111:M$112)*TRANSPOSE(($D119:$E119))),0)","v":0},{"$f":"N$110+IF($C119<>0,SUMPRODUCT((N$111:N$112)*TRANSPOSE(($D119:$E119))),0)","v":0},{"$f":"O$110+IF($C119<>0,SUMPRODUCT((O$111:O$112)*TRANSPOSE(($D119:$E119))),0)","v":0},{"$f":"P$110+IF($C119<>0,SUMPRODUCT((P$111:P$112)*TRANSPOSE(($D119:$E119))),0)","v":0},{"$f":"Q$110+IF($C119<>0,SUMPRODUCT((Q$111:Q$112)*TRANSPOSE(($D119:$E119))),0)","v":0},{"$f":"R$110+IF($C119<>0,SUMPRODUCT((R$111:R$112)*TRANSPOSE(($D119:$E119))),0)","v":0},{"$f":"S$110+IF($C119<>0,SUMPRODUCT((S$111:S$112)*TRANSPOSE(($D119:$E119))),0)","v":0},{"$f":"T$110+IF($C119<>0,SUMPRODUCT((T$111:T$112)*TRANSPOSE(($D119:$E119))),0)","v":0},{"$f":"U$110+IF($C119<>0,SUMPRODUCT((U$111:U$112)*TRANSPOSE(($D119:$E119))),0)","v":0},{"$f":"V$110+IF($C119<>0,SUMPRODUCT((V$111:V$112)*TRANSPOSE(($D119:$E119))),0)","v":0},{"$f":"W$110+IF($C119<>0,SUMPRODUCT((W$111:W$112)*TRANSPOSE(($D119:$E119))),0)","v":0},{"$f":"X$110+IF($C119<>0,SUMPRODUCT((X$111:X$112)*TRANSPOSE(($D119:$E119))),0)","v":0},{"$f":"Y$110+IF($C119<>0,SUMPRODUCT((Y$111:Y$112)*TRANSPOSE(($D119:$E119))),0)","v":0},{"$f":"Z$110+IF($C119<>0,SUMPRODUCT((Z$111:Z$112)*TRANSPOSE(($D119:$E119))),0)","v":0},{"$f":"AA$110+IF($C119<>0,SUMPRODUCT((AA$111:AA$112)*TRANSPOSE(($D119:$E119))),0)","v":0},{"$f":"AB$110+IF($C119<>0,SUMPRODUCT((AB$111:AB$112)*TRANSPOSE(($D119:$E119))),0)","v":0},{"$f":"AC$110+IF($C119<>0,SUMPRODUCT((AC$111:AC$112)*TRANSPOSE(($D119:$E119))),0)","v":0},{"$f":"AD$110+IF($C119<>0,SUMPRODUCT((AD$111:AD$112)*TRANSPOSE(($D119:$E119))),0)","v":0},{"$f":"AE$110+IF($C119<>0,SUMPRODUCT((AE$111:AE$112)*TRANSPOSE(($D119:$E119))),0)","v":0},{"$f":"AF$110+IF($C119<>0,SUMPRODUCT((AF$111:AF$112)*TRANSPOSE(($D119:$E119))),0)","v":0},{"$f":"AG$110+IF($C119<>0,SUMPRODUCT((AG$111:AG$112)*TRANSPOSE(($D119:$E119))),0)","v":0}]
[{"$f":"\"sens\"&Assumptions!B117","v":"sens"},null,{"$f":"Assumptions!C117","v":0},{"$f":"Assumptions!G117","v":0},{"$f":"Assumptions!H117","v":0},null,"Option 5sens",null,{"$f":"I$110+IF($C120<>0,SUMPRODUCT((I$111:I$112)*TRANSPOSE(($D120:$E120))),0)","v":0},{"$f":"J$110+IF($C120<>0,SUMPRODUCT((J$111:J$112)*TRANSPOSE(($D120:$E120))),0)","v":0},{"$f":"K$110+IF($C120<>0,SUMPRODUCT((K$111:K$112)*TRANSPOSE(($D120:$E120))),0)","v":0},{"$f":"L$110+IF($C120<>0,SUMPRODUCT((L$111:L$112)*TRANSPOSE(($D120:$E120))),0)","v":0},{"$f":"M$110+IF($C120<>0,SUMPRODUCT((M$111:M$112)*TRANSPOSE(($D120:$E120))),0)","v":0},{"$f":"N$110+IF($C120<>0,SUMPRODUCT((N$111:N$112)*TRANSPOSE(($D120:$E120))),0)","v":0},{"$f":"O$110+IF($C120<>0,SUMPRODUCT((O$111:O$112)*TRANSPOSE(($D120:$E120))),0)","v":0},{"$f":"P$110+IF($C120<>0,SUMPRODUCT((P$111:P$112)*TRANSPOSE(($D120:$E120))),0)","v":0},{"$f":"Q$110+IF($C120<>0,SUMPRODUCT((Q$111:Q$112)*TRANSPOSE(($D120:$E120))),0)","v":0},{"$f":"R$110+IF($C120<>0,SUMPRODUCT((R$111:R$112)*TRANSPOSE(($D120:$E120))),0)","v":0},{"$f":"S$110+IF($C120<>0,SUMPRODUCT((S$111:S$112)*TRANSPOSE(($D120:$E120))),0)","v":0},{"$f":"T$110+IF($C120<>0,SUMPRODUCT((T$111:T$112)*TRANSPOSE(($D120:$E120))),0)","v":0},{"$f":"U$110+IF($C120<>0,SUMPRODUCT((U$111:U$112)*TRANSPOSE(($D120:$E120))),0)","v":0},{"$f":"V$110+IF($C120<>0,SUMPRODUCT((V$111:V$112)*TRANSPOSE(($D120:$E120))),0)","v":0},{"$f":"W$110+IF($C120<>0,SUMPRODUCT((W$111:W$112)*TRANSPOSE(($D120:$E120))),0)","v":0},{"$f":"X$110+IF($C120<>0,SUMPRODUCT((X$111:X$112)*TRANSPOSE(($D120:$E120))),0)","v":0},{"$f":"Y$110+IF($C120<>0,SUMPRODUCT((Y$111:Y$112)*TRANSPOSE(($D120:$E120))),0)","v":0},{"$f":"Z$110+IF($C120<>0,SUMPRODUCT((Z$111:Z$112)*TRANSPOSE(($D120:$E120))),0)","v":0},{"$f":"AA$110+IF($C120<>0,SUMPRODUCT((AA$111:AA$112)*TRANSPOSE(($D120:$E120))),0)","v":0},{"$f":"AB$110+IF($C120<>0,SUMPRODUCT((AB$111:AB$112)*TRANSPOSE(($D120:$E120))),0)","v":0},{"$f":"AC$110+IF($C120<>0,SUMPRODUCT((AC$111:AC$112)*TRANSPOSE(($D120:$E120))),0)","v":0},{"$f":"AD$110+IF($C120<>0,SUMPRODUCT((AD$111:AD$112)*TRANSPOSE(($D120:$E120))),0)","v":0},{"$f":"AE$110+IF($C120<>0,SUMPRODUCT((AE$111:AE$112)*TRANSPOSE(($D120:$E120))),0)","v":0},{"$f":"AF$110+IF($C120<>0,SUMPRODUCT((AF$111:AF$112)*TRANSPOSE(($D120:$E120))),0)","v":0},{"$f":"AG$110+IF($C120<>0,SUMPRODUCT((AG$111:AG$112)*TRANSPOSE(($D120:$E120))),0)","v":0}]
[{"$f":"\"sens\"&Assumptions!B118","v":"sens"},null,{"$f":"Assumptions!C118","v":0},{"$f":"Assumptions!G118","v":0},{"$f":"Assumptions!H118","v":0},null,"Option 5sens",null,{"$f":"I$110+IF($C121<>0,SUMPRODUCT((I$111:I$112)*TRANSPOSE(($D121:$E121))),0)","v":0},{"$f":"J$110+IF($C121<>0,SUMPRODUCT((J$111:J$112)*TRANSPOSE(($D121:$E121))),0)","v":0},{"$f":"K$110+IF($C121<>0,SUMPRODUCT((K$111:K$112)*TRANSPOSE(($D121:$E121))),0)","v":0},{"$f":"L$110+IF($C121<>0,SUMPRODUCT((L$111:L$112)*TRANSPOSE(($D121:$E121))),0)","v":0},{"$f":"M$110+IF($C121<>0,SUMPRODUCT((M$111:M$112)*TRANSPOSE(($D121:$E121))),0)","v":0},{"$f":"N$110+IF($C121<>0,SUMPRODUCT((N$111:N$112)*TRANSPOSE(($D121:$E121))),0)","v":0},{"$f":"O$110+IF($C121<>0,SUMPRODUCT((O$111:O$112)*TRANSPOSE(($D121:$E121))),0)","v":0},{"$f":"P$110+IF($C121<>0,SUMPRODUCT((P$111:P$112)*TRANSPOSE(($D121:$E121))),0)","v":0},{"$f":"Q$110+IF($C121<>0,SUMPRODUCT((Q$111:Q$112)*TRANSPOSE(($D121:$E121))),0)","v":0},{"$f":"R$110+IF($C121<>0,SUMPRODUCT((R$111:R$112)*TRANSPOSE(($D121:$E121))),0)","v":0},{"$f":"S$110+IF($C121<>0,SUMPRODUCT((S$111:S$112)*TRANSPOSE(($D121:$E121))),0)","v":0},{"$f":"T$110+IF($C121<>0,SUMPRODUCT((T$111:T$112)*TRANSPOSE(($D121:$E121))),0)","v":0},{"$f":"U$110+IF($C121<>0,SUMPRODUCT((U$111:U$112)*TRANSPOSE(($D121:$E121))),0)","v":0},{"$f":"V$110+IF($C121<>0,SUMPRODUCT((V$111:V$112)*TRANSPOSE(($D121:$E121))),0)","v":0},{"$f":"W$110+IF($C121<>0,SUMPRODUCT((W$111:W$112)*TRANSPOSE(($D121:$E121))),0)","v":0},{"$f":"X$110+IF($C121<>0,SUMPRODUCT((X$111:X$112)*TRANSPOSE(($D121:$E121))),0)","v":0},{"$f":"Y$110+IF($C121<>0,SUMPRODUCT((Y$111:Y$112)*TRANSPOSE(($D121:$E121))),0)","v":0},{"$f":"Z$110+IF($C121<>0,SUMPRODUCT((Z$111:Z$112)*TRANSPOSE(($D121:$E121))),0)","v":0},{"$f":"AA$110+IF($C121<>0,SUMPRODUCT((AA$111:AA$112)*TRANSPOSE(($D121:$E121))),0)","v":0},{"$f":"AB$110+IF($C121<>0,SUMPRODUCT((AB$111:AB$112)*TRANSPOSE(($D121:$E121))),0)","v":0},{"$f":"AC$110+IF($C121<>0,SUMPRODUCT((AC$111:AC$112)*TRANSPOSE(($D121:$E121))),0)","v":0},{"$f":"AD$110+IF($C121<>0,SUMPRODUCT((AD$111:AD$112)*TRANSPOSE(($D121:$E121))),0)","v":0},{"$f":"AE$110+IF($C121<>0,SUMPRODUCT((AE$111:AE$112)*TRANSPOSE(($D121:$E121))),0)","v":0},{"$f":"AF$110+IF($C121<>0,SUMPRODUCT((AF$111:AF$112)*TRANSPOSE(($D121:$E121))),0)","v":0},{"$f":"AG$110+IF($C121<>0,SUMPRODUCT((AG$111:AG$112)*TRANSPOSE(($D121:$E121))),0)","v":0}]

{"sheet":"Consol","index":8,"n_rows":99,"n_cols":33,"rows_kept":99,"cut":false,"hidden":false,"merged":[]}
[{"$f":"bus","v":"Powercor"}]
[{"$f":"proj","v":"Mount Cottrell feeder 12"}]
["CONSOLIDATED"]
[]
["Discount factor",null,null,null,null,null,null,{"$f":"IF(H9=start,1/((1+real_disc)^(1/2)),G5/(1+real_disc))","v":0},0.98294637436598087,0.94970664189949849,0.91759095835700344,0.88656131242222558,0.85658097818572532,0.8276144716770294,0.79962750886669509,0.77258696508859437,0.74646083583439071,0.72121819887380756,0.69682917765585273,0.67326490594768384,0.6504974936692598,0.62849999388334288,0.60724637090178057,0.58671146947031949,0.56687098499547783,0.54770143477823952,0.52918013022052135,0.5112851499715183,0.4939953139821433,0.47729015843685346,0.46114991153319179,0.4455554700803786,0.43048837688925473]
[{"$f":"'Option1 (base case)'!A6","v":"Count"},null,null,null,null,null,null,{"$f":"'Option1 (base case)'!H6","v":0},{"$f":"'Option1 (base case)'!I6","v":1},{"$f":"'Option1 (base case)'!J6","v":2},{"$f":"'Option1 (base case)'!K6","v":3},{"$f":"'Option1 (base case)'!L6","v":4},{"$f":"'Option1 (base case)'!M6","v":5},{"$f":"'Option1 (base case)'!N6","v":6},{"$f":"'Option1 (base case)'!O6","v":7},{"$f":"'Option1 (base case)'!P6","v":8},{"$f":"'Option1 (base case)'!Q6","v":9},{"$f":"'Option1 (base case)'!R6","v":10},{"$f":"'Option1 (base case)'!S6","v":11},{"$f":"'Option1 (base case)'!T6","v":12},{"$f":"'Option1 (base case)'!U6","v":13},{"$f":"'Option1 (base case)'!V6","v":14},{"$f":"'Option1 (base case)'!W6","v":15},{"$f":"'Option1 (base case)'!X6","v":16},{"$f":"'Option1 (base case)'!Y6","v":17},{"$f":"'Option1 (base case)'!Z6","v":18},{"$f":"'Option1 (base case)'!AA6","v":19},{"$f":"'Option1 (base case)'!AB6","v":20},{"$f":"'Option1 (base case)'!AC6","v":21},{"$f":"'Option1 (base case)'!AD6","v":22},{"$f":"'Option1 (base case)'!AE6","v":23},{"$f":"'Option1 (base case)'!AF6","v":24},{"$f":"'Option1 (base case)'!AG6","v":25}]
["Analysis period",null,null,null,null,null,null,{"$f":"H$6<(first_year+years)","v":true},true,true,true,true,true,true,true,true,true,true,true,true,true,true,true,true,true,true,true,true,false,false,false,false,false]
[]
[null,null,null,null,null,null,null,{"$f":"'Option1 (base case)'!H9","v":"2026-06-30"},{"$f":"'Option1 (base case)'!I9","v":"2026-27"},{"$f":"'Option1 (base case)'!J9","v":"2027-28"},{"$f":"'Option1 (base case)'!K9","v":"2028-29"},{"$f":"'Option1 (base case)'!L9","v":"2029-30"},{"$f":"'Option1 (base case)'!M9","v":"2030-31"},{"$f":"'Option1 (base case)'!N9","v":"2031-32"},{"$f":"'Option1 (base case)'!O9","v":"2032-33"},{"$f":"'Option1 (base case)'!P9","v":"2033-34"},{"$f":"'Option1 (base case)'!Q9","v":"2034-35"},{"$f":"'Option1 (base case)'!R9","v":"2035-36"},{"$f":"'Option1 (base case)'!S9","v":"2036-37"},{"$f":"'Option1 (base case)'!T9","v":"2037-38"},{"$f":"'Option1 (base case)'!U9","v":"2038-39"},{"$f":"'Option1 (base case)'!V9","v":"2039-40"},{"$f":"'Option1 (base case)'!W9","v":"2040-41"},{"$f":"'Option1 (base case)'!X9","v":"2041-42"},{"$f":"'Option1 (base case)'!Y9","v":"2042-43"},{"$f":"'Option1 (base case)'!Z9","v":"2043-44"},{"$f":"'Option1 (base case)'!AA9","v":"2044-45"},{"$f":"'Option1 (base case)'!AB9","v":"2045-46"},{"$f":"'Option1 (base case)'!AC9","v":"2046-47"},{"$f":"'Option1 (base case)'!AD9","v":"2047-48"},{"$f":"'Option1 (base case)'!AE9","v":"2048-49"},{"$f":"'Option1 (base case)'!AF9","v":"2049-50"},{"$f":"'Option1 (base case)'!AG9","v":"2050-51"}]
[]
["COSTS",null,null,null,null,"PV",null,{"$f":"IF(H6=$C$4,UPPER($A$4),IF(H6=end, \"END\", \"\"))","v":""}]
[]
[]
[{"$f":"A15","v":"Option 1 (base case)"},null,"Energy at risk value",{"$f":"A14&C14","v":"Option 1 (base case)Energy at risk value"},null,{"$f":"SUMPRODUCT($H14:$AG14, $H$5:$AG$5)","v":44274949.868840016},{"$f":"output_dollars","v":"2026-06-30"},null,{"$f":"'Option1 (base case)'!I$32*conv_2026","v":52420.06951549017},{"$f":"'Option1 (base case)'!J$32*conv_2026","v":141702.86014926477},{"$f":"'Option1 (base case)'!K$32*conv_2026","v":309771.79760734615},{"$f":"'Option1 (base case)'!L$32*conv_2026","v":512560.955807983},{"$f":"'Option1 (base case)'!M$32*conv_2026","v":826295.3882989313},{"$f":"'Option1 (base case)'!N$32*conv_2026","v":1461990.3858449522},{"$f":"'Option1 (base case)'!O$32*conv_2026","v":2581178.5116855637},{"$f":"'Option1 (base case)'!P$32*conv_2026","v":3734421.9371052906},{"$f":"'Option1 (base case)'!Q$32*conv_2026","v":4323351.9789554942},{"$f":"'Option1 (base case)'!R$32*conv_2026","v":4323351.9789554942},{"$f":"'Option1 (base case)'!S$32*conv_2026","v":4323351.9789554942},{"$f":"'Option1 (base case)'!T$32*conv_2026","v":4323351.9789554942},{"$f":"'Option1 (base case)'!U$32*conv_2026","v":4323351.9789554942},{"$f":"'Option1 (base case)'!V$32*conv_2026","v":4323351.9789554942},{"$f":"'Option1 (base case)'!W$32*conv_2026","v":4323351.9789554942},{"$f":"'Option1 (base case)'!X$32*conv_2026","v":4323351.9789554942},{"$f":"'Option1 (base case)'!Y$32*conv_2026","v":4323351.9789554942},{"$f":"'Option1 (base case)'!Z$32*conv_2026","v":4323351.9789554942},{"$f":"'Option1 (base case)'!AA$32*conv_2026","v":4323351.9789554942},{"$f":"'Option1 (base case)'!AB$32*conv_2026","v":4323351.9789554942},{"$f":"'Option1 (base case)'!AC$32*conv_2026","v":4323351.9789554942},{"$f":"'Option1 (base case)'!AD$32*conv_2026","v":4323351.9789554942},{"$f":"'Option1 (base case)'!AE$32*conv_2026","v":5192.1504156502488},{"$f":"'Option1 (base case)'!AF$32*conv_2026","v":5192.1504156502488},{"$f":"'Option1 (base case)'!AG$32*conv_2026","v":5192.1504156502488}]
[{"$f":"Data!B9","v":"Option 1 (base case)"},null,{"$f":"'Option1 (base case)'!C$70","v":"Capital expenditure"},"Option 1 (base case)Capital expenditure",null,{"$f":"SUMPRODUCT($H15:$AG15, $H$5:$AG$5)","v":0},{"$f":"output_dollars","v":"2026-06-30"},null,{"$f":"SUM('Option1 (base case)'!I$71:I$73)*conv_2026","v":0},{"$f":"SUM('Option1 (base case)'!J$71:J$73)","v":0},{"$f":"SUM('Option1 (base case)'!K$71:K$73)","v":0},{"$f":"SUM('Option1 (base case)'!L$71:L$73)","v":0},{"$f":"SUM('Option1 (base case)'!M$71:M$73)","v":0},{"$f":"SUM('Option1 (base case)'!N$71:N$73)","v":0},{"$f":"SUM('Option1 (base case)'!O$71:O$73)","v":0},{"$f":"SUM('Option1 (base case)'!P$71:P$73)","v":0},{"$f":"SUM('Option1 (base case)'!Q$71:Q$73)","v":0},{"$f":"SUM('Option1 (base case)'!R$71:R$73)","v":0},{"$f":"SUM('Option1 (base case)'!S$71:S$73)","v":0},{"$f":"SUM('Option1 (base case)'!T$71:T$73)","v":0},{"$f":"SUM('Option1 (base case)'!U$71:U$73)","v":0},{"$f":"SUM('Option1 (base case)'!V$71:V$73)","v":0},{"$f":"SUM('Option1 (base case)'!W$71:W$73)","v":0},{"$f":"SUM('Option1 (base case)'!X$71:X$73)","v":0},{"$f":"SUM('Option1 (base case)'!Y$71:Y$73)","v":0},{"$f":"SUM('Option1 (base case)'!Z$71:Z$73)","v":0},{"$f":"SUM('Option1 (base case)'!AA$71:AA$73)","v":0},{"$f":"SUM('Option1 (base case)'!AB$71:AB$73)","v":0},{"$f":"SUM('Option1 (base case)'!AC$71:AC$73)","v":0},{"$f":"SUM('Option1 (base case)'!AD$71:AD$73)","v":0},{"$f":"SUM('Option1 (base case)'!AE$71:AE$73)","v":0},{"$f":"SUM('Option1 (base case)'!AF$71:AF$73)","v":0},{"$f":"SUM('Option1 (base case)'!AG$71:AG$73)","v":0}]
[{"$f":"A15","v":"Option 1 (base case)"},null,{"$f":"'Option1 (base case)'!C$40","v":"Total risk cost"},"Option 1 (base case)Total risk cost",null,{"$f":"SUMPRODUCT(($H16:$AG16)*($H$5:$AG$5)*($H$7:$AG$7))","v":40068797.988397613},{"$f":"output_dollars","v":"2026-06-30"},null,{"$f":"'Option1 (base case)'!I$40*conv_2026","v":52420.06951549017},{"$f":"'Option1 (base case)'!J$40*conv_2026","v":141702.86014926477},{"$f":"'Option1 (base case)'!K$40*conv_2026","v":309771.79760734615},{"$f":"'Option1 (base case)'!L$40*conv_2026","v":512560.955807983},{"$f":"'Option1 (base case)'!M$40*conv_2026","v":826295.3882989313},{"$f":"'Option1 (base case)'!N$40*conv_2026","v":1461990.3858449522},{"$f":"'Option1 (base case)'!O$40*conv_2026","v":2581178.5116855637},{"$f":"'Option1 (base case)'!P$40*conv_2026","v":3734421.9371052906},{"$f":"'Option1 (base case)'!Q$40*conv_2026","v":4323351.9789554942},{"$f":"'Option1 (base case)'!R$40*conv_2026","v":4323351.9789554942},{"$f":"'Option1 (base case)'!S$40*conv_2026","v":4323351.9789554942},{"$f":"'Option1 (base case)'!T$40*conv_2026","v":4323351.9789554942},{"$f":"'Option1 (base case)'!U$40*conv_2026","v":4323351.9789554942},{"$f":"'Option1 (base case)'!V$40*conv_2026","v":4323351.9789554942},{"$f":"'Option1 (base case)'!W$40*conv_2026","v":4323351.9789554942},{"$f":"'Option1 (base case)'!X$40*conv_2026","v":4323351.9789554942},{"$f":"'Option1 (base case)'!Y$40*conv_2026","v":4323351.9789554942},{"$f":"'Option1 (base case)'!Z$40*conv_2026","v":4323351.9789554942},{"$f":"'Option1 (base case)'!AA$40*conv_2026","v":4323351.9789554942},{"$f":"'Option1 (base case)'!AB$40*conv_2026","v":4323351.9789554942},{"$f":"'Option1 (base case)'!AC$40*conv_2026","v":4323351.9789554942},{"$f":"'Option1 (base case)'!AD$40*conv_2026","v":4323351.9789554942},{"$f":"'Option1 (base case)'!AE$40*conv_2026","v":5192.1504156502488},{"$f":"'Option1 (base case)'!AF$40*conv_2026","v":5192.1504156502488},{"$f":"'Option1 (base case)'!AG$40*conv_2026","v":5192.1504156502488}]
["Option 1 (base case)",null,null,"Option 1 (base case)"]
["Option 1 (base case)",null,{"$f":"'Option1 (base case)'!C$86","v":"Annualised capex"},"Option 1 (base case)Annualised capex",null,{"$f":"SUMPRODUCT($H18:$AG18, $H$5:$AG$5)","v":0},{"$f":"output_dollars","v":"2026-06-30"},null,{"$f":"'Option1 (base case)'!I$86*conv_2026","v":0},{"$f":"'Option1 (base case)'!J$86*conv_2026","v":0},{"$f":"'Option1 (base case)'!K$86*conv_2026","v":0},{"$f":"'Option1 (base case)'!L$86*conv_2026","v":0},{"$f":"'Option1 (base case)'!M$86*conv_2026","v":0},{"$f":"'Option1 (base case)'!N$86*conv_2026","v":0},{"$f":"'Option1 (base case)'!O$86*conv_2026","v":0},{"$f":"'Option1 (base case)'!P$86*conv_2026","v":0},{"$f":"'Option1 (base case)'!Q$86*conv_2026","v":0},{"$f":"'Option1 (base case)'!R$86*conv_2026","v":0},{"$f":"'Option1 (base case)'!S$86*conv_2026","v":0},{"$f":"'Option1 (base case)'!T$86*conv_2026","v":0},{"$f":"'Option1 (base case)'!U$86*conv_2026","v":0},{"$f":"'Option1 (base case)'!V$86*conv_2026","v":0},{"$f":"'Option1 (base case)'!W$86*conv_2026","v":0},{"$f":"'Option1 (base case)'!X$86*conv_2026","v":0},{"$f":"'Option1 (base case)'!Y$86*conv_2026","v":0},{"$f":"'Option1 (base case)'!Z$86*conv_2026","v":0},{"$f":"'Option1 (base case)'!AA$86*conv_2026","v":0},{"$f":"'Option1 (base case)'!AB$86*conv_2026","v":0},{"$f":"'Option1 (base case)'!AC$86*conv_2026","v":0},{"$f":"'Option1 (base case)'!AD$86*conv_2026","v":0},{"$f":"'Option1 (base case)'!AE$86*conv_2026","v":0},{"$f":"'Option1 (base case)'!AF$86*conv_2026","v":0},{"$f":"'Option1 (base case)'!AG$86*conv_2026","v":0}]
["Option 1 (base case)",null,{"$f":"'Option1 (base case)'!C$87","v":"Operating expenditure"},"Option 1 (base case)Operating expenditure",null,{"$f":"SUMPRODUCT($H19:$AG19, $H$5:$AG$5)","v":0},"2026-06-30",null,{"$f":"'Option1 (base case)'!I$87*conv_2026","v":0},{"$f":"'Option1 (base case)'!J$87*conv_2026","v":0},{"$f":"'Option1 (base case)'!K$87*conv_2026","v":0},{"$f":"'Option1 (base case)'!L$87*conv_2026","v":0},{"$f":"'Option1 (base case)'!M$87*conv_2026","v":0},{"$f":"'Option1 (base case)'!N$87*conv_2026","v":0},{"$f":"'Option1 (base case)'!O$87*conv_2026","v":0},{"$f":"'Option1 (base case)'!P$87*conv_2026","v":0},{"$f":"'Option1 (base case)'!Q$87*conv_2026","v":0},{"$f":"'Option1 (base case)'!R$87*conv_2026","v":0},{"$f":"'Option1 (base case)'!S$87*conv_2026","v":0},{"$f":"'Option1 (base case)'!T$87*conv_2026","v":0},{"$f":"'Option1 (base case)'!U$87*conv_2026","v":0},{"$f":"'Option1 (base case)'!V$87*conv_2026","v":0},{"$f":"'Option1 (base case)'!W$87*conv_2026","v":0},{"$f":"'Option1 (base case)'!X$87*conv_2026","v":0},{"$f":"'Option1 (base case)'!Y$87*conv_2026","v":0},{"$f":"'Option1 (base case)'!Z$87*conv_2026","v":0},{"$f":"'Option1 (base case)'!AA$87*conv_2026","v":0},{"$f":"'Option1 (base case)'!AB$87*conv_2026","v":0},{"$f":"'Option1 (base case)'!AC$87*conv_2026","v":0},{"$f":"'Option1 (base case)'!AD$87*conv_2026","v":0},{"$f":"'Option1 (base case)'!AE$87*conv_2026","v":0},{"$f":"'Option1 (base case)'!AF$87*conv_2026","v":0},{"$f":"'Option1 (base case)'!AG$87*conv_2026","v":0}]
["Option 1 (base case)",null,{"$f":"'Option1 (base case)'!C$88","v":"Risk mitigated"},"Option 1 (base case)Risk mitigated",null,{"$f":"SUMPRODUCT($H20:$AG20, $H$5:$AG$5)","v":0},"2026-06-30",null,{"$f":"'Option1 (base case)'!I$88*conv_2026","v":0},{"$f":"'Option1 (base case)'!J$88*conv_2026","v":0},{"$f":"'Option1 (base case)'!K$88*conv_2026","v":0},{"$f":"'Option1 (base case)'!L$88*conv_2026","v":0},{"$f":"'Option1 (base case)'!M$88*conv_2026","v":0},{"$f":"'Option1 (base case)'!N$88*conv_2026","v":0},{"$f":"'Option1 (base case)'!O$88*conv_2026","v":0},{"$f":"'Option1 (base case)'!P$88*conv_2026","v":0},{"$f":"'Option1 (base case)'!Q$88*conv_2026","v":0},{"$f":"'Option1 (base case)'!R$88*conv_2026","v":0},{"$f":"'Option1 (base case)'!S$88*conv_2026","v":0},{"$f":"'Option1 (base case)'!T$88*conv_2026","v":0},{"$f":"'Option1 (base case)'!U$88*conv_2026","v":0},{"$f":"'Option1 (base case)'!V$88*conv_2026","v":0},{"$f":"'Option1 (base case)'!W$88*conv_2026","v":0},{"$f":"'Option1 (base case)'!X$88*conv_2026","v":0},{"$f":"'Option1 (base case)'!Y$88*conv_2026","v":0},{"$f":"'Option1 (base case)'!Z$88*conv_2026","v":0},{"$f":"'Option1 (base case)'!AA$88*conv_2026","v":0},{"$f":"'Option1 (base case)'!AB$88*conv_2026","v":0},{"$f":"'Option1 (base case)'!AC$88*conv_2026","v":0},{"$f":"'Option1 (base case)'!AD$88*conv_2026","v":0},{"$f":"'Option1 (base case)'!AE$88*conv_2026","v":0},{"$f":"'Option1 (base case)'!AF$88*conv_2026","v":0},{"$f":"'Option1 (base case)'!AG$88*conv_2026","v":0}]
["Option 1 (base case)",null,{"$f":"'Option1 (base case)'!C$89","v":"Other benefits value"},"Option 1 (base case)Other benefits value",null,{"$f":"SUMPRODUCT($H21:$AG21, $H$5:$AG$5)","v":0},"2026-06-30",null,{"$f":"'Option1 (base case)'!I$89*conv_2026","v":0},{"$f":"'Option1 (base case)'!J$89*conv_2026","v":0},{"$f":"'Option1 (base case)'!K$89*conv_2026","v":0},{"$f":"'Option1 (base case)'!L$89*conv_2026","v":0},{"$f":"'Option1 (base case)'!M$89*conv_2026","v":0},{"$f":"'Option1 (base case)'!N$89*conv_2026","v":0},{"$f":"'Option1 (base case)'!O$89*conv_2026","v":0},{"$f":"'Option1 (base case)'!P$89*conv_2026","v":0},{"$f":"'Option1 (base case)'!Q$89*conv_2026","v":0},{"$f":"'Option1 (base case)'!R$89*conv_2026","v":0},{"$f":"'Option1 (base case)'!S$89*conv_2026","v":0},{"$f":"'Option1 (base case)'!T$89*conv_2026","v":0},{"$f":"'Option1 (base case)'!U$89*conv_2026","v":0},{"$f":"'Option1 (base case)'!V$89*conv_2026","v":0},{"$f":"'Option1 (base case)'!W$89*conv_2026","v":0},{"$f":"'Option1 (base case)'!X$89*conv_2026","v":0},{"$f":"'Option1 (base case)'!Y$89*conv_2026","v":0},{"$f":"'Option1 (base case)'!Z$89*conv_2026","v":0},{"$f":"'Option1 (base case)'!AA$89*conv_2026","v":0},{"$f":"'Option1 (base case)'!AB$89*conv_2026","v":0},{"$f":"'Option1 (base case)'!AC$89*conv_2026","v":0},{"$f":"'Option1 (base case)'!AD$89*conv_2026","v":0},{"$f":"'Option1 (base case)'!AE$89*conv_2026","v":0},{"$f":"'Option1 (base case)'!AF$89*conv_2026","v":0},{"$f":"'Option1 (base case)'!AG$89*conv_2026","v":0}]
["Option 1 (base case)",null,{"$f":"'Option1 (base case)'!C$91","v":"Net benefits"},"Option 1 (base case)Net benefits",null,null,"2026-06-30",null,{"$f":"SUM(I18:I21)","v":0},0,0,0,0,0,0,0,0,0,0,0,0,0,0,0,0,0,0,0,0,0,0,0,0]
["Option 1 (base case)",null,"NPV","Option 1 (base case)NPV",null,{"$f":"SUMPRODUCT(($H22:$AG22)*($H$5:$AG$5)*($H$7:$AG$7))","v":0},"2026-06-30"]
["Option 1 (base case)",null,"PV of costs","Option 1 (base case)PV of costs",null,{"$f":"SUM(F18:F19)","v":0},"2026-06-30"]
["Option 1 (base case)",null,"PV of benefits","Option 1 (base case)PV of benefits",null,{"$f":"SUM(F20:F21)","v":0},"2026-06-30"]
[null,null,null,{"$f":"A26&C26","v":""}]
[null,null,null,""]
[{"$f":"A29","v":"Option 2"},null,"Energy at risk value","Option 2Energy at risk value",null,{"$f":"SUMPRODUCT($H28:$AG28, $H$5:$AG$5)","v":1798413.4194281693},{"$f":"output_dollars","v":"2026-06-30"},null,{"$f":"Option2!I$32*conv_2026","v":52420.06951549017},{"$f":"Option2!J$32*conv_2026","v":0},{"$f":"Option2!K$32*conv_2026","v":0},{"$f":"Option2!L$32*conv_2026","v":0},{"$f":"Option2!M$32*conv_2026","v":3985.7271940996202},{"$f":"Option2!N$32*conv_2026","v":18253.342542459577},{"$f":"Option2!O$32*conv_2026","v":61966.192600255643},{"$f":"Option2!P$32*conv_2026","v":130804.98115971433},{"$f":"Option2!Q$32*conv_2026","v":186180.61591316023},{"$f":"Option2!R$32*conv_2026","v":186180.61591316023},{"$f":"Option2!S$32*conv_2026","v":186180.61591316023},{"$f":"Option2!T$32*conv_2026","v":186180.61591316023},{"$f":"Option2!U$32*conv_2026","v":186180.61591316023},{"$f":"Option2!V$32*conv_2026","v":186180.61591316023},{"$f":"Option2!W$32*conv_2026","v":186180.61591316023},{"$f":"Option2!X$32*conv_2026","v":186180.61591316023},{"$f":"Option2!Y$32*conv_2026","v":186180.61591316023},{"$f":"Option2!Z$32*conv_2026","v":186180.61591316023},{"$f":"Option2!AA$32*conv_2026","v":186180.61591316023},{"$f":"Option2!AB$32*conv_2026","v":186180.61591316023},{"$f":"Option2!AC$32*conv_2026","v":186180.61591316023},{"$f":"Option2!AD$32*conv_2026","v":186180.61591316023},{"$f":"Option2!AE$32*conv_2026","v":5192.1504156502488},{"$f":"Option2!AF$32*conv_2026","v":5192.1504156502488},{"$f":"Option2!AG$32*conv_2026","v":5192.1504156502488}]
[{"$f":"Data!B10","v":"Option 2"},null,{"$f":"Option2!C$70","v":"Capital expenditure"},"Option 2Capital expenditure",null,{"$f":"SUMPRODUCT(($H29:$AG29)*($H$5:$AG$5)*($H$7:$AG$7))","v":-1918920.1674998314},{"$f":"output_dollars","v":"2026-06-30"},null,{"$f":"SUM(Option2!I$71:I$73)*conv_2026*I$7","v":-1952212.4680886802},{"$f":"SUM(Option2!J$71:J$73)*conv_2026*J$7","v":0},{"$f":"SUM(Option2!K$71:K$73)*conv_2026*K$7","v":0},{"$f":"SUM(Option2!L$71:L$73)*conv_2026*L$7","v":0},{"$f":"SUM(Option2!M$71:M$73)*conv_2026*M$7","v":0},{"$f":"SUM(Option2!N$71:N$73)*conv_2026*N$7","v":0},{"$f":"SUM(Option2!O$71:O$73)*conv_2026*O$7","v":0},{"$f":"SUM(Option2!P$71:P$73)*conv_2026*P$7","v":0},{"$f":"SUM(Option2!Q$71:Q$73)*conv_2026*Q$7","v":0},{"$f":"SUM(Option2!R$71:R$73)*conv_2026*R$7","v":0},{"$f":"SUM(Option2!S$71:S$73)*conv_2026*S$7","v":0},{"$f":"SUM(Option2!T$71:T$73)*conv_2026*T$7","v":0},{"$f":"SUM(Option2!U$71:U$73)*conv_2026*U$7","v":0},{"$f":"SUM(Option2!V$71:V$73)*conv_2026*V$7","v":0},{"$f":"SUM(Option2!W$71:W$73)*conv_2026*W$7","v":0},{"$f":"SUM(Option2!X$71:X$73)*conv_2026*X$7","v":0},{"$f":"SUM(Option2!Y$71:Y$73)*conv_2026*Y$7","v":0},{"$f":"SUM(Option2!Z$71:Z$73)*conv_2026*Z$7","v":0},{"$f":"SUM(Option2!AA$71:AA$73)*conv_2026*AA$7","v":0},{"$f":"SUM(Option2!AB$71:AB$73)*conv_2026*AB$7","v":0},{"$f":"SUM(Option2!AC$71:AC$73)*conv_2026*AC$7","v":0},{"$f":"SUM(Option2!AD$71:AD$73)*conv_2026*AD$7","v":0},{"$f":"SUM(Option2!AE$71:AE$73)*conv_2026*AE$7","v":0},{"$f":"SUM(Option2!AF$71:AF$73)*conv_2026*AF$7","v":0},{"$f":"SUM(Option2!AG$71:AG$73)*conv_2026*AG$7","v":0}]
[{"$f":"A29","v":"Option 2"},null,{"$f":"'Option1 (base case)'!C$40","v":"Total risk cost"},"Option 2Total risk cost",null,{"$f":"SUMPRODUCT(($H30:$AG30)*($H$5:$AG$5)*($H$7:$AG$7))","v":1610635.9808166805},{"$f":"output_dollars","v":"2026-06-30"},null,{"$f":"Option2!I$40*conv_2026*I$7","v":52420.06951549017},{"$f":"Option2!J$40*conv_2026*J$7","v":0},{"$f":"Option2!K$40*conv_2026*K$7","v":0},{"$f":"Option2!L$40*conv_2026*L$7","v":0},{"$f":"Option2!M$40*conv_2026*M$7","v":3985.7271940996202},{"$f":"Option2!N$40*conv_2026*N$7","v":18253.342542459577},{"$f":"Option2!O$40*conv_2026*O$7","v":61966.192600255643},{"$f":"Option2!P$40*conv_2026*P$7","v":130804.98115971433},{"$f":"Option2!Q$40*conv_2026*Q$7","v":186180.61591316023},{"$f":"Option2!R$40*conv_2026*R$7","v":186180.61591316023},{"$f":"Option2!S$40*conv_2026*S$7","v":186180.61591316023},{"$f":"Option2!T$40*conv_2026*T$7","v":186180.61591316023},{"$f":"Option2!U$40*conv_2026*U$7","v":186180.61591316023},{"$f":"Option2!V$40*conv_2026*V$7","v":186180.61591316023},{"$f":"Option2!W$40*conv_2026*W$7","v":186180.61591316023},{"$f":"Option2!X$40*conv_2026*X$7","v":186180.61591316023},{"$f":"Option2!Y$40*conv_2026*Y$7","v":186180.61591316023},{"$f":"Option2!Z$40*conv_2026*Z$7","v":186180.61591316023},{"$f":"Option2!AA$40*conv_2026*AA$7","v":186180.61591316023},{"$f":"Option2!AB$40*conv_2026*AB$7","v":186180.61591316023},{"$f":"Option2!AC$40*conv_2026*AC$7","v":0},{"$f":"Option2!AD$40*conv_2026*AD$7","v":0},{"$f":"Option2!AE$40*conv_2026*AE$7","v":0},{"$f":"Option2!AF$40*conv_2026*AF$7","v":0},{"$f":"Option2!AG$40*conv_2026*AG$7","v":0}]
["Option 2",null,null,"Option 2"]
["Option 2",null,{"$f":"Option2!C$86","v":"Annualised capex"},"Option 2Annualised capex",null,{"$f":"SUMPRODUCT(($H32:$AG32)*($H$5:$AG$5)*($H$7:$AG$7))","v":-1121611.191772341},{"$f":"output_dollars","v":"2026-06-30"},null,{"$f":"Option2!I$86*conv_2026*I$7","v":0},{"$f":"Option2!J$86*conv_2026*J$7","v":-83230.059376686622},{"$f":"Option2!K$86*conv_2026*K$7","v":-83230.059376686622},{"$f":"Option2!L$86*conv_2026*L$7","v":-83230.059376686622},{"$f":"Option2!M$86*conv_2026*M$7","v":-83230.059376686622},{"$f":"Option2!N$86*conv_2026*N$7","v":-83230.059376686622},{"$f":"Option2!O$86*conv_2026*O$7","v":-83230.059376686622},{"$f":"Option2!P$86*conv_2026*P$7","v":-83230.059376686622},{"$f":"Option2!Q$86*conv_2026*Q$7","v":-83230.059376686622},{"$f":"Option2!R$86*conv_2026*R$7","v":-83230.059376686622},{"$f":"Option2!S$86*conv_2026*S$7","v":-83230.059376686622},{"$f":"Option2!T$86*conv_2026*T$7","v":-83230.059376686622},{"$f":"Option2!U$86*conv_2026*U$7","v":-83230.059376686622},{"$f":"Option2!V$86*conv_2026*V$7","v":-83230.059376686622},{"$f":"Option2!W$86*conv_2026*W$7","v":-83230.059376686622},{"$f":"Option2!X$86*conv_2026*X$7","v":-83230.059376686622},{"$f":"Option2!Y$86*conv_2026*Y$7","v":-83230.059376686622},{"$f":"Option2!Z$86*conv_2026*Z$7","v":-83230.059376686622},{"$f":"Option2!AA$86*conv_2026*AA$7","v":-83230.059376686622},{"$f":"Option2!AB$86*conv_2026*AB$7","v":-83230.059376686622},{"$f":"Option2!AC$86*conv_2026*AC$7","v":0},{"$f":"Option2!AD$86*conv_2026*AD$7","v":0},{"$f":"Option2!AE$86*conv_2026*AE$7","v":0},{"$f":"Option2!AF$86*conv_2026*AF$7","v":0},{"$f":"Option2!AG$86*conv_2026*AG$7","v":0}]
["Option 2",null,{"$f":"Option2!C$87","v":"Operating expenditure"},"Option 2Operating expenditure",null,{"$f":"SUMPRODUCT(($H33:$AG33)*($H$5:$AG$5)*($H$7:$AG$7))","v":0},"2026-06-30",null,{"$f":"Option2!I$87*conv_2026*I$7","v":0},{"$f":"Option2!J$87*conv_2026*J$7","v":0},{"$f":"Option2!K$87*conv_2026*K$7","v":0},{"$f":"Option2!L$87*conv_2026*L$7","v":0},{"$f":"Option2!M$87*conv_2026*M$7","v":0},{"$f":"Option2!N$87*conv_2026*N$7","v":0},{"$f":"Option2!O$87*conv_2026*O$7","v":0},{"$f":"Option2!P$87*conv_2026*P$7","v":0},{"$f":"Option2!Q$87*conv_2026*Q$7","v":0},{"$f":"Option2!R$87*conv_2026*R$7","v":0},{"$f":"Option2!S$87*conv_2026*S$7","v":0},{"$f":"Option2!T$87*conv_2026*T$7","v":0},{"$f":"Option2!U$87*conv_2026*U$7","v":0},{"$f":"Option2!V$87*conv_2026*V$7","v":0},{"$f":"Option2!W$87*conv_2026*W$7","v":0},{"$f":"Option2!X$87*conv_2026*X$7","v":0},{"$f":"Option2!Y$87*conv_2026*Y$7","v":0},{"$f":"Option2!Z$87*conv_2026*Z$7","v":0},{"$f":"Option2!AA$87*conv_2026*AA$7","v":0},{"$f":"Option2!AB$87*conv_2026*AB$7","v":0},{"$f":"Option2!AC$87*conv_2026*AC$7","v":0},{"$f":"Option2!AD$87*conv_2026*AD$7","v":0},{"$f":"Option2!AE$87*conv_2026*AE$7","v":0},{"$f":"Option2!AF$87*conv_2026*AF$7","v":0},{"$f":"Option2!AG$87*conv_2026*AG$7","v":0}]
["Option 2",null,{"$f":"Option2!C$88","v":"Risk mitigated"},"Option 2Risk mitigated",null,{"$f":"SUMPRODUCT(($H34:$AG34)*($H$5:$AG$5)*($H$7:$AG$7))","v":38458162.007580936},"2026-06-30",null,{"$f":"Option2!I$88*conv_2026*I$7","v":0},{"$f":"Option2!J$88*conv_2026*J$7","v":141702.86014926477},{"$f":"Option2!K$88*conv_2026*K$7","v":309771.79760734615},{"$f":"Option2!L$88*conv_2026*L$7","v":512560.955807983},{"$f":"Option2!M$88*conv_2026*M$7","v":822309.66110483173},{"$f":"Option2!N$88*conv_2026*N$7","v":1443737.0433024927},{"$f":"Option2!O$88*conv_2026*O$7","v":2519212.3190853084},{"$f":"Option2!P$88*conv_2026*P$7","v":3603616.9559455765},{"$f":"Option2!Q$88*conv_2026*Q$7","v":4137171.3630423341},{"$f":"Option2!R$88*conv_2026*R$7","v":4137171.3630423341},{"$f":"Option2!S$88*conv_2026*S$7","v":4137171.3630423341},{"$f":"Option2!T$88*conv_2026*T$7","v":4137171.3630423341},{"$f":"Option2!U$88*conv_2026*U$7","v":4137171.3630423341},{"$f":"Option2!V$88*conv_2026*V$7","v":4137171.3630423341},{"$f":"Option2!W$88*conv_2026*W$7","v":4137171.3630423341},{"$f":"Option2!X$88*conv_2026*X$7","v":4137171.3630423341},{"$f":"Option2!Y$88*conv_2026*Y$7","v":4137171.3630423341},{"$f":"Option2!Z$88*conv_2026*Z$7","v":4137171.3630423341},{"$f":"Option2!AA$88*conv_2026*AA$7","v":4137171.3630423341},{"$f":"Option2!AB$88*conv_2026*AB$7","v":4137171.3630423341},{"$f":"Option2!AC$88*conv_2026*AC$7","v":0},{"$f":"Option2!AD$88*conv_2026*AD$7","v":0},{"$f":"Option2!AE$88*conv_2026*AE$7","v":0},{"$f":"Option2!AF$88*conv_2026*AF$7","v":0},{"$f":"Option2!AG$88*conv_2026*AG$7","v":0}]
["Option 2",null,{"$f":"Option2!C$89","v":"Other benefits value"},"Option 2Other benefits value",null,{"$f":"SUMPRODUCT(($H35:$AG35)*($H$5:$AG$5)*($H$7:$AG$7))","v":0},"2026-06-30",null,{"$f":"Option2!I$89*conv_2026*I$7","v":0},{"$f":"Option2!J$89*conv_2026*J$7","v":0},{"$f":"Option2!K$89*conv_2026*K$7","v":0},{"$f":"Option2!L$89*conv_2026*L$7","v":0},{"$f":"Option2!M$89*conv_2026*M$7","v":0},{"$f":"Option2!N$89*conv_2026*N$7","v":0},{"$f":"Option2!O$89*conv_2026*O$7","v":0},{"$f":"Option2!P$89*conv_2026*P$7","v":0},{"$f":"Option2!Q$89*conv_2026*Q$7","v":0},{"$f":"Option2!R$89*conv_2026*R$7","v":0},{"$f":"Option2!S$89*conv_2026*S$7","v":0},{"$f":"Option2!T$89*conv_2026*T$7","v":0},{"$f":"Option2!U$89*conv_2026*U$7","v":0},{"$f":"Option2!V$89*conv_2026*V$7","v":0},{"$f":"Option2!W$89*conv_2026*W$7","v":0},{"$f":"Option2!X$89*conv_2026*X$7","v":0},{"$f":"Option2!Y$89*conv_2026*Y$7","v":0},{"$f":"Option2!Z$89*conv_2026*Z$7","v":0},{"$f":"Option2!AA$89*conv_2026*AA$7","v":0},{"$f":"Option2!AB$89*conv_2026*AB$7","v":0},{"$f":"Option2!AC$89*conv_2026*AC$7","v":0},{"$f":"Option2!AD$89*conv_2026*AD$7","v":0},{"$f":"Option2!AE$89*conv_2026*AE$7","v":0},{"$f":"Option2!AF$89*conv_2026*AF$7","v":0},{"$f":"Option2!AG$89*conv_2026*AG$7","v":0}]
["Option 2",null,{"$f":"Option2!C91","v":"Net benefits"},"Option 2Net benefits",null,null,"2026-06-30",null,{"$f":"SUM(I32:I35)","v":0},{"$f":"SUM(J32:J35)","v":58472.80077257815},226541.73823065951,429330.89643129637,739079.60172814515,1360506.9839258061,2435982.2597086215,3520386.8965688897,4053941.3036656473,4053941.3036656473,4053941.3036656473,4053941.3036656473,4053941.3036656473,4053941.3036656473,4053941.3036656473,4053941.3036656473,4053941.3036656473,4053941.3036656473,4053941.3036656473,4053941.3036656473,0,0,0,0,0]
["Option 2",null,"NPV","Option 2NPV",null,{"$f":"SUMPRODUCT(($H36:$AG36)*($H$5:$AG$5)*($H$7:$AG$7))","v":37336550.815808594},"2026-06-30"]
["Option 2",null,"PV of costs","Option 2PV of costs",null,{"$f":"SUM(F32:F33)","v":-1121611.191772341},"2026-06-30"]
["Option 2",null,"PV of benefits","Option 2PV of benefits",null,{"$f":"SUM(F34:F35)","v":38458162.007580936},"2026-06-30"]
[]
[null,null,null,{"$f":"A41&C41","v":""}]
[{"$f":"A43","v":"Option 3"},null,"Energy at risk value",{"$f":"A42&C42","v":"Option 3Energy at risk value"},null,{"$f":"SUMPRODUCT($H42:$AG42, $H$5:$AG$5)","v":0},{"$f":"output_dollars","v":"2026-06-30"},null,{"$f":"Option3!I$32*conv_2026","v":0},{"$f":"Option3!J$32*conv_2026","v":0},{"$f":"Option3!K$32*conv_2026","v":0},{"$f":"Option3!L$32*conv_2026","v":0},{"$f":"Option3!M$32*conv_2026","v":0},{"$f":"Option3!N$32*conv_2026","v":0},{"$f":"Option3!O$32*conv_2026","v":0},{"$f":"Option3!P$32*conv_2026","v":0},{"$f":"Option3!Q$32*conv_2026","v":0},{"$f":"Option3!R$32*conv_2026","v":0},{"$f":"Option3!S$32*conv_2026","v":0},{"$f":"Option3!T$32*conv_2026","v":0},{"$f":"Option3!U$32*conv_2026","v":0},{"$f":"Option3!V$32*conv_2026","v":0},{"$f":"Option3!W$32*conv_2026","v":0},{"$f":"Option3!X$32*conv_2026","v":0},{"$f":"Option3!Y$32*conv_2026","v":0},{"$f":"Option3!Z$32*conv_2026","v":0},{"$f":"Option3!AA$32*conv_2026","v":0},{"$f":"Option3!AB$32*conv_2026","v":0},{"$f":"Option3!AC$32*conv_2026","v":0},{"$f":"Option3!AD$32*conv_2026","v":0},{"$f":"Option3!AE$32*conv_2026","v":0},{"$f":"Option3!AF$32*conv_2026","v":0},{"$f":"Option3!AG$32*conv_2026","v":0}]
[{"$f":"Data!B11","v":"Option 3"},null,{"$f":"Option3!C$70","v":"Capital expenditure"},{"$f":"A43&C43","v":"Option 3Capital expenditure"},null,{"$f":"SUMPRODUCT($H43:$AG43, $H$5:$AG$5)","v":0},{"$f":"output_dollars","v":"2026-06-30"},null,{"$f":"SUM(Option3!I$71:I$73)*conv_2026*I$7","v":0},{"$f":"SUM(Option3!J$71:J$73)*conv_2026*J$7","v":0},{"$f":"SUM(Option3!K$71:K$73)*conv_2026*K$7","v":0},{"$f":"SUM(Option3!L$71:L$73)*conv_2026*L$7","v":0},{"$f":"SUM(Option3!M$71:M$73)*conv_2026*M$7","v":0},{"$f":"SUM(Option3!N$71:N$73)*conv_2026*N$7","v":0},{"$f":"SUM(Option3!O$71:O$73)*conv_2026*O$7","v":0},{"$f":"SUM(Option3!P$71:P$73)*conv_2026*P$7","v":0},{"$f":"SUM(Option3!Q$71:Q$73)*conv_2026*Q$7","v":0},{"$f":"SUM(Option3!R$71:R$73)*conv_2026*R$7","v":0},{"$f":"SUM(Option3!S$71:S$73)*conv_2026*S$7","v":0},{"$f":"SUM(Option3!T$71:T$73)*conv_2026*T$7","v":0},{"$f":"SUM(Option3!U$71:U$73)*conv_2026*U$7","v":0},{"$f":"SUM(Option3!V$71:V$73)*conv_2026*V$7","v":0},{"$f":"SUM(Option3!W$71:W$73)*conv_2026*W$7","v":0},{"$f":"SUM(Option3!X$71:X$73)*conv_2026*X$7","v":0},{"$f":"SUM(Option3!Y$71:Y$73)*conv_2026*Y$7","v":0},{"$f":"SUM(Option3!Z$71:Z$73)*conv_2026*Z$7","v":0},{"$f":"SUM(Option3!AA$71:AA$73)*conv_2026*AA$7","v":0},{"$f":"SUM(Option3!AB$71:AB$73)*conv_2026*AB$7","v":0},{"$f":"SUM(Option3!AC$71:AC$73)*conv_2026*AC$7","v":0},{"$f":"SUM(Option3!AD$71:AD$73)*conv_2026*AD$7","v":0},{"$f":"SUM(Option3!AE$71:AE$73)*conv_2026*AE$7","v":0},{"$f":"SUM(Option3!AF$71:AF$73)*conv_2026*AF$7","v":0},{"$f":"SUM(Option3!AG$71:AG$73)*conv_2026*AG$7","v":0}]
[{"$f":"A43","v":"Option 3"},null,{"$f":"'Option1 (base case)'!C$40","v":"Total risk cost"},{"$f":"A44&C44","v":"Option 3Total risk cost"},null,{"$f":"SUMPRODUCT($H44:$AG44, $H$5:$AG$5)","v":0},{"$f":"output_dollars","v":"2026-06-30"},null,{"$f":"Option3!I$40*conv_2026*I$7","v":0},{"$f":"Option3!J$40*conv_2026*J$7","v":0},{"$f":"Option3!K$40*conv_2026*K$7","v":0},{"$f":"Option3!L$40*conv_2026*L$7","v":0},{"$f":"Option3!M$40*conv_2026*M$7","v":0},{"$f":"Option3!N$40*conv_2026*N$7","v":0},{"$f":"Option3!O$40*conv_2026*O$7","v":0},{"$f":"Option3!P$40*conv_2026*P$7","v":0},{"$f":"Option3!Q$40*conv_2026*Q$7","v":0},{"$f":"Option3!R$40*conv_2026*R$7","v":0},{"$f":"Option3!S$40*conv_2026*S$7","v":0},{"$f":"Option3!T$40*conv_2026*T$7","v":0},{"$f":"Option3!U$40*conv_2026*U$7","v":0},{"$f":"Option3!V$40*conv_2026*V$7","v":0},{"$f":"Option3!W$40*conv_2026*W$7","v":0},{"$f":"Option3!X$40*conv_2026*X$7","v":0},{"$f":"Option3!Y$40*conv_2026*Y$7","v":0},{"$f":"Option3!Z$40*conv_2026*Z$7","v":0},{"$f":"Option3!AA$40*conv_2026*AA$7","v":0},{"$f":"Option3!AB$40*conv_2026*AB$7","v":0},{"$f":"Option3!AC$40*conv_2026*AC$7","v":0},{"$f":"Option3!AD$40*conv_2026*AD$7","v":0},{"$f":"Option3!AE$40*conv_2026*AE$7","v":0},{"$f":"Option3!AF$40*conv_2026*AF$7","v":0},{"$f":"Option3!AG$40*conv_2026*AG$7","v":0}]
["Option 3"]
["Option 3",null,{"$f":"Option3!C$86","v":"Annualised capex"},{"$f":"A46&C46","v":"Option 3Annualised capex"},null,{"$f":"SUMPRODUCT($H46:$AG46, $H$5:$AG$5)","v":0},{"$f":"output_dollars","v":"2026-06-30"},null,{"$f":"Option3!I$86*conv_2026*I$7","v":0},{"$f":"Option3!J$86*conv_2026*J$7","v":0},{"$f":"Option3!K$86*conv_2026*K$7","v":0},{"$f":"Option3!L$86*conv_2026*L$7","v":0},{"$f":"Option3!M$86*conv_2026*M$7","v":0},{"$f":"Option3!N$86*conv_2026*N$7","v":0},{"$f":"Option3!O$86*conv_2026*O$7","v":0},{"$f":"Option3!P$86*conv_2026*P$7","v":0},{"$f":"Option3!Q$86*conv_2026*Q$7","v":0},{"$f":"Option3!R$86*conv_2026*R$7","v":0},{"$f":"Option3!S$86*conv_2026*S$7","v":0},{"$f":"Option3!T$86*conv_2026*T$7","v":0},{"$f":"Option3!U$86*conv_2026*U$7","v":0},{"$f":"Option3!V$86*conv_2026*V$7","v":0},{"$f":"Option3!W$86*conv_2026*W$7","v":0},{"$f":"Option3!X$86*conv_2026*X$7","v":0},{"$f":"Option3!Y$86*conv_2026*Y$7","v":0},{"$f":"Option3!Z$86*conv_2026*Z$7","v":0},{"$f":"Option3!AA$86*conv_2026*AA$7","v":0},{"$f":"Option3!AB$86*conv_2026*AB$7","v":0},{"$f":"Option3!AC$86*conv_2026*AC$7","v":0},{"$f":"Option3!AD$86*conv_2026*AD$7","v":0},{"$f":"Option3!AE$86*conv_2026*AE$7","v":0},{"$f":"Option3!AF$86*conv_2026*AF$7","v":0},{"$f":"Option3!AG$86*conv_2026*AG$7","v":0}]
["Option 3",null,{"$f":"Option3!C$87","v":"Operating expenditure"},"Option 3Operating expenditure",null,{"$f":"SUMPRODUCT($H47:$AG47, $H$5:$AG$5)","v":0},"2026-06-30",null,{"$f":"Option3!I$87*conv_2026*I$7","v":0},{"$f":"Option3!J$87*conv_2026*J$7","v":0},{"$f":"Option3!K$87*conv_2026*K$7","v":0},{"$f":"Option3!L$87*conv_2026*L$7","v":0},{"$f":"Option3!M$87*conv_2026*M$7","v":0},{"$f":"Option3!N$87*conv_2026*N$7","v":0},{"$f":"Option3!O$87*conv_2026*O$7","v":0},{"$f":"Option3!P$87*conv_2026*P$7","v":0},{"$f":"Option3!Q$87*conv_2026*Q$7","v":0},{"$f":"Option3!R$87*conv_2026*R$7","v":0},{"$f":"Option3!S$87*conv_2026*S$7","v":0},{"$f":"Option3!T$87*conv_2026*T$7","v":0},{"$f":"Option3!U$87*conv_2026*U$7","v":0},{"$f":"Option3!V$87*conv_2026*V$7","v":0},{"$f":"Option3!W$87*conv_2026*W$7","v":0},{"$f":"Option3!X$87*conv_2026*X$7","v":0},{"$f":"Option3!Y$87*conv_2026*Y$7","v":0},{"$f":"Option3!Z$87*conv_2026*Z$7","v":0},{"$f":"Option3!AA$87*conv_2026*AA$7","v":0},{"$f":"Option3!AB$87*conv_2026*AB$7","v":0},{"$f":"Option3!AC$87*conv_2026*AC$7","v":0},{"$f":"Option3!AD$87*conv_2026*AD$7","v":0},{"$f":"Option3!AE$87*conv_2026*AE$7","v":0},{"$f":"Option3!AF$87*conv_2026*AF$7","v":0},{"$f":"Option3!AG$87*conv_2026*AG$7","v":0}]
["Option 3",null,{"$f":"Option3!C$88","v":"Risk mitigated"},"Option 3Risk mitigated",null,{"$f":"SUMPRODUCT($H48:$AG48, $H$5:$AG$5)","v":0},"2026-06-30",null,{"$f":"Option3!I$88*conv_2026*I$7","v":0},{"$f":"Option3!J$88*conv_2026*J$7","v":0},{"$f":"Option3!K$88*conv_2026*K$7","v":0},{"$f":"Option3!L$88*conv_2026*L$7","v":0},{"$f":"Option3!M$88*conv_2026*M$7","v":0},{"$f":"Option3!N$88*conv_2026*N$7","v":0},{"$f":"Option3!O$88*conv_2026*O$7","v":0},{"$f":"Option3!P$88*conv_2026*P$7","v":0},{"$f":"Option3!Q$88*conv_2026*Q$7","v":0},{"$f":"Option3!R$88*conv_2026*R$7","v":0},{"$f":"Option3!S$88*conv_2026*S$7","v":0},{"$f":"Option3!T$88*conv_2026*T$7","v":0},{"$f":"Option3!U$88*conv_2026*U$7","v":0},{"$f":"Option3!V$88*conv_2026*V$7","v":0},{"$f":"Option3!W$88*conv_2026*W$7","v":0},{"$f":"Option3!X$88*conv_2026*X$7","v":0},{"$f":"Option3!Y$88*conv_2026*Y$7","v":0},{"$f":"Option3!Z$88*conv_2026*Z$7","v":0},{"$f":"Option3!AA$88*conv_2026*AA$7","v":0},{"$f":"Option3!AB$88*conv_2026*AB$7","v":0},{"$f":"Option3!AC$88*conv_2026*AC$7","v":0},{"$f":"Option3!AD$88*conv_2026*AD$7","v":0},{"$f":"Option3!AE$88*conv_2026*AE$7","v":0},{"$f":"Option3!AF$88*conv_2026*AF$7","v":0},{"$f":"Option3!AG$88*conv_2026*AG$7","v":0}]
["Option 3",null,{"$f":"Option3!C$89","v":"Other benefits value"},"Option 3Other benefits value",null,{"$f":"SUMPRODUCT($H49:$AG49, $H$5:$AG$5)","v":0},"2026-06-30",null,{"$f":"Option3!I$89*conv_2026*I$7","v":0},{"$f":"Option3!J$89*conv_2026*J$7","v":0},{"$f":"Option3!K$89*conv_2026*K$7","v":0},{"$f":"Option3!L$89*conv_2026*L$7","v":0},{"$f":"Option3!M$89*conv_2026*M$7","v":0},{"$f":"Option3!N$89*conv_2026*N$7","v":0},{"$f":"Option3!O$89*conv_2026*O$7","v":0},{"$f":"Option3!P$89*conv_2026*P$7","v":0},{"$f":"Option3!Q$89*conv_2026*Q$7","v":0},{"$f":"Option3!R$89*conv_2026*R$7","v":0},{"$f":"Option3!S$89*conv_2026*S$7","v":0},{"$f":"Option3!T$89*conv_2026*T$7","v":0},{"$f":"Option3!U$89*conv_2026*U$7","v":0},{"$f":"Option3!V$89*conv_2026*V$7","v":0},{"$f":"Option3!W$89*conv_2026*W$7","v":0},{"$f":"Option3!X$89*conv_2026*X$7","v":0},{"$f":"Option3!Y$89*conv_2026*Y$7","v":0},{"$f":"Option3!Z$89*conv_2026*Z$7","v":0},{"$f":"Option3!AA$89*conv_2026*AA$7","v":0},{"$f":"Option3!AB$89*conv_2026*AB$7","v":0},{"$f":"Option3!AC$89*conv_2026*AC$7","v":0},{"$f":"Option3!AD$89*conv_2026*AD$7","v":0},{"$f":"Option3!AE$89*conv_2026*AE$7","v":0},{"$f":"Option3!AF$89*conv_2026*AF$7","v":0},{"$f":"Option3!AG$89*conv_2026*AG$7","v":0}]
["Option 3",null,{"$f":"Option3!C91","v":"Net benefits"},"Option 3Net benefits",null,null,"2026-06-30",null,{"$f":"SUM(I46:I49)","v":0},0,0,0,0,0,0,0,0,0,0,0,0,0,0,0,0,0,0,0,{"$f":"SUM(AC46:AC49)","v":0},{"$f":"SUM(AD46:AD49)","v":0},{"$f":"SUM(AE46:AE49)","v":0},{"$f":"SUM(AF46:AF49)","v":0},{"$f":"SUM(AG46:AG49)","v":0}]
["Option 3",null,"NPV","Option 3NPV",null,{"$f":"SUMPRODUCT(($H50:$AG50)*($H$5:$AG$5)*($H$7:$AG$7))","v":0},"2026-06-30"]
["Option 3",null,"PV of costs","Option 3PV of costs",null,{"$f":"SUM(F46:F47)","v":0},"2026-06-30"]
["Option 3",null,"PV of benefits","Option 3PV of benefits",null,{"$f":"SUM(F48:F49)","v":0},"2026-06-30"]
[]
[]
[{"$f":"A57","v":"Option 4"},null,"Energy at risk value",{"$f":"A56&C56","v":"Option 4Energy at risk value"},null,{"$f":"SUMPRODUCT($H56:$AG56, $H$5:$AG$5)","v":0},{"$f":"output_dollars","v":"2026-06-30"},null,{"$f":"Option4!I$32*conv_2026","v":0},{"$f":"Option4!J$32*conv_2026","v":0},{"$f":"Option4!K$32*conv_2026","v":0},{"$f":"Option4!L$32*conv_2026","v":0},{"$f":"Option4!M$32*conv_2026","v":0},{"$f":"Option4!N$32*conv_2026","v":0},{"$f":"Option4!O$32*conv_2026","v":0},{"$f":"Option4!P$32*conv_2026","v":0},{"$f":"Option4!Q$32*conv_2026","v":0},{"$f":"Option4!R$32*conv_2026","v":0},{"$f":"Option4!S$32*conv_2026","v":0},{"$f":"Option4!T$32*conv_2026","v":0},{"$f":"Option4!U$32*conv_2026","v":0},{"$f":"Option4!V$32*conv_2026","v":0},{"$f":"Option4!W$32*conv_2026","v":0},{"$f":"Option4!X$32*conv_2026","v":0},{"$f":"Option4!Y$32*conv_2026","v":0},{"$f":"Option4!Z$32*conv_2026","v":0},{"$f":"Option4!AA$32*conv_2026","v":0},{"$f":"Option4!AB$32*conv_2026","v":0},{"$f":"Option4!AC$32*conv_2026","v":0},{"$f":"Option4!AD$32*conv_2026","v":0},{"$f":"Option4!AE$32*conv_2026","v":0},{"$f":"Option4!AF$32*conv_2026","v":0},{"$f":"Option4!AG$32*conv_2026","v":0}]
[{"$f":"Data!B12","v":"Option 4"},null,{"$f":"Option4!C$70","v":"Capital expenditure"},{"$f":"A57&C57","v":"Option 4Capital expenditure"},null,{"$f":"SUMPRODUCT($H57:$AG57, $H$5:$AG$5)","v":0},{"$f":"output_dollars","v":"2026-06-30"},null,{"$f":"SUM(Option4!I$71:I$73)*conv_2026*I$7","v":0},{"$f":"SUM(Option4!J$71:J$73)*conv_2026*J$7","v":0},{"$f":"SUM(Option4!K$71:K$73)*conv_2026*K$7","v":0},{"$f":"SUM(Option4!L$71:L$73)*conv_2026*L$7","v":0},{"$f":"SUM(Option4!M$71:M$73)*conv_2026*M$7","v":0},{"$f":"SUM(Option4!N$71:N$73)*conv_2026*N$7","v":0},{"$f":"SUM(Option4!O$71:O$73)*conv_2026*O$7","v":0},{"$f":"SUM(Option4!P$71:P$73)*conv_2026*P$7","v":0},{"$f":"SUM(Option4!Q$71:Q$73)*conv_2026*Q$7","v":0},{"$f":"SUM(Option4!R$71:R$73)*conv_2026*R$7","v":0},{"$f":"SUM(Option4!S$71:S$73)*conv_2026*S$7","v":0},{"$f":"SUM(Option4!T$71:T$73)*conv_2026*T$7","v":0},{"$f":"SUM(Option4!U$71:U$73)*conv_2026*U$7","v":0},{"$f":"SUM(Option4!V$71:V$73)*conv_2026*V$7","v":0},{"$f":"SUM(Option4!W$71:W$73)*conv_2026*W$7","v":0},{"$f":"SUM(Option4!X$71:X$73)*conv_2026*X$7","v":0},{"$f":"SUM(Option4!Y$71:Y$73)*conv_2026*Y$7","v":0},{"$f":"SUM(Option4!Z$71:Z$73)*conv_2026*Z$7","v":0},{"$f":"SUM(Option4!AA$71:AA$73)*conv_2026*AA$7","v":0},{"$f":"SUM(Option4!AB$71:AB$73)*conv_2026*AB$7","v":0},{"$f":"SUM(Option4!AC$71:AC$73)*conv_2026*AC$7","v":0},{"$f":"SUM(Option4!AD$71:AD$73)*conv_2026*AD$7","v":0},{"$f":"SUM(Option4!AE$71:AE$73)*conv_2026*AE$7","v":0},{"$f":"SUM(Option4!AF$71:AF$73)*conv_2026*AF$7","v":0},{"$f":"SUM(Option4!AG$71:AG$73)*conv_2026*AG$7","v":0}]
[{"$f":"A57","v":"Option 4"},null,{"$f":"'Option1 (base case)'!C$40","v":"Total risk cost"},"Option 4Total risk cost",null,{"$f":"SUMPRODUCT($H58:$AG58, $H$5:$AG$5)","v":0},{"$f":"output_dollars","v":"2026-06-30"},null,{"$f":"Option4!I$40*conv_2026*I$7","v":0},{"$f":"Option4!J$40*conv_2026*J$7","v":0},{"$f":"Option4!K$40*conv_2026*K$7","v":0},{"$f":"Option4!L$40*conv_2026*L$7","v":0},{"$f":"Option4!M$40*conv_2026*M$7","v":0},{"$f":"Option4!N$40*conv_2026*N$7","v":0},{"$f":"Option4!O$40*conv_2026*O$7","v":0},{"$f":"Option4!P$40*conv_2026*P$7","v":0},{"$f":"Option4!Q$40*conv_2026*Q$7","v":0},{"$f":"Option4!R$40*conv_2026*R$7","v":0},{"$f":"Option4!S$40*conv_2026*S$7","v":0},{"$f":"Option4!T$40*conv_2026*T$7","v":0},{"$f":"Option4!U$40*conv_2026*U$7","v":0},{"$f":"Option4!V$40*conv_2026*V$7","v":0},{"$f":"Option4!W$40*conv_2026*W$7","v":0},{"$f":"Option4!X$40*conv_2026*X$7","v":0},{"$f":"Option4!Y$40*conv_2026*Y$7","v":0},{"$f":"Option4!Z$40*conv_2026*Z$7","v":0},{"$f":"Option4!AA$40*conv_2026*AA$7","v":0},{"$f":"Option4!AB$40*conv_2026*AB$7","v":0},{"$f":"Option4!AC$40*conv_2026*AC$7","v":0},{"$f":"Option4!AD$40*conv_2026*AD$7","v":0},{"$f":"Option4!AE$40*conv_2026*AE$7","v":0},{"$f":"Option4!AF$40*conv_2026*AF$7","v":0},{"$f":"Option4!AG$40*conv_2026*AG$7","v":0}]
["Option 4",null,null,"Option 4"]
["Option 4",null,{"$f":"Option4!C$86","v":"Annualised capex"},"Option 4Annualised capex",null,{"$f":"SUMPRODUCT($H60:$AG60, $H$5:$AG$5)","v":0},{"$f":"output_dollars","v":"2026-06-30"},null,{"$f":"Option4!I$86*conv_2026*I$7","v":0},{"$f":"Option4!J$86*conv_2026*J$7","v":0},{"$f":"Option4!K$86*conv_2026*K$7","v":0},{"$f":"Option4!L$86*conv_2026*L$7","v":0},{"$f":"Option4!M$86*conv_2026*M$7","v":0},{"$f":"Option4!N$86*conv_2026*N$7","v":0},{"$f":"Option4!O$86*conv_2026*O$7","v":0},{"$f":"Option4!P$86*conv_2026*P$7","v":0},{"$f":"Option4!Q$86*conv_2026*Q$7","v":0},{"$f":"Option4!R$86*conv_2026*R$7","v":0},{"$f":"Option4!S$86*conv_2026*S$7","v":0},{"$f":"Option4!T$86*conv_2026*T$7","v":0},{"$f":"Option4!U$86*conv_2026*U$7","v":0},{"$f":"Option4!V$86*conv_2026*V$7","v":0},{"$f":"Option4!W$86*conv_2026*W$7","v":0},{"$f":"Option4!X$86*conv_2026*X$7","v":0},{"$f":"Option4!Y$86*conv_2026*Y$7","v":0},{"$f":"Option4!Z$86*conv_2026*Z$7","v":0},{"$f":"Option4!AA$86*conv_2026*AA$7","v":0},{"$f":"Option4!AB$86*conv_2026*AB$7","v":0},{"$f":"Option4!AC$86*conv_2026*AC$7","v":0},{"$f":"Option4!AD$86*conv_2026*AD$7","v":0},{"$f":"Option4!AE$86*conv_2026*AE$7","v":0},{"$f":"Option4!AF$86*conv_2026*AF$7","v":0},{"$f":"Option4!AG$86*conv_2026*AG$7","v":0}]
["Option 4",null,{"$f":"Option4!C$87","v":"Operating expenditure"},"Option 4Operating expenditure",null,{"$f":"SUMPRODUCT($H61:$AG61, $H$5:$AG$5)","v":0},"2026-06-30",null,{"$f":"Option4!I$87*conv_2026*I$7","v":0},{"$f":"Option4!J$87*conv_2026*J$7","v":0},{"$f":"Option4!K$87*conv_2026*K$7","v":0},{"$f":"Option4!L$87*conv_2026*L$7","v":0},{"$f":"Option4!M$87*conv_2026*M$7","v":0},{"$f":"Option4!N$87*conv_2026*N$7","v":0},{"$f":"Option4!O$87*conv_2026*O$7","v":0},{"$f":"Option4!P$87*conv_2026*P$7","v":0},{"$f":"Option4!Q$87*conv_2026*Q$7","v":0},{"$f":"Option4!R$87*conv_2026*R$7","v":0},{"$f":"Option4!S$87*conv_2026*S$7","v":0},{"$f":"Option4!T$87*conv_2026*T$7","v":0},{"$f":"Option4!U$87*conv_2026*U$7","v":0},{"$f":"Option4!V$87*conv_2026*V$7","v":0},{"$f":"Option4!W$87*conv_2026*W$7","v":0},{"$f":"Option4!X$87*conv_2026*X$7","v":0},{"$f":"Option4!Y$87*conv_2026*Y$7","v":0},{"$f":"Option4!Z$87*conv_2026*Z$7","v":0},{"$f":"Option4!AA$87*conv_2026*AA$7","v":0},{"$f":"Option4!AB$87*conv_2026*AB$7","v":0},{"$f":"Option4!AC$87*conv_2026*AC$7","v":0},{"$f":"Option4!AD$87*conv_2026*AD$7","v":0},{"$f":"Option4!AE$87*conv_2026*AE$7","v":0},{"$f":"Option4!AF$87*conv_2026*AF$7","v":0},{"$f":"Option4!AG$87*conv_2026*AG$7","v":0}]
["Option 4",null,{"$f":"Option4!C$88","v":"Risk mitigated"},"Option 4Risk mitigated",null,{"$f":"SUMPRODUCT($H62:$AG62, $H$5:$AG$5)","v":0},"2026-06-30",null,{"$f":"Option4!I$88*conv_2026*I$7","v":0},{"$f":"Option4!J$88*conv_2026*J$7","v":0},{"$f":"Option4!K$88*conv_2026*K$7","v":0},{"$f":"Option4!L$88*conv_2026*L$7","v":0},{"$f":"Option4!M$88*conv_2026*M$7","v":0},{"$f":"Option4!N$88*conv_2026*N$7","v":0},{"$f":"Option4!O$88*conv_2026*O$7","v":0},{"$f":"Option4!P$88*conv_2026*P$7","v":0},{"$f":"Option4!Q$88*conv_2026*Q$7","v":0},{"$f":"Option4!R$88*conv_2026*R$7","v":0},{"$f":"Option4!S$88*conv_2026*S$7","v":0},{"$f":"Option4!T$88*conv_2026*T$7","v":0},{"$f":"Option4!U$88*conv_2026*U$7","v":0},{"$f":"Option4!V$88*conv_2026*V$7","v":0},{"$f":"Option4!W$88*conv_2026*W$7","v":0},{"$f":"Option4!X$88*conv_2026*X$7","v":0},{"$f":"Option4!Y$88*conv_2026*Y$7","v":0},{"$f":"Option4!Z$88*conv_2026*Z$7","v":0},{"$f":"Option4!AA$88*conv_2026*AA$7","v":0},{"$f":"Option4!AB$88*conv_2026*AB$7","v":0},{"$f":"Option4!AC$88*conv_2026*AC$7","v":0},{"$f":"Option4!AD$88*conv_2026*AD$7","v":0},{"$f":"Option4!AE$88*conv_2026*AE$7","v":0},{"$f":"Option4!AF$88*conv_2026*AF$7","v":0},{"$f":"Option4!AG$88*conv_2026*AG$7","v":0}]
["Option 4",null,{"$f":"Option4!C$89","v":"Other benefits value"},"Option 4Other benefits value",null,{"$f":"SUMPRODUCT($H63:$AG63, $H$5:$AG$5)","v":0},"2026-06-30",null,{"$f":"Option4!I$89*conv_2026*I$7","v":0},{"$f":"Option4!J$89*conv_2026*J$7","v":0},{"$f":"Option4!K$89*conv_2026*K$7","v":0},{"$f":"Option4!L$89*conv_2026*L$7","v":0},{"$f":"Option4!M$89*conv_2026*M$7","v":0},{"$f":"Option4!N$89*conv_2026*N$7","v":0},{"$f":"Option4!O$89*conv_2026*O$7","v":0},{"$f":"Option4!P$89*conv_2026*P$7","v":0},{"$f":"Option4!Q$89*conv_2026*Q$7","v":0},{"$f":"Option4!R$89*conv_2026*R$7","v":0},{"$f":"Option4!S$89*conv_2026*S$7","v":0},{"$f":"Option4!T$89*conv_2026*T$7","v":0},{"$f":"Option4!U$89*conv_2026*U$7","v":0},{"$f":"Option4!V$89*conv_2026*V$7","v":0},{"$f":"Option4!W$89*conv_2026*W$7","v":0},{"$f":"Option4!X$89*conv_2026*X$7","v":0},{"$f":"Option4!Y$89*conv_2026*Y$7","v":0},{"$f":"Option4!Z$89*conv_2026*Z$7","v":0},{"$f":"Option4!AA$89*conv_2026*AA$7","v":0},{"$f":"Option4!AB$89*conv_2026*AB$7","v":0},{"$f":"Option4!AC$89*conv_2026*AC$7","v":0},{"$f":"Option4!AD$89*conv_2026*AD$7","v":0},{"$f":"Option4!AE$89*conv_2026*AE$7","v":0},{"$f":"Option4!AF$89*conv_2026*AF$7","v":0},{"$f":"Option4!AG$89*conv_2026*AG$7","v":0}]
["Option 4",null,{"$f":"Option4!C91","v":"Net benefits"},"Option 4Net benefits",null,null,"2026-06-30",null,{"$f":"SUM(I60:I63)","v":0},0,0,0,0,0,0,0,0,0,0,0,0,0,0,0,0,0,0,0,{"$f":"SUM(AC60:AC63)","v":0},{"$f":"SUM(AD60:AD63)","v":0},{"$f":"SUM(AE60:AE63)","v":0},{"$f":"SUM(AF60:AF63)","v":0},{"$f":"SUM(AG60:AG63)","v":0}]
["Option 4",null,"NPV","Option 4NPV",null,{"$f":"SUMPRODUCT(($H64:$AG64)*($H$5:$AG$5)*($H$7:$AG$7))","v":0},"2026-06-30"]
["Option 4",null,"PV of costs","Option 4PV of costs",null,{"$f":"SUM(F60:F61)","v":0},"2026-06-30"]
["Option 4",null,"PV of benefits","Option 4PV of benefits",null,{"$f":"SUM(F62:F63)","v":0},"2026-06-30"]
[]
[null,null,null,{"$f":"A69&C69","v":""}]
[{"$f":"A71","v":"Option 5"},null,"Energy at risk value","Option 5Energy at risk value",null,{"$f":"SUMPRODUCT($H70:$AG70, $H$5:$AG$5)","v":0},{"$f":"output_dollars","v":"2026-06-30"},null,{"$f":"Option5!I$32*conv_2026","v":0},{"$f":"Option5!J$32*conv_2026","v":0},{"$f":"Option5!K$32*conv_2026","v":0},{"$f":"Option5!L$32*conv_2026","v":0},{"$f":"Option5!M$32*conv_2026","v":0},{"$f":"Option5!N$32*conv_2026","v":0},{"$f":"Option5!O$32*conv_2026","v":0},{"$f":"Option5!P$32*conv_2026","v":0},{"$f":"Option5!Q$32*conv_2026","v":0},{"$f":"Option5!R$32*conv_2026","v":0},{"$f":"Option5!S$32*conv_2026","v":0},{"$f":"Option5!T$32*conv_2026","v":0},{"$f":"Option5!U$32*conv_2026","v":0},{"$f":"Option5!V$32*conv_2026","v":0},{"$f":"Option5!W$32*conv_2026","v":0},{"$f":"Option5!X$32*conv_2026","v":0},{"$f":"Option5!Y$32*conv_2026","v":0},{"$f":"Option5!Z$32*conv_2026","v":0},{"$f":"Option5!AA$32*conv_2026","v":0},{"$f":"Option5!AB$32*conv_2026","v":0},{"$f":"Option5!AC$32*conv_2026","v":0},{"$f":"Option5!AD$32*conv_2026","v":0},{"$f":"Option5!AE$32*conv_2026","v":0},{"$f":"Option5!AF$32*conv_2026","v":0},{"$f":"Option5!AG$32*conv_2026","v":0}]
[{"$f":"Data!B13","v":"Option 5"},null,{"$f":"Option5!C$70","v":"Capital expenditure"},"Option 5Capital expenditure",null,{"$f":"SUMPRODUCT($H71:$AG71, $H$5:$AG$5)","v":0},{"$f":"output_dollars","v":"2026-06-30"},null,{"$f":"SUM(Option5!I$71:I$73)*conv_2026*I$7","v":0},{"$f":"SUM(Option5!J$71:J$73)*conv_2026*J$7","v":0},{"$f":"SUM(Option5!K$71:K$73)*conv_2026*K$7","v":0},{"$f":"SUM(Option5!L$71:L$73)*conv_2026*L$7","v":0},{"$f":"SUM(Option5!M$71:M$73)*conv_2026*M$7","v":0},{"$f":"SUM(Option5!N$71:N$73)*conv_2026*N$7","v":0},{"$f":"SUM(Option5!O$71:O$73)*conv_2026*O$7","v":0},{"$f":"SUM(Option5!P$71:P$73)*conv_2026*P$7","v":0},{"$f":"SUM(Option5!Q$71:Q$73)*conv_2026*Q$7","v":0},{"$f":"SUM(Option5!R$71:R$73)*conv_2026*R$7","v":0},{"$f":"SUM(Option5!S$71:S$73)*conv_2026*S$7","v":0},{"$f":"SUM(Option5!T$71:T$73)*conv_2026*T$7","v":0},{"$f":"SUM(Option5!U$71:U$73)*conv_2026*U$7","v":0},{"$f":"SUM(Option5!V$71:V$73)*conv_2026*V$7","v":0},{"$f":"SUM(Option5!W$71:W$73)*conv_2026*W$7","v":0},{"$f":"SUM(Option5!X$71:X$73)*conv_2026*X$7","v":0},{"$f":"SUM(Option5!Y$71:Y$73)*conv_2026*Y$7","v":0},{"$f":"SUM(Option5!Z$71:Z$73)*conv_2026*Z$7","v":0},{"$f":"SUM(Option5!AA$71:AA$73)*conv_2026*AA$7","v":0},{"$f":"SUM(Option5!AB$71:AB$73)*conv_2026*AB$7","v":0},{"$f":"SUM(Option5!AC$71:AC$73)*conv_2026*AC$7","v":0},{"$f":"SUM(Option5!AD$71:AD$73)*conv_2026*AD$7","v":0},{"$f":"SUM(Option5!AE$71:AE$73)*conv_2026*AE$7","v":0},{"$f":"SUM(Option5!AF$71:AF$73)*conv_2026*AF$7","v":0},{"$f":"SUM(Option5!AG$71:AG$73)*conv_2026*AG$7","v":0}]
[{"$f":"A71","v":"Option 5"},null,{"$f":"'Option1 (base case)'!C$40","v":"Total risk cost"},"Option 5Total risk cost",null,{"$f":"SUMPRODUCT($H72:$AG72, $H$5:$AG$5)","v":0},{"$f":"output_dollars","v":"2026-06-30"},null,{"$f":"Option5!I$40*conv_2026*I$7","v":0},{"$f":"Option5!J$40*conv_2026*J$7","v":0},{"$f":"Option5!K$40*conv_2026*K$7","v":0},{"$f":"Option5!L$40*conv_2026*L$7","v":0},{"$f":"Option5!M$40*conv_2026*M$7","v":0},{"$f":"Option5!N$40*conv_2026*N$7","v":0},{"$f":"Option5!O$40*conv_2026*O$7","v":0},{"$f":"Option5!P$40*conv_2026*P$7","v":0},{"$f":"Option5!Q$40*conv_2026*Q$7","v":0},{"$f":"Option5!R$40*conv_2026*R$7","v":0},{"$f":"Option5!S$40*conv_2026*S$7","v":0},{"$f":"Option5!T$40*conv_2026*T$7","v":0},{"$f":"Option5!U$40*conv_2026*U$7","v":0},{"$f":"Option5!V$40*conv_2026*V$7","v":0},{"$f":"Option5!W$40*conv_2026*W$7","v":0},{"$f":"Option5!X$40*conv_2026*X$7","v":0},{"$f":"Option5!Y$40*conv_2026*Y$7","v":0},{"$f":"Option5!Z$40*conv_2026*Z$7","v":0},{"$f":"Option5!AA$40*conv_2026*AA$7","v":0},{"$f":"Option5!AB$40*conv_2026*AB$7","v":0},{"$f":"Option5!AC$40*conv_2026*AC$7","v":0},{"$f":"Option5!AD$40*conv_2026*AD$7","v":0},{"$f":"Option5!AE$40*conv_2026*AE$7","v":0},{"$f":"Option5!AF$40*conv_2026*AF$7","v":0},{"$f":"Option5!AG$40*conv_2026*AG$7","v":0}]
["Option 5",null,null,"Option 5"]
["Option 5",null,{"$f":"Option5!C$86","v":"Annualised capex"},"Option 5Annualised capex",null,{"$f":"SUMPRODUCT(($H74:$AG74)*($H$5:$AG$5)*($H$7:$AG$7))","v":0},{"$f":"output_dollars","v":"2026-06-30"},null,{"$f":"Option5!I$86*conv_2026*I$7","v":0},{"$f":"Option5!J$86*conv_2026*J$7","v":0},{"$f":"Option5!K$86*conv_2026*K$7","v":0},{"$f":"Option5!L$86*conv_2026*L$7","v":0},{"$f":"Option5!M$86*conv_2026*M$7","v":0},{"$f":"Option5!N$86*conv_2026*N$7","v":0},{"$f":"Option5!O$86*conv_2026*O$7","v":0},{"$f":"Option5!P$86*conv_2026*P$7","v":0},{"$f":"Option5!Q$86*conv_2026*Q$7","v":0},{"$f":"Option5!R$86*conv_2026*R$7","v":0},{"$f":"Option5!S$86*conv_2026*S$7","v":0},{"$f":"Option5!T$86*conv_2026*T$7","v":0},{"$f":"Option5!U$86*conv_2026*U$7","v":0},{"$f":"Option5!V$86*conv_2026*V$7","v":0},{"$f":"Option5!W$86*conv_2026*W$7","v":0},{"$f":"Option5!X$86*conv_2026*X$7","v":0},{"$f":"Option5!Y$86*conv_2026*Y$7","v":0},{"$f":"Option5!Z$86*conv_2026*Z$7","v":0},{"$f":"Option5!AA$86*conv_2026*AA$7","v":0},{"$f":"Option5!AB$86*conv_2026*AB$7","v":0},{"$f":"Option5!AC$86*conv_2026*AC$7","v":0},{"$f":"Option5!AD$86*conv_2026*AD$7","v":0},{"$f":"Option5!AE$86*conv_2026*AE$7","v":0},{"$f":"Option5!AF$86*conv_2026*AF$7","v":0},{"$f":"Option5!AG$86*conv_2026*AG$7","v":0}]
["Option 5",null,{"$f":"Option5!C$87","v":"Operating expenditure"},"Option 5Operating expenditure",null,{"$f":"SUMPRODUCT(($H75:$AG75)*($H$5:$AG$5)*($H$7:$AG$7))","v":0},"2026-06-30",null,{"$f":"Option5!I$87*conv_2026*I$7","v":0},{"$f":"Option5!J$87*conv_2026*J$7","v":0},{"$f":"Option5!K$87*conv_2026*K$7","v":0},{"$f":"Option5!L$87*conv_2026*L$7","v":0},{"$f":"Option5!M$87*conv_2026*M$7","v":0},{"$f":"Option5!N$87*conv_2026*N$7","v":0},{"$f":"Option5!O$87*conv_2026*O$7","v":0},{"$f":"Option5!P$87*conv_2026*P$7","v":0},{"$f":"Option5!Q$87*conv_2026*Q$7","v":0},{"$f":"Option5!R$87*conv_2026*R$7","v":0},{"$f":"Option5!S$87*conv_2026*S$7","v":0},{"$f":"Option5!T$87*conv_2026*T$7","v":0},{"$f":"Option5!U$87*conv_2026*U$7","v":0},{"$f":"Option5!V$87*conv_2026*V$7","v":0},{"$f":"Option5!W$87*conv_2026*W$7","v":0},{"$f":"Option5!X$87*conv_2026*X$7","v":0},{"$f":"Option5!Y$87*conv_2026*Y$7","v":0},{"$f":"Option5!Z$87*conv_2026*Z$7","v":0},{"$f":"Option5!AA$87*conv_2026*AA$7","v":0},{"$f":"Option5!AB$87*conv_2026*AB$7","v":0},{"$f":"Option5!AC$87*conv_2026*AC$7","v":0},{"$f":"Option5!AD$87*conv_2026*AD$7","v":0},{"$f":"Option5!AE$87*conv_2026*AE$7","v":0},{"$f":"Option5!AF$87*conv_2026*AF$7","v":0},{"$f":"Option5!AG$87*conv_2026*AG$7","v":0}]
["Option 5",null,{"$f":"Option5!C$88","v":"Risk mitigated"},"Option 5Risk mitigated",null,{"$f":"SUMPRODUCT($H76:$AG76, $H$5:$AG$5)","v":0},"2026-06-30",null,{"$f":"Option5!I$88*conv_2026*I$7","v":0},{"$f":"Option5!J$88*conv_2026*J$7","v":0},{"$f":"Option5!K$88*conv_2026*K$7","v":0},{"$f":"Option5!L$88*conv_2026*L$7","v":0},{"$f":"Option5!M$88*conv_2026*M$7","v":0},{"$f":"Option5!N$88*conv_2026*N$7","v":0},{"$f":"Option5!O$88*conv_2026*O$7","v":0},{"$f":"Option5!P$88*conv_2026*P$7","v":0},{"$f":"Option5!Q$88*conv_2026*Q$7","v":0},{"$f":"Option5!R$88*conv_2026*R$7","v":0},{"$f":"Option5!S$88*conv_2026*S$7","v":0},{"$f":"Option5!T$88*conv_2026*T$7","v":0},{"$f":"Option5!U$88*conv_2026*U$7","v":0},{"$f":"Option5!V$88*conv_2026*V$7","v":0},{"$f":"Option5!W$88*conv_2026*W$7","v":0},{"$f":"Option5!X$88*conv_2026*X$7","v":0},{"$f":"Option5!Y$88*conv_2026*Y$7","v":0},{"$f":"Option5!Z$88*conv_2026*Z$7","v":0},{"$f":"Option5!AA$88*conv_2026*AA$7","v":0},{"$f":"Option5!AB$88*conv_2026*AB$7","v":0},{"$f":"Option5!AC$88*conv_2026*AC$7","v":0},{"$f":"Option5!AD$88*conv_2026*AD$7","v":0},{"$f":"Option5!AE$88*conv_2026*AE$7","v":0},{"$f":"Option5!AF$88*conv_2026*AF$7","v":0},{"$f":"Option5!AG$88*conv_2026*AG$7","v":0}]
["Option 5",null,{"$f":"Option5!C$89","v":"Other benefits value"},"Option 5Other benefits value",null,{"$f":"SUMPRODUCT($H77:$AG77, $H$5:$AG$5)","v":0},"2026-06-30",null,{"$f":"Option5!I$89*conv_2026*I$7","v":0},{"$f":"Option5!J$89*conv_2026*J$7","v":0},{"$f":"Option5!K$89*conv_2026*K$7","v":0},{"$f":"Option5!L$89*conv_2026*L$7","v":0},{"$f":"Option5!M$89*conv_2026*M$7","v":0},{"$f":"Option5!N$89*conv_2026*N$7","v":0},{"$f":"Option5!O$89*conv_2026*O$7","v":0},{"$f":"Option5!P$89*conv_2026*P$7","v":0},{"$f":"Option5!Q$89*conv_2026*Q$7","v":0},{"$f":"Option5!R$89*conv_2026*R$7","v":0},{"$f":"Option5!S$89*conv_2026*S$7","v":0},{"$f":"Option5!T$89*conv_2026*T$7","v":0},{"$f":"Option5!U$89*conv_2026*U$7","v":0},{"$f":"Option5!V$89*conv_2026*V$7","v":0},{"$f":"Option5!W$89*conv_2026*W$7","v":0},{"$f":"Option5!X$89*conv_2026*X$7","v":0},{"$f":"Option5!Y$89*conv_2026*Y$7","v":0},{"$f":"Option5!Z$89*conv_2026*Z$7","v":0},{"$f":"Option5!AA$89*conv_2026*AA$7","v":0},{"$f":"Option5!AB$89*conv_2026*AB$7","v":0},{"$f":"Option5!AC$89*conv_2026*AC$7","v":0},{"$f":"Option5!AD$89*conv_2026*AD$7","v":0},{"$f":"Option5!AE$89*conv_2026*AE$7","v":0},{"$f":"Option5!AF$89*conv_2026*AF$7","v":0},{"$f":"Option5!AG$89*conv_2026*AG$7","v":0}]
["Option 5",null,{"$f":"Option5!C91","v":"Net benefits"},"Option 5Net benefits",null,null,"2026-06-30",null,{"$f":"SUM(I74:I77)","v":0},0,0,0,0,0,0,0,0,0,0,0,0,0,0,0,0,0,0,0,{"$f":"SUM(AC74:AC77)","v":0},{"$f":"SUM(AD74:AD77)","v":0},{"$f":"SUM(AE74:AE77)","v":0},{"$f":"SUM(AF74:AF77)","v":0},{"$f":"SUM(AG74:AG77)","v":0}]
["Option 5",null,"NPV","Option 5NPV",null,{"$f":"SUMPRODUCT(($H78:$AG78)*($H$5:$AG$5)*($H$7:$AG$7))","v":0},"2026-06-30"]
["Option 5",null,"PV of costs","Option 5PV of costs",null,{"$f":"SUM(F74:F75)","v":0},"2026-06-30"]
["Option 5",null,"PV of benefits","Option 5PV of benefits",null,{"$f":"SUM(F76:F77)","v":0},"2026-06-30"]
[null,null,null,{"$f":"A82&C82","v":""}]
[]
[]
[]
[]
[]
["CHART DATA",null,null,null,null,null,null,null,{"$f":"\"FY\"&RIGHT(I$9,2)","v":"FY27"},{"$f":"\"FY\"&RIGHT(J$9,2)","v":"FY28"},"FY29","FY30","FY31","FY32","FY33","FY34","FY35","FY36","FY37","FY38","FY39","FY40","FY41","FY42","FY43","FY44","FY45","FY46","FY47","FY48","FY49","FY50","FY51"]
[]
[]
[{"$f":"Summary!$C$26","v":"Option 2"},null,"Annualised capex",{"$f":"INDEX(Data!$C$30:$C$36, MATCH(C91, Data!$B$30:$B$36,0))","v":-1},null,null,null,{"$f":"A91&\" \"&LOWER(C91)","v":"Option 2 annualised capex"},{"$f":"MAX($D91*INDEX(I$15:W$81, MATCH($A91&$C91, $D$15:$D$81,0),))/mill_conv","v":8.3230059376686621E-2},{"$f":"MAX($D91*INDEX(J$15:X$81, MATCH($A91&$C91, $D$15:$D$81,0),))/mill_conv","v":8.3230059376686621E-2},{"$f":"MAX($D91*INDEX(K$15:Y$81, MATCH($A91&$C91, $D$15:$D$81,0),))/mill_conv","v":8.3230059376686621E-2},{"$f":"MAX($D91*INDEX(L$15:Z$81, MATCH($A91&$C91, $D$15:$D$81,0),))/mill_conv","v":8.3230059376686621E-2},{"$f":"MAX($D91*INDEX(M$15:AA$81, MATCH($A91&$C91, $D$15:$D$81,0),))/mill_conv","v":8.3230059376686621E-2},{"$f":"MAX($D91*INDEX(N$15:AB$81, MATCH($A91&$C91, $D$15:$D$81,0),))/mill_conv","v":8.3230059376686621E-2},{"$f":"MAX($D91*INDEX(O$15:AC$81, MATCH($A91&$C91, $D$15:$D$81,0),))/mill_conv","v":8.3230059376686621E-2},{"$f":"MAX($D91*INDEX(P$15:AD$81, MATCH($A91&$C91, $D$15:$D$81,0),))/mill_conv","v":8.3230059376686621E-2},{"$f":"MAX($D91*INDEX(Q$15:AE$81, MATCH($A91&$C91, $D$15:$D$81,0),))/mill_conv","v":8.3230059376686621E-2},{"$f":"MAX($D91*INDEX(R$15:AF$81, MATCH($A91&$C91, $D$15:$D$81,0),))/mill_conv","v":8.3230059376686621E-2},{"$f":"MAX($D91*INDEX(S$15:AG$81, MATCH($A91&$C91, $D$15:$D$81,0),))/mill_conv","v":8.3230059376686621E-2},{"$f":"MAX($D91*INDEX(T$15:AH$81, MATCH($A91&$C91, $D$15:$D$81,0),))/mill_conv","v":8.3230059376686621E-2},{"$f":"MAX($D91*INDEX(U$15:AI$81, MATCH($A91&$C91, $D$15:$D$81,0),))/mill_conv","v":8.3230059376686621E-2},{"$f":"MAX($D91*INDEX(V$15:AJ$81, MATCH($A91&$C91, $D$15:$D$81,0),))/mill_conv","v":8.3230059376686621E-2},{"$f":"MAX($D91*INDEX(W$15:AK$81, MATCH($A91&$C91, $D$15:$D$81,0),))/mill_conv","v":8.3230059376686621E-2},{"$f":"MAX($D91*INDEX(X$15:AL$81, MATCH($A91&$C91, $D$15:$D$81,0),))/mill_conv","v":8.3230059376686621E-2},{"$f":"MAX($D91*INDEX(Y$15:AM$81, MATCH($A91&$C91, $D$15:$D$81,0),))/mill_conv","v":8.3230059376686621E-2},{"$f":"MAX($D91*INDEX(Z$15:AN$81, MATCH($A91&$C91, $D$15:$D$81,0),))/mill_conv","v":8.3230059376686621E-2},{"$f":"MAX($D91*INDEX(AA$15:AO$81, MATCH($A91&$C91, $D$15:$D$81,0),))/mill_conv","v":8.3230059376686621E-2},{"$f":"MAX($D91*INDEX(AB$15:AP$81, MATCH($A91&$C91, $D$15:$D$81,0),))/mill_conv","v":8.3230059376686621E-2},{"$f":"MAX($D91*INDEX(AC$15:AQ$81, MATCH($A91&$C91, $D$15:$D$81,0),))/mill_conv","v":0},{"$f":"MAX($D91*INDEX(AD$15:AR$81, MATCH($A91&$C91, $D$15:$D$81,0),))/mill_conv","v":0},{"$f":"MAX($D91*INDEX(AE$15:AS$81, MATCH($A91&$C91, $D$15:$D$81,0),))/mill_conv","v":0},{"$f":"MAX($D91*INDEX(AF$15:AT$81, MATCH($A91&$C91, $D$15:$D$81,0),))/mill_conv","v":0},{"$f":"MAX($D91*INDEX(AG$15:AU$81, MATCH($A91&$C91, $D$15:$D$81,0),))/mill_conv","v":0}]
[{"$f":"A16","v":"Option 1 (base case)"},null,"Total risk cost",{"$f":"INDEX(Data!$C$30:$C$36, MATCH(C92, Data!$B$30:$B$36,0))","v":1},null,null,null,{"$f":"A92&\" risk cost\"","v":"Option 1 (base case) risk cost"},{"$f":"$D92*INDEX(I$15:I$81, MATCH($A92&$C92, $D$15:$D$81,0))/mill_conv","v":5.2420069515490171E-2},0.14170286014926478,0.30977179760734613,0.512560955807983,0.82629538829893134,1.4619903858449521,2.5811785116855637,3.7344219371052905,4.3233519789554942,4.3233519789554942,{"$f":"$D92*INDEX(S$15:S$81, MATCH($A92&$C92, $D$15:$D$81,0))/mill_conv","v":4.3233519789554942},4.3233519789554942,4.3233519789554942,4.3233519789554942,4.3233519789554942,4.3233519789554942,4.3233519789554942,4.3233519789554942,4.3233519789554942,4.3233519789554942,4.3233519789554942,4.3233519789554942,5.192150415650249E-3,5.192150415650249E-3,5.192150415650249E-3]
[]
[]
[]
[]
[null,null,null,null,null,null,null,null,{"$f":"I88","v":"FY27"},{"$f":"J88","v":"FY28"},"FY29","FY30","FY31","FY32","FY33","FY34","FY35","FY36","FY37","FY38","FY39","FY40","FY41","FY42","FY43","FY44","FY45","FY46","FY47","FY48","FY49","FY50","FY51"]
["Energy at risk",null,"Energy at risk (weighted)",{"$f":"MAX(H98:AG98)","v":101.21915544406005},null,null,null,{"$f":"A98&\" \"&LOWER(C98)","v":"Energy at risk energy at risk (weighted)"},{"$f":"INDEX('Option1 (base case)'!I$14:I$91, MATCH($C98, 'Option1 (base case)'!$C$14:$C$91,0))","v":1.2272688392025677},{"$f":"INDEX('Option1 (base case)'!J$14:J$91, MATCH($C98, 'Option1 (base case)'!$C$14:$C$91,0))","v":3.3175748581501239},{"$f":"INDEX('Option1 (base case)'!K$14:K$91, MATCH($C98, 'Option1 (base case)'!$C$14:$C$91,0))","v":7.2524374343860591},{"$f":"INDEX('Option1 (base case)'!L$14:L$91, MATCH($C98, 'Option1 (base case)'!$C$14:$C$91,0))","v":12.000176555834919},{"$f":"INDEX('Option1 (base case)'!M$14:M$91, MATCH($C98, 'Option1 (base case)'!$C$14:$C$91,0))","v":19.345387967034284},{"$f":"INDEX('Option1 (base case)'!N$14:N$91, MATCH($C98, 'Option1 (base case)'!$C$14:$C$91,0))","v":34.2284026012412},{"$f":"INDEX('Option1 (base case)'!O$14:O$91, MATCH($C98, 'Option1 (base case)'!$C$14:$C$91,0))","v":60.431052173154129},{"$f":"INDEX('Option1 (base case)'!P$14:P$91, MATCH($C98, 'Option1 (base case)'!$C$14:$C$91,0))","v":87.431011026978751},{"$f":"INDEX('Option1 (base case)'!Q$14:Q$91, MATCH($C98, 'Option1 (base case)'!$C$14:$C$91,0))","v":101.21915544406005},{"$f":"INDEX('Option1 (base case)'!R$14:R$91, MATCH($C98, 'Option1 (base case)'!$C$14:$C$91,0))","v":101.21915544406005},{"$f":"INDEX('Option1 (base case)'!S$14:S$91, MATCH($C98, 'Option1 (base case)'!$C$14:$C$91,0))","v":101.21915544406005},{"$f":"INDEX('Option1 (base case)'!T$14:T$91, MATCH($C98, 'Option1 (base case)'!$C$14:$C$91,0))","v":101.21915544406005},{"$f":"INDEX('Option1 (base case)'!U$14:U$91, MATCH($C98, 'Option1 (base case)'!$C$14:$C$91,0))","v":101.21915544406005},{"$f":"INDEX('Option1 (base case)'!V$14:V$91, MATCH($C98, 'Option1 (base case)'!$C$14:$C$91,0))","v":101.21915544406005},{"$f":"INDEX('Option1 (base case)'!W$14:W$91, MATCH($C98, 'Option1 (base case)'!$C$14:$C$91,0))","v":101.21915544406005},{"$f":"INDEX('Option1 (base case)'!X$14:X$91, MATCH($C98, 'Option1 (base case)'!$C$14:$C$91,0))","v":101.21915544406005},{"$f":"INDEX('Option1 (base case)'!Y$14:Y$91, MATCH($C98, 'Option1 (base case)'!$C$14:$C$91,0))","v":101.21915544406005},{"$f":"INDEX('Option1 (base case)'!Z$14:Z$91, MATCH($C98, 'Option1 (base case)'!$C$14:$C$91,0))","v":101.21915544406005},{"$f":"INDEX('Option1 (base case)'!AA$14:AA$91, MATCH($C98, 'Option1 (base case)'!$C$14:$C$91,0))","v":101.21915544406005},{"$f":"INDEX('Option1 (base case)'!AB$14:AB$91, MATCH($C98, 'Option1 (base case)'!$C$14:$C$91,0))","v":101.21915544406005},{"$f":"INDEX('Option1 (base case)'!AC$14:AC$91, MATCH($C98, 'Option1 (base case)'!$C$14:$C$91,0))","v":101.21915544406005},{"$f":"INDEX('Option1 (base case)'!AD$14:AD$91, MATCH($C98, 'Option1 (base case)'!$C$14:$C$91,0))","v":101.21915544406005},{"$f":"INDEX('Option1 (base case)'!AE$14:AE$91, MATCH($C98, 'Option1 (base case)'!$C$14:$C$91,0))","v":0.1215596330275226},{"$f":"INDEX('Option1 (base case)'!AF$14:AF$91, MATCH($C98, 'Option1 (base case)'!$C$14:$C$91,0))","v":0.1215596330275226},{"$f":"INDEX('Option1 (base case)'!AG$14:AG$91, MATCH($C98, 'Option1 (base case)'!$C$14:$C$91,0))","v":0.1215596330275226}]
[{"$f":"A23","v":"Option 1 (base case)"},null,"Energy at risk value",{"$f":"MAX(H99:AG99)","v":3.9065383586778011},null,null,null,{"$f":"A99&\" risk cost\"","v":"Option 1 (base case) risk cost"},{"$f":"INDEX('Option1 (base case)'!I$14:I$91, MATCH($C99, 'Option1 (base case)'!$C$14:$C$91,0))/10^6","v":4.7366259634565665E-2},{"$f":"INDEX('Option1 (base case)'!J$14:J$91, MATCH($C99, 'Option1 (base case)'!$C$14:$C$91,0))/10^6","v":0.12804131178817382},{"$f":"INDEX('Option1 (base case)'!K$14:K$91, MATCH($C99, 'Option1 (base case)'!$C$14:$C$91,0))/10^6","v":0.27990675190920683},{"$f":"INDEX('Option1 (base case)'!L$14:L$91, MATCH($C99, 'Option1 (base case)'!$C$14:$C$91,0))/10^6","v":0.46314504226607073},{"$f":"INDEX('Option1 (base case)'!M$14:M$91, MATCH($C99, 'Option1 (base case)'!$C$14:$C$91,0))/10^6","v":0.74663239211168864},{"$f":"INDEX('Option1 (base case)'!N$14:N$91, MATCH($C99, 'Option1 (base case)'!$C$14:$C$91,0))/10^6","v":1.3210401443421913},{"$f":"INDEX('Option1 (base case)'!O$14:O$91, MATCH($C99, 'Option1 (base case)'!$C$14:$C$91,0))/10^6","v":2.3323275355736039},{"$f":"INDEX('Option1 (base case)'!P$14:P$91, MATCH($C99, 'Option1 (base case)'!$C$14:$C$91,0))/10^6","v":3.3743869608123469},{"$f":"INDEX('Option1 (base case)'!Q$14:Q$91, MATCH($C99, 'Option1 (base case)'!$C$14:$C$91,0))/10^6","v":3.9065383586778011},{"$f":"INDEX('Option1 (base case)'!R$14:R$91, MATCH($C99, 'Option1 (base case)'!$C$14:$C$91,0))/10^6","v":3.9065383586778011},{"$f":"INDEX('Option1 (base case)'!S$14:S$91, MATCH($C99, 'Option1 (base case)'!$C$14:$C$91,0))/10^6","v":3.9065383586778011},{"$f":"INDEX('Option1 (base case)'!T$14:T$91, MATCH($C99, 'Option1 (base case)'!$C$14:$C$91,0))/10^6","v":3.9065383586778011},{"$f":"INDEX('Option1 (base case)'!U$14:U$91, MATCH($C99, 'Option1 (base case)'!$C$14:$C$91,0))/10^6","v":3.9065383586778011},{"$f":"INDEX('Option1 (base case)'!V$14:V$91, MATCH($C99, 'Option1 (base case)'!$C$14:$C$91,0))/10^6","v":3.9065383586778011},{"$f":"INDEX('Option1 (base case)'!W$14:W$91, MATCH($C99, 'Option1 (base case)'!$C$14:$C$91,0))/10^6","v":3.9065383586778011},{"$f":"INDEX('Option1 (base case)'!X$14:X$91, MATCH($C99, 'Option1 (base case)'!$C$14:$C$91,0))/10^6","v":3.9065383586778011},{"$f":"INDEX('Option1 (base case)'!Y$14:Y$91, MATCH($C99, 'Option1 (base case)'!$C$14:$C$91,0))/10^6","v":3.9065383586778011},{"$f":"INDEX('Option1 (base case)'!Z$14:Z$91, MATCH($C99, 'Option1 (base case)'!$C$14:$C$91,0))/10^6","v":3.9065383586778011},{"$f":"INDEX('Option1 (base case)'!AA$14:AA$91, MATCH($C99, 'Option1 (base case)'!$C$14:$C$91,0))/10^6","v":3.9065383586778011},{"$f":"INDEX('Option1 (base case)'!AB$14:AB$91, MATCH($C99, 'Option1 (base case)'!$C$14:$C$91,0))/10^6","v":3.9065383586778011},{"$f":"INDEX('Option1 (base case)'!AC$14:AC$91, MATCH($C99, 'Option1 (base case)'!$C$14:$C$91,0))/10^6","v":3.9065383586778011},{"$f":"INDEX('Option1 (base case)'!AD$14:AD$91, MATCH($C99, 'Option1 (base case)'!$C$14:$C$91,0))/10^6","v":3.9065383586778011},{"$f":"INDEX('Option1 (base case)'!AE$14:AE$91, MATCH($C99, 'Option1 (base case)'!$C$14:$C$91,0))/10^6","v":4.6915760876038975E-3},{"$f":"INDEX('Option1 (base case)'!AF$14:AF$91, MATCH($C99, 'Option1 (base case)'!$C$14:$C$91,0))/10^6","v":4.6915760876038975E-3},{"$f":"INDEX('Option1 (base case)'!AG$14:AG$91, MATCH($C99, 'Option1 (base case)'!$C$14:$C$91,0))/10^6","v":4.6915760876038975E-3}]

{"sheet":"EaR TNA011","index":9,"n_rows":17781,"n_cols":39,"rows_kept":17781,"cut":false,"hidden":false,"merged":[]}
["Powercor",null,null,null,null,null,null,""]
["MTC 12th Feeder"]
[]
[]
[]
["OUTPUT",null,null,null,null,null,null,null,null,null,null,null,null,null,null,null,null,null,null,null,null,null,null,null,null,null,null,null,null,null,4.0519877675840865E-2,4.0519877675840865E-2]
[null,null,null,null,null,null,null,null,null,null,null,null,null,null,null,null,null,null,null,null,null,null,null,null,null,null,null,null,null,null,4.0519877675840865E-2,4.0519877675840865E-2]
["Do nothing",null,null,null,null,2024,{"$f":"F8+1","v":2025},2026,2027,2028,2029,2030,2031,2032,2033,2034,2035,2036,2037,2038,2039,2040,2041,2042,2043,2044,2045,2046,2047,2048,4.0519877675840865E-2,4.0519877675840865E-2]
["50% PoE",null,null,null,null,{"$f":"SUM(F68:F69)","v":0},4.4377499127387948E-2,9.9965014537730461,0,0,0,0,0,0,0,0,5.4383401494026352E-2,5.4383401494026352E-2,5.4383401494026352E-2,5.4383401494026352E-2,5.4383401494026352E-2,5.4383401494026352E-2,5.4383401494026352E-2,5.4383401494026352E-2,5.4383401494026352E-2,5.4383401494026352E-2,5.4383401494026352E-2,5.4383401494026352E-2,5.4383401494026352E-2,5.4383401494026352E-2,4.0519877675840865E-2,4.0519877675840865E-2]
["10% PoE",null,null,null,null,{"$f":"SUM(F70:F71)","v":0.71764305147922358},8.5984277749470497,58.890445229799283,0,0,0,0,5.5368161884847819E-2,0.67547876180063493,2.750924664398783,5.9284542147964387,8.9451478581490562,8.9451478581490562,8.9451478581490562,8.9451478581490562,8.9451478581490562,8.9451478581490562,8.9451478581490562,8.9451478581490562,8.9451478581490562,8.9451478581490562,8.9451478581490562,8.9451478581490562,8.9451478581490562,8.9451478581490562,4.0519877675840865E-2,4.0519877675840865E-2]
[null,null,null,null,null,null,null,null,null,null,null,null,null,null,null,null,null,null,null,null,null,null,null,null,null,null,null,null,null,null,4.0519877675840865E-2,4.0519877675840865E-2]
[null,null,null,null,null,null,null,null,null,null,null,null,null,null,null,null,null,null,null,null,null,null,null,null,null,null,null,null,null,null,4.0519877675840865E-2,4.0519877675840865E-2]
["OPTION 2",null,null,null,null,2024,{"$f":"F13+1","v":2025},2026,2027,2028,2029,2030,2031,2032,2033,2034,2035,2036,2037,2038,2039,2040,2041,2042,2043,2044,2045,2046,2047,2048,4.0519877675840865E-2,4.0519877675840865E-2]
["50% PoE",null,null,null,null,{"$f":"SUM(F138:F139)","v":0},4.4377499127387948E-2,9.9965014537730461,0,{"$f":"SUM(J138:J139)","v":0},0,0,0,0,0,0,0,0,0,0,0,0,0,0,0,0,0,0,0,0,4.0519877675840865E-2,4.0519877675840865E-2]
["10% PoE",null,null,null,null,{"$f":"SUM(F140:F141)","v":0.71764305147922358},8.5984277749470497,58.890445229799283,0,0,0,0,0,0,0.44065552515861794,1.4769267721741188,2.8321594971358941,2.8321594971358941,2.8321594971358941,2.8321594971358941,2.8321594971358941,2.8321594971358941,2.8321594971358941,2.8321594971358941,2.8321594971358941,2.8321594971358941,2.8321594971358941,2.8321594971358941,2.8321594971358941,2.8321594971358941,4.0519877675840865E-2,4.0519877675840865E-2]
[null,null,null,null,null,null,null,null,null,null,null,null,null,null,null,null,null,null,null,null,null,null,null,null,null,null,null,null,null,null,4.0519877675840865E-2,4.0519877675840865E-2]
[null,null,null,null,null,null,null,null,null,null,null,null,null,null,null,null,null,null,null,null,null,null,null,null,null,null,null,null,null,null,4.0519877675840865E-2,4.0519877675840865E-2]
[null,null,null,null,null,null,null,null,null,null,null,null,null,null,null,null,null,null,null,null,null,null,null,null,null,null,null,null,null,null,4.0519877675840865E-2,4.0519877675840865E-2]
[null,null,null,null,null,null,null,null,null,null,null,null,null,null,null,null,null,null,null,null,null,null,null,null,null,null,null,null,null,null,4.0519877675840865E-2,4.0519877675840865E-2]
["INPUT DATA",null,null,null,null,null,null,null,null,null,null,null,null,null,null,null,null,null,null,null,null,null,null,null,null,null,null,null,null,null,4.0519877675840865E-2,4.0519877675840865E-2]
[]
[null,"ZSS/TS/Line",null,null,null,"TNA011"]
[null,"No Tx/Line",null,null,null,1]
[]
[null,null,null,null,null,"N Rating","N-1 Rating","Load Tan Phi (actual)","Load Tan Phi (forecast)","10%/50% POE","Cap Bank (actual)","Cap Bank (forecast)","2024 MVAR"]
[null,"S",null,null,null,19.239999771118161,19.239999771118161,-4.2681776002052384E-2,-4.2681776002052384E-2,1.1546210670832171,0,0,-0.75333333015441895]
[null,"W",null,null,null,19.239999771118161,19.239999771118161,-0.17281728320582906,-0.17281728320582906,1.0866131410932653,0,0,-1.919999957084656]
[]
[null,"Interval",null,null,null,"15m"]
[null,"Exposure",null,null,null,3.744292237442922E-2]
[]
[]
["Do Nothing - 50% PoE Load Forecast ",null,null,null,null,2024,2025,2026,2027,2028,2029,2030,2031,2032,2033,2034,2035,2036,2037,2038,2039,2040,2041,2042,2043,2044,2045,2046,2047,2048,2049,2050]
["TNA011","S (MW)",null,null,null,17.64999961853027,19.39999961853027,22.590000152587891,14.329999923706049,15.02999973297119,15.659999847412109,16.219999313354489,16.840000152587891,17.620000839233398,18.420000076293949,19.030000686645511,19.440000534057621,19.440000534057621,19.440000534057621,19.440000534057621,19.440000534057621,19.440000534057621,19.440000534057621,19.440000534057621,19.440000534057621,19.440000534057621,19.440000534057621,19.440000534057621,19.440000534057621,19.440000534057621,19.440000534057621,19.440000534057621]
[null,"W (MW)",null,null,null,11.10999965667725,12.549999713897705,14.71999979019165,13.190000057220459,10.910000324249264,11.855000019073486,12.774999618530275,13.72499990463257,14.75500011444092,15.785000324249271,16.695000648498535,17.505000114440914,17.505000114440914,17.505000114440914,17.505000114440914,17.505000114440914,17.505000114440914,17.505000114440914,17.505000114440914,17.505000114440914,17.505000114440914,17.505000114440914,17.505000114440914,17.505000114440914,17.505000114440914,17.505000114440914,17.505000114440914]
["Transfers","S (MW)",null,null,null,0,0,0,0,0,0,0,0,0,0,0,0,0,0,0,0,0,0,0,0,0,0,0,0,0,0,0]
[null,"W (MW)",null,null,null,0,0,0,0,0,0,0,0,0,0,0,0,0,0,0,0,0,0,0,0,0,0,0,0,0,0,0]
["After TFs","S (MW)",null,null,null,{"$f":"IF(F34-F36<0,0,F34-F36)","v":17.64999961853027},19.39999961853027,22.590000152587891,14.329999923706049,15.02999973297119,15.659999847412109,16.219999313354489,16.840000152587891,17.620000839233398,18.420000076293949,19.030000686645511,19.440000534057621,19.440000534057621,19.440000534057621,19.440000534057621,19.440000534057621,19.440000534057621,19.440000534057621,19.440000534057621,19.440000534057621,19.440000534057621,19.440000534057621,19.440000534057621,19.440000534057621,19.440000534057621,19.440000534057621,19.440000534057621]
[null,"W (MW)",null,null,null,11.10999965667725,12.549999713897705,14.71999979019165,13.190000057220459,10.910000324249264,11.855000019073486,12.774999618530275,13.72499990463257,14.75500011444092,15.785000324249271,16.695000648498535,17.505000114440914,17.505000114440914,17.505000114440914,17.505000114440914,17.505000114440914,17.505000114440914,17.505000114440914,17.505000114440914,17.505000114440914,17.505000114440914,17.505000114440914,17.505000114440914,17.505000114440914,17.505000114440914,17.505000114440914,17.505000114440914]
[]
["Option 1 - 50% PoE Load Forecast ",null,null,null,null,{"$f":"F33","v":2024},2025,2026,2027,2028,2029,2030,2031,2032,2033,2034,2035,2036,2037,2038,2039,2040,2041,2042,2043,2044,2045,2046,2047,2048,2049,2050]
[]
[{"$f":"A34","v":"TNA011"},{"$f":"B34","v":"S (MW)"},null,null,null,{"$f":"F34","v":17.64999961853027},19.39999961853027,22.590000152587891,14.329999923706049,15.02999973297119,15.659999847412109,16.219999313354489,16.840000152587891,17.620000839233398,18.420000076293949,19.030000686645511,19.440000534057621,19.440000534057621,19.440000534057621,19.440000534057621,19.440000534057621,19.440000534057621,19.440000534057621,19.440000534057621,19.440000534057621,19.440000534057621,19.440000534057621,19.440000534057621,19.440000534057621,19.440000534057621,19.440000534057621,19.440000534057621]
[null,{"$f":"B35","v":"W (MW)"},null,null,null,11.10999965667725,12.549999713897705,14.71999979019165,13.190000057220459,10.910000324249264,11.855000019073486,12.774999618530275,13.72499990463257,14.75500011444092,15.785000324249271,16.695000648498535,17.505000114440914,17.505000114440914,17.505000114440914,17.505000114440914,17.505000114440914,17.505000114440914,17.505000114440914,17.505000114440914,17.505000114440914,17.505000114440914,17.505000114440914,17.505000114440914,17.505000114440914,17.505000114440914,17.505000114440914,17.505000114440914]
[{"$f":"A36","v":"Transfers"},{"$f":"B36","v":"S (MW)"},null,null,null,0,0,0,0,1,1,1,1,1,1,1,1,1,1,1,1,1,1,1,1,1,1,1,1,1,1,1]
[null,{"$f":"B37","v":"W (MW)"},null,null,null,0,0,0,0,1,1,1,1,1,1,1,1,1,1,1,1,1,1,1,1,1,1,1,1,1,1,1]
[{"$f":"A38","v":"After TFs"},{"$f":"B38","v":"S (MW)"},null,null,null,{"$f":"IF(F43-F45<0,0,F43-F45)","v":17.64999961853027},19.39999961853027,22.590000152587891,14.329999923706049,14.02999973297119,14.659999847412109,15.219999313354489,15.840000152587891,16.620000839233398,17.420000076293949,18.030000686645511,18.440000534057621,18.440000534057621,18.440000534057621,18.440000534057621,18.440000534057621,18.440000534057621,18.440000534057621,18.440000534057621,18.440000534057621,18.440000534057621,18.440000534057621,18.440000534057621,18.440000534057621,18.440000534057621,18.440000534057621,18.440000534057621]
[null,{"$f":"B39","v":"W (MW)"},null,null,null,11.10999965667725,12.549999713897705,14.71999979019165,13.190000057220459,9.910000324249264,10.855000019073486,11.774999618530275,12.72499990463257,13.75500011444092,14.785000324249271,15.695000648498535,16.505000114440914,16.505000114440914,16.505000114440914,16.505000114440914,16.505000114440914,16.505000114440914,16.505000114440914,16.505000114440914,16.505000114440914,16.505000114440914,16.505000114440914,16.505000114440914,16.505000114440914,16.505000114440914,16.505000114440914,16.505000114440914]
[]
["Option 1 - Augmentation Details"]
["N Rating","S (MVA)",null,null,null,19.239999771118161,19.239999771118161,19.239999771118161,19.239999771118161,19.239999771118161,19.239999771118161,19.239999771118161,19.239999771118161,19.239999771118161,19.239999771118161,19.239999771118161,19.239999771118161,19.239999771118161,19.239999771118161,19.239999771118161,19.239999771118161,19.239999771118161,19.239999771118161,19.239999771118161,19.239999771118161,19.239999771118161,19.239999771118161,19.239999771118161,19.239999771118161,19.239999771118161,19.239999771118161,19.239999771118161]
["N-1 Rating","S (MVA)",null,null,null,19.239999771118161,19.239999771118161,19.239999771118161,19.239999771118161,19.239999771118161,19.239999771118161,19.239999771118161,19.239999771118161,19.239999771118161,19.239999771118161,19.239999771118161,19.239999771118161,19.239999771118161,19.239999771118161,19.239999771118161,19.239999771118161,19.239999771118161,19.239999771118161,19.239999771118161,19.239999771118161,19.239999771118161,19.239999771118161,19.239999771118161,19.239999771118161,19.239999771118161,19.239999771118161,19.239999771118161]
["N Rating","W (MVA)",null,null,null,19.239999771118161,19.239999771118161,19.239999771118161,19.239999771118161,19.239999771118161,19.239999771118161,19.239999771118161,19.239999771118161,19.239999771118161,19.239999771118161,19.239999771118161,19.239999771118161,19.239999771118161,19.239999771118161,19.239999771118161,19.239999771118161,19.239999771118161,19.239999771118161,19.239999771118161,19.239999771118161,19.239999771118161,19.239999771118161,19.239999771118161,19.239999771118161,19.239999771118161,19.239999771118161,19.239999771118161]
["N-1 Rating","W (MVA)",null,null,null,19.239999771118161,19.239999771118161,19.239999771118161,19.239999771118161,19.239999771118161,19.239999771118161,19.239999771118161,19.239999771118161,19.239999771118161,19.239999771118161,19.239999771118161,19.239999771118161,19.239999771118161,19.239999771118161,19.239999771118161,19.239999771118161,19.239999771118161,19.239999771118161,19.239999771118161,19.239999771118161,19.239999771118161,19.239999771118161,19.239999771118161,19.239999771118161,19.239999771118161,19.239999771118161,19.239999771118161]
["No. Transformers/Lines",null,null,null,null,1,1,1,1,1,1,1,1,1,1,1,1,1,1,1,1,1,1,1,1,1,1,1,1,1,1,1]
[]
[]
[]
["ENERGY AT RISK:  DO NOTHING"]
[]
[null,null,null,null,null,2024,2025,2026,2027,2028,2029,2030,2031,2032,2033,2034,2035,2036,2037,2038,2039,2040,2041,2042,2043,2044,2045,2046,2047,2048,2049,2050]
["Summary"]
[]
["50% PoE","N",null,null,"Total EatR, MWhrs",{"$f":"IF($F$29=\"15m\",(F89+F119)*0.25,F89+F119)","v":0},4.4377499127387948E-2,9.9965014537730461,0,0,0,0,0,0,0,0,5.4383401494026352E-2,5.4383401494026352E-2,5.4383401494026352E-2,5.4383401494026352E-2,5.4383401494026352E-2,5.4383401494026352E-2,5.4383401494026352E-2,5.4383401494026352E-2,5.4383401494026352E-2,5.4383401494026352E-2,5.4383401494026352E-2,5.4383401494026352E-2,5.4383401494026352E-2,5.4383401494026352E-2,5.4383401494026352E-2,5.4383401494026352E-2,null,true,true,true,true,true,true]
["50% PoE","N-1",null,null,"Total EatR, MWhrs",0,0,0,0,0,0,0,0,0,0,0,0,0,0,0,0,0,0,0,0,0,0,0,0,0,0,0,null,true,true,true,true,true,true]
["10% LAR","N",null,null,"Total EatR, MWhrs",0.71761858785886556,8.5981346645040126,58.888437722735922,0,0,0,0,5.5366274448343723E-2,0.67545573551207194,2.75083088856345,5.9282521206593577,8.9448348283673926,8.9448348283673926,8.9448348283673926,8.9448348283673926,8.9448348283673926,8.9448348283673926,8.9448348283673926,8.9448348283673926,8.9448348283673926,8.9448348283673926,8.9448348283673926,8.9448348283673926,8.9448348283673926,8.9448348283673926,8.9448348283673926,8.9448348283673926,null,true,true,true,true,true,true]
["10% LAR","N-1",null,null,"Total EatR, MWhrs",6.5335766565932651E-4,7.8281935396713465E-3,5.361512766781118E-2,0,0,0,0,5.0408365170347136E-5,6.1497038967051054E-4,2.5045009680386698E-3,5.397392197643569E-3,8.3601856322563228E-3,8.3601856322563228E-3,8.3601856322563228E-3,8.3601856322563228E-3,8.3601856322563228E-3,8.3601856322563228E-3,8.3601856322563228E-3,8.3601856322563228E-3,8.3601856322563228E-3,8.3601856322563228E-3,8.3601856322563228E-3,8.3601856322563228E-3,8.3601856322563228E-3,8.3601856322563228E-3,8.3601856322563228E-3,8.3601856322563228E-3,null,true,true,true,true,true,true]
["50% PoE","N",null,null,"Total EEatR, MWhrs",{"$f":"IF($F$29=\"15m\",(F94+F124)*0.25,F94+F124)","v":0},4.4377499127387948E-2,9.9965014537730461,0,0,0,0,0,0,0,0,5.4383401494026352E-2,5.4383401494026352E-2,5.4383401494026352E-2,5.4383401494026352E-2,5.4383401494026352E-2,5.4383401494026352E-2,5.4383401494026352E-2,5.4383401494026352E-2,5.4383401494026352E-2,5.4383401494026352E-2,5.4383401494026352E-2,5.4383401494026352E-2,5.4383401494026352E-2,5.4383401494026352E-2,5.4383401494026352E-2,5.4383401494026352E-2,null,true,true,true,true,true,true]
["50% PoE","N-1",null,null,"Total EEatR, MWhrs",0,0,0,0,0,0,0,0,0,0,0,0,0,0,0,0,0,0,0,0,0,0,0,0,0,0,0,null,true,true,true,true,true,true]
["10% LAR","N",null,null,"Total EEatR, MWhrs",0.71761858785886556,8.5981346645040126,58.888437722735922,0,0,0,0,5.5366274448343723E-2,0.67545573551207194,2.75083088856345,5.9282521206593577,8.9448348283673926,8.9448348283673926,8.9448348283673926,8.9448348283673926,8.9448348283673926,8.9448348283673926,8.9448348283673926,8.9448348283673926,8.9448348283673926,8.9448348283673926,8.9448348283673926,8.9448348283673926,8.9448348283673926,8.9448348283673926,8.9448348283673926,8.9448348283673926,null,true,true,true,true,true,true]
["10% LAR","N-1",null,null,"Total EEatR, MWhrs",2.4463620358020443E-5,2.9311044303792256E-4,2.0075070633609662E-3,0,0,0,0,1.8874365040951893E-6,2.3026288563005416E-5,9.3775835332954747E-5,2.0209413708071808E-4,3.1302978166439195E-4,3.1302978166439195E-4,3.1302978166439195E-4,3.1302978166439195E-4,3.1302978166439195E-4,3.1302978166439195E-4,3.1302978166439195E-4,3.1302978166439195E-4,3.1302978166439195E-4,3.1302978166439195E-4,3.1302978166439195E-4,3.1302978166439195E-4,3.1302978166439195E-4,3.1302978166439195E-4,3.1302978166439195E-4,3.1302978166439195E-4,null,true,true,true,true,true,true]
[null,null,{"$f":"$F$30","v":3.744292237442922E-2},null,null,null,null,null,null,null,null,null,null,null,null,null,null,null,null,null,null,null,null,null,null,null,null,null,null,null,null,null,null,false,false,false,false,false,false]
["Transfers","ON",null,null,null,null,null,null,null,null,null,null,null,null,null,null,null,null,null,null,null,null,null,null,null,null,null,null,null,null,null,null,null,true,true,true,false,false,false]
["MLN021","50% PoE",{"$f":"EXP((1/11)*LN(Q74/F74))-1","v":8.8202222758457793E-3},null,"MW",{"$f":"IF($B$73=\"OFF\",'EaR TNA011'!F34,'EaR TNA011'!F38)","v":17.64999961853027},{"$f":"IF($B$73=\"OFF\",'EaR TNA011'!G34,'EaR TNA011'!G38)","v":19.39999961853027},{"$f":"IF($B$73=\"OFF\",'EaR TNA011'!H34,'EaR TNA011'!H38)","v":22.590000152587891},{"$f":"IF($B$73=\"OFF\",'EaR TNA011'!I34,'EaR TNA011'!I38)","v":14.329999923706049},{"$f":"IF($B$73=\"OFF\",'EaR TNA011'!J34,'EaR TNA011'!J38)","v":15.02999973297119},{"$f":"IF($B$73=\"OFF\",'EaR TNA011'!K34,'EaR TNA011'!K38)","v":15.659999847412109},{"$f":"IF($B$73=\"OFF\",'EaR TNA011'!L34,'EaR TNA011'!L38)","v":16.219999313354489},{"$f":"IF($B$73=\"OFF\",'EaR TNA011'!M34,'EaR TNA011'!M38)","v":16.840000152587891},{"$f":"IF($B$73=\"OFF\",'EaR TNA011'!N34,'EaR TNA011'!N38)","v":17.620000839233398},{"$f":"IF($B$73=\"OFF\",'EaR TNA011'!O34,'EaR TNA011'!O38)","v":18.420000076293949},{"$f":"IF($B$73=\"OFF\",'EaR TNA011'!P34,'EaR TNA011'!P38)","v":19.030000686645511},{"$f":"IF($B$73=\"OFF\",'EaR TNA011'!Q34,'EaR TNA011'!Q38)","v":19.440000534057621},{"$f":"IF($B$73=\"OFF\",'EaR TNA011'!R34,'EaR TNA011'!R38)","v":19.440000534057621},{"$f":"IF($B$73=\"OFF\",'EaR TNA011'!S34,'EaR TNA011'!S38)","v":19.440000534057621},{"$f":"IF($B$73=\"OFF\",'EaR TNA011'!T34,'EaR TNA011'!T38)","v":19.440000534057621},{"$f":"IF($B$73=\"OFF\",'EaR TNA011'!U34,'EaR TNA011'!U38)","v":19.440000534057621},{"$f":"IF($B$73=\"OFF\",'EaR TNA011'!V34,'EaR TNA011'!V38)","v":19.440000534057621},{"$f":"IF($B$73=\"OFF\",'EaR TNA011'!W34,'EaR TNA011'!W38)","v":19.440000534057621},{"$f":"IF($B$73=\"OFF\",'EaR TNA011'!X34,'EaR TNA011'!X38)","v":19.440000534057621},{"$f":"IF($B$73=\"OFF\",'EaR TNA011'!Y34,'EaR TNA011'!Y38)","v":19.440000534057621},{"$f":"IF($B$73=\"OFF\",'EaR TNA011'!Z34,'EaR TNA011'!Z38)","v":19.440000534057621},{"$f":"IF($B$73=\"OFF\",'EaR TNA011'!AA34,'EaR TNA011'!AA38)","v":19.440000534057621},{"$f":"IF($B$73=\"OFF\",'EaR TNA011'!AB34,'EaR TNA011'!AB38)","v":19.440000534057621},{"$f":"IF($B$73=\"OFF\",'EaR TNA011'!AC34,'EaR TNA011'!AC38)","v":19.440000534057621},{"$f":"IF($B$73=\"OFF\",'EaR TNA011'!AD34,'EaR TNA011'!AD38)","v":19.440000534057621},{"$f":"IF($B$73=\"OFF\",'EaR TNA011'!AE34,'EaR TNA011'!AE38)","v":19.440000534057621},{"$f":"IF($B$73=\"OFF\",'EaR TNA011'!AF34,'EaR TNA011'!AF38)","v":19.440000534057621},null,true,true,true,true,true,true]
["Summer","load pf",{"$f":"F74/F76","v":0.99909037563038572},null,"MVAr",{"$f":"F82*F74","v":-0.75333333015441895},-0.82802643815801069,-0.96418132639908549,-0.61162984685304933,-0.64150708191358341,-0.66839660567941817,-0.69229837744603973,-0.71876111438728429,-0.75205292897613496,-0.78619831721416611,-0.81223422662630673,-0.82973374827442603,-0.82973374827442603,-0.82973374827442603,-0.82973374827442603,-0.82973374827442603,-0.82973374827442603,-0.82973374827442603,-0.82973374827442603,-0.82973374827442603,-0.82973374827442603,-0.82973374827442603,-0.82973374827442603,-0.82973374827442603,-0.82973374827442603,-0.82973374827442603,-0.82973374827442603,null,true,true,true,true,true,true]
[null,null,null,null,"MVA",{"$f":"(F74^2+F75^2)^0.5","v":17.666069105503926},19.417662397447931,22.610567275592569,14.343046708526639,15.043683834395727,15.674257534040681,16.234766852918909,16.85533217349084,17.636043013742263,18.436770612139735,19.047326599096049,19.457699731910402,19.457699731910402,19.457699731910402,19.457699731910402,19.457699731910402,19.457699731910402,19.457699731910402,19.457699731910402,19.457699731910402,19.457699731910402,19.457699731910402,19.457699731910402,19.457699731910402,19.457699731910402,19.457699731910402,19.457699731910402,null,true,true,true,true,true,true]
[null,null,null,null,"MVA",{"$f":"(F74^2+(F75-F83)^2)^0.5","v":17.666069105503926},19.417662397447931,22.610567275592569,14.343046708526639,15.043683834395727,15.674257534040681,16.234766852918909,16.85533217349084,17.636043013742263,18.436770612139735,19.047326599096049,19.457699731910402,19.457699731910402,19.457699731910402,19.457699731910402,19.457699731910402,19.457699731910402,19.457699731910402,19.457699731910402,19.457699731910402,19.457699731910402,19.457699731910402,19.457699731910402,19.457699731910402,19.457699731910402,19.457699731910402,19.457699731910402,null,true,true,true,true,true,true]
["50% PoE","N","CR",null,"MVA",{"$f":"$F$26","v":19.239999771118161},19.239999771118161,19.239999771118161,19.239999771118161,19.239999771118161,19.239999771118161,19.239999771118161,19.239999771118161,19.239999771118161,19.239999771118161,19.239999771118161,19.239999771118161,19.239999771118161,19.239999771118161,19.239999771118161,19.239999771118161,19.239999771118161,19.239999771118161,19.239999771118161,19.239999771118161,19.239999771118161,19.239999771118161,19.239999771118161,19.239999771118161,19.239999771118161,19.239999771118161,19.239999771118161,null,true,true,true,true,true,true]
["50% PoE","N-1","CR",null,"MVA",{"$f":"$G$26","v":19.239999771118161},19.239999771118161,19.239999771118161,19.239999771118161,19.239999771118161,19.239999771118161,19.239999771118161,19.239999771118161,19.239999771118161,19.239999771118161,19.239999771118161,19.239999771118161,19.239999771118161,19.239999771118161,19.239999771118161,19.239999771118161,19.239999771118161,19.239999771118161,19.239999771118161,19.239999771118161,19.239999771118161,19.239999771118161,19.239999771118161,19.239999771118161,19.239999771118161,19.239999771118161,19.239999771118161,null,true,true,true,true,true,true]
["50% LAR","N",null,null,"Ratio Rating/Load",{"$f":"IF(F77=0,100,TRUNC(F78/F77,5))","v":1.0890899999999999},0.99085000000000001,0.85092000000000001,1.34141,1.27894,1.22749,1.1851100000000001,1.14147,1.09094,1.04356,1.0101100000000001,0.98880999999999997,0.98880999999999997,0.98880999999999997,0.98880999999999997,0.98880999999999997,0.98880999999999997,0.98880999999999997,0.98880999999999997,0.98880999999999997,0.98880999999999997,0.98880999999999997,0.98880999999999997,0.98880999999999997,0.98880999999999997,0.98880999999999997,0.98880999999999997,null,true,true,true,true,true,true]
["50% LAR","N-1",null,null,"Ratio Rating/Load",{"$f":"IF(F77=0,100,TRUNC(F79/F77,5))","v":1.0890899999999999},0.99085000000000001,0.85092000000000001,1.34141,1.27894,1.22749,1.1851100000000001,1.14147,1.09094,1.04356,1.0101100000000001,0.98880999999999997,0.98880999999999997,0.98880999999999997,0.98880999999999997,0.98880999999999997,0.98880999999999997,0.98880999999999997,0.98880999999999997,0.98880999999999997,0.98880999999999997,0.98880999999999997,0.98880999999999997,0.98880999999999997,0.98880999999999997,0.98880999999999997,0.98880999999999997,null,true,true,true,true,true,true]
["Load tan Phi",null,{"$f":"$H$26","v":-4.2681776002052384E-2},null,null,{"$f":"C82","v":-4.2681776002052384E-2},{"$f":"'EaR TNA011'!I26","v":-4.2681776002052384E-2},{"$f":"G82","v":-4.2681776002052384E-2},-4.2681776002052384E-2,-4.2681776002052384E-2,-4.2681776002052384E-2,-4.2681776002052384E-2,-4.2681776002052384E-2,-4.2681776002052384E-2,-4.2681776002052384E-2,-4.2681776002052384E-2,-4.2681776002052384E-2,-4.2681776002052384E-2,-4.2681776002052384E-2,-4.2681776002052384E-2,-4.2681776002052384E-2,-4.2681776002052384E-2,-4.2681776002052384E-2,{"$f":"W82","v":-4.2681776002052384E-2},-4.2681776002052384E-2,-4.2681776002052384E-2,-4.2681776002052384E-2,-4.2681776002052384E-2,-4.2681776002052384E-2,-4.2681776002052384E-2,-4.2681776002052384E-2,-4.2681776002052384E-2,null,true,true,true,true,true,true]
["Cap",null,0,null,"MVAr",{"$f":"C83","v":0},{"$f":"'EaR TNA011'!L26","v":0},0,0,0,0,0,0,0,0,0,0,0,0,0,0,0,0,0,0,0,0,0,0,0,0,0,null,true,true,true,true,true,true]
["10% PoE","10%/50%",{"$f":"J26","v":1.1546210670832171},null,"MVA",{"$f":"((F74*$C84)^2+(F74*$C84*F82-F83)^2)^0.5","v":20.397615561762795},22.420042077602986,26.106637315101562,16.560783895823455,17.369754281732536,18.097827959691205,18.745003827564471,19.461521620198077,20.362946803652605,21.287483757757283,21.992444562930825,22.466270027443215,22.466270027443215,22.466270027443215,22.466270027443215,22.466270027443215,22.466270027443215,22.466270027443215,22.466270027443215,22.466270027443215,22.466270027443215,22.466270027443215,22.466270027443215,22.466270027443215,22.466270027443215,22.466270027443215,22.466270027443215,null,true,true,true,true,true,true]
["10% PoE","N","CR",null,"MVA",{"$f":"F78","v":19.239999771118161},19.239999771118161,19.239999771118161,19.239999771118161,19.239999771118161,19.239999771118161,19.239999771118161,19.239999771118161,19.239999771118161,19.239999771118161,19.239999771118161,19.239999771118161,19.239999771118161,19.239999771118161,19.239999771118161,19.239999771118161,19.239999771118161,19.239999771118161,19.239999771118161,19.239999771118161,19.239999771118161,19.239999771118161,19.239999771118161,19.239999771118161,19.239999771118161,19.239999771118161,19.239999771118161,null,true,true,true,true,true,true]
["10% PoE","N-1","CR",null,"MVA",19.239999771118161,19.239999771118161,19.239999771118161,19.239999771118161,19.239999771118161,19.239999771118161,19.239999771118161,19.239999771118161,19.239999771118161,19.239999771118161,19.239999771118161,19.239999771118161,19.239999771118161,19.239999771118161,19.239999771118161,19.239999771118161,19.239999771118161,19.239999771118161,19.239999771118161,19.239999771118161,19.239999771118161,19.239999771118161,19.239999771118161,19.239999771118161,19.239999771118161,19.239999771118161,19.239999771118161,null,true,true,true,true,true,true]
["10% LAR","N",null,null,"Ratio Rating/Load",{"$f":"IF(F84=0,100,TRUNC(F85/F84,5))","v":0.94323999999999997},0.85816000000000003,0.73697000000000001,1.16178,1.1076699999999999,1.06311,1.0264,0.98860999999999999,0.94484999999999997,0.90381,0.87483999999999995,0.85638999999999998,0.85638999999999998,0.85638999999999998,0.85638999999999998,0.85638999999999998,0.85638999999999998,0.85638999999999998,0.85638999999999998,0.85638999999999998,0.85638999999999998,0.85638999999999998,0.85638999999999998,0.85638999999999998,0.85638999999999998,0.85638999999999998,0.85638999999999998,null,true,true,true,true,true,true]
["10% LAR","N-1",null,null,"Ratio Rating/Load",{"$f":"IF(F84=0,100,TRUNC(F86/F84,5))","v":0.94323999999999997},0.85816000000000003,0.73697000000000001,1.16178,1.1076699999999999,1.06311,1.0264,0.98860999999999999,0.94484999999999997,0.90381,0.87483999999999995,0.85638999999999998,0.85638999999999998,0.85638999999999998,0.85638999999999998,0.85638999999999998,0.85638999999999998,0.85638999999999998,0.85638999999999998,0.85638999999999998,0.85638999999999998,0.85638999999999998,0.85638999999999998,0.85638999999999998,0.85638999999999998,0.85638999999999998,0.85638999999999998,null,true,true,true,true,true,true]
["50% PoE","N",null,null,"EatR, MWhrs",{"$f":"IF(F80<1,F74*((SUMPRODUCT(('EaR TNA011'!$A$200:$A$20063)*('EaR TNA011'!$A$200:$A$20063>F80)))-F80*MATCH(F80,$A$200:$A$20063,-1)),0)","v":0},{"$f":"IF(G80<1,G74*((SUMPRODUCT(('EaR TNA011'!$A$200:$A$20063)*('EaR TNA011'!$A$200:$A$20063>G80)))-G80*MATCH(G80,$A$200:$A$20063,-1)),0)","v":0.17750999650955179},{"$f":"IF(H80<1,H74*((SUMPRODUCT(('EaR TNA011'!$A$200:$A$20063)*('EaR TNA011'!$A$200:$A$20063>H80)))-H80*MATCH(H80,$A$200:$A$20063,-1)),0)","v":39.986005815092184},{"$f":"IF(I80<1,I74*((SUMPRODUCT(('EaR TNA011'!$A$200:$A$20063)*('EaR TNA011'!$A$200:$A$20063>I80)))-I80*MATCH(I80,$A$200:$A$20063,-1)),0)","v":0},{"$f":"IF(J80<1,J74*((SUMPRODUCT(('EaR TNA011'!$A$200:$A$20063)*('EaR TNA011'!$A$200:$A$20063>J80)))-J80*MATCH(J80,$A$200:$A$20063,-1)),0)","v":0},{"$f":"IF(K80<1,K74*((SUMPRODUCT(('EaR TNA011'!$A$200:$A$20063)*('EaR TNA011'!$A$200:$A$20063>K80)))-K80*MATCH(K80,$A$200:$A$20063,-1)),0)","v":0},{"$f":"IF(L80<1,L74*((SUMPRODUCT(('EaR TNA011'!$A$200:$A$20063)*('EaR TNA011'!$A$200:$A$20063>L80)))-L80*MATCH(L80,$A$200:$A$20063,-1)),0)","v":0},{"$f":"IF(M80<1,M74*((SUMPRODUCT(('EaR TNA011'!$A$200:$A$20063)*('EaR TNA011'!$A$200:$A$20063>M80)))-M80*MATCH(M80,$A$200:$A$20063,-1)),0)","v":0},{"$f":"IF(N80<1,N74*((SUMPRODUCT(('EaR TNA011'!$A$200:$A$20063)*('EaR TNA011'!$A$200:$A$20063>N80)))-N80*MATCH(N80,$A$200:$A$20063,-1)),0)","v":0},{"$f":"IF(O80<1,O74*((SUMPRODUCT(('EaR TNA011'!$A$200:$A$20063)*('EaR TNA011'!$A$200:$A$20063>O80)))-O80*MATCH(O80,$A$200:$A$20063,-1)),0)","v":0},{"$f":"IF(P80<1,P74*((SUMPRODUCT(('EaR TNA011'!$A$200:$A$20063)*('EaR TNA011'!$A$200:$A$20063>P80)))-P80*MATCH(P80,$A$200:$A$20063,-1)),0)","v":0},{"$f":"IF(Q80<1,Q74*((SUMPRODUCT(('EaR TNA011'!$A$200:$A$20063)*('EaR TNA011'!$A$200:$A$20063>Q80)))-Q80*MATCH(Q80,$A$200:$A$20063,-1)),0)","v":0.21753360597610541},{"$f":"IF(R80<1,R74*((SUMPRODUCT(('EaR TNA011'!$A$200:$A$20063)*('EaR TNA011'!$A$200:$A$20063>R80)))-R80*MATCH(R80,$A$200:$A$20063,-1)),0)","v":0.21753360597610541},{"$f":"IF(S80<1,S74*((SUMPRODUCT(('EaR TNA011'!$A$200:$A$20063)*('EaR TNA011'!$A$200:$A$20063>S80)))-S80*MATCH(S80,$A$200:$A$20063,-1)),0)","v":0.21753360597610541},{"$f":"IF(T80<1,T74*((SUMPRODUCT(('EaR TNA011'!$A$200:$A$20063)*('EaR TNA011'!$A$200:$A$20063>T80)))-T80*MATCH(T80,$A$200:$A$20063,-1)),0)","v":0.21753360597610541},{"$f":"IF(U80<1,U74*((SUMPRODUCT(('EaR TNA011'!$A$200:$A$20063)*('EaR TNA011'!$A$200:$A$20063>U80)))-U80*MATCH(U80,$A$200:$A$20063,-1)),0)","v":0.21753360597610541},{"$f":"IF(V80<1,V74*((SUMPRODUCT(('EaR TNA011'!$A$200:$A$20063)*('EaR TNA011'!$A$200:$A$20063>V80)))-V80*MATCH(V80,$A$200:$A$20063,-1)),0)","v":0.21753360597610541},{"$f":"IF(W80<1,W74*((SUMPRODUCT(('EaR TNA011'!$A$200:$A$20063)*('EaR TNA011'!$A$200:$A$20063>W80)))-W80*MATCH(W80,$A$200:$A$20063,-1)),0)","v":0.21753360597610541},{"$f":"IF(X80<1,X74*((SUMPRODUCT(('EaR TNA011'!$A$200:$A$20063)*('EaR TNA011'!$A$200:$A$20063>X80)))-X80*MATCH(X80,$A$200:$A$20063,-1)),0)","v":0.21753360597610541},{"$f":"IF(Y80<1,Y74*((SUMPRODUCT(('EaR TNA011'!$A$200:$A$20063)*('EaR TNA011'!$A$200:$A$20063>Y80)))-Y80*MATCH(Y80,$A$200:$A$20063,-1)),0)","v":0.21753360597610541},{"$f":"IF(Z80<1,Z74*((SUMPRODUCT(('EaR TNA011'!$A$200:$A$20063)*('EaR TNA011'!$A$200:$A$20063>Z80)))-Z80*MATCH(Z80,$A$200:$A$20063,-1)),0)","v":0.21753360597610541},{"$f":"IF(AA80<1,AA74*((SUMPRODUCT(('EaR TNA011'!$A$200:$A$20063)*('EaR TNA011'!$A$200:$A$20063>AA80)))-AA80*MATCH(AA80,$A$200:$A$20063,-1)),0)","v":0.21753360597610541},{"$f":"IF(AB80<1,AB74*((SUMPRODUCT(('EaR TNA011'!$A$200:$A$20063)*('EaR TNA011'!$A$200:$A$20063>AB80)))-AB80*MATCH(AB80,$A$200:$A$20063,-1)),0)","v":0.21753360597610541},{"$f":"IF(AC80<1,AC74*((SUMPRODUCT(('EaR TNA011'!$A$200:$A$20063)*('EaR TNA011'!$A$200:$A$20063>AC80)))-AC80*MATCH(AC80,$A$200:$A$20063,-1)),0)","v":0.21753360597610541},{"$f":"IF(AD80<1,AD74*((SUMPRODUCT(('EaR TNA011'!$A$200:$A$20063)*('EaR TNA011'!$A$200:$A$20063>AD80)))-AD80*MATCH(AD80,$A$200:$A$20063,-1)),0)","v":0.21753360597610541},{"$f":"IF(AE80<1,AE74*((SUMPRODUCT(('EaR TNA011'!$A$200:$A$20063)*('EaR TNA011'!$A$200:$A$20063>AE80)))-AE80*MATCH(AE80,$A$200:$A$20063,-1)),0)","v":0.21753360597610541},{"$f":"IF(AF80<1,AF74*((SUMPRODUCT(('EaR TNA011'!$A$200:$A$20063)*('EaR TNA011'!$A$200:$A$20063>AF80)))-AF80*MATCH(AF80,$A$200:$A$20063,-1)),0)","v":0.21753360597610541},null,true,true,true,true,true,true]
["50% PoE","N-1",null,null,"EatR, MWhrs",{"$f":"IF(F81<1,IF(F81=0,F72*SUMPRODUCT(('EaR TNA011'!$A$200:$A$20063)*('EaR TNA011'!$A$200:$A$20063>F81)),F74*(SUMPRODUCT(('EaR TNA011'!$A$200:$A$20063)*('EaR TNA011'!$A$200:$A$20063>F81))-F81*MATCH(F81,$A$200:$A$20063,-1)))-F89,0)","v":0},{"$f":"IF(G81<1,IF(G81=0,G72*SUMPRODUCT(('EaR TNA011'!$A$200:$A$20063)*('EaR TNA011'!$A$200:$A$20063>G81)),G74*(SUMPRODUCT(('EaR TNA011'!$A$200:$A$20063)*('EaR TNA011'!$A$200:$A$20063>G81))-G81*MATCH(G81,$A$200:$A$20063,-1)))-G89,0)","v":0},{"$f":"IF(H81<1,IF(H81=0,H72*SUMPRODUCT(('EaR TNA011'!$A$200:$A$20063)*('EaR TNA011'!$A$200:$A$20063>H81)),H74*(SUMPRODUCT(('EaR TNA011'!$A$200:$A$20063)*('EaR TNA011'!$A$200:$A$20063>H81))-H81*MATCH(H81,$A$200:$A$20063,-1)))-H89,0)","v":0},{"$f":"IF(I81<1,IF(I81=0,I72*SUMPRODUCT(('EaR TNA011'!$A$200:$A$20063)*('EaR TNA011'!$A$200:$A$20063>I81)),I74*(SUMPRODUCT(('EaR TNA011'!$A$200:$A$20063)*('EaR TNA011'!$A$200:$A$20063>I81))-I81*MATCH(I81,$A$200:$A$20063,-1)))-I89,0)","v":0},{"$f":"IF(J81<1,IF(J81=0,J72*SUMPRODUCT(('EaR TNA011'!$A$200:$A$20063)*('EaR TNA011'!$A$200:$A$20063>J81)),J74*(SUMPRODUCT(('EaR TNA011'!$A$200:$A$20063)*('EaR TNA011'!$A$200:$A$20063>J81))-J81*MATCH(J81,$A$200:$A$20063,-1)))-J89,0)","v":0},{"$f":"IF(K81<1,IF(K81=0,K72*SUMPRODUCT(('EaR TNA011'!$A$200:$A$20063)*('EaR TNA011'!$A$200:$A$20063>K81)),K74*(SUMPRODUCT(('EaR TNA011'!$A$200:$A$20063)*('EaR TNA011'!$A$200:$A$20063>K81))-K81*MATCH(K81,$A$200:$A$20063,-1)))-K89,0)","v":0},{"$f":"IF(L81<1,IF(L81=0,L72*SUMPRODUCT(('EaR TNA011'!$A$200:$A$20063)*('EaR TNA011'!$A$200:$A$20063>L81)),L74*(SUMPRODUCT(('EaR TNA011'!$A$200:$A$20063)*('EaR TNA011'!$A$200:$A$20063>L81))-L81*MATCH(L81,$A$200:$A$20063,-1)))-L89,0)","v":0},{"$f":"IF(M81<1,IF(M81=0,M72*SUMPRODUCT(('EaR TNA011'!$A$200:$A$20063)*('EaR TNA011'!$A$200:$A$20063>M81)),M74*(SUMPRODUCT(('EaR TNA011'!$A$200:$A$20063)*('EaR TNA011'!$A$200:$A$20063>M81))-M81*MATCH(M81,$A$200:$A$20063,-1)))-M89,0)","v":0},{"$f":"IF(N81<1,IF(N81=0,N72*SUMPRODUCT(('EaR TNA011'!$A$200:$A$20063)*('EaR TNA011'!$A$200:$A$20063>N81)),N74*(SUMPRODUCT(('EaR TNA011'!$A$200:$A$20063)*('EaR TNA011'!$A$200:$A$20063>N81))-N81*MATCH(N81,$A$200:$A$20063,-1)))-N89,0)","v":0},{"$f":"IF(O81<1,IF(O81=0,O72*SUMPRODUCT(('EaR TNA011'!$A$200:$A$20063)*('EaR TNA011'!$A$200:$A$20063>O81)),O74*(SUMPRODUCT(('EaR TNA011'!$A$200:$A$20063)*('EaR TNA011'!$A$200:$A$20063>O81))-O81*MATCH(O81,$A$200:$A$20063,-1)))-O89,0)","v":0},{"$f":"IF(P81<1,IF(P81=0,P72*SUMPRODUCT(('EaR TNA011'!$A$200:$A$20063)*('EaR TNA011'!$A$200:$A$20063>P81)),P74*(SUMPRODUCT(('EaR TNA011'!$A$200:$A$20063)*('EaR TNA011'!$A$200:$A$20063>P81))-P81*MATCH(P81,$A$200:$A$20063,-1)))-P89,0)","v":0},{"$f":"IF(Q81<1,IF(Q81=0,Q72*SUMPRODUCT(('EaR TNA011'!$A$200:$A$20063)*('EaR TNA011'!$A$200:$A$20063>Q81)),Q74*(SUMPRODUCT(('EaR TNA011'!$A$200:$A$20063)*('EaR TNA011'!$A$200:$A$20063>Q81))-Q81*MATCH(Q81,$A$200:$A$20063,-1)))-Q89,0)","v":0},{"$f":"IF(R81<1,IF(R81=0,R72*SUMPRODUCT(('EaR TNA011'!$A$200:$A$20063)*('EaR TNA011'!$A$200:$A$20063>R81)),R74*(SUMPRODUCT(('EaR TNA011'!$A$200:$A$20063)*('EaR TNA011'!$A$200:$A$20063>R81))-R81*MATCH(R81,$A$200:$A$20063,-1)))-R89,0)","v":0},{"$f":"IF(S81<1,IF(S81=0,S72*SUMPRODUCT(('EaR TNA011'!$A$200:$A$20063)*('EaR TNA011'!$A$200:$A$20063>S81)),S74*(SUMPRODUCT(('EaR TNA011'!$A$200:$A$20063)*('EaR TNA011'!$A$200:$A$20063>S81))-S81*MATCH(S81,$A$200:$A$20063,-1)))-S89,0)","v":0},{"$f":"IF(T81<1,IF(T81=0,T72*SUMPRODUCT(('EaR TNA011'!$A$200:$A$20063)*('EaR TNA011'!$A$200:$A$20063>T81)),T74*(SUMPRODUCT(('EaR TNA011'!$A$200:$A$20063)*('EaR TNA011'!$A$200:$A$20063>T81))-T81*MATCH(T81,$A$200:$A$20063,-1)))-T89,0)","v":0},{"$f":"IF(U81<1,IF(U81=0,U72*SUMPRODUCT(('EaR TNA011'!$A$200:$A$20063)*('EaR TNA011'!$A$200:$A$20063>U81)),U74*(SUMPRODUCT(('EaR TNA011'!$A$200:$A$20063)*('EaR TNA011'!$A$200:$A$20063>U81))-U81*MATCH(U81,$A$200:$A$20063,-1)))-U89,0)","v":0},{"$f":"IF(V81<1,IF(V81=0,V72*SUMPRODUCT(('EaR TNA011'!$A$200:$A$20063)*('EaR TNA011'!$A$200:$A$20063>V81)),V74*(SUMPRODUCT(('EaR TNA011'!$A$200:$A$20063)*('EaR TNA011'!$A$200:$A$20063>V81))-V81*MATCH(V81,$A$200:$A$20063,-1)))-V89,0)","v":0},{"$f":"IF(W81<1,IF(W81=0,W72*SUMPRODUCT(('EaR TNA011'!$A$200:$A$20063)*('EaR TNA011'!$A$200:$A$20063>W81)),W74*(SUMPRODUCT(('EaR TNA011'!$A$200:$A$20063)*('EaR TNA011'!$A$200:$A$20063>W81))-W81*MATCH(W81,$A$200:$A$20063,-1)))-W89,0)","v":0},{"$f":"IF(X81<1,IF(X81=0,X72*SUMPRODUCT(('EaR TNA011'!$A$200:$A$20063)*('EaR TNA011'!$A$200:$A$20063>X81)),X74*(SUMPRODUCT(('EaR TNA011'!$A$200:$A$20063)*('EaR TNA011'!$A$200:$A$20063>X81))-X81*MATCH(X81,$A$200:$A$20063,-1)))-X89,0)","v":0},{"$f":"IF(Y81<1,IF(Y81=0,Y72*SUMPRODUCT(('EaR TNA011'!$A$200:$A$20063)*('EaR TNA011'!$A$200:$A$20063>Y81)),Y74*(SUMPRODUCT(('EaR TNA011'!$A$200:$A$20063)*('EaR TNA011'!$A$200:$A$20063>Y81))-Y81*MATCH(Y81,$A$200:$A$20063,-1)))-Y89,0)","v":0},{"$f":"IF(Z81<1,IF(Z81=0,Z72*SUMPRODUCT(('EaR TNA011'!$A$200:$A$20063)*('EaR TNA011'!$A$200:$A$20063>Z81)),Z74*(SUMPRODUCT(('EaR TNA011'!$A$200:$A$20063)*('EaR TNA011'!$A$200:$A$20063>Z81))-Z81*MATCH(Z81,$A$200:$A$20063,-1)))-Z89,0)","v":0},{"$f":"IF(AA81<1,IF(AA81=0,AA72*SUMPRODUCT(('EaR TNA011'!$A$200:$A$20063)*('EaR TNA011'!$A$200:$A$20063>AA81)),AA74*(SUMPRODUCT(('EaR TNA011'!$A$200:$A$20063)*('EaR TNA011'!$A$200:$A$20063>AA81))-AA81*MATCH(AA81,$A$200:$A$20063,-1)))-AA89,0)","v":0},{"$f":"IF(AB81<1,IF(AB81=0,AB72*SUMPRODUCT(('EaR TNA011'!$A$200:$A$20063)*('EaR TNA011'!$A$200:$A$20063>AB81)),AB74*(SUMPRODUCT(('EaR TNA011'!$A$200:$A$20063)*('EaR TNA011'!$A$200:$A$20063>AB81))-AB81*MATCH(AB81,$A$200:$A$20063,-1)))-AB89,0)","v":0},{"$f":"IF(AC81<1,IF(AC81=0,AC72*SUMPRODUCT(('EaR TNA011'!$A$200:$A$20063)*('EaR TNA011'!$A$200:$A$20063>AC81)),AC74*(SUMPRODUCT(('EaR TNA011'!$A$200:$A$20063)*('EaR TNA011'!$A$200:$A$20063>AC81))-AC81*MATCH(AC81,$A$200:$A$20063,-1)))-AC89,0)","v":0},{"$f":"IF(AD81<1,IF(AD81=0,AD72*SUMPRODUCT(('EaR TNA011'!$A$200:$A$20063)*('EaR TNA011'!$A$200:$A$20063>AD81)),AD74*(SUMPRODUCT(('EaR TNA011'!$A$200:$A$20063)*('EaR TNA011'!$A$200:$A$20063>AD81))-AD81*MATCH(AD81,$A$200:$A$20063,-1)))-AD89,0)","v":0},{"$f":"IF(AE81<1,IF(AE81=0,AE72*SUMPRODUCT(('EaR TNA011'!$A$200:$A$20063)*('EaR TNA011'!$A$200:$A$20063>AE81)),AE74*(SUMPRODUCT(('EaR TNA011'!$A$200:$A$20063)*('EaR TNA011'!$A$200:$A$20063>AE81))-AE81*MATCH(AE81,$A$200:$A$20063,-1)))-AE89,0)","v":0},{"$f":"IF(AF81<1,IF(AF81=0,AF72*SUMPRODUCT(('EaR TNA011'!$A$200:$A$20063)*('EaR TNA011'!$A$200:$A$20063>AF81)),AF74*(SUMPRODUCT(('EaR TNA011'!$A$200:$A$20063)*('EaR TNA011'!$A$200:$A$20063>AF81))-AF81*MATCH(AF81,$A$200:$A$20063,-1)))-AF89,0)","v":0},null,true,true,true,true,true,true]
["10% LAR","N",null,null,"EatR, MWhrs",{"$f":"IF(F87<1,F74*$C$84*((SUMPRODUCT(('EaR TNA011'!$A$200:$A$20063)*('EaR TNA011'!$A$200:$A$20063>F87)))-F87*MATCH(F87,$A$200:$A$20063,-1)),0)","v":2.8704743514354623},{"$f":"IF(G87<1,G74*$C$84*((SUMPRODUCT(('EaR TNA011'!$A$200:$A$20063)*('EaR TNA011'!$A$200:$A$20063>G87)))-G87*MATCH(G87,$A$200:$A$20063,-1)),0)","v":34.392538658016051},{"$f":"IF(H87<1,H74*$C$84*((SUMPRODUCT(('EaR TNA011'!$A$200:$A$20063)*('EaR TNA011'!$A$200:$A$20063>H87)))-H87*MATCH(H87,$A$200:$A$20063,-1)),0)","v":235.55375089094369},{"$f":"IF(I87<1,I74*$C$84*((SUMPRODUCT(('EaR TNA011'!$A$200:$A$20063)*('EaR TNA011'!$A$200:$A$20063>I87)))-I87*MATCH(I87,$A$200:$A$20063,-1)),0)","v":0},{"$f":"IF(J87<1,J74*$C$84*((SUMPRODUCT(('EaR TNA011'!$A$200:$A$20063)*('EaR TNA011'!$A$200:$A$20063>J87)))-J87*MATCH(J87,$A$200:$A$20063,-1)),0)","v":0},{"$f":"IF(K87<1,K74*$C$84*((SUMPRODUCT(('EaR TNA011'!$A$200:$A$20063)*('EaR TNA011'!$A$200:$A$20063>K87)))-K87*MATCH(K87,$A$200:$A$20063,-1)),0)","v":0},{"$f":"IF(L87<1,L74*$C$84*((SUMPRODUCT(('EaR TNA011'!$A$200:$A$20063)*('EaR TNA011'!$A$200:$A$20063>L87)))-L87*MATCH(L87,$A$200:$A$20063,-1)),0)","v":0},{"$f":"IF(M87<1,M74*$C$84*((SUMPRODUCT(('EaR TNA011'!$A$200:$A$20063)*('EaR TNA011'!$A$200:$A$20063>M87)))-M87*MATCH(M87,$A$200:$A$20063,-1)),0)","v":0.22146509779337489},{"$f":"IF(N87<1,N74*$C$84*((SUMPRODUCT(('EaR TNA011'!$A$200:$A$20063)*('EaR TNA011'!$A$200:$A$20063>N87)))-N87*MATCH(N87,$A$200:$A$20063,-1)),0)","v":2.7018229420482878},{"$f":"IF(O87<1,O74*$C$84*((SUMPRODUCT(('EaR TNA011'!$A$200:$A$20063)*('EaR TNA011'!$A$200:$A$20063>O87)))-O87*MATCH(O87,$A$200:$A$20063,-1)),0)","v":11.0033235542538},{"$f":"IF(P87<1,P74*$C$84*((SUMPRODUCT(('EaR TNA011'!$A$200:$A$20063)*('EaR TNA011'!$A$200:$A$20063>P87)))-P87*MATCH(P87,$A$200:$A$20063,-1)),0)","v":23.713008482637431},{"$f":"IF(Q87<1,Q74*$C$84*((SUMPRODUCT(('EaR TNA011'!$A$200:$A$20063)*('EaR TNA011'!$A$200:$A$20063>Q87)))-Q87*MATCH(Q87,$A$200:$A$20063,-1)),0)","v":35.717140109939017},{"$f":"IF(R87<1,R74*$C$84*((SUMPRODUCT(('EaR TNA011'!$A$200:$A$20063)*('EaR TNA011'!$A$200:$A$20063>R87)))-R87*MATCH(R87,$A$200:$A$20063,-1)),0)","v":35.717140109939017},{"$f":"IF(S87<1,S74*$C$84*((SUMPRODUCT(('EaR TNA011'!$A$200:$A$20063)*('EaR TNA011'!$A$200:$A$20063>S87)))-S87*MATCH(S87,$A$200:$A$20063,-1)),0)","v":35.717140109939017},{"$f":"IF(T87<1,T74*$C$84*((SUMPRODUCT(('EaR TNA011'!$A$200:$A$20063)*('EaR TNA011'!$A$200:$A$20063>T87)))-T87*MATCH(T87,$A$200:$A$20063,-1)),0)","v":35.717140109939017},{"$f":"IF(U87<1,U74*$C$84*((SUMPRODUCT(('EaR TNA011'!$A$200:$A$20063)*('EaR TNA011'!$A$200:$A$20063>U87)))-U87*MATCH(U87,$A$200:$A$20063,-1)),0)","v":35.717140109939017},{"$f":"IF(V87<1,V74*$C$84*((SUMPRODUCT(('EaR TNA011'!$A$200:$A$20063)*('EaR TNA011'!$A$200:$A$20063>V87)))-V87*MATCH(V87,$A$200:$A$20063,-1)),0)","v":35.717140109939017},{"$f":"IF(W87<1,W74*$C$84*((SUMPRODUCT(('EaR TNA011'!$A$200:$A$20063)*('EaR TNA011'!$A$200:$A$20063>W87)))-W87*MATCH(W87,$A$200:$A$20063,-1)),0)","v":35.717140109939017},{"$f":"IF(X87<1,X74*$C$84*((SUMPRODUCT(('EaR TNA011'!$A$200:$A$20063)*('EaR TNA011'!$A$200:$A$20063>X87)))-X87*MATCH(X87,$A$200:$A$20063,-1)),0)","v":35.717140109939017},{"$f":"IF(Y87<1,Y74*$C$84*((SUMPRODUCT(('EaR TNA011'!$A$200:$A$20063)*('EaR TNA011'!$A$200:$A$20063>Y87)))-Y87*MATCH(Y87,$A$200:$A$20063,-1)),0)","v":35.717140109939017},{"$f":"IF(Z87<1,Z74*$C$84*((SUMPRODUCT(('EaR TNA011'!$A$200:$A$20063)*('EaR TNA011'!$A$200:$A$20063>Z87)))-Z87*MATCH(Z87,$A$200:$A$20063,-1)),0)","v":35.717140109939017},{"$f":"IF(AA87<1,AA74*$C$84*((SUMPRODUCT(('EaR TNA011'!$A$200:$A$20063)*('EaR TNA011'!$A$200:$A$20063>AA87)))-AA87*MATCH(AA87,$A$200:$A$20063,-1)),0)","v":35.717140109939017},{"$f":"IF(AB87<1,AB74*$C$84*((SUMPRODUCT(('EaR TNA011'!$A$200:$A$20063)*('EaR TNA011'!$A$200:$A$20063>AB87)))-AB87*MATCH(AB87,$A$200:$A$20063,-1)),0)","v":35.717140109939017},{"$f":"IF(AC87<1,AC74*$C$84*((SUMPRODUCT(('EaR TNA011'!$A$200:$A$20063)*('EaR TNA011'!$A$200:$A$20063>AC87)))-AC87*MATCH(AC87,$A$200:$A$20063,-1)),0)","v":35.717140109939017},{"$f":"IF(AD87<1,AD74*$C$84*((SUMPRODUCT(('EaR TNA011'!$A$200:$A$20063)*('EaR TNA011'!$A$200:$A$20063>AD87)))-AD87*MATCH(AD87,$A$200:$A$20063,-1)),0)","v":35.717140109939017},{"$f":"IF(AE87<1,AE74*$C$84*((SUMPRODUCT(('EaR TNA011'!$A$200:$A$20063)*('EaR TNA011'!$A$200:$A$20063>AE87)))-AE87*MATCH(AE87,$A$200:$A$20063,-1)),0)","v":35.717140109939017},{"$f":"IF(AF87<1,AF74*$C$84*((SUMPRODUCT(('EaR TNA011'!$A$200:$A$20063)*('EaR TNA011'!$A$200:$A$20063>AF87)))-AF87*MATCH(AF87,$A$200:$A$20063,-1)),0)","v":35.717140109939017},null,true,true,true,true,true,true]
["10% LAR","N-1",null,null,"EatR, MWhrs",{"$f":"IF(F88<1,IF(F88=0,F74*$C$84*SUMPRODUCT(('EaR TNA011'!$A$200:$A$20063)*('EaR TNA011'!$A$200:$A$20063>F88)),F76*$C$84*(SUMPRODUCT(('EaR TNA011'!$A$200:$A$20063)*('EaR TNA011'!$A$200:$A$20063>F88))-F88*MATCH(F88,$A$200:$A$20063,-1)))-F91,0)","v":2.6134306626373061E-3},{"$f":"IF(G88<1,IF(G88=0,G74*$C$84*SUMPRODUCT(('EaR TNA011'!$A$200:$A$20063)*('EaR TNA011'!$A$200:$A$20063>G88)),G76*$C$84*(SUMPRODUCT(('EaR TNA011'!$A$200:$A$20063)*('EaR TNA011'!$A$200:$A$20063>G88))-G88*MATCH(G88,$A$200:$A$20063,-1)))-G91,0)","v":3.1312774158685386E-2},{"$f":"IF(H88<1,IF(H88=0,H74*$C$84*SUMPRODUCT(('EaR TNA011'!$A$200:$A$20063)*('EaR TNA011'!$A$200:$A$20063>H88)),H76*$C$84*(SUMPRODUCT(('EaR TNA011'!$A$200:$A$20063)*('EaR TNA011'!$A$200:$A$20063>H88))-H88*MATCH(H88,$A$200:$A$20063,-1)))-H91,0)","v":0.21446051067124472},{"$f":"IF(I88<1,IF(I88=0,I74*$C$84*SUMPRODUCT(('EaR TNA011'!$A$200:$A$20063)*('EaR TNA011'!$A$200:$A$20063>I88)),I76*$C$84*(SUMPRODUCT(('EaR TNA011'!$A$200:$A$20063)*('EaR TNA011'!$A$200:$A$20063>I88))-I88*MATCH(I88,$A$200:$A$20063,-1)))-I91,0)","v":0},{"$f":"IF(J88<1,IF(J88=0,J74*$C$84*SUMPRODUCT(('EaR TNA011'!$A$200:$A$20063)*('EaR TNA011'!$A$200:$A$20063>J88)),J76*$C$84*(SUMPRODUCT(('EaR TNA011'!$A$200:$A$20063)*('EaR TNA011'!$A$200:$A$20063>J88))-J88*MATCH(J88,$A$200:$A$20063,-1)))-J91,0)","v":0},{"$f":"IF(K88<1,IF(K88=0,K74*$C$84*SUMPRODUCT(('EaR TNA011'!$A$200:$A$20063)*('EaR TNA011'!$A$200:$A$20063>K88)),K76*$C$84*(SUMPRODUCT(('EaR TNA011'!$A$200:$A$20063)*('EaR TNA011'!$A$200:$A$20063>K88))-K88*MATCH(K88,$A$200:$A$20063,-1)))-K91,0)","v":0},{"$f":"IF(L88<1,IF(L88=0,L74*$C$84*SUMPRODUCT(('EaR TNA011'!$A$200:$A$20063)*('EaR TNA011'!$A$200:$A$20063>L88)),L76*$C$84*(SUMPRODUCT(('EaR TNA011'!$A$200:$A$20063)*('EaR TNA011'!$A$200:$A$20063>L88))-L88*MATCH(L88,$A$200:$A$20063,-1)))-L91,0)","v":0},{"$f":"IF(M88<1,IF(M88=0,M74*$C$84*SUMPRODUCT(('EaR TNA011'!$A$200:$A$20063)*('EaR TNA011'!$A$200:$A$20063>M88)),M76*$C$84*(SUMPRODUCT(('EaR TNA011'!$A$200:$A$20063)*('EaR TNA011'!$A$200:$A$20063>M88))-M88*MATCH(M88,$A$200:$A$20063,-1)))-M91,0)","v":2.0163346068138854E-4},{"$f":"IF(N88<1,IF(N88=0,N74*$C$84*SUMPRODUCT(('EaR TNA011'!$A$200:$A$20063)*('EaR TNA011'!$A$200:$A$20063>N88)),N76*$C$84*(SUMPRODUCT(('EaR TNA011'!$A$200:$A$20063)*('EaR TNA011'!$A$200:$A$20063>N88))-N88*MATCH(N88,$A$200:$A$20063,-1)))-N91,0)","v":2.4598815586820422E-3},{"$f":"IF(O88<1,IF(O88=0,O74*$C$84*SUMPRODUCT(('EaR TNA011'!$A$200:$A$20063)*('EaR TNA011'!$A$200:$A$20063>O88)),O76*$C$84*(SUMPRODUCT(('EaR TNA011'!$A$200:$A$20063)*('EaR TNA011'!$A$200:$A$20063>O88))-O88*MATCH(O88,$A$200:$A$20063,-1)))-O91,0)","v":1.0018003872154679E-2},{"$f":"IF(P88<1,IF(P88=0,P74*$C$84*SUMPRODUCT(('EaR TNA011'!$A$200:$A$20063)*('EaR TNA011'!$A$200:$A$20063>P88)),P76*$C$84*(SUMPRODUCT(('EaR TNA011'!$A$200:$A$20063)*('EaR TNA011'!$A$200:$A$20063>P88))-P88*MATCH(P88,$A$200:$A$20063,-1)))-P91,0)","v":2.1589568790574276E-2},{"$f":"IF(Q88<1,IF(Q88=0,Q74*$C$84*SUMPRODUCT(('EaR TNA011'!$A$200:$A$20063)*('EaR TNA011'!$A$200:$A$20063>Q88)),Q76*$C$84*(SUMPRODUCT(('EaR TNA011'!$A$200:$A$20063)*('EaR TNA011'!$A$200:$A$20063>Q88))-Q88*MATCH(Q88,$A$200:$A$20063,-1)))-Q91,0)","v":3.2518760914321376E-2},{"$f":"IF(R88<1,IF(R88=0,R74*$C$84*SUMPRODUCT(('EaR TNA011'!$A$200:$A$20063)*('EaR TNA011'!$A$200:$A$20063>R88)),R76*$C$84*(SUMPRODUCT(('EaR TNA011'!$A$200:$A$20063)*('EaR TNA011'!$A$200:$A$20063>R88))-R88*MATCH(R88,$A$200:$A$20063,-1)))-R91,0)","v":3.2518760914321376E-2},{"$f":"IF(S88<1,IF(S88=0,S74*$C$84*SUMPRODUCT(('EaR TNA011'!$A$200:$A$20063)*('EaR TNA011'!$A$200:$A$20063>S88)),S76*$C$84*(SUMPRODUCT(('EaR TNA011'!$A$200:$A$20063)*('EaR TNA011'!$A$200:$A$20063>S88))-S88*MATCH(S88,$A$200:$A$20063,-1)))-S91,0)","v":3.2518760914321376E-2},{"$f":"IF(T88<1,IF(T88=0,T74*$C$84*SUMPRODUCT(('EaR TNA011'!$A$200:$A$20063)*('EaR TNA011'!$A$200:$A$20063>T88)),T76*$C$84*(SUMPRODUCT(('EaR TNA011'!$A$200:$A$20063)*('EaR TNA011'!$A$200:$A$20063>T88))-T88*MATCH(T88,$A$200:$A$20063,-1)))-T91,0)","v":3.2518760914321376E-2},{"$f":"IF(U88<1,IF(U88=0,U74*$C$84*SUMPRODUCT(('EaR TNA011'!$A$200:$A$20063)*('EaR TNA011'!$A$200:$A$20063>U88)),U76*$C$84*(SUMPRODUCT(('EaR TNA011'!$A$200:$A$20063)*('EaR TNA011'!$A$200:$A$20063>U88))-U88*MATCH(U88,$A$200:$A$20063,-1)))-U91,0)","v":3.2518760914321376E-2},{"$f":"IF(V88<1,IF(V88=0,V74*$C$84*SUMPRODUCT(('EaR TNA011'!$A$200:$A$20063)*('EaR TNA011'!$A$200:$A$20063>V88)),V76*$C$84*(SUMPRODUCT(('EaR TNA011'!$A$200:$A$20063)*('EaR TNA011'!$A$200:$A$20063>V88))-V88*MATCH(V88,$A$200:$A$20063,-1)))-V91,0)","v":3.2518760914321376E-2},{"$f":"IF(W88<1,IF(W88=0,W74*$C$84*SUMPRODUCT(('EaR TNA011'!$A$200:$A$20063)*('EaR TNA011'!$A$200:$A$20063>W88)),W76*$C$84*(SUMPRODUCT(('EaR TNA011'!$A$200:$A$20063)*('EaR TNA011'!$A$200:$A$20063>W88))-W88*MATCH(W88,$A$200:$A$20063,-1)))-W91,0)","v":3.2518760914321376E-2},{"$f":"IF(X88<1,IF(X88=0,X74*$C$84*SUMPRODUCT(('EaR TNA011'!$A$200:$A$20063)*('EaR TNA011'!$A$200:$A$20063>X88)),X76*$C$84*(SUMPRODUCT(('EaR TNA011'!$A$200:$A$20063)*('EaR TNA011'!$A$200:$A$20063>X88))-X88*MATCH(X88,$A$200:$A$20063,-1)))-X91,0)","v":3.2518760914321376E-2},{"$f":"IF(Y88<1,IF(Y88=0,Y74*$C$84*SUMPRODUCT(('EaR TNA011'!$A$200:$A$20063)*('EaR TNA011'!$A$200:$A$20063>Y88)),Y76*$C$84*(SUMPRODUCT(('EaR TNA011'!$A$200:$A$20063)*('EaR TNA011'!$A$200:$A$20063>Y88))-Y88*MATCH(Y88,$A$200:$A$20063,-1)))-Y91,0)","v":3.2518760914321376E-2},{"$f":"IF(Z88<1,IF(Z88=0,Z74*$C$84*SUMPRODUCT(('EaR TNA011'!$A$200:$A$20063)*('EaR TNA011'!$A$200:$A$20063>Z88)),Z76*$C$84*(SUMPRODUCT(('EaR TNA011'!$A$200:$A$20063)*('EaR TNA011'!$A$200:$A$20063>Z88))-Z88*MATCH(Z88,$A$200:$A$20063,-1)))-Z91,0)","v":3.2518760914321376E-2},{"$f":"IF(AA88<1,IF(AA88=0,AA74*$C$84*SUMPRODUCT(('EaR TNA011'!$A$200:$A$20063)*('EaR TNA011'!$A$200:$A$20063>AA88)),AA76*$C$84*(SUMPRODUCT(('EaR TNA011'!$A$200:$A$20063)*('EaR TNA011'!$A$200:$A$20063>AA88))-AA88*MATCH(AA88,$A$200:$A$20063,-1)))-AA91,0)","v":3.2518760914321376E-2},{"$f":"IF(AB88<1,IF(AB88=0,AB74*$C$84*SUMPRODUCT(('EaR TNA011'!$A$200:$A$20063)*('EaR TNA011'!$A$200:$A$20063>AB88)),AB76*$C$84*(SUMPRODUCT(('EaR TNA011'!$A$200:$A$20063)*('EaR TNA011'!$A$200:$A$20063>AB88))-AB88*MATCH(AB88,$A$200:$A$20063,-1)))-AB91,0)","v":3.2518760914321376E-2},{"$f":"IF(AC88<1,IF(AC88=0,AC74*$C$84*SUMPRODUCT(('EaR TNA011'!$A$200:$A$20063)*('EaR TNA011'!$A$200:$A$20063>AC88)),AC76*$C$84*(SUMPRODUCT(('EaR TNA011'!$A$200:$A$20063)*('EaR TNA011'!$A$200:$A$20063>AC88))-AC88*MATCH(AC88,$A$200:$A$20063,-1)))-AC91,0)","v":3.2518760914321376E-2},{"$f":"IF(AD88<1,IF(AD88=0,AD74*$C$84*SUMPRODUCT(('EaR TNA011'!$A$200:$A$20063)*('EaR TNA011'!$A$200:$A$20063>AD88)),AD76*$C$84*(SUMPRODUCT(('EaR TNA011'!$A$200:$A$20063)*('EaR TNA011'!$A$200:$A$20063>AD88))-AD88*MATCH(AD88,$A$200:$A$20063,-1)))-AD91,0)","v":3.2518760914321376E-2},{"$f":"IF(AE88<1,IF(AE88=0,AE74*$C$84*SUMPRODUCT(('EaR TNA011'!$A$200:$A$20063)*('EaR TNA011'!$A$200:$A$20063>AE88)),AE76*$C$84*(SUMPRODUCT(('EaR TNA011'!$A$200:$A$20063)*('EaR TNA011'!$A$200:$A$20063>AE88))-AE88*MATCH(AE88,$A$200:$A$20063,-1)))-AE91,0)","v":3.2518760914321376E-2},{"$f":"IF(AF88<1,IF(AF88=0,AF74*$C$84*SUMPRODUCT(('EaR TNA011'!$A$200:$A$20063)*('EaR TNA011'!$A$200:$A$20063>AF88)),AF76*$C$84*(SUMPRODUCT(('EaR TNA011'!$A$200:$A$20063)*('EaR TNA011'!$A$200:$A$20063>AF88))-AF88*MATCH(AF88,$A$200:$A$20063,-1)))-AF91,0)","v":3.2518760914321376E-2},null,true,true,true,true,true,true]
["No of Tx",null,null,null,null,{"$f":"'EaR TNA011'!F23","v":1},{"$f":"F93","v":1},1,1,1,1,1,1,1,1,1,1,1,1,1,1,1,1,1,1,1,1,1,1,1,1,1,null,true,true,true,true,true,true]
["50% PoE","N",1,null,"EEatR, MWhrs",{"$f":"F89*$C94","v":0},0.17750999650955179,39.986005815092184,0,0,0,0,0,0,0,0,0.21753360597610541,0.21753360597610541,0.21753360597610541,0.21753360597610541,0.21753360597610541,0.21753360597610541,0.21753360597610541,0.21753360597610541,0.21753360597610541,0.21753360597610541,0.21753360597610541,0.21753360597610541,0.21753360597610541,0.21753360597610541,0.21753360597610541,0.21753360597610541,null,true,true,true,true,true,true]
["50% PoE","N-1",null,null,"EEatR, MWhrs",{"$f":"F90*$C72*F93","v":0},0,0,0,0,0,0,0,0,0,0,0,0,0,0,0,0,0,0,0,0,0,0,0,0,0,0,null,true,true,true,true,true,true]
["10% LAR","N",1,null,"EEatR, MWhrs",{"$f":"F91*$C96","v":2.8704743514354623},34.392538658016051,235.55375089094369,0,0,0,0,0.22146509779337489,2.7018229420482878,11.0033235542538,23.713008482637431,35.717140109939017,35.717140109939017,35.717140109939017,35.717140109939017,35.717140109939017,35.717140109939017,35.717140109939017,35.717140109939017,35.717140109939017,35.717140109939017,35.717140109939017,35.717140109939017,35.717140109939017,35.717140109939017,35.717140109939017,35.717140109939017,null,true,true,true,true,true,true]
["10% LAR","N-1",{"$f":"C72","v":3.744292237442922E-2},null,"EEatR, MWhrs",{"$f":"F92*$C97*F93","v":9.785448143208177E-5},1.1724417721516902E-3,8.0300282534438647E-3,0,0,0,0,7.5497460163807574E-6,9.2105154252021665E-5,3.7510334133181899E-4,8.0837654832287232E-4,1.2175974406275583E-3,1.2175974406275583E-3,1.2175974406275583E-3,1.2175974406275583E-3,1.2175974406275583E-3,1.2175974406275583E-3,1.2175974406275583E-3,1.2175974406275583E-3,1.2175974406275583E-3,1.2175974406275583E-3,1.2175974406275583E-3,1.2175974406275583E-3,1.2175974406275583E-3,1.2175974406275583E-3,1.2175974406275583E-3,1.2175974406275583E-3,null,true,true,true,true,true,true]
[]
[]
[]
[]
[]
[]
["MLN021","50% PoE",{"$f":"EXP((1/11)*LN(Q104/F104))-1","v":4.2197014553410073E-2},null,"MW",{"$f":"IF($B$73=\"OFF\",'EaR TNA011'!F35,'EaR TNA011'!F39)","v":11.10999965667725},{"$f":"IF($B$73=\"OFF\",'EaR TNA011'!G35,'EaR TNA011'!G39)","v":12.549999713897705},{"$f":"IF($B$73=\"OFF\",'EaR TNA011'!H35,'EaR TNA011'!H39)","v":14.71999979019165},{"$f":"IF($B$73=\"OFF\",'EaR TNA011'!I35,'EaR TNA011'!I39)","v":13.190000057220459},{"$f":"IF($B$73=\"OFF\",'EaR TNA011'!J35,'EaR TNA011'!J39)","v":10.910000324249264},{"$f":"IF($B$73=\"OFF\",'EaR TNA011'!K35,'EaR TNA011'!K39)","v":11.855000019073486},{"$f":"IF($B$73=\"OFF\",'EaR TNA011'!L35,'EaR TNA011'!L39)","v":12.774999618530275},{"$f":"IF($B$73=\"OFF\",'EaR TNA011'!M35,'EaR TNA011'!M39)","v":13.72499990463257},{"$f":"IF($B$73=\"OFF\",'EaR TNA011'!N35,'EaR TNA011'!N39)","v":14.75500011444092},{"$f":"IF($B$73=\"OFF\",'EaR TNA011'!O35,'EaR TNA011'!O39)","v":15.785000324249271},{"$f":"IF($B$73=\"OFF\",'EaR TNA011'!P35,'EaR TNA011'!P39)","v":16.695000648498535},{"$f":"IF($B$73=\"OFF\",'EaR TNA011'!Q35,'EaR TNA011'!Q39)","v":17.505000114440914},{"$f":"IF($B$73=\"OFF\",'EaR TNA011'!R35,'EaR TNA011'!R39)","v":17.505000114440914},{"$f":"IF($B$73=\"OFF\",'EaR TNA011'!S35,'EaR TNA011'!S39)","v":17.505000114440914},{"$f":"IF($B$73=\"OFF\",'EaR TNA011'!T35,'EaR TNA011'!T39)","v":17.505000114440914},{"$f":"IF($B$73=\"OFF\",'EaR TNA011'!U35,'EaR TNA011'!U39)","v":17.505000114440914},{"$f":"IF($B$73=\"OFF\",'EaR TNA011'!V35,'EaR TNA011'!V39)","v":17.505000114440914},{"$f":"IF($B$73=\"OFF\",'EaR TNA011'!W35,'EaR TNA011'!W39)","v":17.505000114440914},{"$f":"IF($B$73=\"OFF\",'EaR TNA011'!X35,'EaR TNA011'!X39)","v":17.505000114440914},{"$f":"IF($B$73=\"OFF\",'EaR TNA011'!Y35,'EaR TNA011'!Y39)","v":17.505000114440914},{"$f":"IF($B$73=\"OFF\",'EaR TNA011'!Z35,'EaR TNA011'!Z39)","v":17.505000114440914},{"$f":"IF($B$73=\"OFF\",'EaR TNA011'!AA35,'EaR TNA011'!AA39)","v":17.505000114440914},{"$f":"IF($B$73=\"OFF\",'EaR TNA011'!AB35,'EaR TNA011'!AB39)","v":17.505000114440914},{"$f":"IF($B$73=\"OFF\",'EaR TNA011'!AC35,'EaR TNA011'!AC39)","v":17.505000114440914},{"$f":"IF($B$73=\"OFF\",'EaR TNA011'!AD35,'EaR TNA011'!AD39)","v":17.505000114440914},{"$f":"IF($B$73=\"OFF\",'EaR TNA011'!AE35,'EaR TNA011'!AE39)","v":17.505000114440914},{"$f":"IF($B$73=\"OFF\",'EaR TNA011'!AF35,'EaR TNA011'!AF39)","v":17.505000114440914},null,true,true,true,true,true,true]
["Winter","load pf",{"$f":"F104/F106","v":0.98539346793660154},null,"MVAr",{"$f":"F112*F104","v":-1.919999957084656},-2.1688568547897336,-2.5438703725312948,-2.2794599753735696,-1.8854366158114719,-2.0487488957013316,-2.207740727029905,-2.3719171955188636,-2.5499190334793767,-2.7279208714398897,-2.8851846551930711,-3.0251665622954058,-3.0251665622954058,-3.0251665622954058,-3.0251665622954058,-3.0251665622954058,-3.0251665622954058,-3.0251665622954058,-3.0251665622954058,-3.0251665622954058,-3.0251665622954058,-3.0251665622954058,-3.0251665622954058,-3.0251665622954058,-3.0251665622954058,-3.0251665622954058,-3.0251665622954058,null,true,true,true,true,true,true]
[null,null,null,null,"MVA",{"$f":"(F104^2+F105^2)^0.5","v":11.274683685433205},12.736028928806691,14.938195014642323,13.385516026242911,11.071719753830553,12.030727221987446,12.964364017229508,13.92844620065577,14.973714150285224,16.01898209991468,16.942471400239342,17.764477524999339,17.764477524999339,17.764477524999339,17.764477524999339,17.764477524999339,17.764477524999339,17.764477524999339,17.764477524999339,17.764477524999339,17.764477524999339,17.764477524999339,17.764477524999339,17.764477524999339,17.764477524999339,17.764477524999339,17.764477524999339,null,true,true,true,true,true,true]
[null,null,null,null,"MVA",{"$f":"(F104^2+(F105-F113)^2)^0.5","v":11.274683685433205},12.736028928806691,14.938195014642323,13.385516026242911,11.071719753830553,12.030727221987446,12.964364017229508,13.92844620065577,14.973714150285224,16.01898209991468,16.942471400239342,17.764477524999339,17.764477524999339,17.764477524999339,17.764477524999339,17.764477524999339,17.764477524999339,17.764477524999339,17.764477524999339,17.764477524999339,17.764477524999339,17.764477524999339,17.764477524999339,17.764477524999339,17.764477524999339,17.764477524999339,17.764477524999339,null,true,true,true,true,true,true]
["50% PoE","N","CR",null,"MVA",{"$f":"$F$27","v":19.239999771118161},19.239999771118161,19.239999771118161,19.239999771118161,19.239999771118161,19.239999771118161,19.239999771118161,19.239999771118161,19.239999771118161,19.239999771118161,19.239999771118161,19.239999771118161,19.239999771118161,19.239999771118161,19.239999771118161,19.239999771118161,19.239999771118161,19.239999771118161,19.239999771118161,19.239999771118161,19.239999771118161,19.239999771118161,19.239999771118161,19.239999771118161,19.239999771118161,19.239999771118161,19.239999771118161,null,true,true,true,true,true,true]
["50% PoE","N-1","CR",null,"MVA",{"$f":"$G$27","v":19.239999771118161},19.239999771118161,19.239999771118161,19.239999771118161,19.239999771118161,19.239999771118161,19.239999771118161,19.239999771118161,19.239999771118161,19.239999771118161,19.239999771118161,19.239999771118161,19.239999771118161,19.239999771118161,19.239999771118161,19.239999771118161,19.239999771118161,19.239999771118161,19.239999771118161,19.239999771118161,19.239999771118161,19.239999771118161,19.239999771118161,19.239999771118161,19.239999771118161,19.239999771118161,19.239999771118161,null,true,true,true,true,true,true]
["50% LAR","N",null,null,"Ratio Rating/Load",{"$f":"IF(F107=0,100,TRUNC(F108/F107,5))","v":1.7064699999999999},1.51067,1.2879700000000001,1.43737,1.73776,1.5992299999999999,1.4840599999999999,1.38134,1.28491,1.2010700000000001,1.1355999999999999,1.0830599999999999,1.0830599999999999,1.0830599999999999,1.0830599999999999,1.0830599999999999,1.0830599999999999,1.0830599999999999,1.0830599999999999,1.0830599999999999,1.0830599999999999,1.0830599999999999,1.0830599999999999,1.0830599999999999,1.0830599999999999,1.0830599999999999,1.0830599999999999,null,true,true,true,true,true,true]
["50% LAR","N-1",null,null,"Ratio Rating/Load",{"$f":"IF(F107=0,100,TRUNC(F109/F107,5))","v":1.7064699999999999},1.51067,1.2879700000000001,1.43737,1.73776,1.5992299999999999,1.4840599999999999,1.38134,1.28491,1.2010700000000001,1.1355999999999999,1.0830599999999999,1.0830599999999999,1.0830599999999999,1.0830599999999999,1.0830599999999999,1.0830599999999999,1.0830599999999999,1.0830599999999999,1.0830599999999999,1.0830599999999999,1.0830599999999999,1.0830599999999999,1.0830599999999999,1.0830599999999999,1.0830599999999999,1.0830599999999999,null,true,true,true,true,true,true]
["Load tan Phi",null,{"$f":"$H$27","v":-0.17281728320582906},null,"MVA",{"$f":"C112","v":-0.17281728320582906},{"$f":"$I$27","v":-0.17281728320582906},{"$f":"G112","v":-0.17281728320582906},-0.17281728320582906,-0.17281728320582906,-0.17281728320582906,-0.17281728320582906,-0.17281728320582906,-0.17281728320582906,-0.17281728320582906,-0.17281728320582906,-0.17281728320582906,-0.17281728320582906,-0.17281728320582906,-0.17281728320582906,-0.17281728320582906,-0.17281728320582906,-0.17281728320582906,{"$f":"W112","v":-0.17281728320582906},-0.17281728320582906,-0.17281728320582906,-0.17281728320582906,-0.17281728320582906,-0.17281728320582906,-0.17281728320582906,-0.17281728320582906,-0.17281728320582906,null,true,true,true,true,true,true]
["Cap",null,0,null,"MVAr",{"$f":"C113","v":0},{"$f":"$L$27","v":0},0,0,0,0,0,0,0,0,0,0,0,0,0,0,0,0,0,0,0,0,0,0,0,0,0,null,true,true,true,true,true,true]
["10% PoE","10%/50%",{"$f":"$J$27","v":1.0866131410932653},null,"MVA",{"$f":"((F104*$C114)^2+(F104*$C114*F112-F113)^2)^0.5","v":12.25121945426157},13.839136399385334,16.23203900712425,14.544877614430051,12.030676179014172,13.072746296320034,14.087248307038257,15.134832676643121,16.270634566674104,17.406436456705084,18.409912066096886,19.303114723320245,19.303114723320245,19.303114723320245,19.303114723320245,19.303114723320245,19.303114723320245,19.303114723320245,19.303114723320245,19.303114723320245,19.303114723320245,19.303114723320245,19.303114723320245,19.303114723320245,19.303114723320245,19.303114723320245,19.303114723320245,null,true,true,true,true,true,true]
["10% PoE","N","CR",null,"MVA",{"$f":"F108","v":19.239999771118161},19.239999771118161,19.239999771118161,19.239999771118161,19.239999771118161,19.239999771118161,19.239999771118161,19.239999771118161,19.239999771118161,19.239999771118161,19.239999771118161,19.239999771118161,19.239999771118161,19.239999771118161,19.239999771118161,19.239999771118161,19.239999771118161,19.239999771118161,19.239999771118161,19.239999771118161,19.239999771118161,19.239999771118161,19.239999771118161,19.239999771118161,19.239999771118161,19.239999771118161,19.239999771118161,null,true,true,true,true,true,true]
["10% PoE","N-1","CR",null,"MVA",19.239999771118161,19.239999771118161,19.239999771118161,19.239999771118161,19.239999771118161,19.239999771118161,19.239999771118161,19.239999771118161,19.239999771118161,19.239999771118161,19.239999771118161,19.239999771118161,19.239999771118161,19.239999771118161,19.239999771118161,19.239999771118161,19.239999771118161,19.239999771118161,19.239999771118161,19.239999771118161,19.239999771118161,19.239999771118161,19.239999771118161,19.239999771118161,19.239999771118161,19.239999771118161,19.239999771118161,null,true,true,true,true,true,true]
["10% LAR","N",null,null,"Ratio Rating/Load",{"$f":"IF(F114=0,100,TRUNC(F115/F114,5))","v":1.5704499999999999},1.3902600000000001,1.1853100000000001,1.3228,1.59924,1.47176,1.3657699999999999,1.2712300000000001,1.18249,1.1053299999999999,1.04508,0.99673,0.99673,0.99673,0.99673,0.99673,0.99673,0.99673,0.99673,0.99673,0.99673,0.99673,0.99673,0.99673,0.99673,0.99673,0.99673,null,true,true,true,true,true,true]
["10% LAR","N-1",null,null,"Ratio Rating/Load",{"$f":"IF(F114=0,100,TRUNC(F116/F114,5))","v":1.5704499999999999},1.3902600000000001,1.1853100000000001,1.3228,1.59924,1.47176,1.3657699999999999,1.2712300000000001,1.18249,1.1053299999999999,1.04508,0.99673,0.99673,0.99673,0.99673,0.99673,0.99673,0.99673,0.99673,0.99673,0.99673,0.99673,0.99673,0.99673,0.99673,0.99673,0.99673,null,true,true,true,true,true,true]
["50% PoE","N",null,null,"EatR, MWhrs",{"$f":"IF(F110<1,F104*((SUMPRODUCT(('EaR TNA011'!$C$200:$C$20063)*('EaR TNA011'!$C$200:$C$20063>F110)))-F110*MATCH(F110,$C$200:$C$20063,-1)),0)","v":0},{"$f":"IF(G110<1,G104*((SUMPRODUCT(('EaR TNA011'!$C$200:$C$20063)*('EaR TNA011'!$C$200:$C$20063>G110)))-G110*MATCH(G110,$C$200:$C$20063,-1)),0)","v":0},{"$f":"IF(H110<1,H104*((SUMPRODUCT(('EaR TNA011'!$C$200:$C$20063)*('EaR TNA011'!$C$200:$C$20063>H110)))-H110*MATCH(H110,$C$200:$C$20063,-1)),0)","v":0},{"$f":"IF(I110<1,I104*((SUMPRODUCT(('EaR TNA011'!$C$200:$C$20063)*('EaR TNA011'!$C$200:$C$20063>I110)))-I110*MATCH(I110,$C$200:$C$20063,-1)),0)","v":0},{"$f":"IF(J110<1,J104*((SUMPRODUCT(('EaR TNA011'!$C$200:$C$20063)*('EaR TNA011'!$C$200:$C$20063>J110)))-J110*MATCH(J110,$C$200:$C$20063,-1)),0)","v":0},{"$f":"IF(K110<1,K104*((SUMPRODUCT(('EaR TNA011'!$C$200:$C$20063)*('EaR TNA011'!$C$200:$C$20063>K110)))-K110*MATCH(K110,$C$200:$C$20063,-1)),0)","v":0},{"$f":"IF(L110<1,L104*((SUMPRODUCT(('EaR TNA011'!$C$200:$C$20063)*('EaR TNA011'!$C$200:$C$20063>L110)))-L110*MATCH(L110,$C$200:$C$20063,-1)),0)","v":0},{"$f":"IF(M110<1,M104*((SUMPRODUCT(('EaR TNA011'!$C$200:$C$20063)*('EaR TNA011'!$C$200:$C$20063>M110)))-M110*MATCH(M110,$C$200:$C$20063,-1)),0)","v":0},{"$f":"IF(N110<1,N104*((SUMPRODUCT(('EaR TNA011'!$C$200:$C$20063)*('EaR TNA011'!$C$200:$C$20063>N110)))-N110*MATCH(N110,$C$200:$C$20063,-1)),0)","v":0},{"$f":"IF(O110<1,O104*((SUMPRODUCT(('EaR TNA011'!$C$200:$C$20063)*('EaR TNA011'!$C$200:$C$20063>O110)))-O110*MATCH(O110,$C$200:$C$20063,-1)),0)","v":0},{"$f":"IF(P110<1,P104*((SUMPRODUCT(('EaR TNA011'!$C$200:$C$20063)*('EaR TNA011'!$C$200:$C$20063>P110)))-P110*MATCH(P110,$C$200:$C$20063,-1)),0)","v":0},{"$f":"IF(Q110<1,Q104*((SUMPRODUCT(('EaR TNA011'!$C$200:$C$20063)*('EaR TNA011'!$C$200:$C$20063>Q110)))-Q110*MATCH(Q110,$C$200:$C$20063,-1)),0)","v":0},{"$f":"IF(R110<1,R104*((SUMPRODUCT(('EaR TNA011'!$C$200:$C$20063)*('EaR TNA011'!$C$200:$C$20063>R110)))-R110*MATCH(R110,$C$200:$C$20063,-1)),0)","v":0},{"$f":"IF(S110<1,S104*((SUMPRODUCT(('EaR TNA011'!$C$200:$C$20063)*('EaR TNA011'!$C$200:$C$20063>S110)))-S110*MATCH(S110,$C$200:$C$20063,-1)),0)","v":0},{"$f":"IF(T110<1,T104*((SUMPRODUCT(('EaR TNA011'!$C$200:$C$20063)*('EaR TNA011'!$C$200:$C$20063>T110)))-T110*MATCH(T110,$C$200:$C$20063,-1)),0)","v":0},{"$f":"IF(U110<1,U104*((SUMPRODUCT(('EaR TNA011'!$C$200:$C$20063)*('EaR TNA011'!$C$200:$C$20063>U110)))-U110*MATCH(U110,$C$200:$C$20063,-1)),0)","v":0},{"$f":"IF(V110<1,V104*((SUMPRODUCT(('EaR TNA011'!$C$200:$C$20063)*('EaR TNA011'!$C$200:$C$20063>V110)))-V110*MATCH(V110,$C$200:$C$20063,-1)),0)","v":0},{"$f":"IF(W110<1,W104*((SUMPRODUCT(('EaR TNA011'!$C$200:$C$20063)*('EaR TNA011'!$C$200:$C$20063>W110)))-W110*MATCH(W110,$C$200:$C$20063,-1)),0)","v":0},{"$f":"IF(X110<1,X104*((SUMPRODUCT(('EaR TNA011'!$C$200:$C$20063)*('EaR TNA011'!$C$200:$C$20063>X110)))-X110*MATCH(X110,$C$200:$C$20063,-1)),0)","v":0},{"$f":"IF(Y110<1,Y104*((SUMPRODUCT(('EaR TNA011'!$C$200:$C$20063)*('EaR TNA011'!$C$200:$C$20063>Y110)))-Y110*MATCH(Y110,$C$200:$C$20063,-1)),0)","v":0},{"$f":"IF(Z110<1,Z104*((SUMPRODUCT(('EaR TNA011'!$C$200:$C$20063)*('EaR TNA011'!$C$200:$C$20063>Z110)))-Z110*MATCH(Z110,$C$200:$C$20063,-1)),0)","v":0},{"$f":"IF(AA110<1,AA104*((SUMPRODUCT(('EaR TNA011'!$C$200:$C$20063)*('EaR TNA011'!$C$200:$C$20063>AA110)))-AA110*MATCH(AA110,$C$200:$C$20063,-1)),0)","v":0},{"$f":"IF(AB110<1,AB104*((SUMPRODUCT(('EaR TNA011'!$C$200:$C$20063)*('EaR TNA011'!$C$200:$C$20063>AB110)))-AB110*MATCH(AB110,$C$200:$C$20063,-1)),0)","v":0},{"$f":"IF(AC110<1,AC104*((SUMPRODUCT(('EaR TNA011'!$C$200:$C$20063)*('EaR TNA011'!$C$200:$C$20063>AC110)))-AC110*MATCH(AC110,$C$200:$C$20063,-1)),0)","v":0},{"$f":"IF(AD110<1,AD104*((SUMPRODUCT(('EaR TNA011'!$C$200:$C$20063)*('EaR TNA011'!$C$200:$C$20063>AD110)))-AD110*MATCH(AD110,$C$200:$C$20063,-1)),0)","v":0},{"$f":"IF(AE110<1,AE104*((SUMPRODUCT(('EaR TNA011'!$C$200:$C$20063)*('EaR TNA011'!$C$200:$C$20063>AE110)))-AE110*MATCH(AE110,$C$200:$C$20063,-1)),0)","v":0},{"$f":"IF(AF110<1,AF104*((SUMPRODUCT(('EaR TNA011'!$C$200:$C$20063)*('EaR TNA011'!$C$200:$C$20063>AF110)))-AF110*MATCH(AF110,$C$200:$C$20063,-1)),0)","v":0},null,true,true,true,true,true,true]
["50% PoE","N-1",null,null,"EatR, MWhrs",{"$f":"IF(F111<1,IF(F111=0,F97*SUMPRODUCT(('EaR TNA011'!$C$200:$C$20063)*('EaR TNA011'!$C$200:$C$20063>F111)),F104*(SUMPRODUCT(('EaR TNA011'!$C$200:$C$20063)*('EaR TNA011'!$C$200:$C$20063>F111))-F111*MATCH(F111,$C$200:$C$20063,-1)))-F119,0)","v":0},{"$f":"IF(G111<1,IF(G111=0,G97*SUMPRODUCT(('EaR TNA011'!$C$200:$C$20063)*('EaR TNA011'!$C$200:$C$20063>G111)),G104*(SUMPRODUCT(('EaR TNA011'!$C$200:$C$20063)*('EaR TNA011'!$C$200:$C$20063>G111))-G111*MATCH(G111,$C$200:$C$20063,-1)))-G119,0)","v":0},{"$f":"IF(H111<1,IF(H111=0,H97*SUMPRODUCT(('EaR TNA011'!$C$200:$C$20063)*('EaR TNA011'!$C$200:$C$20063>H111)),H104*(SUMPRODUCT(('EaR TNA011'!$C$200:$C$20063)*('EaR TNA011'!$C$200:$C$20063>H111))-H111*MATCH(H111,$C$200:$C$20063,-1)))-H119,0)","v":0},{"$f":"IF(I111<1,IF(I111=0,I97*SUMPRODUCT(('EaR TNA011'!$C$200:$C$20063)*('EaR TNA011'!$C$200:$C$20063>I111)),I104*(SUMPRODUCT(('EaR TNA011'!$C$200:$C$20063)*('EaR TNA011'!$C$200:$C$20063>I111))-I111*MATCH(I111,$C$200:$C$20063,-1)))-I119,0)","v":0},{"$f":"IF(J111<1,IF(J111=0,J97*SUMPRODUCT(('EaR TNA011'!$C$200:$C$20063)*('EaR TNA011'!$C$200:$C$20063>J111)),J104*(SUMPRODUCT(('EaR TNA011'!$C$200:$C$20063)*('EaR TNA011'!$C$200:$C$20063>J111))-J111*MATCH(J111,$C$200:$C$20063,-1)))-J119,0)","v":0},{"$f":"IF(K111<1,IF(K111=0,K97*SUMPRODUCT(('EaR TNA011'!$C$200:$C$20063)*('EaR TNA011'!$C$200:$C$20063>K111)),K104*(SUMPRODUCT(('EaR TNA011'!$C$200:$C$20063)*('EaR TNA011'!$C$200:$C$20063>K111))-K111*MATCH(K111,$C$200:$C$20063,-1)))-K119,0)","v":0},{"$f":"IF(L111<1,IF(L111=0,L97*SUMPRODUCT(('EaR TNA011'!$C$200:$C$20063)*('EaR TNA011'!$C$200:$C$20063>L111)),L104*(SUMPRODUCT(('EaR TNA011'!$C$200:$C$20063)*('EaR TNA011'!$C$200:$C$20063>L111))-L111*MATCH(L111,$C$200:$C$20063,-1)))-L119,0)","v":0},{"$f":"IF(M111<1,IF(M111=0,M97*SUMPRODUCT(('EaR TNA011'!$C$200:$C$20063)*('EaR TNA011'!$C$200:$C$20063>M111)),M104*(SUMPRODUCT(('EaR TNA011'!$C$200:$C$20063)*('EaR TNA011'!$C$200:$C$20063>M111))-M111*MATCH(M111,$C$200:$C$20063,-1)))-M119,0)","v":0},{"$f":"IF(N111<1,IF(N111=0,N97*SUMPRODUCT(('EaR TNA011'!$C$200:$C$20063)*('EaR TNA011'!$C$200:$C$20063>N111)),N104*(SUMPRODUCT(('EaR TNA011'!$C$200:$C$20063)*('EaR TNA011'!$C$200:$C$20063>N111))-N111*MATCH(N111,$C$200:$C$20063,-1)))-N119,0)","v":0},{"$f":"IF(O111<1,IF(O111=0,O97*SUMPRODUCT(('EaR TNA011'!$C$200:$C$20063)*('EaR TNA011'!$C$200:$C$20063>O111)),O104*(SUMPRODUCT(('EaR TNA011'!$C$200:$C$20063)*('EaR TNA011'!$C$200:$C$20063>O111))-O111*MATCH(O111,$C$200:$C$20063,-1)))-O119,0)","v":0},{"$f":"IF(P111<1,IF(P111=0,P97*SUMPRODUCT(('EaR TNA011'!$C$200:$C$20063)*('EaR TNA011'!$C$200:$C$20063>P111)),P104*(SUMPRODUCT(('EaR TNA011'!$C$200:$C$20063)*('EaR TNA011'!$C$200:$C$20063>P111))-P111*MATCH(P111,$C$200:$C$20063,-1)))-P119,0)","v":0},{"$f":"IF(Q111<1,IF(Q111=0,Q97*SUMPRODUCT(('EaR TNA011'!$C$200:$C$20063)*('EaR TNA011'!$C$200:$C$20063>Q111)),Q104*(SUMPRODUCT(('EaR TNA011'!$C$200:$C$20063)*('EaR TNA011'!$C$200:$C$20063>Q111))-Q111*MATCH(Q111,$C$200:$C$20063,-1)))-Q119,0)","v":0},{"$f":"IF(R111<1,IF(R111=0,R97*SUMPRODUCT(('EaR TNA011'!$C$200:$C$20063)*('EaR TNA011'!$C$200:$C$20063>R111)),R104*(SUMPRODUCT(('EaR TNA011'!$C$200:$C$20063)*('EaR TNA011'!$C$200:$C$20063>R111))-R111*MATCH(R111,$C$200:$C$20063,-1)))-R119,0)","v":0},{"$f":"IF(S111<1,IF(S111=0,S97*SUMPRODUCT(('EaR TNA011'!$C$200:$C$20063)*('EaR TNA011'!$C$200:$C$20063>S111)),S104*(SUMPRODUCT(('EaR TNA011'!$C$200:$C$20063)*('EaR TNA011'!$C$200:$C$20063>S111))-S111*MATCH(S111,$C$200:$C$20063,-1)))-S119,0)","v":0},{"$f":"IF(T111<1,IF(T111=0,T97*SUMPRODUCT(('EaR TNA011'!$C$200:$C$20063)*('EaR TNA011'!$C$200:$C$20063>T111)),T104*(SUMPRODUCT(('EaR TNA011'!$C$200:$C$20063)*('EaR TNA011'!$C$200:$C$20063>T111))-T111*MATCH(T111,$C$200:$C$20063,-1)))-T119,0)","v":0},{"$f":"IF(U111<1,IF(U111=0,U97*SUMPRODUCT(('EaR TNA011'!$C$200:$C$20063)*('EaR TNA011'!$C$200:$C$20063>U111)),U104*(SUMPRODUCT(('EaR TNA011'!$C$200:$C$20063)*('EaR TNA011'!$C$200:$C$20063>U111))-U111*MATCH(U111,$C$200:$C$20063,-1)))-U119,0)","v":0},{"$f":"IF(V111<1,IF(V111=0,V97*SUMPRODUCT(('EaR TNA011'!$C$200:$C$20063)*('EaR TNA011'!$C$200:$C$20063>V111)),V104*(SUMPRODUCT(('EaR TNA011'!$C$200:$C$20063)*('EaR TNA011'!$C$200:$C$20063>V111))-V111*MATCH(V111,$C$200:$C$20063,-1)))-V119,0)","v":0},{"$f":"IF(W111<1,IF(W111=0,W97*SUMPRODUCT(('EaR TNA011'!$C$200:$C$20063)*('EaR TNA011'!$C$200:$C$20063>W111)),W104*(SUMPRODUCT(('EaR TNA011'!$C$200:$C$20063)*('EaR TNA011'!$C$200:$C$20063>W111))-W111*MATCH(W111,$C$200:$C$20063,-1)))-W119,0)","v":0},{"$f":"IF(X111<1,IF(X111=0,X97*SUMPRODUCT(('EaR TNA011'!$C$200:$C$20063)*('EaR TNA011'!$C$200:$C$20063>X111)),X104*(SUMPRODUCT(('EaR TNA011'!$C$200:$C$20063)*('EaR TNA011'!$C$200:$C$20063>X111))-X111*MATCH(X111,$C$200:$C$20063,-1)))-X119,0)","v":0},{"$f":"IF(Y111<1,IF(Y111=0,Y97*SUMPRODUCT(('EaR TNA011'!$C$200:$C$20063)*('EaR TNA011'!$C$200:$C$20063>Y111)),Y104*(SUMPRODUCT(('EaR TNA011'!$C$200:$C$20063)*('EaR TNA011'!$C$200:$C$20063>Y111))-Y111*MATCH(Y111,$C$200:$C$20063,-1)))-Y119,0)","v":0},{"$f":"IF(Z111<1,IF(Z111=0,Z97*SUMPRODUCT(('EaR TNA011'!$C$200:$C$20063)*('EaR TNA011'!$C$200:$C$20063>Z111)),Z104*(SUMPRODUCT(('EaR TNA011'!$C$200:$C$20063)*('EaR TNA011'!$C$200:$C$20063>Z111))-Z111*MATCH(Z111,$C$200:$C$20063,-1)))-Z119,0)","v":0},{"$f":"IF(AA111<1,IF(AA111=0,AA97*SUMPRODUCT(('EaR TNA011'!$C$200:$C$20063)*('EaR TNA011'!$C$200:$C$20063>AA111)),AA104*(SUMPRODUCT(('EaR TNA011'!$C$200:$C$20063)*('EaR TNA011'!$C$200:$C$20063>AA111))-AA111*MATCH(AA111,$C$200:$C$20063,-1)))-AA119,0)","v":0},{"$f":"IF(AB111<1,IF(AB111=0,AB97*SUMPRODUCT(('EaR TNA011'!$C$200:$C$20063)*('EaR TNA011'!$C$200:$C$20063>AB111)),AB104*(SUMPRODUCT(('EaR TNA011'!$C$200:$C$20063)*('EaR TNA011'!$C$200:$C$20063>AB111))-AB111*MATCH(AB111,$C$200:$C$20063,-1)))-AB119,0)","v":0},{"$f":"IF(AC111<1,IF(AC111=0,AC97*SUMPRODUCT(('EaR TNA011'!$C$200:$C$20063)*('EaR TNA011'!$C$200:$C$20063>AC111)),AC104*(SUMPRODUCT(('EaR TNA011'!$C$200:$C$20063)*('EaR TNA011'!$C$200:$C$20063>AC111))-AC111*MATCH(AC111,$C$200:$C$20063,-1)))-AC119,0)","v":0},{"$f":"IF(AD111<1,IF(AD111=0,AD97*SUMPRODUCT(('EaR TNA011'!$C$200:$C$20063)*('EaR TNA011'!$C$200:$C$20063>AD111)),AD104*(SUMPRODUCT(('EaR TNA011'!$C$200:$C$20063)*('EaR TNA011'!$C$200:$C$20063>AD111))-AD111*MATCH(AD111,$C$200:$C$20063,-1)))-AD119,0)","v":0},{"$f":"IF(AE111<1,IF(AE111=0,AE97*SUMPRODUCT(('EaR TNA011'!$C$200:$C$20063)*('EaR TNA011'!$C$200:$C$20063>AE111)),AE104*(SUMPRODUCT(('EaR TNA011'!$C$200:$C$20063)*('EaR TNA011'!$C$200:$C$20063>AE111))-AE111*MATCH(AE111,$C$200:$C$20063,-1)))-AE119,0)","v":0},{"$f":"IF(AF111<1,IF(AF111=0,AF97*SUMPRODUCT(('EaR TNA011'!$C$200:$C$20063)*('EaR TNA011'!$C$200:$C$20063>AF111)),AF104*(SUMPRODUCT(('EaR TNA011'!$C$200:$C$20063)*('EaR TNA011'!$C$200:$C$20063>AF111))-AF111*MATCH(AF111,$C$200:$C$20063,-1)))-AF119,0)","v":0},null,true,true,true,true,true,true]
["10% LAR","N",null,null,"EatR, MWhrs",{"$f":"IF(F117<1,F104*$C$114*((SUMPRODUCT(('EaR TNA011'!$C$200:$C$20063)*('EaR TNA011'!$C$200:$C$20063>F117)))-F117*MATCH(F117,$C$200:$C$20063,-1)),0)","v":0},{"$f":"IF(G117<1,G104*$C$114*((SUMPRODUCT(('EaR TNA011'!$C$200:$C$20063)*('EaR TNA011'!$C$200:$C$20063>G117)))-G117*MATCH(G117,$C$200:$C$20063,-1)),0)","v":0},{"$f":"IF(H117<1,H104*$C$114*((SUMPRODUCT(('EaR TNA011'!$C$200:$C$20063)*('EaR TNA011'!$C$200:$C$20063>H117)))-H117*MATCH(H117,$C$200:$C$20063,-1)),0)","v":0},{"$f":"IF(I117<1,I104*$C$114*((SUMPRODUCT(('EaR TNA011'!$C$200:$C$20063)*('EaR TNA011'!$C$200:$C$20063>I117)))-I117*MATCH(I117,$C$200:$C$20063,-1)),0)","v":0},{"$f":"IF(J117<1,J104*$C$114*((SUMPRODUCT(('EaR TNA011'!$C$200:$C$20063)*('EaR TNA011'!$C$200:$C$20063>J117)))-J117*MATCH(J117,$C$200:$C$20063,-1)),0)","v":0},{"$f":"IF(K117<1,K104*$C$114*((SUMPRODUCT(('EaR TNA011'!$C$200:$C$20063)*('EaR TNA011'!$C$200:$C$20063>K117)))-K117*MATCH(K117,$C$200:$C$20063,-1)),0)","v":0},{"$f":"IF(L117<1,L104*$C$114*((SUMPRODUCT(('EaR TNA011'!$C$200:$C$20063)*('EaR TNA011'!$C$200:$C$20063>L117)))-L117*MATCH(L117,$C$200:$C$20063,-1)),0)","v":0},{"$f":"IF(M117<1,M104*$C$114*((SUMPRODUCT(('EaR TNA011'!$C$200:$C$20063)*('EaR TNA011'!$C$200:$C$20063>M117)))-M117*MATCH(M117,$C$200:$C$20063,-1)),0)","v":0},{"$f":"IF(N117<1,N104*$C$114*((SUMPRODUCT(('EaR TNA011'!$C$200:$C$20063)*('EaR TNA011'!$C$200:$C$20063>N117)))-N117*MATCH(N117,$C$200:$C$20063,-1)),0)","v":0},{"$f":"IF(O117<1,O104*$C$114*((SUMPRODUCT(('EaR TNA011'!$C$200:$C$20063)*('EaR TNA011'!$C$200:$C$20063>O117)))-O117*MATCH(O117,$C$200:$C$20063,-1)),0)","v":0},{"$f":"IF(P117<1,P104*$C$114*((SUMPRODUCT(('EaR TNA011'!$C$200:$C$20063)*('EaR TNA011'!$C$200:$C$20063>P117)))-P117*MATCH(P117,$C$200:$C$20063,-1)),0)","v":0},{"$f":"IF(Q117<1,Q104*$C$114*((SUMPRODUCT(('EaR TNA011'!$C$200:$C$20063)*('EaR TNA011'!$C$200:$C$20063>Q117)))-Q117*MATCH(Q117,$C$200:$C$20063,-1)),0)","v":6.2199203530553207E-2},{"$f":"IF(R117<1,R104*$C$114*((SUMPRODUCT(('EaR TNA011'!$C$200:$C$20063)*('EaR TNA011'!$C$200:$C$20063>R117)))-R117*MATCH(R117,$C$200:$C$20063,-1)),0)","v":6.2199203530553207E-2},{"$f":"IF(S117<1,S104*$C$114*((SUMPRODUCT(('EaR TNA011'!$C$200:$C$20063)*('EaR TNA011'!$C$200:$C$20063>S117)))-S117*MATCH(S117,$C$200:$C$20063,-1)),0)","v":6.2199203530553207E-2},{"$f":"IF(T117<1,T104*$C$114*((SUMPRODUCT(('EaR TNA011'!$C$200:$C$20063)*('EaR TNA011'!$C$200:$C$20063>T117)))-T117*MATCH(T117,$C$200:$C$20063,-1)),0)","v":6.2199203530553207E-2},{"$f":"IF(U117<1,U104*$C$114*((SUMPRODUCT(('EaR TNA011'!$C$200:$C$20063)*('EaR TNA011'!$C$200:$C$20063>U117)))-U117*MATCH(U117,$C$200:$C$20063,-1)),0)","v":6.2199203530553207E-2},{"$f":"IF(V117<1,V104*$C$114*((SUMPRODUCT(('EaR TNA011'!$C$200:$C$20063)*('EaR TNA011'!$C$200:$C$20063>V117)))-V117*MATCH(V117,$C$200:$C$20063,-1)),0)","v":6.2199203530553207E-2},{"$f":"IF(W117<1,W104*$C$114*((SUMPRODUCT(('EaR TNA011'!$C$200:$C$20063)*('EaR TNA011'!$C$200:$C$20063>W117)))-W117*MATCH(W117,$C$200:$C$20063,-1)),0)","v":6.2199203530553207E-2},{"$f":"IF(X117<1,X104*$C$114*((SUMPRODUCT(('EaR TNA011'!$C$200:$C$20063)*('EaR TNA011'!$C$200:$C$20063>X117)))-X117*MATCH(X117,$C$200:$C$20063,-1)),0)","v":6.2199203530553207E-2},{"$f":"IF(Y117<1,Y104*$C$114*((SUMPRODUCT(('EaR TNA011'!$C$200:$C$20063)*('EaR TNA011'!$C$200:$C$20063>Y117)))-Y117*MATCH(Y117,$C$200:$C$20063,-1)),0)","v":6.2199203530553207E-2},{"$f":"IF(Z117<1,Z104*$C$114*((SUMPRODUCT(('EaR TNA011'!$C$200:$C$20063)*('EaR TNA011'!$C$200:$C$20063>Z117)))-Z117*MATCH(Z117,$C$200:$C$20063,-1)),0)","v":6.2199203530553207E-2},{"$f":"IF(AA117<1,AA104*$C$114*((SUMPRODUCT(('EaR TNA011'!$C$200:$C$20063)*('EaR TNA011'!$C$200:$C$20063>AA117)))-AA117*MATCH(AA117,$C$200:$C$20063,-1)),0)","v":6.2199203530553207E-2},{"$f":"IF(AB117<1,AB104*$C$114*((SUMPRODUCT(('EaR TNA011'!$C$200:$C$20063)*('EaR TNA011'!$C$200:$C$20063>AB117)))-AB117*MATCH(AB117,$C$200:$C$20063,-1)),0)","v":6.2199203530553207E-2},{"$f":"IF(AC117<1,AC104*$C$114*((SUMPRODUCT(('EaR TNA011'!$C$200:$C$20063)*('EaR TNA011'!$C$200:$C$20063>AC117)))-AC117*MATCH(AC117,$C$200:$C$20063,-1)),0)","v":6.2199203530553207E-2},{"$f":"IF(AD117<1,AD104*$C$114*((SUMPRODUCT(('EaR TNA011'!$C$200:$C$20063)*('EaR TNA011'!$C$200:$C$20063>AD117)))-AD117*MATCH(AD117,$C$200:$C$20063,-1)),0)","v":6.2199203530553207E-2},{"$f":"IF(AE117<1,AE104*$C$114*((SUMPRODUCT(('EaR TNA011'!$C$200:$C$20063)*('EaR TNA011'!$C$200:$C$20063>AE117)))-AE117*MATCH(AE117,$C$200:$C$20063,-1)),0)","v":6.2199203530553207E-2},{"$f":"IF(AF117<1,AF104*$C$114*((SUMPRODUCT(('EaR TNA011'!$C$200:$C$20063)*('EaR TNA011'!$C$200:$C$20063>AF117)))-AF117*MATCH(AF117,$C$200:$C$20063,-1)),0)","v":6.2199203530553207E-2},null,true,true,true,true,true,true]
["10% LAR","N-1",null,null,"EatR, MWhrs",{"$f":"IF(F118<1,IF(F118=0,F104*$C$114*SUMPRODUCT(('EaR TNA011'!$C$200:$C$20063)*('EaR TNA011'!$C$200:$C$20063>F118)),F106*$C$114*(SUMPRODUCT(('EaR TNA011'!$C$200:$C$20063)*('EaR TNA011'!$C$200:$C$20063>F118))-F118*MATCH(F118,$C$200:$C$20063,-1)))-F121,0)","v":0},{"$f":"IF(G118<1,IF(G118=0,G104*$C$114*SUMPRODUCT(('EaR TNA011'!$C$200:$C$20063)*('EaR TNA011'!$C$200:$C$20063>G118)),G106*$C$114*(SUMPRODUCT(('EaR TNA011'!$C$200:$C$20063)*('EaR TNA011'!$C$200:$C$20063>G118))-G118*MATCH(G118,$C$200:$C$20063,-1)))-G121,0)","v":0},{"$f":"IF(H118<1,IF(H118=0,H104*$C$114*SUMPRODUCT(('EaR TNA011'!$C$200:$C$20063)*('EaR TNA011'!$C$200:$C$20063>H118)),H106*$C$114*(SUMPRODUCT(('EaR TNA011'!$C$200:$C$20063)*('EaR TNA011'!$C$200:$C$20063>H118))-H118*MATCH(H118,$C$200:$C$20063,-1)))-H121,0)","v":0},{"$f":"IF(I118<1,IF(I118=0,I104*$C$114*SUMPRODUCT(('EaR TNA011'!$C$200:$C$20063)*('EaR TNA011'!$C$200:$C$20063>I118)),I106*$C$114*(SUMPRODUCT(('EaR TNA011'!$C$200:$C$20063)*('EaR TNA011'!$C$200:$C$20063>I118))-I118*MATCH(I118,$C$200:$C$20063,-1)))-I121,0)","v":0},{"$f":"IF(J118<1,IF(J118=0,J104*$C$114*SUMPRODUCT(('EaR TNA011'!$C$200:$C$20063)*('EaR TNA011'!$C$200:$C$20063>J118)),J106*$C$114*(SUMPRODUCT(('EaR TNA011'!$C$200:$C$20063)*('EaR TNA011'!$C$200:$C$20063>J118))-J118*MATCH(J118,$C$200:$C$20063,-1)))-J121,0)","v":0},{"$f":"IF(K118<1,IF(K118=0,K104*$C$114*SUMPRODUCT(('EaR TNA011'!$C$200:$C$20063)*('EaR TNA011'!$C$200:$C$20063>K118)),K106*$C$114*(SUMPRODUCT(('EaR TNA011'!$C$200:$C$20063)*('EaR TNA011'!$C$200:$C$20063>K118))-K118*MATCH(K118,$C$200:$C$20063,-1)))-K121,0)","v":0},{"$f":"IF(L118<1,IF(L118=0,L104*$C$114*SUMPRODUCT(('EaR TNA011'!$C$200:$C$20063)*('EaR TNA011'!$C$200:$C$20063>L118)),L106*$C$114*(SUMPRODUCT(('EaR TNA011'!$C$200:$C$20063)*('EaR TNA011'!$C$200:$C$20063>L118))-L118*MATCH(L118,$C$200:$C$20063,-1)))-L121,0)","v":0},{"$f":"IF(M118<1,IF(M118=0,M104*$C$114*SUMPRODUCT(('EaR TNA011'!$C$200:$C$20063)*('EaR TNA011'!$C$200:$C$20063>M118)),M106*$C$114*(SUMPRODUCT(('EaR TNA011'!$C$200:$C$20063)*('EaR TNA011'!$C$200:$C$20063>M118))-M118*MATCH(M118,$C$200:$C$20063,-1)))-M121,0)","v":0},{"$f":"IF(N118<1,IF(N118=0,N104*$C$114*SUMPRODUCT(('EaR TNA011'!$C$200:$C$20063)*('EaR TNA011'!$C$200:$C$20063>N118)),N106*$C$114*(SUMPRODUCT(('EaR TNA011'!$C$200:$C$20063)*('EaR TNA011'!$C$200:$C$20063>N118))-N118*MATCH(N118,$C$200:$C$20063,-1)))-N121,0)","v":0},{"$f":"IF(O118<1,IF(O118=0,O104*$C$114*SUMPRODUCT(('EaR TNA011'!$C$200:$C$20063)*('EaR TNA011'!$C$200:$C$20063>O118)),O106*$C$114*(SUMPRODUCT(('EaR TNA011'!$C$200:$C$20063)*('EaR TNA011'!$C$200:$C$20063>O118))-O118*MATCH(O118,$C$200:$C$20063,-1)))-O121,0)","v":0},{"$f":"IF(P118<1,IF(P118=0,P104*$C$114*SUMPRODUCT(('EaR TNA011'!$C$200:$C$20063)*('EaR TNA011'!$C$200:$C$20063>P118)),P106*$C$114*(SUMPRODUCT(('EaR TNA011'!$C$200:$C$20063)*('EaR TNA011'!$C$200:$C$20063>P118))-P118*MATCH(P118,$C$200:$C$20063,-1)))-P121,0)","v":0},{"$f":"IF(Q118<1,IF(Q118=0,Q104*$C$114*SUMPRODUCT(('EaR TNA011'!$C$200:$C$20063)*('EaR TNA011'!$C$200:$C$20063>Q118)),Q106*$C$114*(SUMPRODUCT(('EaR TNA011'!$C$200:$C$20063)*('EaR TNA011'!$C$200:$C$20063>Q118))-Q118*MATCH(Q118,$C$200:$C$20063,-1)))-Q121,0)","v":9.2198161470391504E-4},{"$f":"IF(R118<1,IF(R118=0,R104*$C$114*SUMPRODUCT(('EaR TNA011'!$C$200:$C$20063)*('EaR TNA011'!$C$200:$C$20063>R118)),R106*$C$114*(SUMPRODUCT(('EaR TNA011'!$C$200:$C$20063)*('EaR TNA011'!$C$200:$C$20063>R118))-R118*MATCH(R118,$C$200:$C$20063,-1)))-R121,0)","v":9.2198161470391504E-4},{"$f":"IF(S118<1,IF(S118=0,S104*$C$114*SUMPRODUCT(('EaR TNA011'!$C$200:$C$20063)*('EaR TNA011'!$C$200:$C$20063>S118)),S106*$C$114*(SUMPRODUCT(('EaR TNA011'!$C$200:$C$20063)*('EaR TNA011'!$C$200:$C$20063>S118))-S118*MATCH(S118,$C$200:$C$20063,-1)))-S121,0)","v":9.2198161470391504E-4},{"$f":"IF(T118<1,IF(T118=0,T104*$C$114*SUMPRODUCT(('EaR TNA011'!$C$200:$C$20063)*('EaR TNA011'!$C$200:$C$20063>T118)),T106*$C$114*(SUMPRODUCT(('EaR TNA011'!$C$200:$C$20063)*('EaR TNA011'!$C$200:$C$20063>T118))-T118*MATCH(T118,$C$200:$C$20063,-1)))-T121,0)","v":9.2198161470391504E-4},{"$f":"IF(U118<1,IF(U118=0,U104*$C$114*SUMPRODUCT(('EaR TNA011'!$C$200:$C$20063)*('EaR TNA011'!$C$200:$C$20063>U118)),U106*$C$114*(SUMPRODUCT(('EaR TNA011'!$C$200:$C$20063)*('EaR TNA011'!$C$200:$C$20063>U118))-U118*MATCH(U118,$C$200:$C$20063,-1)))-U121,0)","v":9.2198161470391504E-4},{"$f":"IF(V118<1,IF(V118=0,V104*$C$114*SUMPRODUCT(('EaR TNA011'!$C$200:$C$20063)*('EaR TNA011'!$C$200:$C$20063>V118)),V106*$C$114*(SUMPRODUCT(('EaR TNA011'!$C$200:$C$20063)*('EaR TNA011'!$C$200:$C$20063>V118))-V118*MATCH(V118,$C$200:$C$20063,-1)))-V121,0)","v":9.2198161470391504E-4},{"$f":"IF(W118<1,IF(W118=0,W104*$C$114*SUMPRODUCT(('EaR TNA011'!$C$200:$C$20063)*('EaR TNA011'!$C$200:$C$20063>W118)),W106*$C$114*(SUMPRODUCT(('EaR TNA011'!$C$200:$C$20063)*('EaR TNA011'!$C$200:$C$20063>W118))-W118*MATCH(W118,$C$200:$C$20063,-1)))-W121,0)","v":9.2198161470391504E-4},{"$f":"IF(X118<1,IF(X118=0,X104*$C$114*SUMPRODUCT(('EaR TNA011'!$C$200:$C$20063)*('EaR TNA011'!$C$200:$C$20063>X118)),X106*$C$114*(SUMPRODUCT(('EaR TNA011'!$C$200:$C$20063)*('EaR TNA011'!$C$200:$C$20063>X118))-X118*MATCH(X118,$C$200:$C$20063,-1)))-X121,0)","v":9.2198161470391504E-4},{"$f":"IF(Y118<1,IF(Y118=0,Y104*$C$114*SUMPRODUCT(('EaR TNA011'!$C$200:$C$20063)*('EaR TNA011'!$C$200:$C$20063>Y118)),Y106*$C$114*(SUMPRODUCT(('EaR TNA011'!$C$200:$C$20063)*('EaR TNA011'!$C$200:$C$20063>Y118))-Y118*MATCH(Y118,$C$200:$C$20063,-1)))-Y121,0)","v":9.2198161470391504E-4},{"$f":"IF(Z118<1,IF(Z118=0,Z104*$C$114*SUMPRODUCT(('EaR TNA011'!$C$200:$C$20063)*('EaR TNA011'!$C$200:$C$20063>Z118)),Z106*$C$114*(SUMPRODUCT(('EaR TNA011'!$C$200:$C$20063)*('EaR TNA011'!$C$200:$C$20063>Z118))-Z118*MATCH(Z118,$C$200:$C$20063,-1)))-Z121,0)","v":9.2198161470391504E-4},{"$f":"IF(AA118<1,IF(AA118=0,AA104*$C$114*SUMPRODUCT(('EaR TNA011'!$C$200:$C$20063)*('EaR TNA011'!$C$200:$C$20063>AA118)),AA106*$C$114*(SUMPRODUCT(('EaR TNA011'!$C$200:$C$20063)*('EaR TNA011'!$C$200:$C$20063>AA118))-AA118*MATCH(AA118,$C$200:$C$20063,-1)))-AA121,0)","v":9.2198161470391504E-4},{"$f":"IF(AB118<1,IF(AB118=0,AB104*$C$114*SUMPRODUCT(('EaR TNA011'!$C$200:$C$20063)*('EaR TNA011'!$C$200:$C$20063>AB118)),AB106*$C$114*(SUMPRODUCT(('EaR TNA011'!$C$200:$C$20063)*('EaR TNA011'!$C$200:$C$20063>AB118))-AB118*MATCH(AB118,$C$200:$C$20063,-1)))-AB121,0)","v":9.2198161470391504E-4},{"$f":"IF(AC118<1,IF(AC118=0,AC104*$C$114*SUMPRODUCT(('EaR TNA011'!$C$200:$C$20063)*('EaR TNA011'!$C$200:$C$20063>AC118)),AC106*$C$114*(SUMPRODUCT(('EaR TNA011'!$C$200:$C$20063)*('EaR TNA011'!$C$200:$C$20063>AC118))-AC118*MATCH(AC118,$C$200:$C$20063,-1)))-AC121,0)","v":9.2198161470391504E-4},{"$f":"IF(AD118<1,IF(AD118=0,AD104*$C$114*SUMPRODUCT(('EaR TNA011'!$C$200:$C$20063)*('EaR TNA011'!$C$200:$C$20063>AD118)),AD106*$C$114*(SUMPRODUCT(('EaR TNA011'!$C$200:$C$20063)*('EaR TNA011'!$C$200:$C$20063>AD118))-AD118*MATCH(AD118,$C$200:$C$20063,-1)))-AD121,0)","v":9.2198161470391504E-4},{"$f":"IF(AE118<1,IF(AE118=0,AE104*$C$114*SUMPRODUCT(('EaR TNA011'!$C$200:$C$20063)*('EaR TNA011'!$C$200:$C$20063>AE118)),AE106*$C$114*(SUMPRODUCT(('EaR TNA011'!$C$200:$C$20063)*('EaR TNA011'!$C$200:$C$20063>AE118))-AE118*MATCH(AE118,$C$200:$C$20063,-1)))-AE121,0)","v":9.2198161470391504E-4},{"$f":"IF(AF118<1,IF(AF118=0,AF104*$C$114*SUMPRODUCT(('EaR TNA011'!$C$200:$C$20063)*('EaR TNA011'!$C$200:$C$20063>AF118)),AF106*$C$114*(SUMPRODUCT(('EaR TNA011'!$C$200:$C$20063)*('EaR TNA011'!$C$200:$C$20063>AF118))-AF118*MATCH(AF118,$C$200:$C$20063,-1)))-AF121,0)","v":9.2198161470391504E-4},null,true,true,true,true,true,true]
["No of Tx",null,null,null,null,{"$f":"F93","v":1},1,1,1,1,1,1,1,1,1,1,1,1,1,1,1,1,1,1,1,1,1,1,1,1,1,1,null,true,true,true,true,true,true]
["50% PoE","N",1,null,"EEatR, MWhrs",{"$f":"F119*$C124","v":0},0,0,0,0,0,0,0,0,0,0,0,0,0,0,0,0,0,0,0,0,0,0,0,0,0,0,null,true,true,true,true,true,true]
["50% PoE","N-1",{"$f":"C72","v":3.744292237442922E-2},null,"EEatR, MWhrs",{"$f":"F120*$C125*F123","v":0},0,0,0,0,0,0,0,0,0,0,0,0,0,0,0,0,0,0,0,0,0,0,0,0,0,0,null,true,true,true,true,true,true]
["10% LAR","N",1,null,"EEatR, MWhrs",{"$f":"F121*$C126","v":0},0,0,0,0,0,0,0,0,0,0,6.2199203530553207E-2,6.2199203530553207E-2,6.2199203530553207E-2,6.2199203530553207E-2,6.2199203530553207E-2,6.2199203530553207E-2,6.2199203530553207E-2,6.2199203530553207E-2,6.2199203530553207E-2,6.2199203530553207E-2,6.2199203530553207E-2,6.2199203530553207E-2,6.2199203530553207E-2,6.2199203530553207E-2,6.2199203530553207E-2,6.2199203530553207E-2,null,true,true,true,true,true,true]
["10% LAR","N-1",{"$f":"C125","v":3.744292237442922E-2},null,"EEatR, MWhrs",{"$f":"F122*$C127*F123","v":0},0,0,0,0,0,0,0,0,0,0,3.4521686030009598E-5,3.4521686030009598E-5,3.4521686030009598E-5,3.4521686030009598E-5,3.4521686030009598E-5,3.4521686030009598E-5,3.4521686030009598E-5,3.4521686030009598E-5,3.4521686030009598E-5,3.4521686030009598E-5,3.4521686030009598E-5,3.4521686030009598E-5,3.4521686030009598E-5,3.4521686030009598E-5,3.4521686030009598E-5,3.4521686030009598E-5,null,true,true,true,true,true,true]
[]
[]
[{"$f":"\"ENERGY AT RISK: \"&UPPER(A4)","v":"ENERGY AT RISK: "}]
[]
[null,null,null,null,null,2024,2025,2026,2027,2028,2029,2030,2031,2032,2033,2034,2035,2036,2037,2038,2039,2040,2041,2042,2043,2044,2045,2046,2047,2048,2049,2050]
["Summary"]
["50% PoE","N",null,null,"Total EatR, MWhrs",{"$f":"IF('EaR TNA011'!$F$29=\"15m\",(F159+F184)*0.25,F159+F184)","v":0},{"$f":"IF('EaR TNA011'!$F$29=\"15m\",(G159+G184)*0.25,G159+G184)","v":4.4377499127387948E-2},{"$f":"IF('EaR TNA011'!$F$29=\"15m\",(H159+H184)*0.25,H159+H184)","v":9.9965014537730461},{"$f":"IF('EaR TNA011'!$F$29=\"15m\",(I159+I184)*0.25,I159+I184)","v":0},{"$f":"IF('EaR TNA011'!$F$29=\"15m\",(J159+J184)*0.25,J159+J184)","v":0},{"$f":"IF('EaR TNA011'!$F$29=\"15m\",(K159+K184)*0.25,K159+K184)","v":0},{"$f":"IF('EaR TNA011'!$F$29=\"15m\",(L159+L184)*0.25,L159+L184)","v":0},{"$f":"IF('EaR TNA011'!$F$29=\"15m\",(M159+M184)*0.25,M159+M184)","v":0},{"$f":"IF('EaR TNA011'!$F$29=\"15m\",(N159+N184)*0.25,N159+N184)","v":0},{"$f":"IF('EaR TNA011'!$F$29=\"15m\",(O159+O184)*0.25,O159+O184)","v":0},{"$f":"IF('EaR TNA011'!$F$29=\"15m\",(P159+P184)*0.25,P159+P184)","v":0},{"$f":"IF('EaR TNA011'!$F$29=\"15m\",(Q159+Q184)*0.25,Q159+Q184)","v":0},{"$f":"IF('EaR TNA011'!$F$29=\"15m\",(R159+R184)*0.25,R159+R184)","v":0},{"$f":"IF('EaR TNA011'!$F$29=\"15m\",(S159+S184)*0.25,S159+S184)","v":0},{"$f":"IF('EaR TNA011'!$F$29=\"15m\",(T159+T184)*0.25,T159+T184)","v":0},{"$f":"IF('EaR TNA011'!$F$29=\"15m\",(U159+U184)*0.25,U159+U184)","v":0},{"$f":"IF('EaR TNA011'!$F$29=\"15m\",(V159+V184)*0.25,V159+V184)","v":0},{"$f":"IF('EaR TNA011'!$F$29=\"15m\",(W159+W184)*0.25,W159+W184)","v":0},{"$f":"IF('EaR TNA011'!$F$29=\"15m\",(X159+X184)*0.25,X159+X184)","v":0},{"$f":"IF('EaR TNA011'!$F$29=\"15m\",(Y159+Y184)*0.25,Y159+Y184)","v":0},{"$f":"IF('EaR TNA011'!$F$29=\"15m\",(Z159+Z184)*0.25,Z159+Z184)","v":0},{"$f":"IF('EaR TNA011'!$F$29=\"15m\",(AA159+AA184)*0.25,AA159+AA184)","v":0},{"$f":"IF('EaR TNA011'!$F$29=\"15m\",(AB159+AB184)*0.25,AB159+AB184)","v":0},{"$f":"IF('EaR TNA011'!$F$29=\"15m\",(AC159+AC184)*0.25,AC159+AC184)","v":0},{"$f":"IF('EaR TNA011'!$F$29=\"15m\",(AD159+AD184)*0.25,AD159+AD184)","v":0},{"$f":"IF('EaR TNA011'!$F$29=\"15m\",(AE159+AE184)*0.25,AE159+AE184)","v":0},{"$f":"IF('EaR TNA011'!$F$29=\"15m\",(AF159+AF184)*0.25,AF159+AF184)","v":0},null,true,true,true,true,true,true]
["50% PoE","N-1",null,null,"Total EatR, MWhrs",{"$f":"IF('EaR TNA011'!$F$29=\"15m\",(F160+F185)*0.25,F160+F185)","v":0},{"$f":"IF('EaR TNA011'!$F$29=\"15m\",(G160+G185)*0.25,G160+G185)","v":0},{"$f":"IF('EaR TNA011'!$F$29=\"15m\",(H160+H185)*0.25,H160+H185)","v":0},{"$f":"IF('EaR TNA011'!$F$29=\"15m\",(I160+I185)*0.25,I160+I185)","v":0},{"$f":"IF('EaR TNA011'!$F$29=\"15m\",(J160+J185)*0.25,J160+J185)","v":0},{"$f":"IF('EaR TNA011'!$F$29=\"15m\",(K160+K185)*0.25,K160+K185)","v":0},{"$f":"IF('EaR TNA011'!$F$29=\"15m\",(L160+L185)*0.25,L160+L185)","v":0},{"$f":"IF('EaR TNA011'!$F$29=\"15m\",(M160+M185)*0.25,M160+M185)","v":0},{"$f":"IF('EaR TNA011'!$F$29=\"15m\",(N160+N185)*0.25,N160+N185)","v":0},{"$f":"IF('EaR TNA011'!$F$29=\"15m\",(O160+O185)*0.25,O160+O185)","v":0},{"$f":"IF('EaR TNA011'!$F$29=\"15m\",(P160+P185)*0.25,P160+P185)","v":0},{"$f":"IF('EaR TNA011'!$F$29=\"15m\",(Q160+Q185)*0.25,Q160+Q185)","v":0},{"$f":"IF('EaR TNA011'!$F$29=\"15m\",(R160+R185)*0.25,R160+R185)","v":0},{"$f":"IF('EaR TNA011'!$F$29=\"15m\",(S160+S185)*0.25,S160+S185)","v":0},{"$f":"IF('EaR TNA011'!$F$29=\"15m\",(T160+T185)*0.25,T160+T185)","v":0},{"$f":"IF('EaR TNA011'!$F$29=\"15m\",(U160+U185)*0.25,U160+U185)","v":0},{"$f":"IF('EaR TNA011'!$F$29=\"15m\",(V160+V185)*0.25,V160+V185)","v":0},{"$f":"IF('EaR TNA011'!$F$29=\"15m\",(W160+W185)*0.25,W160+W185)","v":0},{"$f":"IF('EaR TNA011'!$F$29=\"15m\",(X160+X185)*0.25,X160+X185)","v":0},{"$f":"IF('EaR TNA011'!$F$29=\"15m\",(Y160+Y185)*0.25,Y160+Y185)","v":0},{"$f":"IF('EaR TNA011'!$F$29=\"15m\",(Z160+Z185)*0.25,Z160+Z185)","v":0},{"$f":"IF('EaR TNA011'!$F$29=\"15m\",(AA160+AA185)*0.25,AA160+AA185)","v":0},{"$f":"IF('EaR TNA011'!$F$29=\"15m\",(AB160+AB185)*0.25,AB160+AB185)","v":0},{"$f":"IF('EaR TNA011'!$F$29=\"15m\",(AC160+AC185)*0.25,AC160+AC185)","v":0},{"$f":"IF('EaR TNA011'!$F$29=\"15m\",(AD160+AD185)*0.25,AD160+AD185)","v":0},{"$f":"IF('EaR TNA011'!$F$29=\"15m\",(AE160+AE185)*0.25,AE160+AE185)","v":0},{"$f":"IF('EaR TNA011'!$F$29=\"15m\",(AF160+AF185)*0.25,AF160+AF185)","v":0},null,true,true,true,true,true,true]
["10% LAR","N",null,null,"Total EatR, MWhrs",{"$f":"IF('EaR TNA011'!$F$29=\"15m\",(F161+F186)*0.25,F161+F186)","v":0.71761858785886556},{"$f":"IF('EaR TNA011'!$F$29=\"15m\",(G161+G186)*0.25,G161+G186)","v":8.5981346645040126},{"$f":"IF('EaR TNA011'!$F$29=\"15m\",(H161+H186)*0.25,H161+H186)","v":58.888437722735922},{"$f":"IF('EaR TNA011'!$F$29=\"15m\",(I161+I186)*0.25,I161+I186)","v":0},{"$f":"IF('EaR TNA011'!$F$29=\"15m\",(J161+J186)*0.25,J161+J186)","v":0},{"$f":"IF('EaR TNA011'!$F$29=\"15m\",(K161+K186)*0.25,K161+K186)","v":0},{"$f":"IF('EaR TNA011'!$F$29=\"15m\",(L161+L186)*0.25,L161+L186)","v":0},{"$f":"IF('EaR TNA011'!$F$29=\"15m\",(M161+M186)*0.25,M161+M186)","v":0},{"$f":"IF('EaR TNA011'!$F$29=\"15m\",(N161+N186)*0.25,N161+N186)","v":0},{"$f":"IF('EaR TNA011'!$F$29=\"15m\",(O161+O186)*0.25,O161+O186)","v":0.44064050372218944},{"$f":"IF('EaR TNA011'!$F$29=\"15m\",(P161+P186)*0.25,P161+P186)","v":1.4768764254512228},{"$f":"IF('EaR TNA011'!$F$29=\"15m\",(Q161+Q186)*0.25,Q161+Q186)","v":2.8320629520992098},{"$f":"IF('EaR TNA011'!$F$29=\"15m\",(R161+R186)*0.25,R161+R186)","v":2.8320629520992098},{"$f":"IF('EaR TNA011'!$F$29=\"15m\",(S161+S186)*0.25,S161+S186)","v":2.8320629520992098},{"$f":"IF('EaR TNA011'!$F$29=\"15m\",(T161+T186)*0.25,T161+T186)","v":2.8320629520992098},{"$f":"IF('EaR TNA011'!$F$29=\"15m\",(U161+U186)*0.25,U161+U186)","v":2.8320629520992098},{"$f":"IF('EaR TNA011'!$F$29=\"15m\",(V161+V186)*0.25,V161+V186)","v":2.8320629520992098},{"$f":"IF('EaR TNA011'!$F$29=\"15m\",(W161+W186)*0.25,W161+W186)","v":2.8320629520992098},{"$f":"IF('EaR TNA011'!$F$29=\"15m\",(X161+X186)*0.25,X161+X186)","v":2.8320629520992098},{"$f":"IF('EaR TNA011'!$F$29=\"15m\",(Y161+Y186)*0.25,Y161+Y186)","v":2.8320629520992098},{"$f":"IF('EaR TNA011'!$F$29=\"15m\",(Z161+Z186)*0.25,Z161+Z186)","v":2.8320629520992098},{"$f":"IF('EaR TNA011'!$F$29=\"15m\",(AA161+AA186)*0.25,AA161+AA186)","v":2.8320629520992098},{"$f":"IF('EaR TNA011'!$F$29=\"15m\",(AB161+AB186)*0.25,AB161+AB186)","v":2.8320629520992098},{"$f":"IF('EaR TNA011'!$F$29=\"15m\",(AC161+AC186)*0.25,AC161+AC186)","v":2.8320629520992098},{"$f":"IF('EaR TNA011'!$F$29=\"15m\",(AD161+AD186)*0.25,AD161+AD186)","v":2.8320629520992098},{"$f":"IF('EaR TNA011'!$F$29=\"15m\",(AE161+AE186)*0.25,AE161+AE186)","v":2.8320629520992098},{"$f":"IF('EaR TNA011'!$F$29=\"15m\",(AF161+AF186)*0.25,AF161+AF186)","v":2.8320629520992098},null,true,true,true,true,true,true]
["10% LAR","N-1",null,null,"Total EatR, MWhrs",{"$f":"IF('EaR TNA011'!$F$29=\"15m\",(F162+F187)*0.25,F162+F187)","v":6.5335766565932651E-4},{"$f":"IF('EaR TNA011'!$F$29=\"15m\",(G162+G187)*0.25,G162+G187)","v":7.8281935396713465E-3},{"$f":"IF('EaR TNA011'!$F$29=\"15m\",(H162+H187)*0.25,H162+H187)","v":5.361512766781118E-2},{"$f":"IF('EaR TNA011'!$F$29=\"15m\",(I162+I187)*0.25,I162+I187)","v":0},{"$f":"IF('EaR TNA011'!$F$29=\"15m\",(J162+J187)*0.25,J162+J187)","v":0},{"$f":"IF('EaR TNA011'!$F$29=\"15m\",(K162+K187)*0.25,K162+K187)","v":0},{"$f":"IF('EaR TNA011'!$F$29=\"15m\",(L162+L187)*0.25,L162+L187)","v":0},{"$f":"IF('EaR TNA011'!$F$29=\"15m\",(M162+M187)*0.25,M162+M187)","v":0},{"$f":"IF('EaR TNA011'!$F$29=\"15m\",(N162+N187)*0.25,N162+N187)","v":0},{"$f":"IF('EaR TNA011'!$F$29=\"15m\",(O162+O187)*0.25,O162+O187)","v":4.0118226559021641E-4},{"$f":"IF('EaR TNA011'!$F$29=\"15m\",(P162+P187)*0.25,P162+P187)","v":1.3446258919782572E-3},{"$f":"IF('EaR TNA011'!$F$29=\"15m\",(Q162+Q187)*0.25,Q162+Q187)","v":2.5784589065684926E-3},{"$f":"IF('EaR TNA011'!$F$29=\"15m\",(R162+R187)*0.25,R162+R187)","v":2.5784589065684926E-3},{"$f":"IF('EaR TNA011'!$F$29=\"15m\",(S162+S187)*0.25,S162+S187)","v":2.5784589065684926E-3},{"$f":"IF('EaR TNA011'!$F$29=\"15m\",(T162+T187)*0.25,T162+T187)","v":2.5784589065684926E-3},{"$f":"IF('EaR TNA011'!$F$29=\"15m\",(U162+U187)*0.25,U162+U187)","v":2.5784589065684926E-3},{"$f":"IF('EaR TNA011'!$F$29=\"15m\",(V162+V187)*0.25,V162+V187)","v":2.5784589065684926E-3},{"$f":"IF('EaR TNA011'!$F$29=\"15m\",(W162+W187)*0.25,W162+W187)","v":2.5784589065684926E-3},{"$f":"IF('EaR TNA011'!$F$29=\"15m\",(X162+X187)*0.25,X162+X187)","v":2.5784589065684926E-3},{"$f":"IF('EaR TNA011'!$F$29=\"15m\",(Y162+Y187)*0.25,Y162+Y187)","v":2.5784589065684926E-3},{"$f":"IF('EaR TNA011'!$F$29=\"15m\",(Z162+Z187)*0.25,Z162+Z187)","v":2.5784589065684926E-3},{"$f":"IF('EaR TNA011'!$F$29=\"15m\",(AA162+AA187)*0.25,AA162+AA187)","v":2.5784589065684926E-3},{"$f":"IF('EaR TNA011'!$F$29=\"15m\",(AB162+AB187)*0.25,AB162+AB187)","v":2.5784589065684926E-3},{"$f":"IF('EaR TNA011'!$F$29=\"15m\",(AC162+AC187)*0.25,AC162+AC187)","v":2.5784589065684926E-3},{"$f":"IF('EaR TNA011'!$F$29=\"15m\",(AD162+AD187)*0.25,AD162+AD187)","v":2.5784589065684926E-3},{"$f":"IF('EaR TNA011'!$F$29=\"15m\",(AE162+AE187)*0.25,AE162+AE187)","v":2.5784589065684926E-3},{"$f":"IF('EaR TNA011'!$F$29=\"15m\",(AF162+AF187)*0.25,AF162+AF187)","v":2.5784589065684926E-3},null,true,true,true,true,true,true]
["50% PoE","N",null,null,"Total EEatR, MWhrs",{"$f":"IF('EaR TNA011'!$F$29=\"15m\",(F164+F189)*0.25,F164+F189)","v":0},{"$f":"IF('EaR TNA011'!$F$29=\"15m\",(G164+G189)*0.25,G164+G189)","v":4.4377499127387948E-2},{"$f":"IF('EaR TNA011'!$F$29=\"15m\",(H164+H189)*0.25,H164+H189)","v":9.9965014537730461},{"$f":"IF('EaR TNA011'!$F$29=\"15m\",(I164+I189)*0.25,I164+I189)","v":0},{"$f":"IF('EaR TNA011'!$F$29=\"15m\",(J164+J189)*0.25,J164+J189)","v":0},{"$f":"IF('EaR TNA011'!$F$29=\"15m\",(K164+K189)*0.25,K164+K189)","v":0},{"$f":"IF('EaR TNA011'!$F$29=\"15m\",(L164+L189)*0.25,L164+L189)","v":0},{"$f":"IF('EaR TNA011'!$F$29=\"15m\",(M164+M189)*0.25,M164+M189)","v":0},{"$f":"IF('EaR TNA011'!$F$29=\"15m\",(N164+N189)*0.25,N164+N189)","v":0},{"$f":"IF('EaR TNA011'!$F$29=\"15m\",(O164+O189)*0.25,O164+O189)","v":0},{"$f":"IF('EaR TNA011'!$F$29=\"15m\",(P164+P189)*0.25,P164+P189)","v":0},{"$f":"IF('EaR TNA011'!$F$29=\"15m\",(Q164+Q189)*0.25,Q164+Q189)","v":0},{"$f":"IF('EaR TNA011'!$F$29=\"15m\",(R164+R189)*0.25,R164+R189)","v":0},{"$f":"IF('EaR TNA011'!$F$29=\"15m\",(S164+S189)*0.25,S164+S189)","v":0},{"$f":"IF('EaR TNA011'!$F$29=\"15m\",(T164+T189)*0.25,T164+T189)","v":0},{"$f":"IF('EaR TNA011'!$F$29=\"15m\",(U164+U189)*0.25,U164+U189)","v":0},{"$f":"IF('EaR TNA011'!$F$29=\"15m\",(V164+V189)*0.25,V164+V189)","v":0},{"$f":"IF('EaR TNA011'!$F$29=\"15m\",(W164+W189)*0.25,W164+W189)","v":0},{"$f":"IF('EaR TNA011'!$F$29=\"15m\",(X164+X189)*0.25,X164+X189)","v":0},{"$f":"IF('EaR TNA011'!$F$29=\"15m\",(Y164+Y189)*0.25,Y164+Y189)","v":0},{"$f":"IF('EaR TNA011'!$F$29=\"15m\",(Z164+Z189)*0.25,Z164+Z189)","v":0},{"$f":"IF('EaR TNA011'!$F$29=\"15m\",(AA164+AA189)*0.25,AA164+AA189)","v":0},{"$f":"IF('EaR TNA011'!$F$29=\"15m\",(AB164+AB189)*0.25,AB164+AB189)","v":0},{"$f":"IF('EaR TNA011'!$F$29=\"15m\",(AC164+AC189)*0.25,AC164+AC189)","v":0},{"$f":"IF('EaR TNA011'!$F$29=\"15m\",(AD164+AD189)*0.25,AD164+AD189)","v":0},{"$f":"IF('EaR TNA011'!$F$29=\"15m\",(AE164+AE189)*0.25,AE164+AE189)","v":0},{"$f":"IF('EaR TNA011'!$F$29=\"15m\",(AF164+AF189)*0.25,AF164+AF189)","v":0},null,true,true,true,true,true,true]
["50% PoE","N-1",null,null,"Total EEatR, MWhrs",{"$f":"IF('EaR TNA011'!$F$29=\"15m\",(F165+F190)*0.25,F165+F190)","v":0},{"$f":"IF('EaR TNA011'!$F$29=\"15m\",(G165+G190)*0.25,G165+G190)","v":0},{"$f":"IF('EaR TNA011'!$F$29=\"15m\",(H165+H190)*0.25,H165+H190)","v":0},{"$f":"IF('EaR TNA011'!$F$29=\"15m\",(I165+I190)*0.25,I165+I190)","v":0},{"$f":"IF('EaR TNA011'!$F$29=\"15m\",(J165+J190)*0.25,J165+J190)","v":0},{"$f":"IF('EaR TNA011'!$F$29=\"15m\",(K165+K190)*0.25,K165+K190)","v":0},{"$f":"IF('EaR TNA011'!$F$29=\"15m\",(L165+L190)*0.25,L165+L190)","v":0},{"$f":"IF('EaR TNA011'!$F$29=\"15m\",(M165+M190)*0.25,M165+M190)","v":0},{"$f":"IF('EaR TNA011'!$F$29=\"15m\",(N165+N190)*0.25,N165+N190)","v":0},{"$f":"IF('EaR TNA011'!$F$29=\"15m\",(O165+O190)*0.25,O165+O190)","v":0},{"$f":"IF('EaR TNA011'!$F$29=\"15m\",(P165+P190)*0.25,P165+P190)","v":0},{"$f":"IF('EaR TNA011'!$F$29=\"15m\",(Q165+Q190)*0.25,Q165+Q190)","v":0},{"$f":"IF('EaR TNA011'!$F$29=\"15m\",(R165+R190)*0.25,R165+R190)","v":0},{"$f":"IF('EaR TNA011'!$F$29=\"15m\",(S165+S190)*0.25,S165+S190)","v":0},{"$f":"IF('EaR TNA011'!$F$29=\"15m\",(T165+T190)*0.25,T165+T190)","v":0},{"$f":"IF('EaR TNA011'!$F$29=\"15m\",(U165+U190)*0.25,U165+U190)","v":0},{"$f":"IF('EaR TNA011'!$F$29=\"15m\",(V165+V190)*0.25,V165+V190)","v":0},{"$f":"IF('EaR TNA011'!$F$29=\"15m\",(W165+W190)*0.25,W165+W190)","v":0},{"$f":"IF('EaR TNA011'!$F$29=\"15m\",(X165+X190)*0.25,X165+X190)","v":0},{"$f":"IF('EaR TNA011'!$F$29=\"15m\",(Y165+Y190)*0.25,Y165+Y190)","v":0},{"$f":"IF('EaR TNA011'!$F$29=\"15m\",(Z165+Z190)*0.25,Z165+Z190)","v":0},{"$f":"IF('EaR TNA011'!$F$29=\"15m\",(AA165+AA190)*0.25,AA165+AA190)","v":0},{"$f":"IF('EaR TNA011'!$F$29=\"15m\",(AB165+AB190)*0.25,AB165+AB190)","v":0},{"$f":"IF('EaR TNA011'!$F$29=\"15m\",(AC165+AC190)*0.25,AC165+AC190)","v":0},{"$f":"IF('EaR TNA011'!$F$29=\"15m\",(AD165+AD190)*0.25,AD165+AD190)","v":0},{"$f":"IF('EaR TNA011'!$F$29=\"15m\",(AE165+AE190)*0.25,AE165+AE190)","v":0},{"$f":"IF('EaR TNA011'!$F$29=\"15m\",(AF165+AF190)*0.25,AF165+AF190)","v":0},null,true,true,true,true,true,true]
["10% LAR","N",null,null,"Total EEatR, MWhrs",{"$f":"IF('EaR TNA011'!$F$29=\"15m\",(F166+F191)*0.25,F166+F191)","v":0.71761858785886556},{"$f":"IF('EaR TNA011'!$F$29=\"15m\",(G166+G191)*0.25,G166+G191)","v":8.5981346645040126},{"$f":"IF('EaR TNA011'!$F$29=\"15m\",(H166+H191)*0.25,H166+H191)","v":58.888437722735922},{"$f":"IF('EaR TNA011'!$F$29=\"15m\",(I166+I191)*0.25,I166+I191)","v":0},{"$f":"IF('EaR TNA011'!$F$29=\"15m\",(J166+J191)*0.25,J166+J191)","v":0},{"$f":"IF('EaR TNA011'!$F$29=\"15m\",(K166+K191)*0.25,K166+K191)","v":0},{"$f":"IF('EaR TNA011'!$F$29=\"15m\",(L166+L191)*0.25,L166+L191)","v":0},{"$f":"IF('EaR TNA011'!$F$29=\"15m\",(M166+M191)*0.25,M166+M191)","v":0},{"$f":"IF('EaR TNA011'!$F$29=\"15m\",(N166+N191)*0.25,N166+N191)","v":0},{"$f":"IF('EaR TNA011'!$F$29=\"15m\",(O166+O191)*0.25,O166+O191)","v":0.44064050372218944},{"$f":"IF('EaR TNA011'!$F$29=\"15m\",(P166+P191)*0.25,P166+P191)","v":1.4768764254512228},{"$f":"IF('EaR TNA011'!$F$29=\"15m\",(Q166+Q191)*0.25,Q166+Q191)","v":2.8320629520992098},{"$f":"IF('EaR TNA011'!$F$29=\"15m\",(R166+R191)*0.25,R166+R191)","v":2.8320629520992098},{"$f":"IF('EaR TNA011'!$F$29=\"15m\",(S166+S191)*0.25,S166+S191)","v":2.8320629520992098},{"$f":"IF('EaR TNA011'!$F$29=\"15m\",(T166+T191)*0.25,T166+T191)","v":2.8320629520992098},{"$f":"IF('EaR TNA011'!$F$29=\"15m\",(U166+U191)*0.25,U166+U191)","v":2.8320629520992098},{"$f":"IF('EaR TNA011'!$F$29=\"15m\",(V166+V191)*0.25,V166+V191)","v":2.8320629520992098},{"$f":"IF('EaR TNA011'!$F$29=\"15m\",(W166+W191)*0.25,W166+W191)","v":2.8320629520992098},{"$f":"IF('EaR TNA011'!$F$29=\"15m\",(X166+X191)*0.25,X166+X191)","v":2.8320629520992098},{"$f":"IF('EaR TNA011'!$F$29=\"15m\",(Y166+Y191)*0.25,Y166+Y191)","v":2.8320629520992098},{"$f":"IF('EaR TNA011'!$F$29=\"15m\",(Z166+Z191)*0.25,Z166+Z191)","v":2.8320629520992098},{"$f":"IF('EaR TNA011'!$F$29=\"15m\",(AA166+AA191)*0.25,AA166+AA191)","v":2.8320629520992098},{"$f":"IF('EaR TNA011'!$F$29=\"15m\",(AB166+AB191)*0.25,AB166+AB191)","v":2.8320629520992098},{"$f":"IF('EaR TNA011'!$F$29=\"15m\",(AC166+AC191)*0.25,AC166+AC191)","v":2.8320629520992098},{"$f":"IF('EaR TNA011'!$F$29=\"15m\",(AD166+AD191)*0.25,AD166+AD191)","v":2.8320629520992098},{"$f":"IF('EaR TNA011'!$F$29=\"15m\",(AE166+AE191)*0.25,AE166+AE191)","v":2.8320629520992098},{"$f":"IF('EaR TNA011'!$F$29=\"15m\",(AF166+AF191)*0.25,AF166+AF191)","v":2.8320629520992098},null,true,true,true,true,true,true]
["10% LAR","N-1",null,null,"Total EEatR, MWhrs",{"$f":"IF('EaR TNA011'!$F$29=\"15m\",(F167+F192)*0.25,F167+F192)","v":2.4463620358020443E-5},{"$f":"IF('EaR TNA011'!$F$29=\"15m\",(G167+G192)*0.25,G167+G192)","v":2.9311044303792256E-4},{"$f":"IF('EaR TNA011'!$F$29=\"15m\",(H167+H192)*0.25,H167+H192)","v":2.0075070633609662E-3},{"$f":"IF('EaR TNA011'!$F$29=\"15m\",(I167+I192)*0.25,I167+I192)","v":0},{"$f":"IF('EaR TNA011'!$F$29=\"15m\",(J167+J192)*0.25,J167+J192)","v":0},{"$f":"IF('EaR TNA011'!$F$29=\"15m\",(K167+K192)*0.25,K167+K192)","v":0},{"$f":"IF('EaR TNA011'!$F$29=\"15m\",(L167+L192)*0.25,L167+L192)","v":0},{"$f":"IF('EaR TNA011'!$F$29=\"15m\",(M167+M192)*0.25,M167+M192)","v":0},{"$f":"IF('EaR TNA011'!$F$29=\"15m\",(N167+N192)*0.25,N167+N192)","v":0},{"$f":"IF('EaR TNA011'!$F$29=\"15m\",(O167+O192)*0.25,O167+O192)","v":1.502143642849212E-5},{"$f":"IF('EaR TNA011'!$F$29=\"15m\",(P167+P192)*0.25,P167+P192)","v":5.0346722895989538E-5},{"$f":"IF('EaR TNA011'!$F$29=\"15m\",(Q167+Q192)*0.25,Q167+Q192)","v":9.6545036684299714E-5},{"$f":"IF('EaR TNA011'!$F$29=\"15m\",(R167+R192)*0.25,R167+R192)","v":9.6545036684299714E-5},{"$f":"IF('EaR TNA011'!$F$29=\"15m\",(S167+S192)*0.25,S167+S192)","v":9.6545036684299714E-5},{"$f":"IF('EaR TNA011'!$F$29=\"15m\",(T167+T192)*0.25,T167+T192)","v":9.6545036684299714E-5},{"$f":"IF('EaR TNA011'!$F$29=\"15m\",(U167+U192)*0.25,U167+U192)","v":9.6545036684299714E-5},{"$f":"IF('EaR TNA011'!$F$29=\"15m\",(V167+V192)*0.25,V167+V192)","v":9.6545036684299714E-5},{"$f":"IF('EaR TNA011'!$F$29=\"15m\",(W167+W192)*0.25,W167+W192)","v":9.6545036684299714E-5},{"$f":"IF('EaR TNA011'!$F$29=\"15m\",(X167+X192)*0.25,X167+X192)","v":9.6545036684299714E-5},{"$f":"IF('EaR TNA011'!$F$29=\"15m\",(Y167+Y192)*0.25,Y167+Y192)","v":9.6545036684299714E-5},{"$f":"IF('EaR TNA011'!$F$29=\"15m\",(Z167+Z192)*0.25,Z167+Z192)","v":9.6545036684299714E-5},{"$f":"IF('EaR TNA011'!$F$29=\"15m\",(AA167+AA192)*0.25,AA167+AA192)","v":9.6545036684299714E-5},{"$f":"IF('EaR TNA011'!$F$29=\"15m\",(AB167+AB192)*0.25,AB167+AB192)","v":9.6545036684299714E-5},{"$f":"IF('EaR TNA011'!$F$29=\"15m\",(AC167+AC192)*0.25,AC167+AC192)","v":9.6545036684299714E-5},{"$f":"IF('EaR TNA011'!$F$29=\"15m\",(AD167+AD192)*0.25,AD167+AD192)","v":9.6545036684299714E-5},{"$f":"IF('EaR TNA011'!$F$29=\"15m\",(AE167+AE192)*0.25,AE167+AE192)","v":9.6545036684299714E-5},{"$f":"IF('EaR TNA011'!$F$29=\"15m\",(AF167+AF192)*0.25,AF167+AF192)","v":9.6545036684299714E-5},null,true,true,true,true,true,true]
[null,null,{"$f":"'EaR TNA011'!$F$30","v":3.744292237442922E-2},null,null,null,null,null,null,null,null,null,null,null,null,null,null,null,null,null,null,null,null,null,null,null,null,null,null,null,null,null,null,false,false,false,false,false,false]
["Transfers","ON",null,null,null,null,null,null,null,null,null,null,null,null,null,null,null,null,null,null,null,null,null,null,null,null,null,null,null,null,null,null,null,true,true,true,false,false,false]
["MLN021","50% PoE",{"$f":"EXP((1/11)*LN(Q144/F144))-1","v":3.9885226442022415E-3},null,"MW",{"$f":"IF($B$143=\"OFF\",F43,F47)","v":17.64999961853027},19.39999961853027,22.590000152587891,14.329999923706049,14.02999973297119,14.659999847412109,15.219999313354489,15.840000152587891,16.620000839233398,17.420000076293949,18.030000686645511,18.440000534057621,18.440000534057621,18.440000534057621,18.440000534057621,18.440000534057621,18.440000534057621,18.440000534057621,18.440000534057621,18.440000534057621,18.440000534057621,18.440000534057621,18.440000534057621,18.440000534057621,18.440000534057621,18.440000534057621,18.440000534057621,null,true,true,true,true,true,true]
["Summer","load pf",{"$f":"F144/F146","v":0.99909037563038572},null,"MVAr",{"$f":"F152*F144","v":-0.75333333015441895},-0.82802643815801069,-0.96418132639908549,-0.61162984685304933,-0.59882530591153105,-0.6257148296773658,-0.64961660144398736,-0.67607933838523193,-0.7093711529740826,-0.74351654121211375,-0.76955245062425437,-0.78705197227237367,-0.78705197227237367,-0.78705197227237367,-0.78705197227237367,-0.78705197227237367,-0.78705197227237367,-0.78705197227237367,-0.78705197227237367,-0.78705197227237367,-0.78705197227237367,-0.78705197227237367,-0.78705197227237367,-0.78705197227237367,-0.78705197227237367,-0.78705197227237367,-0.78705197227237367,null,true,true,true,true,true,true]
[null,null,null,null,"MVA",{"$f":"(F144^2+F145^2)^0.5","v":17.666069105503926},19.417662397447931,22.610567275592569,14.343046708526639,14.042773381856295,14.67334708150125,15.233856400379477,15.854421720951409,16.63513256120283,17.435860159600306,18.046416146556616,18.45678927937097,18.45678927937097,18.45678927937097,18.45678927937097,18.45678927937097,18.45678927937097,18.45678927937097,18.45678927937097,18.45678927937097,18.45678927937097,18.45678927937097,18.45678927937097,18.45678927937097,18.45678927937097,18.45678927937097,18.45678927937097,null,true,true,true,true,true,true]
[null,null,null,null,"MVA",{"$f":"(F144^2+(F145-F153)^2)^0.5","v":17.666069105503926},19.417662397447931,22.610567275592569,14.343046708526639,14.042773381856295,14.67334708150125,15.233856400379477,15.854421720951409,16.63513256120283,17.435860159600306,18.046416146556616,18.45678927937097,18.45678927937097,18.45678927937097,18.45678927937097,18.45678927937097,18.45678927937097,18.45678927937097,18.45678927937097,18.45678927937097,18.45678927937097,18.45678927937097,18.45678927937097,18.45678927937097,18.45678927937097,18.45678927937097,18.45678927937097,null,true,true,true,true,true,true]
["50% PoE","N","CR",null,"MVA",{"$f":"'EaR TNA011'!F51","v":19.239999771118161},{"$f":"'EaR TNA011'!G51","v":19.239999771118161},{"$f":"'EaR TNA011'!H51","v":19.239999771118161},{"$f":"'EaR TNA011'!I51","v":19.239999771118161},{"$f":"'EaR TNA011'!J51","v":19.239999771118161},{"$f":"'EaR TNA011'!K51","v":19.239999771118161},{"$f":"'EaR TNA011'!L51","v":19.239999771118161},{"$f":"'EaR TNA011'!M51","v":19.239999771118161},{"$f":"'EaR TNA011'!N51","v":19.239999771118161},{"$f":"'EaR TNA011'!O51","v":19.239999771118161},{"$f":"'EaR TNA011'!P51","v":19.239999771118161},{"$f":"'EaR TNA011'!Q51","v":19.239999771118161},{"$f":"'EaR TNA011'!R51","v":19.239999771118161},{"$f":"'EaR TNA011'!S51","v":19.239999771118161},{"$f":"'EaR TNA011'!T51","v":19.239999771118161},{"$f":"'EaR TNA011'!U51","v":19.239999771118161},{"$f":"'EaR TNA011'!V51","v":19.239999771118161},{"$f":"'EaR TNA011'!W51","v":19.239999771118161},{"$f":"'EaR TNA011'!X51","v":19.239999771118161},{"$f":"'EaR TNA011'!Y51","v":19.239999771118161},{"$f":"'EaR TNA011'!Z51","v":19.239999771118161},{"$f":"'EaR TNA011'!AA51","v":19.239999771118161},{"$f":"'EaR TNA011'!AB51","v":19.239999771118161},{"$f":"'EaR TNA011'!AC51","v":19.239999771118161},{"$f":"'EaR TNA011'!AD51","v":19.239999771118161},{"$f":"'EaR TNA011'!AE51","v":19.239999771118161},{"$f":"'EaR TNA011'!AF51","v":19.239999771118161},null,true,true,true,true,true,true]
["50% PoE","N-1","CR",null,"MVA",{"$f":"'EaR TNA011'!F52","v":19.239999771118161},{"$f":"'EaR TNA011'!G52","v":19.239999771118161},{"$f":"'EaR TNA011'!H52","v":19.239999771118161},{"$f":"'EaR TNA011'!I52","v":19.239999771118161},{"$f":"'EaR TNA011'!J52","v":19.239999771118161},{"$f":"'EaR TNA011'!K52","v":19.239999771118161},{"$f":"'EaR TNA011'!L52","v":19.239999771118161},{"$f":"'EaR TNA011'!M52","v":19.239999771118161},{"$f":"'EaR TNA011'!N52","v":19.239999771118161},{"$f":"'EaR TNA011'!O52","v":19.239999771118161},{"$f":"'EaR TNA011'!P52","v":19.239999771118161},{"$f":"'EaR TNA011'!Q52","v":19.239999771118161},{"$f":"'EaR TNA011'!R52","v":19.239999771118161},{"$f":"'EaR TNA011'!S52","v":19.239999771118161},{"$f":"'EaR TNA011'!T52","v":19.239999771118161},{"$f":"'EaR TNA011'!U52","v":19.239999771118161},{"$f":"'EaR TNA011'!V52","v":19.239999771118161},{"$f":"'EaR TNA011'!W52","v":19.239999771118161},{"$f":"'EaR TNA011'!X52","v":19.239999771118161},{"$f":"'EaR TNA011'!Y52","v":19.239999771118161},{"$f":"'EaR TNA011'!Z52","v":19.239999771118161},{"$f":"'EaR TNA011'!AA52","v":19.239999771118161},{"$f":"'EaR TNA011'!AB52","v":19.239999771118161},{"$f":"'EaR TNA011'!AC52","v":19.239999771118161},{"$f":"'EaR TNA011'!AD52","v":19.239999771118161},{"$f":"'EaR TNA011'!AE52","v":19.239999771118161},{"$f":"'EaR TNA011'!AF52","v":19.239999771118161},null,true,true,true,true,true,true]
["50% LAR","N",null,null,"Ratio Rating/Load",{"$f":"IF(F147=0,100,TRUNC(F148/F147,5))","v":1.0890899999999999},0.99085000000000001,0.85092000000000001,1.34141,1.37009,1.3112200000000001,1.2629699999999999,1.2135400000000001,1.1565799999999999,1.10347,1.06613,1.04243,1.04243,1.04243,1.04243,1.04243,1.04243,1.04243,1.04243,1.04243,1.04243,1.04243,1.04243,1.04243,1.04243,1.04243,1.04243,null,true,true,true,true,true,true]
["50% LAR","N-1",null,null,"Ratio Rating/Load",{"$f":"IF(F147=0,100,TRUNC(F149/F147,5))","v":1.0890899999999999},0.99085000000000001,0.85092000000000001,1.34141,1.37009,1.3112200000000001,1.2629699999999999,1.2135400000000001,1.1565799999999999,1.10347,1.06613,1.04243,1.04243,1.04243,1.04243,1.04243,1.04243,1.04243,1.04243,1.04243,1.04243,1.04243,1.04243,1.04243,1.04243,1.04243,1.04243,null,true,true,true,true,true,true]
["Load tan Phi",null,{"$f":"'EaR TNA011'!$H$26","v":-4.2681776002052384E-2},null,null,{"$f":"C152","v":-4.2681776002052384E-2},{"$f":"'EaR TNA011'!I26","v":-4.2681776002052384E-2},{"$f":"G152","v":-4.2681776002052384E-2},-4.2681776002052384E-2,-4.2681776002052384E-2,-4.2681776002052384E-2,-4.2681776002052384E-2,-4.2681776002052384E-2,-4.2681776002052384E-2,-4.2681776002052384E-2,-4.2681776002052384E-2,-4.2681776002052384E-2,-4.2681776002052384E-2,-4.2681776002052384E-2,-4.2681776002052384E-2,-4.2681776002052384E-2,-4.2681776002052384E-2,-4.2681776002052384E-2,{"$f":"W152","v":-4.2681776002052384E-2},-4.2681776002052384E-2,-4.2681776002052384E-2,-4.2681776002052384E-2,-4.2681776002052384E-2,-4.2681776002052384E-2,-4.2681776002052384E-2,-4.2681776002052384E-2,-4.2681776002052384E-2,null,true,true,true,true,true,true]
["Cap",null,0,null,"MVAr",{"$f":"C153","v":0},{"$f":"'EaR TNA011'!L26","v":0},0,0,0,0,0,0,0,0,0,0,0,0,0,0,0,0,0,0,0,0,0,0,0,0,0,null,true,true,true,true,true,true]
["10% PoE","10%/50%",{"$f":"'EaR TNA011'!J26","v":1.1546210670832171},null,"MVA",{"$f":"((F144*$C154)^2+(F144*$C154*F152-F153)^2)^0.5","v":20.397615561762795},22.420042077602986,26.106637315101562,16.560783895823455,16.214081986966711,16.942155664925384,17.589331532798646,18.305849325432249,19.207274508886783,20.131811462991458,20.836772268165003,21.31059773267739,21.31059773267739,21.31059773267739,21.31059773267739,21.31059773267739,21.31059773267739,21.31059773267739,21.31059773267739,21.31059773267739,21.31059773267739,21.31059773267739,21.31059773267739,21.31059773267739,21.31059773267739,21.31059773267739,21.31059773267739,null,true,true,true,true,true,true]
["10% PoE","N","CR",null,"MVA",{"$f":"F148","v":19.239999771118161},19.239999771118161,19.239999771118161,19.239999771118161,19.239999771118161,19.239999771118161,19.239999771118161,19.239999771118161,19.239999771118161,19.239999771118161,19.239999771118161,19.239999771118161,19.239999771118161,19.239999771118161,19.239999771118161,19.239999771118161,19.239999771118161,19.239999771118161,19.239999771118161,19.239999771118161,19.239999771118161,19.239999771118161,19.239999771118161,19.239999771118161,19.239999771118161,19.239999771118161,19.239999771118161,null,true,true,true,true,true,true]
["10% PoE","N-1","CR",null,"MVA",19.239999771118161,19.239999771118161,19.239999771118161,19.239999771118161,19.239999771118161,19.239999771118161,19.239999771118161,19.239999771118161,19.239999771118161,19.239999771118161,19.239999771118161,19.239999771118161,19.239999771118161,19.239999771118161,19.239999771118161,19.239999771118161,19.239999771118161,19.239999771118161,19.239999771118161,19.239999771118161,19.239999771118161,19.239999771118161,19.239999771118161,19.239999771118161,19.239999771118161,19.239999771118161,19.239999771118161,null,true,true,true,true,true,true]
["10% LAR","N",null,null,"Ratio Rating/Load",{"$f":"IF(F154=0,100,TRUNC(F155/F154,5))","v":0.94323999999999997},0.85816000000000003,0.73697000000000001,1.16178,1.18662,1.1356200000000001,1.0938399999999999,1.0510299999999999,1.0017,0.95569999999999999,0.92335999999999996,0.90283000000000002,0.90283000000000002,0.90283000000000002,0.90283000000000002,0.90283000000000002,0.90283000000000002,0.90283000000000002,0.90283000000000002,0.90283000000000002,0.90283000000000002,0.90283000000000002,0.90283000000000002,0.90283000000000002,0.90283000000000002,0.90283000000000002,0.90283000000000002,null,true,true,true,true,true,true]
["10% LAR","N-1",null,null,"Ratio Rating/Load",{"$f":"IF(F154=0,100,TRUNC(F156/F154,5))","v":0.94323999999999997},0.85816000000000003,0.73697000000000001,1.16178,1.18662,1.1356200000000001,1.0938399999999999,1.0510299999999999,1.0017,0.95569999999999999,0.92335999999999996,0.90283000000000002,0.90283000000000002,0.90283000000000002,0.90283000000000002,0.90283000000000002,0.90283000000000002,0.90283000000000002,0.90283000000000002,0.90283000000000002,0.90283000000000002,0.90283000000000002,0.90283000000000002,0.90283000000000002,0.90283000000000002,0.90283000000000002,0.90283000000000002,null,true,true,true,true,true,true]
["50% PoE","N",null,null,"EatR, MWhrs",{"$f":"IF(F150<1,F144*((SUMPRODUCT(('EaR TNA011'!$A$200:$A$20063)*('EaR TNA011'!$A$200:$A$20063>F150)))-F150*MATCH(F150,'EaR TNA011'!$A$200:$A$20063,-1)),0)","v":0},{"$f":"IF(G150<1,G144*((SUMPRODUCT(('EaR TNA011'!$A$200:$A$20063)*('EaR TNA011'!$A$200:$A$20063>G150)))-G150*MATCH(G150,'EaR TNA011'!$A$200:$A$20063,-1)),0)","v":0.17750999650955179},{"$f":"IF(H150<1,H144*((SUMPRODUCT(('EaR TNA011'!$A$200:$A$20063)*('EaR TNA011'!$A$200:$A$20063>H150)))-H150*MATCH(H150,'EaR TNA011'!$A$200:$A$20063,-1)),0)","v":39.986005815092184},{"$f":"IF(I150<1,I144*((SUMPRODUCT(('EaR TNA011'!$A$200:$A$20063)*('EaR TNA011'!$A$200:$A$20063>I150)))-I150*MATCH(I150,'EaR TNA011'!$A$200:$A$20063,-1)),0)","v":0},{"$f":"IF(J150<1,J144*((SUMPRODUCT(('EaR TNA011'!$A$200:$A$20063)*('EaR TNA011'!$A$200:$A$20063>J150)))-J150*MATCH(J150,'EaR TNA011'!$A$200:$A$20063,-1)),0)","v":0},{"$f":"IF(K150<1,K144*((SUMPRODUCT(('EaR TNA011'!$A$200:$A$20063)*('EaR TNA011'!$A$200:$A$20063>K150)))-K150*MATCH(K150,'EaR TNA011'!$A$200:$A$20063,-1)),0)","v":0},{"$f":"IF(L150<1,L144*((SUMPRODUCT(('EaR TNA011'!$A$200:$A$20063)*('EaR TNA011'!$A$200:$A$20063>L150)))-L150*MATCH(L150,'EaR TNA011'!$A$200:$A$20063,-1)),0)","v":0},{"$f":"IF(M150<1,M144*((SUMPRODUCT(('EaR TNA011'!$A$200:$A$20063)*('EaR TNA011'!$A$200:$A$20063>M150)))-M150*MATCH(M150,'EaR TNA011'!$A$200:$A$20063,-1)),0)","v":0},{"$f":"IF(N150<1,N144*((SUMPRODUCT(('EaR TNA011'!$A$200:$A$20063)*('EaR TNA011'!$A$200:$A$20063>N150)))-N150*MATCH(N150,'EaR TNA011'!$A$200:$A$20063,-1)),0)","v":0},{"$f":"IF(O150<1,O144*((SUMPRODUCT(('EaR TNA011'!$A$200:$A$20063)*('EaR TNA011'!$A$200:$A$20063>O150)))-O150*MATCH(O150,'EaR TNA011'!$A$200:$A$20063,-1)),0)","v":0},{"$f":"IF(P150<1,P144*((SUMPRODUCT(('EaR TNA011'!$A$200:$A$20063)*('EaR TNA011'!$A$200:$A$20063>P150)))-P150*MATCH(P150,'EaR TNA011'!$A$200:$A$20063,-1)),0)","v":0},{"$f":"IF(Q150<1,Q144*((SUMPRODUCT(('EaR TNA011'!$A$200:$A$20063)*('EaR TNA011'!$A$200:$A$20063>Q150)))-Q150*MATCH(Q150,'EaR TNA011'!$A$200:$A$20063,-1)),0)","v":0},{"$f":"IF(R150<1,R144*((SUMPRODUCT(('EaR TNA011'!$A$200:$A$20063)*('EaR TNA011'!$A$200:$A$20063>R150)))-R150*MATCH(R150,'EaR TNA011'!$A$200:$A$20063,-1)),0)","v":0},{"$f":"IF(S150<1,S144*((SUMPRODUCT(('EaR TNA011'!$A$200:$A$20063)*('EaR TNA011'!$A$200:$A$20063>S150)))-S150*MATCH(S150,'EaR TNA011'!$A$200:$A$20063,-1)),0)","v":0},{"$f":"IF(T150<1,T144*((SUMPRODUCT(('EaR TNA011'!$A$200:$A$20063)*('EaR TNA011'!$A$200:$A$20063>T150)))-T150*MATCH(T150,'EaR TNA011'!$A$200:$A$20063,-1)),0)","v":0},{"$f":"IF(U150<1,U144*((SUMPRODUCT(('EaR TNA011'!$A$200:$A$20063)*('EaR TNA011'!$A$200:$A$20063>U150)))-U150*MATCH(U150,'EaR TNA011'!$A$200:$A$20063,-1)),0)","v":0},{"$f":"IF(V150<1,V144*((SUMPRODUCT(('EaR TNA011'!$A$200:$A$20063)*('EaR TNA011'!$A$200:$A$20063>V150)))-V150*MATCH(V150,'EaR TNA011'!$A$200:$A$20063,-1)),0)","v":0},{"$f":"IF(W150<1,W144*((SUMPRODUCT(('EaR TNA011'!$A$200:$A$20063)*('EaR TNA011'!$A$200:$A$20063>W150)))-W150*MATCH(W150,'EaR TNA011'!$A$200:$A$20063,-1)),0)","v":0},{"$f":"IF(X150<1,X144*((SUMPRODUCT(('EaR TNA011'!$A$200:$A$20063)*('EaR TNA011'!$A$200:$A$20063>X150)))-X150*MATCH(X150,'EaR TNA011'!$A$200:$A$20063,-1)),0)","v":0},{"$f":"IF(Y150<1,Y144*((SUMPRODUCT(('EaR TNA011'!$A$200:$A$20063)*('EaR TNA011'!$A$200:$A$20063>Y150)))-Y150*MATCH(Y150,'EaR TNA011'!$A$200:$A$20063,-1)),0)","v":0},{"$f":"IF(Z150<1,Z144*((SUMPRODUCT(('EaR TNA011'!$A$200:$A$20063)*('EaR TNA011'!$A$200:$A$20063>Z150)))-Z150*MATCH(Z150,'EaR TNA011'!$A$200:$A$20063,-1)),0)","v":0},{"$f":"IF(AA150<1,AA144*((SUMPRODUCT(('EaR TNA011'!$A$200:$A$20063)*('EaR TNA011'!$A$200:$A$20063>AA150)))-AA150*MATCH(AA150,'EaR TNA011'!$A$200:$A$20063,-1)),0)","v":0},{"$f":"IF(AB150<1,AB144*((SUMPRODUCT(('EaR TNA011'!$A$200:$A$20063)*('EaR TNA011'!$A$200:$A$20063>AB150)))-AB150*MATCH(AB150,'EaR TNA011'!$A$200:$A$20063,-1)),0)","v":0},{"$f":"IF(AC150<1,AC144*((SUMPRODUCT(('EaR TNA011'!$A$200:$A$20063)*('EaR TNA011'!$A$200:$A$20063>AC150)))-AC150*MATCH(AC150,'EaR TNA011'!$A$200:$A$20063,-1)),0)","v":0},{"$f":"IF(AD150<1,AD144*((SUMPRODUCT(('EaR TNA011'!$A$200:$A$20063)*('EaR TNA011'!$A$200:$A$20063>AD150)))-AD150*MATCH(AD150,'EaR TNA011'!$A$200:$A$20063,-1)),0)","v":0},{"$f":"IF(AE150<1,AE144*((SUMPRODUCT(('EaR TNA011'!$A$200:$A$20063)*('EaR TNA011'!$A$200:$A$20063>AE150)))-AE150*MATCH(AE150,'EaR TNA011'!$A$200:$A$20063,-1)),0)","v":0},{"$f":"IF(AF150<1,AF144*((SUMPRODUCT(('EaR TNA011'!$A$200:$A$20063)*('EaR TNA011'!$A$200:$A$20063>AF150)))-AF150*MATCH(AF150,'EaR TNA011'!$A$200:$A$20063,-1)),0)","v":0},null,true,true,true,true,true,true]
["50% PoE","N-1",null,null,"EatR, MWhrs",{"$f":"IF(F151<1,IF(F151=0,F142*SUMPRODUCT(('EaR TNA011'!$A$200:$A$20063)*('EaR TNA011'!$A$200:$A$20063>F151)),F144*(SUMPRODUCT(('EaR TNA011'!$A$200:$A$20063)*('EaR TNA011'!$A$200:$A$20063>F151))-F151*MATCH(F151,'EaR TNA011'!$A$200:$A$20063,-1)))-F159,0)","v":0},{"$f":"IF(G151<1,IF(G151=0,G142*SUMPRODUCT(('EaR TNA011'!$A$200:$A$20063)*('EaR TNA011'!$A$200:$A$20063>G151)),G144*(SUMPRODUCT(('EaR TNA011'!$A$200:$A$20063)*('EaR TNA011'!$A$200:$A$20063>G151))-G151*MATCH(G151,'EaR TNA011'!$A$200:$A$20063,-1)))-G159,0)","v":0},{"$f":"IF(H151<1,IF(H151=0,H142*SUMPRODUCT(('EaR TNA011'!$A$200:$A$20063)*('EaR TNA011'!$A$200:$A$20063>H151)),H144*(SUMPRODUCT(('EaR TNA011'!$A$200:$A$20063)*('EaR TNA011'!$A$200:$A$20063>H151))-H151*MATCH(H151,'EaR TNA011'!$A$200:$A$20063,-1)))-H159,0)","v":0},{"$f":"IF(I151<1,IF(I151=0,I142*SUMPRODUCT(('EaR TNA011'!$A$200:$A$20063)*('EaR TNA011'!$A$200:$A$20063>I151)),I144*(SUMPRODUCT(('EaR TNA011'!$A$200:$A$20063)*('EaR TNA011'!$A$200:$A$20063>I151))-I151*MATCH(I151,'EaR TNA011'!$A$200:$A$20063,-1)))-I159,0)","v":0},{"$f":"IF(J151<1,IF(J151=0,J142*SUMPRODUCT(('EaR TNA011'!$A$200:$A$20063)*('EaR TNA011'!$A$200:$A$20063>J151)),J144*(SUMPRODUCT(('EaR TNA011'!$A$200:$A$20063)*('EaR TNA011'!$A$200:$A$20063>J151))-J151*MATCH(J151,'EaR TNA011'!$A$200:$A$20063,-1)))-J159,0)","v":0},{"$f":"IF(K151<1,IF(K151=0,K142*SUMPRODUCT(('EaR TNA011'!$A$200:$A$20063)*('EaR TNA011'!$A$200:$A$20063>K151)),K144*(SUMPRODUCT(('EaR TNA011'!$A$200:$A$20063)*('EaR TNA011'!$A$200:$A$20063>K151))-K151*MATCH(K151,'EaR TNA011'!$A$200:$A$20063,-1)))-K159,0)","v":0},{"$f":"IF(L151<1,IF(L151=0,L142*SUMPRODUCT(('EaR TNA011'!$A$200:$A$20063)*('EaR TNA011'!$A$200:$A$20063>L151)),L144*(SUMPRODUCT(('EaR TNA011'!$A$200:$A$20063)*('EaR TNA011'!$A$200:$A$20063>L151))-L151*MATCH(L151,'EaR TNA011'!$A$200:$A$20063,-1)))-L159,0)","v":0},{"$f":"IF(M151<1,IF(M151=0,M142*SUMPRODUCT(('EaR TNA011'!$A$200:$A$20063)*('EaR TNA011'!$A$200:$A$20063>M151)),M144*(SUMPRODUCT(('EaR TNA011'!$A$200:$A$20063)*('EaR TNA011'!$A$200:$A$20063>M151))-M151*MATCH(M151,'EaR TNA011'!$A$200:$A$20063,-1)))-M159,0)","v":0},{"$f":"IF(N151<1,IF(N151=0,N142*SUMPRODUCT(('EaR TNA011'!$A$200:$A$20063)*('EaR TNA011'!$A$200:$A$20063>N151)),N144*(SUMPRODUCT(('EaR TNA011'!$A$200:$A$20063)*('EaR TNA011'!$A$200:$A$20063>N151))-N151*MATCH(N151,'EaR TNA011'!$A$200:$A$20063,-1)))-N159,0)","v":0},{"$f":"IF(O151<1,IF(O151=0,O142*SUMPRODUCT(('EaR TNA011'!$A$200:$A$20063)*('EaR TNA011'!$A$200:$A$20063>O151)),O144*(SUMPRODUCT(('EaR TNA011'!$A$200:$A$20063)*('EaR TNA011'!$A$200:$A$20063>O151))-O151*MATCH(O151,'EaR TNA011'!$A$200:$A$20063,-1)))-O159,0)","v":0},{"$f":"IF(P151<1,IF(P151=0,P142*SUMPRODUCT(('EaR TNA011'!$A$200:$A$20063)*('EaR TNA011'!$A$200:$A$20063>P151)),P144*(SUMPRODUCT(('EaR TNA011'!$A$200:$A$20063)*('EaR TNA011'!$A$200:$A$20063>P151))-P151*MATCH(P151,'EaR TNA011'!$A$200:$A$20063,-1)))-P159,0)","v":0},{"$f":"IF(Q151<1,IF(Q151=0,Q142*SUMPRODUCT(('EaR TNA011'!$A$200:$A$20063)*('EaR TNA011'!$A$200:$A$20063>Q151)),Q144*(SUMPRODUCT(('EaR TNA011'!$A$200:$A$20063)*('EaR TNA011'!$A$200:$A$20063>Q151))-Q151*MATCH(Q151,'EaR TNA011'!$A$200:$A$20063,-1)))-Q159,0)","v":0},{"$f":"IF(R151<1,IF(R151=0,R142*SUMPRODUCT(('EaR TNA011'!$A$200:$A$20063)*('EaR TNA011'!$A$200:$A$20063>R151)),R144*(SUMPRODUCT(('EaR TNA011'!$A$200:$A$20063)*('EaR TNA011'!$A$200:$A$20063>R151))-R151*MATCH(R151,'EaR TNA011'!$A$200:$A$20063,-1)))-R159,0)","v":0},{"$f":"IF(S151<1,IF(S151=0,S142*SUMPRODUCT(('EaR TNA011'!$A$200:$A$20063)*('EaR TNA011'!$A$200:$A$20063>S151)),S144*(SUMPRODUCT(('EaR TNA011'!$A$200:$A$20063)*('EaR TNA011'!$A$200:$A$20063>S151))-S151*MATCH(S151,'EaR TNA011'!$A$200:$A$20063,-1)))-S159,0)","v":0},{"$f":"IF(T151<1,IF(T151=0,T142*SUMPRODUCT(('EaR TNA011'!$A$200:$A$20063)*('EaR TNA011'!$A$200:$A$20063>T151)),T144*(SUMPRODUCT(('EaR TNA011'!$A$200:$A$20063)*('EaR TNA011'!$A$200:$A$20063>T151))-T151*MATCH(T151,'EaR TNA011'!$A$200:$A$20063,-1)))-T159,0)","v":0},{"$f":"IF(U151<1,IF(U151=0,U142*SUMPRODUCT(('EaR TNA011'!$A$200:$A$20063)*('EaR TNA011'!$A$200:$A$20063>U151)),U144*(SUMPRODUCT(('EaR TNA011'!$A$200:$A$20063)*('EaR TNA011'!$A$200:$A$20063>U151))-U151*MATCH(U151,'EaR TNA011'!$A$200:$A$20063,-1)))-U159,0)","v":0},{"$f":"IF(V151<1,IF(V151=0,V142*SUMPRODUCT(('EaR TNA011'!$A$200:$A$20063)*('EaR TNA011'!$A$200:$A$20063>V151)),V144*(SUMPRODUCT(('EaR TNA011'!$A$200:$A$20063)*('EaR TNA011'!$A$200:$A$20063>V151))-V151*MATCH(V151,'EaR TNA011'!$A$200:$A$20063,-1)))-V159,0)","v":0},{"$f":"IF(W151<1,IF(W151=0,W142*SUMPRODUCT(('EaR TNA011'!$A$200:$A$20063)*('EaR TNA011'!$A$200:$A$20063>W151)),W144*(SUMPRODUCT(('EaR TNA011'!$A$200:$A$20063)*('EaR TNA011'!$A$200:$A$20063>W151))-W151*MATCH(W151,'EaR TNA011'!$A$200:$A$20063,-1)))-W159,0)","v":0},{"$f":"IF(X151<1,IF(X151=0,X142*SUMPRODUCT(('EaR TNA011'!$A$200:$A$20063)*('EaR TNA011'!$A$200:$A$20063>X151)),X144*(SUMPRODUCT(('EaR TNA011'!$A$200:$A$20063)*('EaR TNA011'!$A$200:$A$20063>X151))-X151*MATCH(X151,'EaR TNA011'!$A$200:$A$20063,-1)))-X159,0)","v":0},{"$f":"IF(Y151<1,IF(Y151=0,Y142*SUMPRODUCT(('EaR TNA011'!$A$200:$A$20063)*('EaR TNA011'!$A$200:$A$20063>Y151)),Y144*(SUMPRODUCT(('EaR TNA011'!$A$200:$A$20063)*('EaR TNA011'!$A$200:$A$20063>Y151))-Y151*MATCH(Y151,'EaR TNA011'!$A$200:$A$20063,-1)))-Y159,0)","v":0},{"$f":"IF(Z151<1,IF(Z151=0,Z142*SUMPRODUCT(('EaR TNA011'!$A$200:$A$20063)*('EaR TNA011'!$A$200:$A$20063>Z151)),Z144*(SUMPRODUCT(('EaR TNA011'!$A$200:$A$20063)*('EaR TNA011'!$A$200:$A$20063>Z151))-Z151*MATCH(Z151,'EaR TNA011'!$A$200:$A$20063,-1)))-Z159,0)","v":0},{"$f":"IF(AA151<1,IF(AA151=0,AA142*SUMPRODUCT(('EaR TNA011'!$A$200:$A$20063)*('EaR TNA011'!$A$200:$A$20063>AA151)),AA144*(SUMPRODUCT(('EaR TNA011'!$A$200:$A$20063)*('EaR TNA011'!$A$200:$A$20063>AA151))-AA151*MATCH(AA151,'EaR TNA011'!$A$200:$A$20063,-1)))-AA159,0)","v":0},{"$f":"IF(AB151<1,IF(AB151=0,AB142*SUMPRODUCT(('EaR TNA011'!$A$200:$A$20063)*('EaR TNA011'!$A$200:$A$20063>AB151)),AB144*(SUMPRODUCT(('EaR TNA011'!$A$200:$A$20063)*('EaR TNA011'!$A$200:$A$20063>AB151))-AB151*MATCH(AB151,'EaR TNA011'!$A$200:$A$20063,-1)))-AB159,0)","v":0},{"$f":"IF(AC151<1,IF(AC151=0,AC142*SUMPRODUCT(('EaR TNA011'!$A$200:$A$20063)*('EaR TNA011'!$A$200:$A$20063>AC151)),AC144*(SUMPRODUCT(('EaR TNA011'!$A$200:$A$20063)*('EaR TNA011'!$A$200:$A$20063>AC151))-AC151*MATCH(AC151,'EaR TNA011'!$A$200:$A$20063,-1)))-AC159,0)","v":0},{"$f":"IF(AD151<1,IF(AD151=0,AD142*SUMPRODUCT(('EaR TNA011'!$A$200:$A$20063)*('EaR TNA011'!$A$200:$A$20063>AD151)),AD144*(SUMPRODUCT(('EaR TNA011'!$A$200:$A$20063)*('EaR TNA011'!$A$200:$A$20063>AD151))-AD151*MATCH(AD151,'EaR TNA011'!$A$200:$A$20063,-1)))-AD159,0)","v":0},{"$f":"IF(AE151<1,IF(AE151=0,AE142*SUMPRODUCT(('EaR TNA011'!$A$200:$A$20063)*('EaR TNA011'!$A$200:$A$20063>AE151)),AE144*(SUMPRODUCT(('EaR TNA011'!$A$200:$A$20063)*('EaR TNA011'!$A$200:$A$20063>AE151))-AE151*MATCH(AE151,'EaR TNA011'!$A$200:$A$20063,-1)))-AE159,0)","v":0},{"$f":"IF(AF151<1,IF(AF151=0,AF142*SUMPRODUCT(('EaR TNA011'!$A$200:$A$20063)*('EaR TNA011'!$A$200:$A$20063>AF151)),AF144*(SUMPRODUCT(('EaR TNA011'!$A$200:$A$20063)*('EaR TNA011'!$A$200:$A$20063>AF151))-AF151*MATCH(AF151,'EaR TNA011'!$A$200:$A$20063,-1)))-AF159,0)","v":0},null,true,true,true,true,true,true]
["10% LAR","N",null,null,"EatR, MWhrs",{"$f":"IF(F157<1,F144*$C$154*((SUMPRODUCT(('EaR TNA011'!$A$200:$A$20063)*('EaR TNA011'!$A$200:$A$20063>F157)))-F157*MATCH(F157,'EaR TNA011'!$A$200:$A$20063,-1)),0)","v":2.8704743514354623},{"$f":"IF(G157<1,G144*$C$154*((SUMPRODUCT(('EaR TNA011'!$A$200:$A$20063)*('EaR TNA011'!$A$200:$A$20063>G157)))-G157*MATCH(G157,'EaR TNA011'!$A$200:$A$20063,-1)),0)","v":34.392538658016051},{"$f":"IF(H157<1,H144*$C$154*((SUMPRODUCT(('EaR TNA011'!$A$200:$A$20063)*('EaR TNA011'!$A$200:$A$20063>H157)))-H157*MATCH(H157,'EaR TNA011'!$A$200:$A$20063,-1)),0)","v":235.55375089094369},{"$f":"IF(I157<1,I144*$C$154*((SUMPRODUCT(('EaR TNA011'!$A$200:$A$20063)*('EaR TNA011'!$A$200:$A$20063>I157)))-I157*MATCH(I157,'EaR TNA011'!$A$200:$A$20063,-1)),0)","v":0},{"$f":"IF(J157<1,J144*$C$154*((SUMPRODUCT(('EaR TNA011'!$A$200:$A$20063)*('EaR TNA011'!$A$200:$A$20063>J157)))-J157*MATCH(J157,'EaR TNA011'!$A$200:$A$20063,-1)),0)","v":0},{"$f":"IF(K157<1,K144*$C$154*((SUMPRODUCT(('EaR TNA011'!$A$200:$A$20063)*('EaR TNA011'!$A$200:$A$20063>K157)))-K157*MATCH(K157,'EaR TNA011'!$A$200:$A$20063,-1)),0)","v":0},{"$f":"IF(L157<1,L144*$C$154*((SUMPRODUCT(('EaR TNA011'!$A$200:$A$20063)*('EaR TNA011'!$A$200:$A$20063>L157)))-L157*MATCH(L157,'EaR TNA011'!$A$200:$A$20063,-1)),0)","v":0},{"$f":"IF(M157<1,M144*$C$154*((SUMPRODUCT(('EaR TNA011'!$A$200:$A$20063)*('EaR TNA011'!$A$200:$A$20063>M157)))-M157*MATCH(M157,'EaR TNA011'!$A$200:$A$20063,-1)),0)","v":0},{"$f":"IF(N157<1,N144*$C$154*((SUMPRODUCT(('EaR TNA011'!$A$200:$A$20063)*('EaR TNA011'!$A$200:$A$20063>N157)))-N157*MATCH(N157,'EaR TNA011'!$A$200:$A$20063,-1)),0)","v":0},{"$f":"IF(O157<1,O144*$C$154*((SUMPRODUCT(('EaR TNA011'!$A$200:$A$20063)*('EaR TNA011'!$A$200:$A$20063>O157)))-O157*MATCH(O157,'EaR TNA011'!$A$200:$A$20063,-1)),0)","v":1.7625620148887577},{"$f":"IF(P157<1,P144*$C$154*((SUMPRODUCT(('EaR TNA011'!$A$200:$A$20063)*('EaR TNA011'!$A$200:$A$20063>P157)))-P157*MATCH(P157,'EaR TNA011'!$A$200:$A$20063,-1)),0)","v":5.9075057018048911},{"$f":"IF(Q157<1,Q144*$C$154*((SUMPRODUCT(('EaR TNA011'!$A$200:$A$20063)*('EaR TNA011'!$A$200:$A$20063>Q157)))-Q157*MATCH(Q157,'EaR TNA011'!$A$200:$A$20063,-1)),0)","v":11.328251808396839},{"$f":"IF(R157<1,R144*$C$154*((SUMPRODUCT(('EaR TNA011'!$A$200:$A$20063)*('EaR TNA011'!$A$200:$A$20063>R157)))-R157*MATCH(R157,'EaR TNA011'!$A$200:$A$20063,-1)),0)","v":11.328251808396839},{"$f":"IF(S157<1,S144*$C$154*((SUMPRODUCT(('EaR TNA011'!$A$200:$A$20063)*('EaR TNA011'!$A$200:$A$20063>S157)))-S157*MATCH(S157,'EaR TNA011'!$A$200:$A$20063,-1)),0)","v":11.328251808396839},{"$f":"IF(T157<1,T144*$C$154*((SUMPRODUCT(('EaR TNA011'!$A$200:$A$20063)*('EaR TNA011'!$A$200:$A$20063>T157)))-T157*MATCH(T157,'EaR TNA011'!$A$200:$A$20063,-1)),0)","v":11.328251808396839},{"$f":"IF(U157<1,U144*$C$154*((SUMPRODUCT(('EaR TNA011'!$A$200:$A$20063)*('EaR TNA011'!$A$200:$A$20063>U157)))-U157*MATCH(U157,'EaR TNA011'!$A$200:$A$20063,-1)),0)","v":11.328251808396839},{"$f":"IF(V157<1,V144*$C$154*((SUMPRODUCT(('EaR TNA011'!$A$200:$A$20063)*('EaR TNA011'!$A$200:$A$20063>V157)))-V157*MATCH(V157,'EaR TNA011'!$A$200:$A$20063,-1)),0)","v":11.328251808396839},{"$f":"IF(W157<1,W144*$C$154*((SUMPRODUCT(('EaR TNA011'!$A$200:$A$20063)*('EaR TNA011'!$A$200:$A$20063>W157)))-W157*MATCH(W157,'EaR TNA011'!$A$200:$A$20063,-1)),0)","v":11.328251808396839},{"$f":"IF(X157<1,X144*$C$154*((SUMPRODUCT(('EaR TNA011'!$A$200:$A$20063)*('EaR TNA011'!$A$200:$A$20063>X157)))-X157*MATCH(X157,'EaR TNA011'!$A$200:$A$20063,-1)),0)","v":11.328251808396839},{"$f":"IF(Y157<1,Y144*$C$154*((SUMPRODUCT(('EaR TNA011'!$A$200:$A$20063)*('EaR TNA011'!$A$200:$A$20063>Y157)))-Y157*MATCH(Y157,'EaR TNA011'!$A$200:$A$20063,-1)),0)","v":11.328251808396839},{"$f":"IF(Z157<1,Z144*$C$154*((SUMPRODUCT(('EaR TNA011'!$A$200:$A$20063)*('EaR TNA011'!$A$200:$A$20063>Z157)))-Z157*MATCH(Z157,'EaR TNA011'!$A$200:$A$20063,-1)),0)","v":11.328251808396839},{"$f":"IF(AA157<1,AA144*$C$154*((SUMPRODUCT(('EaR TNA011'!$A$200:$A$20063)*('EaR TNA011'!$A$200:$A$20063>AA157)))-AA157*MATCH(AA157,'EaR TNA011'!$A$200:$A$20063,-1)),0)","v":11.328251808396839},{"$f":"IF(AB157<1,AB144*$C$154*((SUMPRODUCT(('EaR TNA011'!$A$200:$A$20063)*('EaR TNA011'!$A$200:$A$20063>AB157)))-AB157*MATCH(AB157,'EaR TNA011'!$A$200:$A$20063,-1)),0)","v":11.328251808396839},{"$f":"IF(AC157<1,AC144*$C$154*((SUMPRODUCT(('EaR TNA011'!$A$200:$A$20063)*('EaR TNA011'!$A$200:$A$20063>AC157)))-AC157*MATCH(AC157,'EaR TNA011'!$A$200:$A$20063,-1)),0)","v":11.328251808396839},{"$f":"IF(AD157<1,AD144*$C$154*((SUMPRODUCT(('EaR TNA011'!$A$200:$A$20063)*('EaR TNA011'!$A$200:$A$20063>AD157)))-AD157*MATCH(AD157,'EaR TNA011'!$A$200:$A$20063,-1)),0)","v":11.328251808396839},{"$f":"IF(AE157<1,AE144*$C$154*((SUMPRODUCT(('EaR TNA011'!$A$200:$A$20063)*('EaR TNA011'!$A$200:$A$20063>AE157)))-AE157*MATCH(AE157,'EaR TNA011'!$A$200:$A$20063,-1)),0)","v":11.328251808396839},{"$f":"IF(AF157<1,AF144*$C$154*((SUMPRODUCT(('EaR TNA011'!$A$200:$A$20063)*('EaR TNA011'!$A$200:$A$20063>AF157)))-AF157*MATCH(AF157,'EaR TNA011'!$A$200:$A$20063,-1)),0)","v":11.328251808396839},null,true,true,true,true,true,true]
["10% LAR","N-1",null,null,"EatR, MWhrs",{"$f":"IF(F158<1,IF(F158=0,F144*$C$154*SUMPRODUCT(('EaR TNA011'!$A$200:$A$20063)*('EaR TNA011'!$A$200:$A$20063>F158)),F146*$C$154*(SUMPRODUCT(('EaR TNA011'!$A$200:$A$20063)*('EaR TNA011'!$A$200:$A$20063>F158))-F158*MATCH(F158,'EaR TNA011'!$A$200:$A$20063,-1)))-F161,0)","v":2.6134306626373061E-3},{"$f":"IF(G158<1,IF(G158=0,G144*$C$154*SUMPRODUCT(('EaR TNA011'!$A$200:$A$20063)*('EaR TNA011'!$A$200:$A$20063>G158)),G146*$C$154*(SUMPRODUCT(('EaR TNA011'!$A$200:$A$20063)*('EaR TNA011'!$A$200:$A$20063>G158))-G158*MATCH(G158,'EaR TNA011'!$A$200:$A$20063,-1)))-G161,0)","v":3.1312774158685386E-2},{"$f":"IF(H158<1,IF(H158=0,H144*$C$154*SUMPRODUCT(('EaR TNA011'!$A$200:$A$20063)*('EaR TNA011'!$A$200:$A$20063>H158)),H146*$C$154*(SUMPRODUCT(('EaR TNA011'!$A$200:$A$20063)*('EaR TNA011'!$A$200:$A$20063>H158))-H158*MATCH(H158,'EaR TNA011'!$A$200:$A$20063,-1)))-H161,0)","v":0.21446051067124472},{"$f":"IF(I158<1,IF(I158=0,I144*$C$154*SUMPRODUCT(('EaR TNA011'!$A$200:$A$20063)*('EaR TNA011'!$A$200:$A$20063>I158)),I146*$C$154*(SUMPRODUCT(('EaR TNA011'!$A$200:$A$20063)*('EaR TNA011'!$A$200:$A$20063>I158))-I158*MATCH(I158,'EaR TNA011'!$A$200:$A$20063,-1)))-I161,0)","v":0},{"$f":"IF(J158<1,IF(J158=0,J144*$C$154*SUMPRODUCT(('EaR TNA011'!$A$200:$A$20063)*('EaR TNA011'!$A$200:$A$20063>J158)),J146*$C$154*(SUMPRODUCT(('EaR TNA011'!$A$200:$A$20063)*('EaR TNA011'!$A$200:$A$20063>J158))-J158*MATCH(J158,'EaR TNA011'!$A$200:$A$20063,-1)))-J161,0)","v":0},{"$f":"IF(K158<1,IF(K158=0,K144*$C$154*SUMPRODUCT(('EaR TNA011'!$A$200:$A$20063)*('EaR TNA011'!$A$200:$A$20063>K158)),K146*$C$154*(SUMPRODUCT(('EaR TNA011'!$A$200:$A$20063)*('EaR TNA011'!$A$200:$A$20063>K158))-K158*MATCH(K158,'EaR TNA011'!$A$200:$A$20063,-1)))-K161,0)","v":0},{"$f":"IF(L158<1,IF(L158=0,L144*$C$154*SUMPRODUCT(('EaR TNA011'!$A$200:$A$20063)*('EaR TNA011'!$A$200:$A$20063>L158)),L146*$C$154*(SUMPRODUCT(('EaR TNA011'!$A$200:$A$20063)*('EaR TNA011'!$A$200:$A$20063>L158))-L158*MATCH(L158,'EaR TNA011'!$A$200:$A$20063,-1)))-L161,0)","v":0},{"$f":"IF(M158<1,IF(M158=0,M144*$C$154*SUMPRODUCT(('EaR TNA011'!$A$200:$A$20063)*('EaR TNA011'!$A$200:$A$20063>M158)),M146*$C$154*(SUMPRODUCT(('EaR TNA011'!$A$200:$A$20063)*('EaR TNA011'!$A$200:$A$20063>M158))-M158*MATCH(M158,'EaR TNA011'!$A$200:$A$20063,-1)))-M161,0)","v":0},{"$f":"IF(N158<1,IF(N158=0,N144*$C$154*SUMPRODUCT(('EaR TNA011'!$A$200:$A$20063)*('EaR TNA011'!$A$200:$A$20063>N158)),N146*$C$154*(SUMPRODUCT(('EaR TNA011'!$A$200:$A$20063)*('EaR TNA011'!$A$200:$A$20063>N158))-N158*MATCH(N158,'EaR TNA011'!$A$200:$A$20063,-1)))-N161,0)","v":0},{"$f":"IF(O158<1,IF(O158=0,O144*$C$154*SUMPRODUCT(('EaR TNA011'!$A$200:$A$20063)*('EaR TNA011'!$A$200:$A$20063>O158)),O146*$C$154*(SUMPRODUCT(('EaR TNA011'!$A$200:$A$20063)*('EaR TNA011'!$A$200:$A$20063>O158))-O158*MATCH(O158,'EaR TNA011'!$A$200:$A$20063,-1)))-O161,0)","v":1.6047290623608657E-3},{"$f":"IF(P158<1,IF(P158=0,P144*$C$154*SUMPRODUCT(('EaR TNA011'!$A$200:$A$20063)*('EaR TNA011'!$A$200:$A$20063>P158)),P146*$C$154*(SUMPRODUCT(('EaR TNA011'!$A$200:$A$20063)*('EaR TNA011'!$A$200:$A$20063>P158))-P158*MATCH(P158,'EaR TNA011'!$A$200:$A$20063,-1)))-P161,0)","v":5.3785035679130289E-3},{"$f":"IF(Q158<1,IF(Q158=0,Q144*$C$154*SUMPRODUCT(('EaR TNA011'!$A$200:$A$20063)*('EaR TNA011'!$A$200:$A$20063>Q158)),Q146*$C$154*(SUMPRODUCT(('EaR TNA011'!$A$200:$A$20063)*('EaR TNA011'!$A$200:$A$20063>Q158))-Q158*MATCH(Q158,'EaR TNA011'!$A$200:$A$20063,-1)))-Q161,0)","v":1.0313835626273971E-2},{"$f":"IF(R158<1,IF(R158=0,R144*$C$154*SUMPRODUCT(('EaR TNA011'!$A$200:$A$20063)*('EaR TNA011'!$A$200:$A$20063>R158)),R146*$C$154*(SUMPRODUCT(('EaR TNA011'!$A$200:$A$20063)*('EaR TNA011'!$A$200:$A$20063>R158))-R158*MATCH(R158,'EaR TNA011'!$A$200:$A$20063,-1)))-R161,0)","v":1.0313835626273971E-2},{"$f":"IF(S158<1,IF(S158=0,S144*$C$154*SUMPRODUCT(('EaR TNA011'!$A$200:$A$20063)*('EaR TNA011'!$A$200:$A$20063>S158)),S146*$C$154*(SUMPRODUCT(('EaR TNA011'!$A$200:$A$20063)*('EaR TNA011'!$A$200:$A$20063>S158))-S158*MATCH(S158,'EaR TNA011'!$A$200:$A$20063,-1)))-S161,0)","v":1.0313835626273971E-2},{"$f":"IF(T158<1,IF(T158=0,T144*$C$154*SUMPRODUCT(('EaR TNA011'!$A$200:$A$20063)*('EaR TNA011'!$A$200:$A$20063>T158)),T146*$C$154*(SUMPRODUCT(('EaR TNA011'!$A$200:$A$20063)*('EaR TNA011'!$A$200:$A$20063>T158))-T158*MATCH(T158,'EaR TNA011'!$A$200:$A$20063,-1)))-T161,0)","v":1.0313835626273971E-2},{"$f":"IF(U158<1,IF(U158=0,U144*$C$154*SUMPRODUCT(('EaR TNA011'!$A$200:$A$20063)*('EaR TNA011'!$A$200:$A$20063>U158)),U146*$C$154*(SUMPRODUCT(('EaR TNA011'!$A$200:$A$20063)*('EaR TNA011'!$A$200:$A$20063>U158))-U158*MATCH(U158,'EaR TNA011'!$A$200:$A$20063,-1)))-U161,0)","v":1.0313835626273971E-2},{"$f":"IF(V158<1,IF(V158=0,V144*$C$154*SUMPRODUCT(('EaR TNA011'!$A$200:$A$20063)*('EaR TNA011'!$A$200:$A$20063>V158)),V146*$C$154*(SUMPRODUCT(('EaR TNA011'!$A$200:$A$20063)*('EaR TNA011'!$A$200:$A$20063>V158))-V158*MATCH(V158,'EaR TNA011'!$A$200:$A$20063,-1)))-V161,0)","v":1.0313835626273971E-2},{"$f":"IF(W158<1,IF(W158=0,W144*$C$154*SUMPRODUCT(('EaR TNA011'!$A$200:$A$20063)*('EaR TNA011'!$A$200:$A$20063>W158)),W146*$C$154*(SUMPRODUCT(('EaR TNA011'!$A$200:$A$20063)*('EaR TNA011'!$A$200:$A$20063>W158))-W158*MATCH(W158,'EaR TNA011'!$A$200:$A$20063,-1)))-W161,0)","v":1.0313835626273971E-2},{"$f":"IF(X158<1,IF(X158=0,X144*$C$154*SUMPRODUCT(('EaR TNA011'!$A$200:$A$20063)*('EaR TNA011'!$A$200:$A$20063>X158)),X146*$C$154*(SUMPRODUCT(('EaR TNA011'!$A$200:$A$20063)*('EaR TNA011'!$A$200:$A$20063>X158))-X158*MATCH(X158,'EaR TNA011'!$A$200:$A$20063,-1)))-X161,0)","v":1.0313835626273971E-2},{"$f":"IF(Y158<1,IF(Y158=0,Y144*$C$154*SUMPRODUCT(('EaR TNA011'!$A$200:$A$20063)*('EaR TNA011'!$A$200:$A$20063>Y158)),Y146*$C$154*(SUMPRODUCT(('EaR TNA011'!$A$200:$A$20063)*('EaR TNA011'!$A$200:$A$20063>Y158))-Y158*MATCH(Y158,'EaR TNA011'!$A$200:$A$20063,-1)))-Y161,0)","v":1.0313835626273971E-2},{"$f":"IF(Z158<1,IF(Z158=0,Z144*$C$154*SUMPRODUCT(('EaR TNA011'!$A$200:$A$20063)*('EaR TNA011'!$A$200:$A$20063>Z158)),Z146*$C$154*(SUMPRODUCT(('EaR TNA011'!$A$200:$A$20063)*('EaR TNA011'!$A$200:$A$20063>Z158))-Z158*MATCH(Z158,'EaR TNA011'!$A$200:$A$20063,-1)))-Z161,0)","v":1.0313835626273971E-2},{"$f":"IF(AA158<1,IF(AA158=0,AA144*$C$154*SUMPRODUCT(('EaR TNA011'!$A$200:$A$20063)*('EaR TNA011'!$A$200:$A$20063>AA158)),AA146*$C$154*(SUMPRODUCT(('EaR TNA011'!$A$200:$A$20063)*('EaR TNA011'!$A$200:$A$20063>AA158))-AA158*MATCH(AA158,'EaR TNA011'!$A$200:$A$20063,-1)))-AA161,0)","v":1.0313835626273971E-2},{"$f":"IF(AB158<1,IF(AB158=0,AB144*$C$154*SUMPRODUCT(('EaR TNA011'!$A$200:$A$20063)*('EaR TNA011'!$A$200:$A$20063>AB158)),AB146*$C$154*(SUMPRODUCT(('EaR TNA011'!$A$200:$A$20063)*('EaR TNA011'!$A$200:$A$20063>AB158))-AB158*MATCH(AB158,'EaR TNA011'!$A$200:$A$20063,-1)))-AB161,0)","v":1.0313835626273971E-2},{"$f":"IF(AC158<1,IF(AC158=0,AC144*$C$154*SUMPRODUCT(('EaR TNA011'!$A$200:$A$20063)*('EaR TNA011'!$A$200:$A$20063>AC158)),AC146*$C$154*(SUMPRODUCT(('EaR TNA011'!$A$200:$A$20063)*('EaR TNA011'!$A$200:$A$20063>AC158))-AC158*MATCH(AC158,'EaR TNA011'!$A$200:$A$20063,-1)))-AC161,0)","v":1.0313835626273971E-2},{"$f":"IF(AD158<1,IF(AD158=0,AD144*$C$154*SUMPRODUCT(('EaR TNA011'!$A$200:$A$20063)*('EaR TNA011'!$A$200:$A$20063>AD158)),AD146*$C$154*(SUMPRODUCT(('EaR TNA011'!$A$200:$A$20063)*('EaR TNA011'!$A$200:$A$20063>AD158))-AD158*MATCH(AD158,'EaR TNA011'!$A$200:$A$20063,-1)))-AD161,0)","v":1.0313835626273971E-2},{"$f":"IF(AE158<1,IF(AE158=0,AE144*$C$154*SUMPRODUCT(('EaR TNA011'!$A$200:$A$20063)*('EaR TNA011'!$A$200:$A$20063>AE158)),AE146*$C$154*(SUMPRODUCT(('EaR TNA011'!$A$200:$A$20063)*('EaR TNA011'!$A$200:$A$20063>AE158))-AE158*MATCH(AE158,'EaR TNA011'!$A$200:$A$20063,-1)))-AE161,0)","v":1.0313835626273971E-2},{"$f":"IF(AF158<1,IF(AF158=0,AF144*$C$154*SUMPRODUCT(('EaR TNA011'!$A$200:$A$20063)*('EaR TNA011'!$A$200:$A$20063>AF158)),AF146*$C$154*(SUMPRODUCT(('EaR TNA011'!$A$200:$A$20063)*('EaR TNA011'!$A$200:$A$20063>AF158))-AF158*MATCH(AF158,'EaR TNA011'!$A$200:$A$20063,-1)))-AF161,0)","v":1.0313835626273971E-2},null,true,true,true,true,true,true]
["No of Tx",null,null,null,null,{"$f":"'EaR TNA011'!F23","v":1},{"$f":"F163","v":1},1,1,1,1,1,1,1,1,1,1,1,1,1,1,1,1,1,1,1,1,1,1,1,1,1,null,true,true,true,true,true,true]
["50% PoE","N",1,null,"EEatR, MWhrs",{"$f":"F159*$C164","v":0},0.17750999650955179,39.986005815092184,0,0,0,0,0,0,0,0,0,0,0,0,0,0,0,0,0,0,0,0,0,0,0,0,null,true,true,true,true,true,true]
["50% PoE","N-1",null,null,"EEatR, MWhrs",{"$f":"F160*$C142*F163","v":0},0,0,0,0,0,0,0,0,0,0,0,0,0,0,0,0,0,0,0,0,0,0,0,0,0,0,null,true,true,true,true,true,true]
["10% LAR","N",1,null,"EEatR, MWhrs",{"$f":"F161*$C166","v":2.8704743514354623},34.392538658016051,235.55375089094369,0,0,0,0,0,0,1.7625620148887577,5.9075057018048911,11.328251808396839,11.328251808396839,11.328251808396839,11.328251808396839,11.328251808396839,11.328251808396839,11.328251808396839,11.328251808396839,11.328251808396839,11.328251808396839,11.328251808396839,11.328251808396839,11.328251808396839,11.328251808396839,11.328251808396839,11.328251808396839,null,true,true,true,true,true,true]
["10% LAR","N-1",{"$f":"C142","v":3.744292237442922E-2},null,"EEatR, MWhrs",{"$f":"F162*$C167*F163","v":9.785448143208177E-5},1.1724417721516902E-3,8.0300282534438647E-3,0,0,0,0,0,0,6.0085745713968479E-5,2.0138689158395815E-4,3.8618014673719885E-4,3.8618014673719885E-4,3.8618014673719885E-4,3.8618014673719885E-4,3.8618014673719885E-4,3.8618014673719885E-4,3.8618014673719885E-4,3.8618014673719885E-4,3.8618014673719885E-4,3.8618014673719885E-4,3.8618014673719885E-4,3.8618014673719885E-4,3.8618014673719885E-4,3.8618014673719885E-4,3.8618014673719885E-4,3.8618014673719885E-4,null,true,true,true,true,true,true]
[]
["MLN021","50% PoE",{"$f":"EXP((1/11)*LN(Q169/F169))-1","v":3.6638675794540276E-2},null,"MW",{"$f":"IF($B$143=\"OFF\",F44,F48)","v":11.10999965667725},12.549999713897705,14.71999979019165,13.190000057220459,9.910000324249264,10.855000019073486,11.774999618530275,12.72499990463257,13.75500011444092,14.785000324249271,15.695000648498535,16.505000114440914,16.505000114440914,16.505000114440914,16.505000114440914,16.505000114440914,16.505000114440914,16.505000114440914,16.505000114440914,16.505000114440914,16.505000114440914,16.505000114440914,16.505000114440914,16.505000114440914,16.505000114440914,16.505000114440914,16.505000114440914,null,true,true,true,true,true,true]
["Winter","load pf",{"$f":"F169/F171","v":0.98539346793660154},null,"MVAr",{"$f":"F177*F169","v":-1.919999957084656},-2.1688568547897336,-2.5438703725312948,-2.2794599753735696,-1.7126193326056429,-1.8759316124955026,-2.0349234438240758,-2.1990999123130348,-2.3771017502735474,-2.5551035882340609,-2.7123673719872423,-2.8523492790895766,-2.8523492790895766,-2.8523492790895766,-2.8523492790895766,-2.8523492790895766,-2.8523492790895766,-2.8523492790895766,-2.8523492790895766,-2.8523492790895766,-2.8523492790895766,-2.8523492790895766,-2.8523492790895766,-2.8523492790895766,-2.8523492790895766,-2.8523492790895766,-2.8523492790895766,null,true,true,true,true,true,true]
[null,null,null,null,"MVA",{"$f":"(F169^2+F170^2)^0.5","v":11.274683685433205},12.736028928806691,14.938195014642323,13.385516026242911,10.056896708479963,11.015904176636857,11.949540971878918,12.913623155305181,13.958891104934635,15.004159054564091,15.927648354888754,16.749654479648751,16.749654479648751,16.749654479648751,16.749654479648751,16.749654479648751,16.749654479648751,16.749654479648751,16.749654479648751,16.749654479648751,16.749654479648751,16.749654479648751,16.749654479648751,16.749654479648751,16.749654479648751,16.749654479648751,16.749654479648751,null,true,true,true,true,true,true]
[null,null,null,null,"MVA",{"$f":"(F169^2+(F170-F178)^2)^0.5","v":11.274683685433205},12.736028928806691,14.938195014642323,13.385516026242911,10.056896708479963,11.015904176636857,11.949540971878918,12.913623155305181,13.958891104934635,15.004159054564091,15.927648354888754,16.749654479648751,16.749654479648751,16.749654479648751,16.749654479648751,16.749654479648751,16.749654479648751,16.749654479648751,16.749654479648751,16.749654479648751,16.749654479648751,16.749654479648751,16.749654479648751,16.749654479648751,16.749654479648751,16.749654479648751,16.749654479648751,null,true,true,true,true,true,true]
["50% PoE","N","CR",null,"MVA",{"$f":"'EaR TNA011'!F53","v":19.239999771118161},{"$f":"'EaR TNA011'!G53","v":19.239999771118161},{"$f":"'EaR TNA011'!H53","v":19.239999771118161},{"$f":"'EaR TNA011'!I53","v":19.239999771118161},{"$f":"'EaR TNA011'!J53","v":19.239999771118161},{"$f":"'EaR TNA011'!K53","v":19.239999771118161},{"$f":"'EaR TNA011'!L53","v":19.239999771118161},{"$f":"'EaR TNA011'!M53","v":19.239999771118161},{"$f":"'EaR TNA011'!N53","v":19.239999771118161},{"$f":"'EaR TNA011'!O53","v":19.239999771118161},{"$f":"'EaR TNA011'!P53","v":19.239999771118161},{"$f":"'EaR TNA011'!Q53","v":19.239999771118161},{"$f":"'EaR TNA011'!R53","v":19.239999771118161},{"$f":"'EaR TNA011'!S53","v":19.239999771118161},{"$f":"'EaR TNA011'!T53","v":19.239999771118161},{"$f":"'EaR TNA011'!U53","v":19.239999771118161},{"$f":"'EaR TNA011'!V53","v":19.239999771118161},{"$f":"'EaR TNA011'!W53","v":19.239999771118161},{"$f":"'EaR TNA011'!X53","v":19.239999771118161},{"$f":"'EaR TNA011'!Y53","v":19.239999771118161},{"$f":"'EaR TNA011'!Z53","v":19.239999771118161},{"$f":"'EaR TNA011'!AA53","v":19.239999771118161},{"$f":"'EaR TNA011'!AB53","v":19.239999771118161},{"$f":"'EaR TNA011'!AC53","v":19.239999771118161},{"$f":"'EaR TNA011'!AD53","v":19.239999771118161},{"$f":"'EaR TNA011'!AE53","v":19.239999771118161},{"$f":"'EaR TNA011'!AF53","v":19.239999771118161},null,true,true,true,true,true,true]
["50% PoE","N-1","CR",null,"MVA",{"$f":"'EaR TNA011'!F54","v":19.239999771118161},{"$f":"'EaR TNA011'!G54","v":19.239999771118161},{"$f":"'EaR TNA011'!H54","v":19.239999771118161},{"$f":"'EaR TNA011'!I54","v":19.239999771118161},{"$f":"'EaR TNA011'!J54","v":19.239999771118161},{"$f":"'EaR TNA011'!K54","v":19.239999771118161},{"$f":"'EaR TNA011'!L54","v":19.239999771118161},{"$f":"'EaR TNA011'!M54","v":19.239999771118161},{"$f":"'EaR TNA011'!N54","v":19.239999771118161},{"$f":"'EaR TNA011'!O54","v":19.239999771118161},{"$f":"'EaR TNA011'!P54","v":19.239999771118161},{"$f":"'EaR TNA011'!Q54","v":19.239999771118161},{"$f":"'EaR TNA011'!R54","v":19.239999771118161},{"$f":"'EaR TNA011'!S54","v":19.239999771118161},{"$f":"'EaR TNA011'!T54","v":19.239999771118161},{"$f":"'EaR TNA011'!U54","v":19.239999771118161},{"$f":"'EaR TNA011'!V54","v":19.239999771118161},{"$f":"'EaR TNA011'!W54","v":19.239999771118161},{"$f":"'EaR TNA011'!X54","v":19.239999771118161},{"$f":"'EaR TNA011'!Y54","v":19.239999771118161},{"$f":"'EaR TNA011'!Z54","v":19.239999771118161},{"$f":"'EaR TNA011'!AA54","v":19.239999771118161},{"$f":"'EaR TNA011'!AB54","v":19.239999771118161},{"$f":"'EaR TNA011'!AC54","v":19.239999771118161},{"$f":"'EaR TNA011'!AD54","v":19.239999771118161},{"$f":"'EaR TNA011'!AE54","v":19.239999771118161},{"$f":"'EaR TNA011'!AF54","v":19.239999771118161},null,true,true,true,true,true,true]
["50% LAR","N",null,null,"Ratio Rating/Load",{"$f":"IF(F172=0,100,TRUNC(F173/F172,5))","v":1.7064699999999999},1.51067,1.2879700000000001,1.43737,1.9131100000000001,1.7465599999999999,1.6101000000000001,1.4898899999999999,1.3783300000000001,1.2823100000000001,1.2079599999999999,1.1486799999999999,1.1486799999999999,1.1486799999999999,1.1486799999999999,1.1486799999999999,1.1486799999999999,1.1486799999999999,1.1486799999999999,1.1486799999999999,1.1486799999999999,1.1486799999999999,1.1486799999999999,1.1486799999999999,1.1486799999999999,1.1486799999999999,1.1486799999999999,null,true,true,true,true,true,true]
["50% LAR","N-1",null,null,"Ratio Rating/Load",{"$f":"IF(F172=0,100,TRUNC(F174/F172,5))","v":1.7064699999999999},1.51067,1.2879700000000001,1.43737,1.9131100000000001,1.7465599999999999,1.6101000000000001,1.4898899999999999,1.3783300000000001,1.2823100000000001,1.2079599999999999,1.1486799999999999,1.1486799999999999,1.1486799999999999,1.1486799999999999,1.1486799999999999,1.1486799999999999,1.1486799999999999,1.1486799999999999,1.1486799999999999,1.1486799999999999,1.1486799999999999,1.1486799999999999,1.1486799999999999,1.1486799999999999,1.1486799999999999,1.1486799999999999,null,true,true,true,true,true,true]
["Load tan Phi",null,{"$f":"'EaR TNA011'!$H$27","v":-0.17281728320582906},null,"MVA",{"$f":"C177","v":-0.17281728320582906},{"$f":"'EaR TNA011'!$I$27","v":-0.17281728320582906},{"$f":"G177","v":-0.17281728320582906},-0.17281728320582906,-0.17281728320582906,-0.17281728320582906,-0.17281728320582906,-0.17281728320582906,-0.17281728320582906,-0.17281728320582906,-0.17281728320582906,-0.17281728320582906,-0.17281728320582906,-0.17281728320582906,-0.17281728320582906,-0.17281728320582906,-0.17281728320582906,-0.17281728320582906,{"$f":"W177","v":-0.17281728320582906},-0.17281728320582906,-0.17281728320582906,-0.17281728320582906,-0.17281728320582906,-0.17281728320582906,-0.17281728320582906,-0.17281728320582906,-0.17281728320582906,null,true,true,true,true,true,true]
["Cap",null,0,null,"MVAr",{"$f":"C178","v":0},{"$f":"'EaR TNA011'!$L$27","v":0},0,0,0,0,0,0,0,0,0,0,0,0,0,0,0,0,0,0,0,0,0,0,0,0,0,null,true,true,true,true,true,true]
["10% PoE","10%/50%",{"$f":"'EaR TNA011'!$J$27","v":1.0866131410932653},null,"MVA",{"$f":"((F169*$C179)^2+(F169*$C179*F177-F178)^2)^0.5","v":12.25121945426157},13.839136399385334,16.23203900712425,14.544877614430051,10.927956122051935,11.970026239357797,12.984528250076023,14.032112619680888,15.167914509711867,16.303716399742846,17.307192009134649,18.200394666358012,18.200394666358012,18.200394666358012,18.200394666358012,18.200394666358012,18.200394666358012,18.200394666358012,18.200394666358012,18.200394666358012,18.200394666358012,18.200394666358012,18.200394666358012,18.200394666358012,18.200394666358012,18.200394666358012,18.200394666358012,null,true,true,true,true,true,true]
["10% PoE","N","CR",null,"MVA",{"$f":"F173","v":19.239999771118161},19.239999771118161,19.239999771118161,19.239999771118161,19.239999771118161,19.239999771118161,19.239999771118161,19.239999771118161,19.239999771118161,19.239999771118161,19.239999771118161,19.239999771118161,19.239999771118161,19.239999771118161,19.239999771118161,19.239999771118161,19.239999771118161,19.239999771118161,19.239999771118161,19.239999771118161,19.239999771118161,19.239999771118161,19.239999771118161,19.239999771118161,19.239999771118161,19.239999771118161,19.239999771118161,null,true,true,true,true,true,true]
["10% PoE","N-1","CR",null,"MVA",19.239999771118161,19.239999771118161,19.239999771118161,19.239999771118161,19.239999771118161,19.239999771118161,19.239999771118161,19.239999771118161,19.239999771118161,19.239999771118161,19.239999771118161,19.239999771118161,19.239999771118161,19.239999771118161,19.239999771118161,19.239999771118161,19.239999771118161,19.239999771118161,19.239999771118161,19.239999771118161,19.239999771118161,19.239999771118161,19.239999771118161,19.239999771118161,19.239999771118161,19.239999771118161,19.239999771118161,null,true,true,true,true,true,true]
["10% LAR","N",null,null,"Ratio Rating/Load",{"$f":"IF(F179=0,100,TRUNC(F180/F179,5))","v":1.5704499999999999},1.3902600000000001,1.1853100000000001,1.3228,1.7606200000000001,1.60734,1.48176,1.37114,1.2684599999999999,1.1800900000000001,1.1116699999999999,1.05711,1.05711,1.05711,1.05711,1.05711,1.05711,1.05711,1.05711,1.05711,1.05711,1.05711,1.05711,1.05711,1.05711,1.05711,1.05711,null,true,true,true,true,true,true]
["10% LAR","N-1",null,null,"Ratio Rating/Load",{"$f":"IF(F179=0,100,TRUNC(F181/F179,5))","v":1.5704499999999999},1.3902600000000001,1.1853100000000001,1.3228,1.7606200000000001,1.60734,1.48176,1.37114,1.2684599999999999,1.1800900000000001,1.1116699999999999,1.05711,1.05711,1.05711,1.05711,1.05711,1.05711,1.05711,1.05711,1.05711,1.05711,1.05711,1.05711,1.05711,1.05711,1.05711,1.05711,null,true,true,true,true,true,true]
["50% PoE","N",null,null,"EatR, MWhrs",{"$f":"IF(F175<1,F169*((SUMPRODUCT(('EaR TNA011'!$C$200:$C$20063)*('EaR TNA011'!$C$200:$C$20063>F175)))-F175*MATCH(F175,'EaR TNA011'!$C$200:$C$20063,-1)),0)","v":0},{"$f":"IF(G175<1,G169*((SUMPRODUCT(('EaR TNA011'!$C$200:$C$20063)*('EaR TNA011'!$C$200:$C$20063>G175)))-G175*MATCH(G175,'EaR TNA011'!$C$200:$C$20063,-1)),0)","v":0},{"$f":"IF(H175<1,H169*((SUMPRODUCT(('EaR TNA011'!$C$200:$C$20063)*('EaR TNA011'!$C$200:$C$20063>H175)))-H175*MATCH(H175,'EaR TNA011'!$C$200:$C$20063,-1)),0)","v":0},{"$f":"IF(I175<1,I169*((SUMPRODUCT(('EaR TNA011'!$C$200:$C$20063)*('EaR TNA011'!$C$200:$C$20063>I175)))-I175*MATCH(I175,'EaR TNA011'!$C$200:$C$20063,-1)),0)","v":0},{"$f":"IF(J175<1,J169*((SUMPRODUCT(('EaR TNA011'!$C$200:$C$20063)*('EaR TNA011'!$C$200:$C$20063>J175)))-J175*MATCH(J175,'EaR TNA011'!$C$200:$C$20063,-1)),0)","v":0},{"$f":"IF(K175<1,K169*((SUMPRODUCT(('EaR TNA011'!$C$200:$C$20063)*('EaR TNA011'!$C$200:$C$20063>K175)))-K175*MATCH(K175,'EaR TNA011'!$C$200:$C$20063,-1)),0)","v":0},{"$f":"IF(L175<1,L169*((SUMPRODUCT(('EaR TNA011'!$C$200:$C$20063)*('EaR TNA011'!$C$200:$C$20063>L175)))-L175*MATCH(L175,'EaR TNA011'!$C$200:$C$20063,-1)),0)","v":0},{"$f":"IF(M175<1,M169*((SUMPRODUCT(('EaR TNA011'!$C$200:$C$20063)*('EaR TNA011'!$C$200:$C$20063>M175)))-M175*MATCH(M175,'EaR TNA011'!$C$200:$C$20063,-1)),0)","v":0},{"$f":"IF(N175<1,N169*((SUMPRODUCT(('EaR TNA011'!$C$200:$C$20063)*('EaR TNA011'!$C$200:$C$20063>N175)))-N175*MATCH(N175,'EaR TNA011'!$C$200:$C$20063,-1)),0)","v":0},{"$f":"IF(O175<1,O169*((SUMPRODUCT(('EaR TNA011'!$C$200:$C$20063)*('EaR TNA011'!$C$200:$C$20063>O175)))-O175*MATCH(O175,'EaR TNA011'!$C$200:$C$20063,-1)),0)","v":0},{"$f":"IF(P175<1,P169*((SUMPRODUCT(('EaR TNA011'!$C$200:$C$20063)*('EaR TNA011'!$C$200:$C$20063>P175)))-P175*MATCH(P175,'EaR TNA011'!$C$200:$C$20063,-1)),0)","v":0},{"$f":"IF(Q175<1,Q169*((SUMPRODUCT(('EaR TNA011'!$C$200:$C$20063)*('EaR TNA011'!$C$200:$C$20063>Q175)))-Q175*MATCH(Q175,'EaR TNA011'!$C$200:$C$20063,-1)),0)","v":0},{"$f":"IF(R175<1,R169*((SUMPRODUCT(('EaR TNA011'!$C$200:$C$20063)*('EaR TNA011'!$C$200:$C$20063>R175)))-R175*MATCH(R175,'EaR TNA011'!$C$200:$C$20063,-1)),0)","v":0},{"$f":"IF(S175<1,S169*((SUMPRODUCT(('EaR TNA011'!$C$200:$C$20063)*('EaR TNA011'!$C$200:$C$20063>S175)))-S175*MATCH(S175,'EaR TNA011'!$C$200:$C$20063,-1)),0)","v":0},{"$f":"IF(T175<1,T169*((SUMPRODUCT(('EaR TNA011'!$C$200:$C$20063)*('EaR TNA011'!$C$200:$C$20063>T175)))-T175*MATCH(T175,'EaR TNA011'!$C$200:$C$20063,-1)),0)","v":0},{"$f":"IF(U175<1,U169*((SUMPRODUCT(('EaR TNA011'!$C$200:$C$20063)*('EaR TNA011'!$C$200:$C$20063>U175)))-U175*MATCH(U175,'EaR TNA011'!$C$200:$C$20063,-1)),0)","v":0},{"$f":"IF(V175<1,V169*((SUMPRODUCT(('EaR TNA011'!$C$200:$C$20063)*('EaR TNA011'!$C$200:$C$20063>V175)))-V175*MATCH(V175,'EaR TNA011'!$C$200:$C$20063,-1)),0)","v":0},{"$f":"IF(W175<1,W169*((SUMPRODUCT(('EaR TNA011'!$C$200:$C$20063)*('EaR TNA011'!$C$200:$C$20063>W175)))-W175*MATCH(W175,'EaR TNA011'!$C$200:$C$20063,-1)),0)","v":0},{"$f":"IF(X175<1,X169*((SUMPRODUCT(('EaR TNA011'!$C$200:$C$20063)*('EaR TNA011'!$C$200:$C$20063>X175)))-X175*MATCH(X175,'EaR TNA011'!$C$200:$C$20063,-1)),0)","v":0},{"$f":"IF(Y175<1,Y169*((SUMPRODUCT(('EaR TNA011'!$C$200:$C$20063)*('EaR TNA011'!$C$200:$C$20063>Y175)))-Y175*MATCH(Y175,'EaR TNA011'!$C$200:$C$20063,-1)),0)","v":0},{"$f":"IF(Z175<1,Z169*((SUMPRODUCT(('EaR TNA011'!$C$200:$C$20063)*('EaR TNA011'!$C$200:$C$20063>Z175)))-Z175*MATCH(Z175,'EaR TNA011'!$C$200:$C$20063,-1)),0)","v":0},{"$f":"IF(AA175<1,AA169*((SUMPRODUCT(('EaR TNA011'!$C$200:$C$20063)*('EaR TNA011'!$C$200:$C$20063>AA175)))-AA175*MATCH(AA175,'EaR TNA011'!$C$200:$C$20063,-1)),0)","v":0},{"$f":"IF(AB175<1,AB169*((SUMPRODUCT(('EaR TNA011'!$C$200:$C$20063)*('EaR TNA011'!$C$200:$C$20063>AB175)))-AB175*MATCH(AB175,'EaR TNA011'!$C$200:$C$20063,-1)),0)","v":0},{"$f":"IF(AC175<1,AC169*((SUMPRODUCT(('EaR TNA011'!$C$200:$C$20063)*('EaR TNA011'!$C$200:$C$20063>AC175)))-AC175*MATCH(AC175,'EaR TNA011'!$C$200:$C$20063,-1)),0)","v":0},{"$f":"IF(AD175<1,AD169*((SUMPRODUCT(('EaR TNA011'!$C$200:$C$20063)*('EaR TNA011'!$C$200:$C$20063>AD175)))-AD175*MATCH(AD175,'EaR TNA011'!$C$200:$C$20063,-1)),0)","v":0},{"$f":"IF(AE175<1,AE169*((SUMPRODUCT(('EaR TNA011'!$C$200:$C$20063)*('EaR TNA011'!$C$200:$C$20063>AE175)))-AE175*MATCH(AE175,'EaR TNA011'!$C$200:$C$20063,-1)),0)","v":0},{"$f":"IF(AF175<1,AF169*((SUMPRODUCT(('EaR TNA011'!$C$200:$C$20063)*('EaR TNA011'!$C$200:$C$20063>AF175)))-AF175*MATCH(AF175,'EaR TNA011'!$C$200:$C$20063,-1)),0)","v":0},null,true,true,true,true,true,true]
["50% PoE","N-1",null,null,"EatR, MWhrs",{"$f":"IF(F176<1,IF(F176=0,F167*SUMPRODUCT(('EaR TNA011'!$C$200:$C$20063)*('EaR TNA011'!$C$200:$C$20063>F176)),F169*(SUMPRODUCT(('EaR TNA011'!$C$200:$C$20063)*('EaR TNA011'!$C$200:$C$20063>F176))-F176*MATCH(F176,'EaR TNA011'!$C$200:$C$20063,-1)))-F184,0)","v":0},{"$f":"IF(G176<1,IF(G176=0,G167*SUMPRODUCT(('EaR TNA011'!$C$200:$C$20063)*('EaR TNA011'!$C$200:$C$20063>G176)),G169*(SUMPRODUCT(('EaR TNA011'!$C$200:$C$20063)*('EaR TNA011'!$C$200:$C$20063>G176))-G176*MATCH(G176,'EaR TNA011'!$C$200:$C$20063,-1)))-G184,0)","v":0},{"$f":"IF(H176<1,IF(H176=0,H167*SUMPRODUCT(('EaR TNA011'!$C$200:$C$20063)*('EaR TNA011'!$C$200:$C$20063>H176)),H169*(SUMPRODUCT(('EaR TNA011'!$C$200:$C$20063)*('EaR TNA011'!$C$200:$C$20063>H176))-H176*MATCH(H176,'EaR TNA011'!$C$200:$C$20063,-1)))-H184,0)","v":0},{"$f":"IF(I176<1,IF(I176=0,I167*SUMPRODUCT(('EaR TNA011'!$C$200:$C$20063)*('EaR TNA011'!$C$200:$C$20063>I176)),I169*(SUMPRODUCT(('EaR TNA011'!$C$200:$C$20063)*('EaR TNA011'!$C$200:$C$20063>I176))-I176*MATCH(I176,'EaR TNA011'!$C$200:$C$20063,-1)))-I184,0)","v":0},{"$f":"IF(J176<1,IF(J176=0,J167*SUMPRODUCT(('EaR TNA011'!$C$200:$C$20063)*('EaR TNA011'!$C$200:$C$20063>J176)),J169*(SUMPRODUCT(('EaR TNA011'!$C$200:$C$20063)*('EaR TNA011'!$C$200:$C$20063>J176))-J176*MATCH(J176,'EaR TNA011'!$C$200:$C$20063,-1)))-J184,0)","v":0},{"$f":"IF(K176<1,IF(K176=0,K167*SUMPRODUCT(('EaR TNA011'!$C$200:$C$20063)*('EaR TNA011'!$C$200:$C$20063>K176)),K169*(SUMPRODUCT(('EaR TNA011'!$C$200:$C$20063)*('EaR TNA011'!$C$200:$C$20063>K176))-K176*MATCH(K176,'EaR TNA011'!$C$200:$C$20063,-1)))-K184,0)","v":0},{"$f":"IF(L176<1,IF(L176=0,L167*SUMPRODUCT(('EaR TNA011'!$C$200:$C$20063)*('EaR TNA011'!$C$200:$C$20063>L176)),L169*(SUMPRODUCT(('EaR TNA011'!$C$200:$C$20063)*('EaR TNA011'!$C$200:$C$20063>L176))-L176*MATCH(L176,'EaR TNA011'!$C$200:$C$20063,-1)))-L184,0)","v":0},{"$f":"IF(M176<1,IF(M176=0,M167*SUMPRODUCT(('EaR TNA011'!$C$200:$C$20063)*('EaR TNA011'!$C$200:$C$20063>M176)),M169*(SUMPRODUCT(('EaR TNA011'!$C$200:$C$20063)*('EaR TNA011'!$C$200:$C$20063>M176))-M176*MATCH(M176,'EaR TNA011'!$C$200:$C$20063,-1)))-M184,0)","v":0},{"$f":"IF(N176<1,IF(N176=0,N167*SUMPRODUCT(('EaR TNA011'!$C$200:$C$20063)*('EaR TNA011'!$C$200:$C$20063>N176)),N169*(SUMPRODUCT(('EaR TNA011'!$C$200:$C$20063)*('EaR TNA011'!$C$200:$C$20063>N176))-N176*MATCH(N176,'EaR TNA011'!$C$200:$C$20063,-1)))-N184,0)","v":0},{"$f":"IF(O176<1,IF(O176=0,O167*SUMPRODUCT(('EaR TNA011'!$C$200:$C$20063)*('EaR TNA011'!$C$200:$C$20063>O176)),O169*(SUMPRODUCT(('EaR TNA011'!$C$200:$C$20063)*('EaR TNA011'!$C$200:$C$20063>O176))-O176*MATCH(O176,'EaR TNA011'!$C$200:$C$20063,-1)))-O184,0)","v":0},{"$f":"IF(P176<1,IF(P176=0,P167*SUMPRODUCT(('EaR TNA011'!$C$200:$C$20063)*('EaR TNA011'!$C$200:$C$20063>P176)),P169*(SUMPRODUCT(('EaR TNA011'!$C$200:$C$20063)*('EaR TNA011'!$C$200:$C$20063>P176))-P176*MATCH(P176,'EaR TNA011'!$C$200:$C$20063,-1)))-P184,0)","v":0},{"$f":"IF(Q176<1,IF(Q176=0,Q167*SUMPRODUCT(('EaR TNA011'!$C$200:$C$20063)*('EaR TNA011'!$C$200:$C$20063>Q176)),Q169*(SUMPRODUCT(('EaR TNA011'!$C$200:$C$20063)*('EaR TNA011'!$C$200:$C$20063>Q176))-Q176*MATCH(Q176,'EaR TNA011'!$C$200:$C$20063,-1)))-Q184,0)","v":0},{"$f":"IF(R176<1,IF(R176=0,R167*SUMPRODUCT(('EaR TNA011'!$C$200:$C$20063)*('EaR TNA011'!$C$200:$C$20063>R176)),R169*(SUMPRODUCT(('EaR TNA011'!$C$200:$C$20063)*('EaR TNA011'!$C$200:$C$20063>R176))-R176*MATCH(R176,'EaR TNA011'!$C$200:$C$20063,-1)))-R184,0)","v":0},{"$f":"IF(S176<1,IF(S176=0,S167*SUMPRODUCT(('EaR TNA011'!$C$200:$C$20063)*('EaR TNA011'!$C$200:$C$20063>S176)),S169*(SUMPRODUCT(('EaR TNA011'!$C$200:$C$20063)*('EaR TNA011'!$C$200:$C$20063>S176))-S176*MATCH(S176,'EaR TNA011'!$C$200:$C$20063,-1)))-S184,0)","v":0},{"$f":"IF(T176<1,IF(T176=0,T167*SUMPRODUCT(('EaR TNA011'!$C$200:$C$20063)*('EaR TNA011'!$C$200:$C$20063>T176)),T169*(SUMPRODUCT(('EaR TNA011'!$C$200:$C$20063)*('EaR TNA011'!$C$200:$C$20063>T176))-T176*MATCH(T176,'EaR TNA011'!$C$200:$C$20063,-1)))-T184,0)","v":0},{"$f":"IF(U176<1,IF(U176=0,U167*SUMPRODUCT(('EaR TNA011'!$C$200:$C$20063)*('EaR TNA011'!$C$200:$C$20063>U176)),U169*(SUMPRODUCT(('EaR TNA011'!$C$200:$C$20063)*('EaR TNA011'!$C$200:$C$20063>U176))-U176*MATCH(U176,'EaR TNA011'!$C$200:$C$20063,-1)))-U184,0)","v":0},{"$f":"IF(V176<1,IF(V176=0,V167*SUMPRODUCT(('EaR TNA011'!$C$200:$C$20063)*('EaR TNA011'!$C$200:$C$20063>V176)),V169*(SUMPRODUCT(('EaR TNA011'!$C$200:$C$20063)*('EaR TNA011'!$C$200:$C$20063>V176))-V176*MATCH(V176,'EaR TNA011'!$C$200:$C$20063,-1)))-V184,0)","v":0},{"$f":"IF(W176<1,IF(W176=0,W167*SUMPRODUCT(('EaR TNA011'!$C$200:$C$20063)*('EaR TNA011'!$C$200:$C$20063>W176)),W169*(SUMPRODUCT(('EaR TNA011'!$C$200:$C$20063)*('EaR TNA011'!$C$200:$C$20063>W176))-W176*MATCH(W176,'EaR TNA011'!$C$200:$C$20063,-1)))-W184,0)","v":0},{"$f":"IF(X176<1,IF(X176=0,X167*SUMPRODUCT(('EaR TNA011'!$C$200:$C$20063)*('EaR TNA011'!$C$200:$C$20063>X176)),X169*(SUMPRODUCT(('EaR TNA011'!$C$200:$C$20063)*('EaR TNA011'!$C$200:$C$20063>X176))-X176*MATCH(X176,'EaR TNA011'!$C$200:$C$20063,-1)))-X184,0)","v":0},{"$f":"IF(Y176<1,IF(Y176=0,Y167*SUMPRODUCT(('EaR TNA011'!$C$200:$C$20063)*('EaR TNA011'!$C$200:$C$20063>Y176)),Y169*(SUMPRODUCT(('EaR TNA011'!$C$200:$C$20063)*('EaR TNA011'!$C$200:$C$20063>Y176))-Y176*MATCH(Y176,'EaR TNA011'!$C$200:$C$20063,-1)))-Y184,0)","v":0},{"$f":"IF(Z176<1,IF(Z176=0,Z167*SUMPRODUCT(('EaR TNA011'!$C$200:$C$20063)*('EaR TNA011'!$C$200:$C$20063>Z176)),Z169*(SUMPRODUCT(('EaR TNA011'!$C$200:$C$20063)*('EaR TNA011'!$C$200:$C$20063>Z176))-Z176*MATCH(Z176,'EaR TNA011'!$C$200:$C$20063,-1)))-Z184,0)","v":0},{"$f":"IF(AA176<1,IF(AA176=0,AA167*SUMPRODUCT(('EaR TNA011'!$C$200:$C$20063)*('EaR TNA011'!$C$200:$C$20063>AA176)),AA169*(SUMPRODUCT(('EaR TNA011'!$C$200:$C$20063)*('EaR TNA011'!$C$200:$C$20063>AA176))-AA176*MATCH(AA176,'EaR TNA011'!$C$200:$C$20063,-1)))-AA184,0)","v":0},{"$f":"IF(AB176<1,IF(AB176=0,AB167*SUMPRODUCT(('EaR TNA011'!$C$200:$C$20063)*('EaR TNA011'!$C$200:$C$20063>AB176)),AB169*(SUMPRODUCT(('EaR TNA011'!$C$200:$C$20063)*('EaR TNA011'!$C$200:$C$20063>AB176))-AB176*MATCH(AB176,'EaR TNA011'!$C$200:$C$20063,-1)))-AB184,0)","v":0},{"$f":"IF(AC176<1,IF(AC176=0,AC167*SUMPRODUCT(('EaR TNA011'!$C$200:$C$20063)*('EaR TNA011'!$C$200:$C$20063>AC176)),AC169*(SUMPRODUCT(('EaR TNA011'!$C$200:$C$20063)*('EaR TNA011'!$C$200:$C$20063>AC176))-AC176*MATCH(AC176,'EaR TNA011'!$C$200:$C$20063,-1)))-AC184,0)","v":0},{"$f":"IF(AD176<1,IF(AD176=0,AD167*SUMPRODUCT(('EaR TNA011'!$C$200:$C$20063)*('EaR TNA011'!$C$200:$C$20063>AD176)),AD169*(SUMPRODUCT(('EaR TNA011'!$C$200:$C$20063)*('EaR TNA011'!$C$200:$C$20063>AD176))-AD176*MATCH(AD176,'EaR TNA011'!$C$200:$C$20063,-1)))-AD184,0)","v":0},{"$f":"IF(AE176<1,IF(AE176=0,AE167*SUMPRODUCT(('EaR TNA011'!$C$200:$C$20063)*('EaR TNA011'!$C$200:$C$20063>AE176)),AE169*(SUMPRODUCT(('EaR TNA011'!$C$200:$C$20063)*('EaR TNA011'!$C$200:$C$20063>AE176))-AE176*MATCH(AE176,'EaR TNA011'!$C$200:$C$20063,-1)))-AE184,0)","v":0},{"$f":"IF(AF176<1,IF(AF176=0,AF167*SUMPRODUCT(('EaR TNA011'!$C$200:$C$20063)*('EaR TNA011'!$C$200:$C$20063>AF176)),AF169*(SUMPRODUCT(('EaR TNA011'!$C$200:$C$20063)*('EaR TNA011'!$C$200:$C$20063>AF176))-AF176*MATCH(AF176,'EaR TNA011'!$C$200:$C$20063,-1)))-AF184,0)","v":0},null,true,true,true,true,true,true]
["10% LAR","N",null,null,"EatR, MWhrs",{"$f":"IF(F182<1,F169*$C$179*((SUMPRODUCT(('EaR TNA011'!$C$200:$C$20063)*('EaR TNA011'!$C$200:$C$20063>F182)))-F182*MATCH(F182,'EaR TNA011'!$C$200:$C$20063,-1)),0)","v":0},{"$f":"IF(G182<1,G169*$C$179*((SUMPRODUCT(('EaR TNA011'!$C$200:$C$20063)*('EaR TNA011'!$C$200:$C$20063>G182)))-G182*MATCH(G182,'EaR TNA011'!$C$200:$C$20063,-1)),0)","v":0},{"$f":"IF(H182<1,H169*$C$179*((SUMPRODUCT(('EaR TNA011'!$C$200:$C$20063)*('EaR TNA011'!$C$200:$C$20063>H182)))-H182*MATCH(H182,'EaR TNA011'!$C$200:$C$20063,-1)),0)","v":0},{"$f":"IF(I182<1,I169*$C$179*((SUMPRODUCT(('EaR TNA011'!$C$200:$C$20063)*('EaR TNA011'!$C$200:$C$20063>I182)))-I182*MATCH(I182,'EaR TNA011'!$C$200:$C$20063,-1)),0)","v":0},{"$f":"IF(J182<1,J169*$C$179*((SUMPRODUCT(('EaR TNA011'!$C$200:$C$20063)*('EaR TNA011'!$C$200:$C$20063>J182)))-J182*MATCH(J182,'EaR TNA011'!$C$200:$C$20063,-1)),0)","v":0},{"$f":"IF(K182<1,K169*$C$179*((SUMPRODUCT(('EaR TNA011'!$C$200:$C$20063)*('EaR TNA011'!$C$200:$C$20063>K182)))-K182*MATCH(K182,'EaR TNA011'!$C$200:$C$20063,-1)),0)","v":0},{"$f":"IF(L182<1,L169*$C$179*((SUMPRODUCT(('EaR TNA011'!$C$200:$C$20063)*('EaR TNA011'!$C$200:$C$20063>L182)))-L182*MATCH(L182,'EaR TNA011'!$C$200:$C$20063,-1)),0)","v":0},{"$f":"IF(M182<1,M169*$C$179*((SUMPRODUCT(('EaR TNA011'!$C$200:$C$20063)*('EaR TNA011'!$C$200:$C$20063>M182)))-M182*MATCH(M182,'EaR TNA011'!$C$200:$C$20063,-1)),0)","v":0},{"$f":"IF(N182<1,N169*$C$179*((SUMPRODUCT(('EaR TNA011'!$C$200:$C$20063)*('EaR TNA011'!$C$200:$C$20063>N182)))-N182*MATCH(N182,'EaR TNA011'!$C$200:$C$20063,-1)),0)","v":0},{"$f":"IF(O182<1,O169*$C$179*((SUMPRODUCT(('EaR TNA011'!$C$200:$C$20063)*('EaR TNA011'!$C$200:$C$20063>O182)))-O182*MATCH(O182,'EaR TNA011'!$C$200:$C$20063,-1)),0)","v":0},{"$f":"IF(P182<1,P169*$C$179*((SUMPRODUCT(('EaR TNA011'!$C$200:$C$20063)*('EaR TNA011'!$C$200:$C$20063>P182)))-P182*MATCH(P182,'EaR TNA011'!$C$200:$C$20063,-1)),0)","v":0},{"$f":"IF(Q182<1,Q169*$C$179*((SUMPRODUCT(('EaR TNA011'!$C$200:$C$20063)*('EaR TNA011'!$C$200:$C$20063>Q182)))-Q182*MATCH(Q182,'EaR TNA011'!$C$200:$C$20063,-1)),0)","v":0},{"$f":"IF(R182<1,R169*$C$179*((SUMPRODUCT(('EaR TNA011'!$C$200:$C$20063)*('EaR TNA011'!$C$200:$C$20063>R182)))-R182*MATCH(R182,'EaR TNA011'!$C$200:$C$20063,-1)),0)","v":0},{"$f":"IF(S182<1,S169*$C$179*((SUMPRODUCT(('EaR TNA011'!$C$200:$C$20063)*('EaR TNA011'!$C$200:$C$20063>S182)))-S182*MATCH(S182,'EaR TNA011'!$C$200:$C$20063,-1)),0)","v":0},{"$f":"IF(T182<1,T169*$C$179*((SUMPRODUCT(('EaR TNA011'!$C$200:$C$20063)*('EaR TNA011'!$C$200:$C$20063>T182)))-T182*MATCH(T182,'EaR TNA011'!$C$200:$C$20063,-1)),0)","v":0},{"$f":"IF(U182<1,U169*$C$179*((SUMPRODUCT(('EaR TNA011'!$C$200:$C$20063)*('EaR TNA011'!$C$200:$C$20063>U182)))-U182*MATCH(U182,'EaR TNA011'!$C$200:$C$20063,-1)),0)","v":0},{"$f":"IF(V182<1,V169*$C$179*((SUMPRODUCT(('EaR TNA011'!$C$200:$C$20063)*('EaR TNA011'!$C$200:$C$20063>V182)))-V182*MATCH(V182,'EaR TNA011'!$C$200:$C$20063,-1)),0)","v":0},{"$f":"IF(W182<1,W169*$C$179*((SUMPRODUCT(('EaR TNA011'!$C$200:$C$20063)*('EaR TNA011'!$C$200:$C$20063>W182)))-W182*MATCH(W182,'EaR TNA011'!$C$200:$C$20063,-1)),0)","v":0},{"$f":"IF(X182<1,X169*$C$179*((SUMPRODUCT(('EaR TNA011'!$C$200:$C$20063)*('EaR TNA011'!$C$200:$C$20063>X182)))-X182*MATCH(X182,'EaR TNA011'!$C$200:$C$20063,-1)),0)","v":0},{"$f":"IF(Y182<1,Y169*$C$179*((SUMPRODUCT(('EaR TNA011'!$C$200:$C$20063)*('EaR TNA011'!$C$200:$C$20063>Y182)))-Y182*MATCH(Y182,'EaR TNA011'!$C$200:$C$20063,-1)),0)","v":0},{"$f":"IF(Z182<1,Z169*$C$179*((SUMPRODUCT(('EaR TNA011'!$C$200:$C$20063)*('EaR TNA011'!$C$200:$C$20063>Z182)))-Z182*MATCH(Z182,'EaR TNA011'!$C$200:$C$20063,-1)),0)","v":0},{"$f":"IF(AA182<1,AA169*$C$179*((SUMPRODUCT(('EaR TNA011'!$C$200:$C$20063)*('EaR TNA011'!$C$200:$C$20063>AA182)))-AA182*MATCH(AA182,'EaR TNA011'!$C$200:$C$20063,-1)),0)","v":0},{"$f":"IF(AB182<1,AB169*$C$179*((SUMPRODUCT(('EaR TNA011'!$C$200:$C$20063)*('EaR TNA011'!$C$200:$C$20063>AB182)))-AB182*MATCH(AB182,'EaR TNA011'!$C$200:$C$20063,-1)),0)","v":0},{"$f":"IF(AC182<1,AC169*$C$179*((SUMPRODUCT(('EaR TNA011'!$C$200:$C$20063)*('EaR TNA011'!$C$200:$C$20063>AC182)))-AC182*MATCH(AC182,'EaR TNA011'!$C$200:$C$20063,-1)),0)","v":0},{"$f":"IF(AD182<1,AD169*$C$179*((SUMPRODUCT(('EaR TNA011'!$C$200:$C$20063)*('EaR TNA011'!$C$200:$C$20063>AD182)))-AD182*MATCH(AD182,'EaR TNA011'!$C$200:$C$20063,-1)),0)","v":0},{"$f":"IF(AE182<1,AE169*$C$179*((SUMPRODUCT(('EaR TNA011'!$C$200:$C$20063)*('EaR TNA011'!$C$200:$C$20063>AE182)))-AE182*MATCH(AE182,'EaR TNA011'!$C$200:$C$20063,-1)),0)","v":0},{"$f":"IF(AF182<1,AF169*$C$179*((SUMPRODUCT(('EaR TNA011'!$C$200:$C$20063)*('EaR TNA011'!$C$200:$C$20063>AF182)))-AF182*MATCH(AF182,'EaR TNA011'!$C$200:$C$20063,-1)),0)","v":0},null,true,true,true,true,true,true]
["10% LAR","N-1",null,null,"EatR, MWhrs",{"$f":"IF(F183<1,IF(F183=0,F169*$C$179*SUMPRODUCT(('EaR TNA011'!$C$200:$C$20063)*('EaR TNA011'!$C$200:$C$20063>F183)),F171*$C$179*(SUMPRODUCT(('EaR TNA011'!$C$200:$C$20063)*('EaR TNA011'!$C$200:$C$20063>F183))-F183*MATCH(F183,'EaR TNA011'!$C$200:$C$20063,-1)))-F186,0)","v":0},{"$f":"IF(G183<1,IF(G183=0,G169*$C$179*SUMPRODUCT(('EaR TNA011'!$C$200:$C$20063)*('EaR TNA011'!$C$200:$C$20063>G183)),G171*$C$179*(SUMPRODUCT(('EaR TNA011'!$C$200:$C$20063)*('EaR TNA011'!$C$200:$C$20063>G183))-G183*MATCH(G183,'EaR TNA011'!$C$200:$C$20063,-1)))-G186,0)","v":0},{"$f":"IF(H183<1,IF(H183=0,H169*$C$179*SUMPRODUCT(('EaR TNA011'!$C$200:$C$20063)*('EaR TNA011'!$C$200:$C$20063>H183)),H171*$C$179*(SUMPRODUCT(('EaR TNA011'!$C$200:$C$20063)*('EaR TNA011'!$C$200:$C$20063>H183))-H183*MATCH(H183,'EaR TNA011'!$C$200:$C$20063,-1)))-H186,0)","v":0},{"$f":"IF(I183<1,IF(I183=0,I169*$C$179*SUMPRODUCT(('EaR TNA011'!$C$200:$C$20063)*('EaR TNA011'!$C$200:$C$20063>I183)),I171*$C$179*(SUMPRODUCT(('EaR TNA011'!$C$200:$C$20063)*('EaR TNA011'!$C$200:$C$20063>I183))-I183*MATCH(I183,'EaR TNA011'!$C$200:$C$20063,-1)))-I186,0)","v":0},{"$f":"IF(J183<1,IF(J183=0,J169*$C$179*SUMPRODUCT(('EaR TNA011'!$C$200:$C$20063)*('EaR TNA011'!$C$200:$C$20063>J183)),J171*$C$179*(SUMPRODUCT(('EaR TNA011'!$C$200:$C$20063)*('EaR TNA011'!$C$200:$C$20063>J183))-J183*MATCH(J183,'EaR TNA011'!$C$200:$C$20063,-1)))-J186,0)","v":0},{"$f":"IF(K183<1,IF(K183=0,K169*$C$179*SUMPRODUCT(('EaR TNA011'!$C$200:$C$20063)*('EaR TNA011'!$C$200:$C$20063>K183)),K171*$C$179*(SUMPRODUCT(('EaR TNA011'!$C$200:$C$20063)*('EaR TNA011'!$C$200:$C$20063>K183))-K183*MATCH(K183,'EaR TNA011'!$C$200:$C$20063,-1)))-K186,0)","v":0},{"$f":"IF(L183<1,IF(L183=0,L169*$C$179*SUMPRODUCT(('EaR TNA011'!$C$200:$C$20063)*('EaR TNA011'!$C$200:$C$20063>L183)),L171*$C$179*(SUMPRODUCT(('EaR TNA011'!$C$200:$C$20063)*('EaR TNA011'!$C$200:$C$20063>L183))-L183*MATCH(L183,'EaR TNA011'!$C$200:$C$20063,-1)))-L186,0)","v":0},{"$f":"IF(M183<1,IF(M183=0,M169*$C$179*SUMPRODUCT(('EaR TNA011'!$C$200:$C$20063)*('EaR TNA011'!$C$200:$C$20063>M183)),M171*$C$179*(SUMPRODUCT(('EaR TNA011'!$C$200:$C$20063)*('EaR TNA011'!$C$200:$C$20063>M183))-M183*MATCH(M183,'EaR TNA011'!$C$200:$C$20063,-1)))-M186,0)","v":0},{"$f":"IF(N183<1,IF(N183=0,N169*$C$179*SUMPRODUCT(('EaR TNA011'!$C$200:$C$20063)*('EaR TNA011'!$C$200:$C$20063>N183)),N171*$C$179*(SUMPRODUCT(('EaR TNA011'!$C$200:$C$20063)*('EaR TNA011'!$C$200:$C$20063>N183))-N183*MATCH(N183,'EaR TNA011'!$C$200:$C$20063,-1)))-N186,0)","v":0},{"$f":"IF(O183<1,IF(O183=0,O169*$C$179*SUMPRODUCT(('EaR TNA011'!$C$200:$C$20063)*('EaR TNA011'!$C$200:$C$20063>O183)),O171*$C$179*(SUMPRODUCT(('EaR TNA011'!$C$200:$C$20063)*('EaR TNA011'!$C$200:$C$20063>O183))-O183*MATCH(O183,'EaR TNA011'!$C$200:$C$20063,-1)))-O186,0)","v":0},{"$f":"IF(P183<1,IF(P183=0,P169*$C$179*SUMPRODUCT(('EaR TNA011'!$C$200:$C$20063)*('EaR TNA011'!$C$200:$C$20063>P183)),P171*$C$179*(SUMPRODUCT(('EaR TNA011'!$C$200:$C$20063)*('EaR TNA011'!$C$200:$C$20063>P183))-P183*MATCH(P183,'EaR TNA011'!$C$200:$C$20063,-1)))-P186,0)","v":0},{"$f":"IF(Q183<1,IF(Q183=0,Q169*$C$179*SUMPRODUCT(('EaR TNA011'!$C$200:$C$20063)*('EaR TNA011'!$C$200:$C$20063>Q183)),Q171*$C$179*(SUMPRODUCT(('EaR TNA011'!$C$200:$C$20063)*('EaR TNA011'!$C$200:$C$20063>Q183))-Q183*MATCH(Q183,'EaR TNA011'!$C$200:$C$20063,-1)))-Q186,0)","v":0},{"$f":"IF(R183<1,IF(R183=0,R169*$C$179*SUMPRODUCT(('EaR TNA011'!$C$200:$C$20063)*('EaR TNA011'!$C$200:$C$20063>R183)),R171*$C$179*(SUMPRODUCT(('EaR TNA011'!$C$200:$C$20063)*('EaR TNA011'!$C$200:$C$20063>R183))-R183*MATCH(R183,'EaR TNA011'!$C$200:$C$20063,-1)))-R186,0)","v":0},{"$f":"IF(S183<1,IF(S183=0,S169*$C$179*SUMPRODUCT(('EaR TNA011'!$C$200:$C$20063)*('EaR TNA011'!$C$200:$C$20063>S183)),S171*$C$179*(SUMPRODUCT(('EaR TNA011'!$C$200:$C$20063)*('EaR TNA011'!$C$200:$C$20063>S183))-S183*MATCH(S183,'EaR TNA011'!$C$200:$C$20063,-1)))-S186,0)","v":0},{"$f":"IF(T183<1,IF(T183=0,T169*$C$179*SUMPRODUCT(('EaR TNA011'!$C$200:$C$20063)*('EaR TNA011'!$C$200:$C$20063>T183)),T171*$C$179*(SUMPRODUCT(('EaR TNA011'!$C$200:$C$20063)*('EaR TNA011'!$C$200:$C$20063>T183))-T183*MATCH(T183,'EaR TNA011'!$C$200:$C$20063,-1)))-T186,0)","v":0},{"$f":"IF(U183<1,IF(U183=0,U169*$C$179*SUMPRODUCT(('EaR TNA011'!$C$200:$C$20063)*('EaR TNA011'!$C$200:$C$20063>U183)),U171*$C$179*(SUMPRODUCT(('EaR TNA011'!$C$200:$C$20063)*('EaR TNA011'!$C$200:$C$20063>U183))-U183*MATCH(U183,'EaR TNA011'!$C$200:$C$20063,-1)))-U186,0)","v":0},{"$f":"IF(V183<1,IF(V183=0,V169*$C$179*SUMPRODUCT(('EaR TNA011'!$C$200:$C$20063)*('EaR TNA011'!$C$200:$C$20063>V183)),V171*$C$179*(SUMPRODUCT(('EaR TNA011'!$C$200:$C$20063)*('EaR TNA011'!$C$200:$C$20063>V183))-V183*MATCH(V183,'EaR TNA011'!$C$200:$C$20063,-1)))-V186,0)","v":0},{"$f":"IF(W183<1,IF(W183=0,W169*$C$179*SUMPRODUCT(('EaR TNA011'!$C$200:$C$20063)*('EaR TNA011'!$C$200:$C$20063>W183)),W171*$C$179*(SUMPRODUCT(('EaR TNA011'!$C$200:$C$20063)*('EaR TNA011'!$C$200:$C$20063>W183))-W183*MATCH(W183,'EaR TNA011'!$C$200:$C$20063,-1)))-W186,0)","v":0},{"$f":"IF(X183<1,IF(X183=0,X169*$C$179*SUMPRODUCT(('EaR TNA011'!$C$200:$C$20063)*('EaR TNA011'!$C$200:$C$20063>X183)),X171*$C$179*(SUMPRODUCT(('EaR TNA011'!$C$200:$C$20063)*('EaR TNA011'!$C$200:$C$20063>X183))-X183*MATCH(X183,'EaR TNA011'!$C$200:$C$20063,-1)))-X186,0)","v":0},{"$f":"IF(Y183<1,IF(Y183=0,Y169*$C$179*SUMPRODUCT(('EaR TNA011'!$C$200:$C$20063)*('EaR TNA011'!$C$200:$C$20063>Y183)),Y171*$C$179*(SUMPRODUCT(('EaR TNA011'!$C$200:$C$20063)*('EaR TNA011'!$C$200:$C$20063>Y183))-Y183*MATCH(Y183,'EaR TNA011'!$C$200:$C$20063,-1)))-Y186,0)","v":0},{"$f":"IF(Z183<1,IF(Z183=0,Z169*$C$179*SUMPRODUCT(('EaR TNA011'!$C$200:$C$20063)*('EaR TNA011'!$C$200:$C$20063>Z183)),Z171*$C$179*(SUMPRODUCT(('EaR TNA011'!$C$200:$C$20063)*('EaR TNA011'!$C$200:$C$20063>Z183))-Z183*MATCH(Z183,'EaR TNA011'!$C$200:$C$20063,-1)))-Z186,0)","v":0},{"$f":"IF(AA183<1,IF(AA183=0,AA169*$C$179*SUMPRODUCT(('EaR TNA011'!$C$200:$C$20063)*('EaR TNA011'!$C$200:$C$20063>AA183)),AA171*$C$179*(SUMPRODUCT(('EaR TNA011'!$C$200:$C$20063)*('EaR TNA011'!$C$200:$C$20063>AA183))-AA183*MATCH(AA183,'EaR TNA011'!$C$200:$C$20063,-1)))-AA186,0)","v":0},{"$f":"IF(AB183<1,IF(AB183=0,AB169*$C$179*SUMPRODUCT(('EaR TNA011'!$C$200:$C$20063)*('EaR TNA011'!$C$200:$C$20063>AB183)),AB171*$C$179*(SUMPRODUCT(('EaR TNA011'!$C$200:$C$20063)*('EaR TNA011'!$C$200:$C$20063>AB183))-AB183*MATCH(AB183,'EaR TNA011'!$C$200:$C$20063,-1)))-AB186,0)","v":0},{"$f":"IF(AC183<1,IF(AC183=0,AC169*$C$179*SUMPRODUCT(('EaR TNA011'!$C$200:$C$20063)*('EaR TNA011'!$C$200:$C$20063>AC183)),AC171*$C$179*(SUMPRODUCT(('EaR TNA011'!$C$200:$C$20063)*('EaR TNA011'!$C$200:$C$20063>AC183))-AC183*MATCH(AC183,'EaR TNA011'!$C$200:$C$20063,-1)))-AC186,0)","v":0},{"$f":"IF(AD183<1,IF(AD183=0,AD169*$C$179*SUMPRODUCT(('EaR TNA011'!$C$200:$C$20063)*('EaR TNA011'!$C$200:$C$20063>AD183)),AD171*$C$179*(SUMPRODUCT(('EaR TNA011'!$C$200:$C$20063)*('EaR TNA011'!$C$200:$C$20063>AD183))-AD183*MATCH(AD183,'EaR TNA011'!$C$200:$C$20063,-1)))-AD186,0)","v":0},{"$f":"IF(AE183<1,IF(AE183=0,AE169*$C$179*SUMPRODUCT(('EaR TNA011'!$C$200:$C$20063)*('EaR TNA011'!$C$200:$C$20063>AE183)),AE171*$C$179*(SUMPRODUCT(('EaR TNA011'!$C$200:$C$20063)*('EaR TNA011'!$C$200:$C$20063>AE183))-AE183*MATCH(AE183,'EaR TNA011'!$C$200:$C$20063,-1)))-AE186,0)","v":0},{"$f":"IF(AF183<1,IF(AF183=0,AF169*$C$179*SUMPRODUCT(('EaR TNA011'!$C$200:$C$20063)*('EaR TNA011'!$C$200:$C$20063>AF183)),AF171*$C$179*(SUMPRODUCT(('EaR TNA011'!$C$200:$C$20063)*('EaR TNA011'!$C$200:$C$20063>AF183))-AF183*MATCH(AF183,'EaR TNA011'!$C$200:$C$20063,-1)))-AF186,0)","v":0},null,true,true,true,true,true,true]
["No of Tx",null,null,null,null,{"$f":"F163","v":1},1,1,1,1,1,1,1,1,1,1,1,1,1,1,1,1,1,1,1,1,1,1,1,1,1,1,null,true,true,true,true,true,true]
["50% PoE","N",1,null,"EEatR, MWhrs",{"$f":"F184*$C189","v":0},0,0,0,0,0,0,0,0,0,0,0,0,0,0,0,0,0,0,0,0,0,0,0,0,0,0,null,true,true,true,true,true,true]
["50% PoE","N-1",{"$f":"C142","v":3.744292237442922E-2},null,"EEatR, MWhrs",{"$f":"F185*$C190*F188","v":0},0,0,0,0,0,0,0,0,0,0,0,0,0,0,0,0,0,0,0,0,0,0,0,0,0,0,null,true,true,true,true,true,true]
["10% LAR","N",1,null,"EEatR, MWhrs",{"$f":"F186*$C191","v":0},0,0,0,0,0,0,0,0,0,0,0,0,0,0,0,0,0,0,0,0,0,0,0,0,0,0,null,true,true,true,true,true,true]
["10% LAR","N-1",{"$f":"C190","v":3.744292237442922E-2},null,"EEatR, MWhrs",{"$f":"F187*$C192*F188","v":0},0,0,0,0,0,0,0,0,0,0,0,0,0,0,0,0,0,0,0,0,0,0,0,0,0,0,null,true,true,true,true,true,true]
[]
[]
[]
["LDC"]
[]
["Summer (Oct to Mar)",null,"Winter (Apr to Sep)"]
["MW pu","MVA pu","MW pu","MVA pu"]
[1,null,1]
[0.98507389999999995,null,0.99340669999999998]
[0.96965690000000004,null,0.98753849999999999]
[0.95400770000000001,null,0.98615520000000001]
[0.94831560000000004,null,0.98218729999999999]
[0.9431406,null,0.98074499999999998]
[0.93941419999999998,null,0.9748057]
[0.92812740000000005,null,0.96967150000000002]
[0.92627530000000002,null,0.9684043]
[0.92251150000000004,null,0.96604800000000002]
[0.91642369999999995,null,0.96503550000000005]
[0.91411710000000002,null,0.96349079999999998]
[0.91128830000000005,null,0.96097639999999995]
[0.90922179999999997,null,0.95882440000000002]
[0.90693829999999998,null,0.95397589999999999]
[0.90108319999999997,null,0.95239459999999998]
[0.89840370000000003,null,0.94989659999999998]
[0.89648300000000003,null,0.94556340000000005]
[0.89344210000000002,null,0.94379210000000002]
[0.88891699999999996,null,0.93915700000000002]
[0.88473749999999995,null,0.93538080000000001]
[0.882351,null,0.92705630000000006]
[0.87995270000000003,null,0.92159599999999997]
[0.87549350000000004,null,0.87985639999999998]
[0.87306740000000005,null,0.87449520000000003]
[0.87141230000000003,null,0.86980690000000005]
[0.86932120000000002,null,0.86583650000000001]
[0.86506050000000001,null,0.8640101]
[0.86348630000000004,null,0.86246129999999999]
[0.86098960000000002,null,0.86141959999999995]
[0.85965199999999997,null,0.85966799999999999]
[0.85737390000000002,null,0.85791079999999997]
[0.85349129999999995,null,0.85603669999999998]
[0.85212500000000002,null,0.85496249999999996]
[0.84981240000000002,null,0.85439909999999997]
[0.84727339999999995,null,0.85399449999999999]
[0.84641619999999995,null,0.85298309999999999]
[0.84115090000000003,null,0.85083880000000001]
[0.83690290000000001,null,0.84907509999999997]
[0.83586700000000003,null,0.8479698]
[0.83475529999999998,null,0.84699999999999998]
[0.83287219999999995,null,0.84645519999999996]
[0.83120190000000005,null,0.84615269999999998]
[0.83013769999999998,null,0.84479139999999997]
[0.82729509999999995,null,0.84436230000000001]
[0.82456649999999998,null,0.84346339999999997]
[0.82332229999999995,null,0.84239280000000005]
[0.82225870000000001,null,0.84118009999999999]
[0.82041090000000005,null,0.84026250000000002]
[0.81846260000000004,null,0.83836869999999997]
[0.81598660000000001,null,0.83704400000000001]
[0.81282180000000004,null,0.83691740000000003]
[0.81145500000000004,null,0.83629299999999995]
[0.80860710000000002,null,0.83562060000000005]
[0.80585709999999999,null,0.83514100000000002]
[0.80375459999999999,null,0.83364320000000003]
[0.80063870000000004,null,0.83317799999999997]
[0.79748969999999997,null,0.83264899999999997]
[0.79676250000000004,null,0.83179449999999999]
[0.79400210000000004,null,0.83082290000000003]
[0.79141019999999995,null,0.83024580000000003]
[0.79049939999999996,null,0.82581769999999999]
[0.78903579999999995,null,0.82273160000000001]
[0.78860330000000001,null,0.8213646]
[0.78758229999999996,null,0.82029799999999997]
[0.78636430000000002,null,0.81930670000000005]
[0.7857092,null,0.81909449999999995]
[0.78464140000000004,null,0.81722649999999997]
[0.78329380000000004,null,0.81498910000000002]
[0.78080859999999996,null,0.81378430000000002]
[0.77948459999999997,null,0.81344070000000002]
[0.77884880000000001,null,0.81255639999999996]
[0.77756349999999996,null,0.8123032]
[0.77567109999999995,null,0.81011920000000004]
[0.77452900000000002,null,0.80968329999999999]
[0.77377030000000002,null,0.80894920000000003]
[0.77264529999999998,null,0.80860560000000004]
[0.7709357,null,0.80787949999999997]
[0.77010000000000001,null,0.80753589999999997]
[0.76857149999999996,null,0.8065445]
[0.76711320000000005,null,0.8064228]
[0.76599569999999995,null,0.80572350000000004]
[0.76457450000000005,null,0.80487350000000002]
[0.76320549999999998,null,0.80475189999999996]
[0.76252900000000001,null,0.80414830000000004]
[0.76055479999999998,null,0.80319669999999999]
[0.75816720000000004,null,0.80294359999999998]
[0.75775550000000003,null,0.80073280000000002]
[0.75651539999999995,null,0.80048189999999997]
[0.75467130000000004,null,0.79965869999999994]
[0.75252410000000003,null,0.79918659999999997]
[0.7503495,null,0.7965333]
[0.74619559999999996,null,0.79504109999999995]
[0.74528269999999996,null,0.79447100000000004]
[0.74332940000000003,null,0.79361429999999999]
[0.74209130000000001,null,0.77893299999999999]
[0.7409019,null,0.77222900000000005]
[0.73962490000000003,null,0.76910060000000002]
[0.73811190000000004,null,0.76713900000000002]
[0.73657110000000003,null,0.76631850000000001]
[0.73412699999999997,null,0.76550510000000005]
[0.73355400000000004,null,0.76525410000000005]
[0.73110710000000001,null,0.76464790000000005]
[0.72997809999999996,null,0.76452129999999996]
[0.72836230000000002,null,0.76414649999999995]
[0.72685250000000001,null,0.7638296]
[0.72504979999999997,null,0.76313109999999995]
[0.72440459999999995,null,0.76275630000000005]
[0.72239359999999997,null,0.76215949999999999]
[0.72188730000000001,null,0.76197190000000004]
[0.72097160000000005,null,0.76188140000000004]
[0.71958800000000001,null,0.76115359999999999]
[0.71923420000000005,null,0.76115359999999999]
[0.71776910000000005,null,0.76103189999999998]
[0.71730079999999996,null,0.76058930000000002]
[0.71657859999999995,null,0.76014400000000004]
[0.71377429999999997,null,0.75980259999999999]
[0.71283830000000004,null,0.75919369999999997]
[0.71212799999999998,null,0.75894550000000005]
[0.71118740000000003,null,0.75847260000000005]
[0.70969230000000005,null,0.75828490000000004]
[0.70890710000000001,null,0.75806790000000002]
[0.70710050000000002,null,0.75737620000000005]
[0.70567310000000005,null,0.75727900000000004]
[0.70346189999999997,null,0.75702800000000003]
[0.70228349999999995,null,0.75667770000000001]
[0.70148960000000005,null,0.75658720000000002]
[0.70116129999999999,null,0.75614369999999997]
[0.70041589999999998,null,0.75582950000000004]
[0.69918159999999996,null,0.75545470000000003]
[0.69837229999999995,null,0.75482899999999997]
[0.69764400000000004,null,0.75448079999999995]
[0.69662900000000005,null,0.75397449999999999]
[0.69588649999999996,null,0.75350470000000003]
[0.69484849999999998,null,0.75312500000000004]
[0.69436209999999998,null,0.75293730000000003]
[0.69342429999999999,null,0.75271359999999998]
[0.69218100000000005,null,0.75271359999999998]
[0.6909478,null,0.75176869999999996]
[0.69044689999999997,null,0.75154980000000005]
[0.69018460000000004,null,0.7514594]
[0.6892817,null,0.75101680000000004]
[0.68903210000000004,null,0.75079700000000005]
[0.68824879999999999,null,0.75016499999999997]
[0.68778870000000003,null,0.74979019999999996]
[0.68658339999999995,null,0.74935339999999995]
[0.68596970000000002,null,0.74915900000000002]
[0.68514920000000001,null,0.74874490000000005]
[0.68445549999999999,null,0.74852609999999997]
[0.68416010000000005,null,0.74812389999999995]
[0.683975,null,0.7479365]
[0.68362630000000002,null,0.7478148]
[0.68234150000000005,null,0.74750059999999996]
[0.68189409999999995,null,0.7472818]
[0.68093840000000005,null,0.74728170000000005]
[0.68061660000000002,null,0.74703079999999999]
[0.67967440000000001,null,0.74667779999999995]
[0.67884679999999997,null,0.74655119999999997]
[0.67821540000000002,null,0.74655119999999997]
[0.67759999999999998,null,0.74642459999999999]
[0.67697589999999996,null,0.74598609999999999]
[0.67647610000000002,null,0.74598600000000004]
[0.6758845,null,0.74554339999999997]
[0.67530710000000005,null,0.74507639999999997]
[0.67480390000000001,null,0.74484989999999995]
[0.67376150000000001,null,0.74472819999999995]
[0.67309319999999995,null,0.74441400000000002]
[0.67228010000000005,null,0.74421959999999998]
[0.67131719999999995,null,0.74387829999999999]
[0.67045770000000005,null,0.74365939999999997]
[0.66976800000000003,null,0.74327920000000003]
[0.66944619999999999,null,0.74327920000000003]
[0.66860390000000003,null,0.74295829999999996]
[0.66829320000000003,null,0.74273849999999997]
[0.66777470000000005,null,0.74273849999999997]
[0.6676898,null,0.74239310000000003]
[0.66713929999999999,null,0.7421449]
[0.66657359999999999,null,0.74214480000000005]
[0.66626390000000002,null,0.74170630000000004]
[0.66556219999999999,null,0.74158460000000004]
[0.66494350000000002,null,0.74133640000000001]
[0.66427630000000004,null,0.74114880000000005]
[0.66393519999999995,null,0.74105160000000003]
[0.66335730000000004,null,0.74058179999999996]
[0.66306810000000005,null,0.74048460000000005]
[0.66284989999999999,null,0.74026760000000003]
[0.66227210000000003,null,0.74026760000000003]
[0.66173210000000005,null,0.74004110000000001]
[0.66120599999999996,null,0.73991949999999995]
[0.66093710000000006,null,0.73966849999999995]
[0.66053499999999998,null,0.73957810000000002]
[0.66016090000000005,null,0.73923000000000005]
[0.6598001,null,0.73900619999999995]
[0.65946389999999999,null,0.73890900000000004]
[0.65922820000000004,null,0.73890900000000004]
[0.65878080000000006,null,0.73877970000000004]
[0.65814349999999999,null,0.7383362]
[0.65776060000000003,null,0.7383362]
[0.65734749999999997,null,0.73808530000000006]
[0.65651499999999996,null,0.73796360000000005]
[0.65642250000000002,null,0.73765429999999999]
[0.65604130000000005,null,0.73752779999999996]
[0.65538949999999996,null,0.73743060000000005]
[0.6550475,null,0.73730130000000005]
[0.65443750000000001,null,0.73717200000000005]
[0.65393780000000001,null,0.73707480000000003]
[0.65325290000000003,null,0.7366684]
[0.65296370000000004,null,0.73666830000000005]
[0.6527153,null,0.73619369999999995]
[0.65244089999999999,null,0.73610319999999996]
[0.65207950000000003,null,0.73575780000000002]
[0.65164049999999996,null,0.73575780000000002]
[0.65127900000000005,null,0.73537580000000002]
[0.65120690000000003,null,0.73524650000000003]
[0.65054409999999996,null,0.73512480000000002]
[0.65029559999999997,null,0.73490109999999997]
[0.64933640000000004,null,0.73477179999999997]
[0.64898769999999995,null,0.73455970000000004]
[0.64881129999999998,null,0.73434080000000002]
[0.64843609999999996,null,0.73411709999999997]
[0.64809510000000004,null,0.73390500000000003]
[0.64780470000000001,null,0.73380780000000001]
[0.6470032,null,0.73368120000000003]
[0.6465824,null,0.73345479999999996]
[0.64626170000000005,null,0.73345470000000001]
[0.64586069999999995,null,0.73336429999999997]
[0.64544749999999995,null,0.73336429999999997]
[0.64483029999999997,null,0.73304740000000002]
[0.64439670000000004,null,0.73292080000000004]
[0.6442331,null,0.73270869999999999]
[0.64321490000000003,null,0.7326182]
[0.64241389999999998,null,0.73239940000000003]
[0.64208560000000003,null,0.73214840000000003]
[0.64163159999999997,null,0.73202679999999998]
[0.64116499999999998,null,0.73190509999999998]
[0.64098100000000002,null,0.73146160000000005]
[0.64070439999999995,null,0.73114069999999998]
[0.63998160000000004,null,0.73101899999999997]
[0.63989669999999998,null,0.73064640000000003]
[0.63981180000000004,null,0.73054929999999996]
[0.63925370000000004,null,0.73042759999999995]
[0.63912809999999998,null,0.73029829999999996]
[0.63879870000000005,null,0.7301107]
[0.63811549999999995,null,0.7299814]
[0.63755079999999997,null,0.72989090000000001]
[0.63707820000000004,null,0.72954549999999996]
[0.63673610000000003,null,0.72928700000000002]
[0.63631740000000003,null,0.72928689999999996]
[0.63600780000000001,null,0.72928689999999996]
[0.63564089999999995,null,0.72894559999999997]
[0.63515560000000004,null,0.72872179999999998]
[0.63470819999999994,null,0.72860009999999997]
[0.63418980000000003,null,0.72838040000000004]
[0.63402510000000001,null,0.72828320000000002]
[0.63363230000000004,null,0.72808890000000004]
[0.63327089999999997,null,0.72799840000000005]
[0.63253820000000005,null,0.72787179999999996]
[0.6318667,null,0.72775020000000001]
[0.63152450000000004,null,0.72762090000000001]
[0.63125019999999998,null,0.72730669999999997]
[0.63094709999999998,null,0.72730669999999997]
[0.63052229999999998,null,0.72720949999999995]
[0.63008330000000001,null,0.72708019999999995]
[0.63008319999999995,null,0.72708019999999995]
[0.62991960000000002,null,0.72685370000000005]
[0.62974220000000003,null,0.7266416]
[0.62940119999999999,null,0.72641789999999995]
[0.62882490000000002,null,0.72619900000000004]
[0.62875270000000005,null,0.72619900000000004]
[0.6284497,null,0.72606970000000004]
[0.62822049999999996,null,0.72581879999999999]
[0.62794609999999995,null,0.72550190000000003]
[0.62758360000000002,null,0.72550190000000003]
[0.62732129999999997,null,0.72537260000000003]
[0.62677700000000003,null,0.72514880000000004]
[0.62652200000000002,null,0.72502719999999998]
[0.62642940000000003,null,0.72489789999999998]
[0.62593030000000005,null,0.72471030000000003]
[0.62547090000000005,null,0.72458100000000003]
[0.62504490000000001,null,0.72436889999999998]
[0.62402659999999999,null,0.72436889999999998]
[0.62375780000000003,null,0.72427169999999996]
[0.62359410000000004,null,0.72417450000000005]
[0.62298980000000004,null,0.72417450000000005]
[0.62249060000000001,null,0.72396240000000001]
[0.62230660000000004,null,0.72383580000000003]
[0.62223450000000002,null,0.72360939999999996]
[0.622143,null,0.72360930000000001]
[0.62180849999999999,null,0.72345809999999999]
[0.62129619999999997,null,0.72330680000000003]
[0.62111329999999998,null,0.72330680000000003]
[0.62069909999999995,null,0.72298580000000001]
[0.62040980000000001,null,0.72263679999999997]
[0.62006220000000001,null,0.72251520000000002]
[0.61989749999999999,null,0.72251520000000002]
[0.61973279999999997,null,0.7222963]
[0.61947050000000004,null,0.722167]
[0.61898450000000005,null,0.72204539999999995]
[0.61882749999999997,null,0.72192369999999995]
[0.61853829999999999,null,0.72179439999999995]
[0.61810580000000004,null,0.72166790000000003]
[0.61785730000000005,null,0.72157070000000001]
[0.61760000000000004,null,0.72125649999999997]
[0.61741599999999996,null,0.72125649999999997]
[0.61685789999999996,null,0.72115929999999995]
[0.6166739,null,0.72097679999999997]
[0.61641780000000002,null,0.72068949999999998]
[0.61616930000000003,null,0.72056790000000004]
[0.61599179999999998,null,0.72056779999999998]
[0.61570150000000001,null,0.7201244]
[0.61570150000000001,null,0.7198658]
[0.61531860000000005,null,0.71976859999999998]
[0.61504210000000004,null,0.71964700000000004]
[0.61462890000000003,null,0.71943480000000004]
[0.61430059999999997,null,0.71908669999999997]
[0.61391879999999999,null,0.71908669999999997]
[0.61364890000000005,null,0.71896009999999999]
[0.61355740000000003,null,0.71874130000000003]
[0.61304510000000001,null,0.71874130000000003]
[0.61268480000000003,null,0.71874130000000003]
[0.61226389999999997,null,0.71842439999999996]
[0.61172499999999996,null,0.71833389999999997]
[0.6114754,null,0.71821230000000003]
[0.61140329999999998,null,0.71808300000000003]
[0.61112060000000001,null,0.71808300000000003]
[0.61056639999999995,null,0.7178641]
[0.61023810000000001,null,0.71773759999999998]
[0.60987670000000005,null,0.71773750000000003]
[0.60938420000000004,null,0.71760829999999998]
[0.60912909999999998,null,0.71751779999999998]
[0.60897210000000002,null,0.71742059999999996]
[0.60851699999999997,null,0.71742059999999996]
[0.60835229999999996,null,0.7170725]
[0.60809610000000003,null,0.7170725]
[0.60809610000000003,null,0.71698209999999996]
[0.60772199999999998,null,0.71688490000000005]
[0.60735289999999997,null,0.71675829999999996]
[0.60708399999999996,null,0.71675829999999996]
[0.60673639999999995,null,0.7164102]
[0.60636120000000004,null,0.7164102]
[0.60599210000000003,null,0.71622260000000004]
[0.60582849999999999,null,0.71612540000000002]
[0.60574360000000005,null,0.71600370000000002]
[0.60535079999999997,null,0.7159065]
[0.6050605,null,0.71577990000000002]
[0.60496910000000004,null,0.71565069999999997]
[0.60479269999999996,null,0.71546299999999996]
[0.60462800000000005,null,0.71546299999999996]
[0.60433769999999998,null,0.71546299999999996]
[0.60408269999999997,null,0.71537249999999997]
[0.60364510000000005,null,0.71512160000000002]
[0.60315209999999997,null,0.71502449999999995]
[0.60297460000000003,null,0.71492730000000004]
[0.60281099999999999,null,0.7144838]
[0.60263469999999997,null,0.7143621]
[0.60238510000000001,null,0.7143621]
[0.60211619999999999,null,0.7143621]
[0.60191839999999996,null,0.71401669999999995]
[0.60159669999999998,null,0.71401669999999995]
[0.60129359999999998,null,0.71392619999999996]
[0.60110960000000002,null,0.71382900000000005]
[0.60059949999999995,null,0.71345150000000002]
[0.60044249999999999,null,0.71345150000000002]
[0.60034989999999999,null,0.71345150000000002]
[0.59990359999999998,null,0.71301300000000001]
[0.59960060000000004,null,0.71289130000000001]
[0.59942419999999996,null,0.71289130000000001]
[0.59911630000000005,null,0.71279409999999999]
[0.59911630000000005,null,0.71267250000000004]
[0.5987422,null,0.71267250000000004]
[0.59836100000000003,null,0.71267239999999998]
[0.59818360000000004,null,0.71248480000000003]
[0.59796649999999996,null,0.71214339999999998]
[0.59778249999999999,null,0.71192639999999996]
[0.59744039999999998,null,0.71179709999999996]
[0.59735550000000004,null,0.71169990000000005]
[0.59710700000000005,null,0.7115783]
[0.59684979999999999,null,0.7115783]
[0.59658739999999999,null,0.7114878]
[0.5964431,null,0.7113585]
[0.59604210000000002,null,0.71113970000000004]
[0.59586570000000005,null,0.71113970000000004]
[0.59534069999999994,null,0.71088379999999995]
[0.59517600000000004,null,0.71076220000000001]
[0.59490710000000002,null,0.71063560000000003]
[0.59462939999999997,null,0.71063560000000003]
[0.59432090000000004,null,0.71063560000000003]
[0.59422839999999999,null,0.71040910000000002]
[0.59397990000000001,null,0.71031869999999997]
[0.5937441,null,0.71019699999999997]
[0.59346759999999998,null,0.71006769999999997]
[0.59314690000000003,null,0.71006769999999997]
[0.59302129999999997,null,0.70975849999999996]
[0.59276519999999999,null,0.70975840000000001]
[0.59268030000000005,null,0.70962919999999996]
[0.59243179999999995,null,0.70953200000000005]
[0.59221469999999998,null,0.70940270000000005]
[0.59195240000000005,null,0.70928100000000005]
[0.59178770000000003,null,0.70905459999999998]
[0.59129069999999995,null,0.70884250000000004]
[0.59110669999999998,null,0.70871589999999995]
[0.59103450000000002,null,0.70871589999999995]
[0.59103450000000002,null,0.70850380000000002]
[0.59076569999999995,null,0.70837450000000002]
[0.59060210000000002,null,0.7082773]
[0.59042570000000005,null,0.70815570000000005]
[0.59026100000000004,null,0.70803400000000005]
[0.59000490000000005,null,0.70794349999999995]
[0.58982849999999998,null,0.70784639999999999]
[0.58970290000000003,null,0.70771980000000001]
[0.58961140000000001,null,0.70771980000000001]
[0.58953929999999999,null,0.70737170000000005]
[0.58911230000000003,null,0.70728120000000005]
[0.58894760000000002,null,0.70715190000000006]
[0.58853440000000001,null,0.70705470000000004]
[0.58828590000000003,null,0.70705470000000004]
[0.58798280000000003,null,0.70677020000000002]
[0.58781810000000001,null,0.70645840000000004]
[0.58747050000000001,null,0.70645840000000004]
[0.58737799999999996,null,0.70636120000000002]
[0.58693280000000003,null,0.70623950000000002]
[0.58676910000000004,null,0.70605189999999995]
[0.586395,null,0.70580100000000001]
[0.58616579999999996,null,0.70580100000000001]
[0.58609370000000005,null,0.70567440000000003]
[0.58575270000000002,null,0.70542349999999998]
[0.58556980000000003,null,0.70532629999999996]
[0.58532130000000004,null,0.70523579999999997]
[0.58513729999999997,null,0.70510919999999999]
[0.58486289999999996,null,0.70510919999999999]
[0.58452190000000004,null,0.70488280000000003]
[0.58444969999999996,null,0.70478560000000001]
[0.58410099999999998,null,0.70465630000000001]
[0.58379800000000004,null,0.70453469999999996]
[0.5836344,null,0.70453469999999996]
[0.58329330000000001,null,0.70443750000000005]
[0.5832212,null,0.70443739999999999]
[0.5832212,null,0.70430820000000005]
[0.58305759999999995,null,0.70430820000000005]
[0.58270999999999995,null,0.70389409999999997]
[0.58236779999999999,null,0.70377239999999996]
[0.58219149999999997,null,0.70364579999999999]
[0.58209999999999995,null,0.70345820000000003]
[0.58192259999999996,null,0.70345820000000003]
[0.58176559999999999,null,0.70323939999999996]
[0.58154850000000002,null,0.70311009999999996]
[0.58140420000000004,null,0.70311009999999996]
[0.58123950000000002,null,0.70311009999999996]
[0.58097169999999998,null,0.70298839999999996]
[0.58076119999999998,null,0.70277140000000005]
[0.58050500000000005,null,0.70277140000000005]
[0.58032870000000003,null,0.70267420000000003]
[0.57998110000000003,null,0.70255259999999997]
[0.57990889999999995,null,0.70255250000000002]
[0.57973260000000004,null,0.70223559999999996]
[0.57953480000000002,null,0.70223559999999996]
[0.57927870000000004,null,0.70223559999999996]
[0.57920649999999996,null,0.7020168]
[0.57877299999999998,null,0.70179709999999995]
[0.5784243,null,0.70167539999999995]
[0.57833279999999998,null,0.70167539999999995]
[0.57807549999999996,null,0.70154609999999995]
[0.5779841,null,0.7013587]
[0.5775709,null,0.70116860000000003]
[0.57747839999999995,null,0.70116860000000003]
[0.57735270000000005,null,0.70098099999999997]
[0.5772678,null,0.70085169999999997]
[0.57712350000000001,null,0.70072999999999996]
[0.57693950000000005,null,0.70072999999999996]
[0.57657040000000004,null,0.7006329]
[0.57657040000000004,null,0.7006329]
[0.57631429999999995,null,0.70063279999999994]
[0.57601119999999995,null,0.70040639999999998]
[0.57575620000000005,null,0.70031589999999999]
[0.57534300000000005,null,0.70031589999999999]
[0.57521739999999999,null,0.70006769999999996]
[0.57494849999999997,null,0.70006769999999996]
[0.57478379999999996,null,0.69997719999999997]
[0.57459979999999999,null,0.6998801]
[0.57427799999999996,null,0.6998801]
[0.57418659999999999,null,0.69966119999999998]
[0.57391110000000001,null,0.69953189999999998]
[0.57383899999999999,null,0.69953189999999998]
[0.57362849999999999,null,0.69953189999999998]
[0.57362849999999999,null,0.69953189999999998]
[0.57341140000000002,null,0.69922269999999997]
[0.57315519999999998,null,0.69922260000000003]
[0.57306380000000001,null,0.69922260000000003]
[0.5727293,null,0.69909339999999998]
[0.5727293,null,0.69909330000000003]
[0.57256569999999996,null,0.69900289999999998]
[0.57238169999999999,null,0.69888119999999998]
[0.57203959999999998,null,0.69853580000000004]
[0.57194809999999996,null,0.69853580000000004]
[0.57186320000000002,null,0.69840650000000004]
[0.5717911,null,0.69830939999999997]
[0.57160710000000003,null,0.69821889999999998]
[0.57151450000000004,null,0.69796800000000003]
[0.57126600000000005,null,0.69787080000000001]
[0.57089190000000001,null,0.69787080000000001]
[0.57081979999999999,null,0.69787080000000001]
[0.57081979999999999,null,0.69765200000000005]
[0.57046600000000003,null,0.69742820000000005]
[0.57023020000000002,null,0.69729890000000005]
[0.57014540000000002,null,0.69729890000000005]
[0.56988919999999998,null,0.69720850000000001]
[0.56971289999999997,null,0.69708680000000001]
[0.56945780000000001,null,0.69708680000000001]
[0.56945780000000001,null,0.69708680000000001]
[0.56908259999999999,null,0.69698959999999999]
[0.56901049999999997,null,0.69686789999999998]
[0.56901040000000003,null,0.69665089999999996]
[0.56873499999999999,null,0.6964245]
[0.56865010000000005,null,0.6964245]
[0.56846609999999997,null,0.69621239999999995]
[0.56788099999999997,null,0.69621239999999995]
[0.56772400000000001,null,0.69608309999999995]
[0.56763249999999998,null,0.69598590000000005]
[0.56738409999999995,null,0.69598590000000005]
[0.56722050000000002,null,0.69598590000000005]
[0.56703650000000005,null,0.69576709999999997]
[0.566859,null,0.69567659999999998]
[0.56667500000000004,null,0.69567659999999998]
[0.56667500000000004,null,0.69554729999999998]
[0.56660290000000002,null,0.69545009999999996]
[0.56660290000000002,null,0.69525579999999998]
[0.56643929999999998,null,0.69525579999999998]
[0.56634669999999998,null,0.69512649999999998]
[0.56612850000000003,null,0.69502929999999996]
[0.56596500000000005,null,0.69493879999999997]
[0.5658801,null,0.69480960000000003]
[0.56580790000000003,null,0.69480960000000003]
[0.56571649999999996,null,0.69480949999999997]
[0.56562389999999996,null,0.69480949999999997]
[0.56562389999999996,null,0.69480949999999997]
[0.56524209999999997,null,0.69459070000000001]
[0.56488179999999999,null,0.69450029999999996]
[0.56488179999999999,null,0.69424439999999998]
[0.56488179999999999,null,0.69424439999999998]
[0.56479029999999997,null,0.69414719999999996]
[0.56464599999999998,null,0.6937991]
[0.56446859999999999,null,0.6937991]
[0.56434300000000004,null,0.69357259999999998]
[0.5640868,null,0.69357259999999998]
[0.56401469999999998,null,0.69347539999999996]
[0.56401469999999998,null,0.69325570000000003]
[0.56392319999999996,null,0.69325570000000003]
[0.56366709999999998,null,0.69325570000000003]
[0.56341859999999999,null,0.6930075]
[0.56307209999999996,null,0.6928782]
[0.56290739999999995,null,0.69278099999999998]
[0.56290739999999995,null,0.69269060000000005]
[0.56269029999999998,null,0.69269060000000005]
[0.56251289999999998,null,0.69269049999999999]
[0.56227709999999997,null,0.69246410000000003]
[0.56218570000000001,null,0.69234249999999997]
[0.56192949999999997,null,0.69225199999999998]
[0.56163920000000001,null,0.69225199999999998]
[0.56147559999999996,null,0.69225199999999998]
[0.56139070000000002,null,0.69225199999999998]
[0.56122709999999998,null,0.69193780000000005]
[0.56122709999999998,null,0.69193780000000005]
[0.56122709999999998,null,0.69181610000000004]
[0.56113570000000002,null,0.69181610000000004]
[0.56105079999999996,null,0.69171890000000003]
[0.5608668,null,0.69158960000000003]
[0.56061830000000001,null,0.69137079999999995]
[0.56061830000000001,null,0.69137079999999995]
[0.56040120000000004,null,0.69128040000000002]
[0.56032910000000002,null,0.69128029999999996]
[0.5602376,null,0.69128029999999996]
[0.5602376,null,0.69128029999999996]
[0.56015269999999995,null,0.69128029999999996]
[0.55977750000000004,null,0.69093230000000005]
[0.55968609999999996,null,0.69080569999999997]
[0.5596139,null,0.69080569999999997]
[0.5596139,null,0.69071519999999997]
[0.55944919999999998,null,0.69071519999999997]
[0.55927289999999996,null,0.69071519999999997]
[0.55910930000000003,null,0.69071519999999997]
[0.55910930000000003,null,0.69048869999999996]
[0.55901780000000001,null,0.69048869999999996]
[0.55886080000000005,null,0.69048869999999996]
[0.55866300000000002,null,0.69036710000000001]
[0.55857049999999997,null,0.69023780000000001]
[0.55840690000000004,null,0.69014730000000002]
[0.55824209999999996,null,0.69014730000000002]
[0.55815729999999997,null,0.69014730000000002]
[0.55815720000000002,null,0.68986009999999998]
[0.55799370000000004,null,0.68979919999999995]
[0.55790110000000004,null,0.68967270000000003]
[0.55782889999999996,null,0.68967259999999997]
[0.5576449,null,0.68958220000000003]
[0.55744720000000003,null,0.68958220000000003]
[0.55744720000000003,null,0.68958220000000003]
[0.55719759999999996,null,0.68958220000000003]
[0.55703400000000003,null,0.68935570000000002]
[0.55694250000000001,null,0.68935570000000002]
[0.55676619999999999,null,0.68922910000000004]
[0.55667469999999997,null,0.68922910000000004]
[0.55658220000000003,null,0.68913869999999999]
[0.55641750000000001,null,0.68901699999999999]
[0.55633259999999995,null,0.68901699999999999]
[0.55616900000000002,null,0.68888769999999999]
[0.55595079999999997,null,0.68879060000000003]
[0.55585830000000003,null,0.68879060000000003]
[0.55585830000000003,null,0.68879060000000003]
[0.55571400000000004,null,0.68879060000000003]
[0.55528149999999998,null,0.68879049999999997]
[0.55518900000000004,null,0.68857170000000001]
[0.55502530000000005,null,0.68857170000000001]
[0.55486060000000004,null,0.68848129999999996]
[0.55486060000000004,null,0.68835199999999996]
[0.55468320000000004,null,0.68835199999999996]
[0.55461110000000002,null,0.68812549999999995]
[0.55448540000000002,null,0.68799889999999997]
[0.55439400000000005,null,0.6879381]
[0.55414439999999998,null,0.68787730000000002]
[0.5540001,null,0.68778010000000001]
[0.5540001,null,0.68778010000000001]
[0.5539075,null,0.68768960000000001]
[0.55374389999999996,null,0.68768960000000001]
[0.55346629999999997,null,0.68756799999999996]
[0.5532823,null,0.68734150000000005]
[0.55312530000000004,null,0.68734150000000005]
[0.55303270000000004,null,0.68721989999999999]
[0.55265089999999994,null,0.68709330000000002]
[0.55265089999999994,null,0.68700280000000002]
[0.55248730000000001,null,0.68687350000000003]
[0.5523226,null,0.68687350000000003]
[0.55223770000000005,null,0.68687350000000003]
[0.55216560000000003,null,0.68677630000000001]
[0.55207410000000001,null,0.68667920000000005]
[0.55200199999999999,null,0.68642829999999999]
[0.55181800000000003,null,0.68642829999999999]
[0.55172650000000001,null,0.68642820000000004]
[0.55164159999999995,null,0.68642820000000004]
[0.55139320000000003,null,0.68642820000000004]
[0.55139320000000003,null,0.68617729999999999]
[0.55110389999999998,null,0.68596029999999997]
[0.55110389999999998,null,0.68596029999999997]
[0.55091990000000002,null,0.68596029999999997]
[0.55091990000000002,null,0.68583859999999996]
[0.55083499999999996,null,0.68583859999999996]
[0.55059930000000001,null,0.68583859999999996]
[0.55027099999999995,null,0.68583859999999996]
[0.55027099999999995,null,0.68583859999999996]
[0.55010740000000002,null,0.68561890000000003]
[0.55001480000000003,null,0.68561890000000003]
[0.54994270000000001,null,0.68561890000000003]
[0.54969420000000002,null,0.68561890000000003]
[0.54953059999999998,null,0.68548960000000003]
[0.54931240000000003,null,0.68548960000000003]
[0.54913610000000002,null,0.68527079999999996]
[0.54887989999999998,null,0.68527079999999996]
[0.54878850000000001,null,0.68518029999999996]
[0.54871630000000005,null,0.68508309999999994]
[0.54846680000000003,null,0.68495379999999995]
[0.54828379999999999,null,0.68495379999999995]
[0.54799350000000002,null,0.68495379999999995]
[0.54790209999999995,null,0.68470560000000003]
[0.5478172,null,0.68457630000000003]
[0.54774500000000004,null,0.68457630000000003]
[0.54758030000000002,null,0.68457630000000003]
[0.54758030000000002,null,0.68434989999999996]
[0.54748779999999997,null,0.68434980000000001]
[0.54739629999999995,null,0.68434980000000001]
[0.54730380000000001,null,0.68425939999999996]
[0.54715950000000002,null,0.68413769999999996]
[0.54698310000000006,null,0.68413769999999996]
[0.54674630000000002,null,0.68400850000000002]
[0.5466548,null,0.68400850000000002]
[0.54637219999999997,null,0.6839113]
[0.54630000000000001,null,0.6839113]
[0.54620860000000004,null,0.68366300000000002]
[0.54593970000000003,null,0.68357259999999997]
[0.54584820000000001,null,0.68357259999999997]
[0.54570390000000002,null,0.68345089999999997]
[0.54546819999999996,null,0.68322450000000001]
[0.54537670000000005,null,0.68322450000000001]
[0.54512819999999995,null,0.68322450000000001]
[0.54503679999999999,null,0.68322450000000001]
[0.54473369999999999,null,0.68309520000000001]
[0.54457009999999995,null,0.68300470000000002]
[0.54447760000000001,null,0.68288309999999997]
[0.54438609999999998,null,0.68278589999999995]
[0.54431399999999996,null,0.68278589999999995]
[0.54422139999999997,null,0.68256620000000001]
[0.54405780000000004,null,0.68256620000000001]
[0.54380830000000002,null,0.68256620000000001]
[0.54362529999999998,null,0.68256609999999995]
[0.54353280000000004,null,0.68246899999999999]
[0.54333500000000001,null,0.68246899999999999]
[0.54317139999999997,null,0.68234729999999999]
[0.54299399999999998,null,0.68234729999999999]
[0.54292180000000001,null,0.6822568]
[0.54292180000000001,null,0.68190379999999995]
[0.54279619999999995,null,0.68190379999999995]
[0.54271130000000001,null,0.6817822]
[0.54263919999999999,null,0.6817822]
[0.54238299999999995,null,0.68178209999999995]
[0.54223869999999996,null,0.68178209999999995]
[0.5419815,null,0.6815312]
[0.54188999999999998,null,0.68143399999999998]
[0.54180510000000004,null,0.68134360000000005]
[0.54180510000000004,null,0.68134360000000005]
[0.54162109999999997,null,0.68134360000000005]
[0.54154899999999995,null,0.68121699999999996]
[0.54135120000000003,null,0.68109529999999996]
[0.54135120000000003,null,0.6809077]
[0.5410102,null,0.6809077]
[0.5410102,null,0.68077840000000001]
[0.54091869999999997,null,0.68077840000000001]
[0.54082620000000003,null,0.68077840000000001]
[0.54082620000000003,null,0.68068119999999999]
[0.54073470000000001,null,0.68068119999999999]
[0.54047860000000003,null,0.68055960000000004]
[0.54030219999999995,null,0.68033580000000005]
[0.54030219999999995,null,0.68020650000000005]
[0.54011819999999999,null,0.68020650000000005]
[0.54004609999999997,null,0.6801161]
[0.53986210000000001,null,0.6801161]
[0.53977059999999999,null,0.68001889999999998]
[0.53977059999999999,null,0.68001889999999998]
[0.53967920000000003,null,0.68001889999999998]
[0.5394814,null,0.68001889999999998]
[0.53921249999999998,null,0.67989719999999998]
[0.53921249999999998,null,0.67989719999999998]
[0.53914039999999996,null,0.67967080000000002]
[0.53914030000000002,null,0.67967080000000002]
[0.53904779999999997,null,0.67958030000000003]
[0.53888309999999995,null,0.67945370000000005]
[0.5387982,null,0.67933209999999999]
[0.53863349999999999,null,0.67933209999999999]
[0.53846989999999995,null,0.67933209999999999]
[0.53846989999999995,null,0.6792028]
[0.53827210000000003,null,0.67910559999999998]
[0.53818069999999996,null,0.67910559999999998]
[0.53800329999999996,null,0.67910559999999998]
[0.53800329999999996,null,0.67901520000000004]
[0.53783970000000003,null,0.67901520000000004]
[0.53774710000000003,null,0.67901520000000004]
[0.53758240000000002,null,0.67889350000000004]
[0.53749089999999999,null,0.67889350000000004]
[0.5374061,null,0.67889350000000004]
[0.53722210000000004,null,0.67866709999999997]
[0.53705849999999999,null,0.67857659999999997]
[0.53674880000000003,null,0.67857659999999997]
[0.53665739999999995,null,0.67857659999999997]
[0.53658519999999998,null,0.67857659999999997]
[0.53640779999999999,null,0.67845489999999997]
[0.53633560000000002,null,0.67832570000000003]
[0.53617199999999998,null,0.67823520000000004]
[0.53600740000000002,null,0.67823520000000004]
[0.53600729999999996,null,0.67823520000000004]
[0.53600729999999996,null,0.67801149999999999]
[0.53592249999999997,null,0.67801140000000004]
[0.53570430000000002,null,0.67801140000000004]
[0.53563210000000006,null,0.67801140000000004]
[0.5353038,null,0.67788979999999999]
[0.5353038,null,0.67788979999999999]
[0.53521240000000003,null,0.67788979999999999]
[0.53514019999999995,null,0.67779259999999997]
[0.53514019999999995,null,0.67770209999999997]
[0.53505530000000001,null,0.67757290000000003]
[0.53492969999999995,null,0.67747570000000001]
[0.53468009999999999,null,0.67738520000000002]
[0.53460799999999997,null,0.67738520000000002]
[0.53451649999999995,null,0.67726359999999997]
[0.53444440000000004,null,0.67726359999999997]
[0.53437219999999996,null,0.67703979999999997]
[0.53427970000000002,null,0.67703979999999997]
[0.53410329999999995,null,0.67703979999999997]
[0.53403120000000004,null,0.67682010000000004]
[0.53393860000000004,null,0.67669840000000003]
[0.53393860000000004,null,0.67669840000000003]
[0.53386650000000002,null,0.67660120000000001]
[0.53377390000000002,null,0.67647199999999996]
[0.53343399999999996,null,0.67647190000000001]
[0.53336190000000006,null,0.67647190000000001]
[0.5333618,null,0.67647190000000001]
[0.53323620000000005,null,0.67625310000000005]
[0.53307260000000001,null,0.67625310000000005]
[0.53289520000000001,null,0.67625310000000005]
[0.53289520000000001,null,0.67625310000000005]
[0.53282300000000005,null,0.67616259999999995]
[0.53263899999999997,null,0.67568799999999996]
[0.53256689999999995,null,0.67568799999999996]
[0.53247429999999996,null,0.67568790000000001]
[0.53238289999999999,null,0.67555869999999996]
[0.53231070000000003,null,0.67555869999999996]
[0.53222579999999997,null,0.67555869999999996]
[0.53206220000000004,null,0.67555869999999996]
[0.53192729999999999,null,0.67555869999999996]
[0.53160830000000003,null,0.67555860000000001]
[0.53160830000000003,null,0.67542939999999996]
[0.53146400000000005,null,0.67530769999999996]
[0.53137909999999999,null,0.67521730000000002]
[0.53119510000000003,null,0.6751201]
[0.53119510000000003,null,0.6751201]
[0.53103149999999999,null,0.6751201]
[0.53103149999999999,null,0.6748963]
[0.53086789999999995,null,0.6748963]
[0.53071089999999999,null,0.67476700000000001]
[0.53061829999999999,null,0.67476700000000001]
[0.53045469999999995,null,0.67455489999999996]
[0.53029110000000002,null,0.67455489999999996]
[0.53029110000000002,null,0.6744578]
[0.53029110000000002,null,0.6743285]
[0.53003500000000003,null,0.6743285]
[0.52990939999999997,null,0.6743285]
[0.52983720000000001,null,0.6743285]
[0.52983720000000001,null,0.674238]
[0.52949619999999997,null,0.67414079999999998]
[0.52935189999999999,null,0.67414079999999998]
[0.52935189999999999,null,0.67414079999999998]
[0.5292076,null,0.67414079999999998]
[0.52905049999999998,null,0.67379270000000002]
[0.52872220000000003,null,0.67379270000000002]
[0.52872220000000003,null,0.6735757]
[0.52862969999999998,null,0.6735757]
[0.52862969999999998,null,0.673454]
[0.52832069999999998,null,0.673454]
[0.52819510000000003,null,0.67324189999999995]
[0.52803149999999999,null,0.67324189999999995]
[0.52803140000000004,null,0.67324189999999995]
[0.52785510000000002,null,0.67314470000000004]
[0.52769149999999998,null,0.67301549999999999]
[0.52769149999999998,null,0.67301540000000004]
[0.52752790000000005,null,0.67301540000000004]
[0.52736320000000003,null,0.67289379999999999]
[0.52718690000000001,null,0.67289379999999999]
[0.52718690000000001,null,0.67289379999999999]
[0.5270222,null,0.67280329999999999]
[0.5270222,null,0.67280329999999999]
[0.5270222,null,0.67270609999999997]
[0.52679299999999996,null,0.67257690000000003]
[0.52672079999999999,null,0.67245520000000003]
[0.52653680000000003,null,0.67245520000000003]
[0.52646470000000001,null,0.67245520000000003]
[0.52637319999999999,null,0.67235800000000001]
[0.52607020000000004,null,0.67235800000000001]
[0.52599799999999997,null,0.67223140000000003]
[0.52599799999999997,null,0.67214099999999999]
[0.52574949999999998,null,0.67214099999999999]
[0.52567739999999996,null,0.67192220000000002]
[0.52558479999999996,null,0.67179290000000003]
[0.52558479999999996,null,0.67179290000000003]
[0.5254934,null,0.67179290000000003]
[0.52524380000000004,null,0.67169570000000001]
[0.52511819999999998,null,0.67169570000000001]
[0.52504600000000001,null,0.67169570000000001]
[0.52495460000000005,null,0.67169570000000001]
[0.52486200000000005,null,0.671574]
[0.52469730000000003,null,0.671574]
[0.52437829999999996,null,0.67147679999999998]
[0.52433589999999997,null,0.67147679999999998]
[0.5242637,null,0.67138640000000005]
[0.5242637,null,0.67115990000000003]
[0.52410009999999996,null,0.67115990000000003]
[0.52403730000000004,null,0.67115990000000003]
[0.52372490000000005,null,0.67106949999999999]
[0.52372490000000005,null,0.67106949999999999]
[0.52365280000000003,null,0.67094290000000001]
[0.52356130000000001,null,0.67094290000000001]
[0.52346879999999996,null,0.67072410000000005]
[0.52346879999999996,null,0.67072410000000005]
[0.52346879999999996,null,0.67062690000000003]
[0.52339659999999999,null,0.67062690000000003]
[0.52314050000000001,null,0.67062690000000003]
[0.52314050000000001,null,0.67049760000000003]
[0.52298339999999999,null,0.67049760000000003]
[0.52298339999999999,null,0.67049760000000003]
[0.5226942,null,0.67030999999999996]
[0.52252949999999998,null,0.67030999999999996]
[0.52252949999999998,null,0.67030999999999996]
[0.52252949999999998,null,0.67030999999999996]
[0.52218850000000006,null,0.67030990000000001]
[0.52218850000000006,null,0.66993239999999998]
[0.52202380000000004,null,0.66993239999999998]
[0.52195159999999996,null,0.66993239999999998]
[0.52185910000000002,null,0.66974480000000003]
[0.52185910000000002,null,0.66974480000000003]
[0.52185899999999996,null,0.66962319999999997]
[0.52161060000000004,null,0.66962319999999997]
[0.52132029999999996,null,0.66962310000000003]
[0.52132029999999996,null,0.66962310000000003]
[0.52132020000000001,null,0.66949389999999998]
[0.52117590000000003,null,0.66949389999999998]
[0.52108339999999997,null,0.66949389999999998]
[0.52091980000000004,null,0.66927499999999995]
[0.52076279999999997,null,0.66927499999999995]
[0.52076270000000002,null,0.66927499999999995]
[0.52059809999999995,null,0.66914569999999995]
[0.52052589999999999,null,0.66914569999999995]
[0.52034959999999997,null,0.66902410000000001]
[0.52034959999999997,null,0.66902410000000001]
[0.52005920000000005,null,0.66889750000000003]
[0.52005920000000005,null,0.66880700000000004]
[0.52005920000000005,null,0.66867779999999999]
[0.5199667,null,0.66867779999999999]
[0.51978919999999995,null,0.66858059999999997]
[0.51971710000000004,null,0.66858059999999997]
[0.51962560000000002,null,0.66858059999999997]
[0.51962560000000002,null,0.66858059999999997]
[0.51946859999999995,null,0.66858059999999997]
[0.51946859999999995,null,0.66827130000000001]
[0.51930390000000004,null,0.66827130000000001]
[0.51921249999999997,null,0.66827130000000001]
[0.5191403,null,0.66814200000000001]
[0.5191403,null,0.66814200000000001]
[0.51901470000000005,null,0.66814200000000001]
[0.5189298,null,0.66814200000000001]
[0.51867370000000002,null,0.66814200000000001]
[0.51860150000000005,null,0.66804479999999999]
[0.51860150000000005,null,0.66792320000000005]
[0.51860150000000005,null,0.66770609999999997]
[0.51852929999999997,null,0.66770609999999997]
[0.51836459999999995,null,0.66770609999999997]
[0.51827979999999996,null,0.66747970000000001]
[0.51827979999999996,null,0.66735800000000001]
[0.51813549999999997,null,0.66735800000000001]
[0.51813540000000002,null,0.66735800000000001]
[0.51791900000000002,null,0.66735800000000001]
[0.51782760000000005,null,0.66726759999999996]
[0.51762980000000003,null,0.66704110000000005]
[0.51746510000000001,null,0.66704110000000005]
[0.51728870000000005,null,0.66704110000000005]
[0.51721660000000003,null,0.66691940000000005]
[0.51721660000000003,null,0.66691940000000005]
[0.51714439999999995,null,0.66682229999999998]
[0.51705299999999998,null,0.66682220000000003]
[0.51688829999999997,null,0.66673179999999999]
[0.51688829999999997,null,0.66648359999999995]
[0.5167119,null,0.66648359999999995]
[0.51651420000000003,null,0.66638640000000005]
[0.51651420000000003,null,0.66625710000000005]
[0.51651420000000003,null,0.66625710000000005]
[0.51642160000000004,null,0.66625710000000005]
[0.51633669999999998,null,0.66625710000000005]
[0.51617199999999996,null,0.66603829999999997]
[0.51617199999999996,null,0.66603829999999997]
[0.51609989999999994,null,0.66603829999999997]
[0.51591589999999998,null,0.66603829999999997]
[0.51584370000000002,null,0.66603829999999997]
[0.51584370000000002,null,0.66572140000000002]
[0.515679,null,0.66572140000000002]
[0.515679,null,0.6656242]
[0.51550269999999998,null,0.6655025]
[0.51537710000000003,null,0.6655025]
[0.51521240000000001,null,0.6655025]
[0.51514020000000005,null,0.6655025]
[0.5150477,null,0.66540529999999998]
[0.51490340000000001,null,0.66527599999999998]
[0.51481189999999999,null,0.66515440000000003]
[0.51481189999999999,null,0.66515440000000003]
[0.51462790000000003,null,0.66502779999999995]
[0.51454299999999997,null,0.66493740000000001]
[0.51454299999999997,null,0.66484019999999999]
[0.51447089999999995,null,0.66484019999999999]
[0.51437829999999996,null,0.66484019999999999]
[0.51418050000000004,null,0.66484019999999999]
[0.5140169,null,0.66484019999999999]
[0.51392550000000004,null,0.66484019999999999]
[0.51392550000000004,null,0.66484019999999999]
[0.51374810000000004,null,0.66474299999999997]
[0.51367589999999996,null,0.66462129999999997]
[0.51360380000000005,null,0.66430440000000002]
[0.51360380000000005,null,0.66430440000000002]
[0.51351119999999995,null,0.66430440000000002]
[0.51343910000000004,null,0.66430440000000002]
[0.51343910000000004,null,0.66430440000000002]
[0.51336689999999996,null,0.6642072]
[0.5131829,null,0.6642072]
[0.51309800000000005,null,0.6642072]
[0.5128798,null,0.6642072]
[0.5128798,null,0.6640779]
[0.51280769999999998,null,0.66398080000000004]
[0.51280769999999998,null,0.66398080000000004]
[0.51257189999999997,null,0.66373249999999995]
[0.51240830000000004,null,0.66364210000000001]
[0.51231689999999996,null,0.66364210000000001]
[0.51222429999999997,null,0.66354489999999999]
[0.51207999999999998,null,0.66354489999999999]
[0.51200789999999996,null,0.66354489999999999]
[0.51200789999999996,null,0.66354489999999999]
[0.5118239,null,0.66342319999999999]
[0.5118239,null,0.66342319999999999]
[0.5118239,null,0.66323310000000002]
[0.51166690000000004,null,0.6630819]
[0.51157430000000004,null,0.66298469999999998]
[0.51157430000000004,null,0.66298469999999998]
[0.51150220000000002,null,0.66298469999999998]
[0.51150209999999996,null,0.66298469999999998]
[0.51143000000000005,null,0.66285539999999998]
[0.51121289999999997,null,0.66276489999999999]
[0.51112040000000003,null,0.66266769999999997]
[0.51102890000000001,null,0.66266769999999997]
[0.51095679999999999,null,0.66266769999999997]
[0.51086529999999997,null,0.66254610000000003]
[0.51068789999999997,null,0.66244890000000001]
[0.51068789999999997,null,0.66244890000000001]
[0.51061570000000001,null,0.66244890000000001]
[0.51054359999999999,null,0.66244890000000001]
[0.51045870000000004,null,0.66211019999999998]
[0.51036729999999997,null,0.66211019999999998]
[0.51036729999999997,null,0.66211019999999998]
[0.51027469999999997,null,0.66188380000000002]
[0.51027469999999997,null,0.66188369999999996]
[0.5102025,null,0.66188369999999996]
[0.5102025,null,0.66188369999999996]
[0.5102025,null,0.66179330000000003]
[0.5102025,null,0.66179330000000003]
[0.51002510000000001,null,0.66179330000000003]
[0.50995299999999999,null,0.66179330000000003]
[0.50995290000000004,null,0.66179330000000003]
[0.50982729999999998,null,0.66169610000000001]
[0.50957889999999995,null,0.66169610000000001]
[0.50948629999999995,null,0.66135469999999996]
[0.50948629999999995,null,0.66135469999999996]
[0.50941409999999998,null,0.66135469999999996]
[0.50941409999999998,null,0.66135469999999996]
[0.50941409999999998,null,0.66135469999999996]
[0.50941409999999998,null,0.66122809999999999]
[0.50925710000000002,null,0.66100930000000002]
[0.50916570000000005,null,0.66088000000000002]
[0.50907309999999995,null,0.66078959999999998]
[0.50907309999999995,null,0.66069239999999996]
[0.50887530000000003,null,0.66069239999999996]
[0.50879039999999998,null,0.66069239999999996]
[0.50871829999999996,null,0.66059520000000005]
[0.50862680000000005,null,0.66059520000000005]
[0.50853429999999999,null,0.66059520000000005]
[0.50853429999999999,null,0.66059520000000005]
[0.50829849999999999,null,0.6603831]
[0.50829849999999999,null,0.6602538]
[0.50829849999999999,null,0.6602538]
[0.50814150000000002,null,0.66015659999999998]
[0.50804899999999997,null,0.66015659999999998]
[0.50788540000000004,null,0.65977909999999995]
[0.50788529999999998,null,0.65968870000000002]
[0.50788529999999998,null,0.65968859999999996]
[0.50770139999999997,null,0.6595915]
[0.50770130000000002,null,0.6595915]
[0.5076292,null,0.6595915]
[0.5076292,null,0.6595915]
[0.50755700000000004,null,0.6595915]
[0.50725399999999998,null,0.65959140000000005]
[0.50718180000000002,null,0.65949429999999998]
[0.50718180000000002,null,0.65936499999999998]
[0.50709040000000005,null,0.65936499999999998]
[0.50709040000000005,null,0.65915290000000004]
[0.50701819999999997,null,0.65915290000000004]
[0.50693330000000003,null,0.65915290000000004]
[0.50686120000000001,null,0.65905570000000002]
[0.50667720000000005,null,0.65905570000000002]
[0.50667720000000005,null,0.65905570000000002]
[0.50660499999999997,null,0.65905570000000002]
[0.50651250000000003,null,0.65896520000000003]
[0.50635549999999996,null,0.65887479999999998]
[0.50628329999999999,null,0.65875309999999998]
[0.50619190000000003,null,0.65862390000000004]
[0.50611969999999995,null,0.65862390000000004]
[0.50611969999999995,null,0.65852670000000002]
[0.50582939999999998,null,0.65852670000000002]
[0.50582939999999998,null,0.65852670000000002]
[0.50582939999999998,null,0.65852670000000002]
[0.50566580000000005,null,0.65840010000000004]
[0.50566580000000005,null,0.658188]
[0.50566580000000005,null,0.658188]
[0.50566580000000005,null,0.6580587]
[0.50566580000000005,null,0.65796149999999998]
[0.50539690000000004,null,0.65796149999999998]
[0.50532469999999996,null,0.65796149999999998]
[0.5052333,null,0.65796149999999998]
[0.5052333,null,0.65796149999999998]
[0.5052333,null,0.65796149999999998]
[0.50516110000000003,null,0.65796149999999998]
[0.50516110000000003,null,0.65786429999999996]
[0.50508900000000001,null,0.65777390000000002]
[0.50499640000000001,null,0.65777390000000002]
[0.50492429999999999,null,0.65764460000000002]
[0.50474030000000003,null,0.65752290000000002]
[0.50458329999999996,null,0.65752290000000002]
[0.50445759999999995,null,0.65752290000000002]
[0.50436619999999999,null,0.65742579999999995]
[0.50429400000000002,null,0.65729919999999997]
[0.5042219,null,0.65729919999999997]
[0.50413699999999995,null,0.65729919999999997]
[0.50413699999999995,null,0.65729919999999997]
[0.50397230000000004,null,0.65711149999999996]
[0.50390009999999996,null,0.65711149999999996]
[0.50390009999999996,null,0.65711149999999996]
[0.50390009999999996,null,0.65698219999999996]
[0.5037431,null,0.65686060000000002]
[0.5036505,null,0.6567634]
[0.50355910000000004,null,0.65666619999999998]
[0.50355910000000004,null,0.65666619999999998]
[0.50348689999999996,null,0.65666619999999998]
[0.5033955,null,0.65644650000000004]
[0.5033029,null,0.65644650000000004]
[0.50323079999999998,null,0.65644650000000004]
[0.50314590000000003,null,0.65644650000000004]
[0.50302029999999998,null,0.65622769999999997]
[0.50302029999999998,null,0.65622769999999997]
[0.50294810000000001,null,0.65622769999999997]
[0.50294810000000001,null,0.65613719999999998]
[0.50294810000000001,null,0.65613719999999998]
[0.50294810000000001,null,0.65613719999999998]
[0.50294810000000001,null,0.65613719999999998]
[0.50269960000000002,null,0.65578420000000004]
[0.50260709999999997,null,0.65578420000000004]
[0.50260709999999997,null,0.65578420000000004]
[0.50260709999999997,null,0.65569370000000005]
[0.50253490000000001,null,0.65569370000000005]
[0.50246279999999999,null,0.65569370000000005]
[0.50237790000000004,null,0.65557200000000004]
[0.5022143,null,0.65547489999999997]
[0.5021217,null,0.65547489999999997]
[0.5021217,null,0.65534559999999997]
[0.5021217,null,0.65534559999999997]
[0.50199609999999995,null,0.65534559999999997]
[0.50173999999999996,null,0.65525509999999998]
[0.50173999999999996,null,0.65525509999999998]
[0.50173999999999996,null,0.65513350000000004]
[0.5016678,null,0.65504300000000004]
[0.5014904,null,0.65491370000000004]
[0.50139889999999998,null,0.65481659999999997]
[0.50132679999999996,null,0.65481650000000002]
[0.50132679999999996,null,0.65481650000000002]
[0.50125459999999999,null,0.65481650000000002]
[0.50098580000000004,null,0.65481650000000002]
[0.50098569999999998,null,0.65481650000000002]
[0.50091359999999996,null,0.65472609999999998]
[0.50091359999999996,null,0.65472609999999998]
[0.50091359999999996,null,0.65459679999999998]
[0.50084139999999999,null,0.65459679999999998]
[0.50062439999999997,null,0.65449959999999996]
[0.50053179999999997,null,0.65449959999999996]
[0.50045969999999995,null,0.65443879999999999]
[0.50036820000000004,null,0.65443879999999999]
[0.50021119999999997,null,0.65425140000000004]
[0.50011859999999997,null,0.65406379999999997]
[0.50004649999999995,null,0.65406379999999997]
[0.49997429999999998,null,0.65406379999999997]
[0.49990220000000002,null,0.65406379999999997]
[0.49980960000000002,null,0.65406370000000003]
[0.49980960000000002,null,0.65397329999999998]
[0.4997375,null,0.65397329999999998]
[0.49964599999999998,null,0.65397329999999998]
[0.49948900000000002,null,0.65375450000000002]
[0.49939640000000002,null,0.65375450000000002]
[0.49939640000000002,null,0.65375450000000002]
[0.49939640000000002,null,0.65366400000000002]
[0.4993243,null,0.65366400000000002]
[0.49919859999999999,null,0.65353470000000002]
[0.4991138,null,0.65353470000000002]
[0.49904159999999997,null,0.6534375]
[0.49904159999999997,null,0.65331589999999995]
[0.49885760000000001,null,0.65331589999999995]
[0.49885760000000001,null,0.65331589999999995]
[0.49885760000000001,null,0.65322539999999996]
[0.49885760000000001,null,0.65322539999999996]
[0.49878549999999999,null,0.65309890000000004]
[0.49862079999999998,null,0.65309879999999998]
[0.49862079999999998,null,0.65309879999999998]
[0.49853589999999998,null,0.65300170000000002]
[0.49839159999999999,null,0.65300170000000002]
[0.49839159999999999,null,0.65300170000000002]
[0.49831940000000002,null,0.65278959999999997]
[0.49815579999999998,null,0.65278959999999997]
[0.49815579999999998,null,0.65266029999999997]
[0.49808370000000002,null,0.65266029999999997]
[0.49799110000000002,null,0.65266029999999997]
[0.49778060000000002,null,0.65266029999999997]
[0.49778060000000002,null,0.65256979999999998]
[0.4976043,null,0.65256979999999998]
[0.49753209999999998,null,0.65256979999999998]
[0.49753209999999998,null,0.65256979999999998]
[0.49746000000000001,null,0.65244049999999998]
[0.49746000000000001,null,0.65234329999999996]
[0.49746000000000001,null,0.65234329999999996]
[0.4972953,null,0.65225290000000002]
[0.4972953,null,0.65213120000000002]
[0.49720379999999997,null,0.65213120000000002]
[0.49713170000000001,null,0.65213120000000002]
[0.49704680000000001,null,0.65213120000000002]
[0.49704680000000001,null,0.65190479999999995]
[0.49688209999999999,null,0.65190479999999995]
[0.49681930000000002,null,0.65190479999999995]
[0.49668430000000002,null,0.65177819999999997]
[0.49668430000000002,null,0.65177819999999997]
[0.49668430000000002,null,0.65168769999999998]
[0.49642819999999999,null,0.65168769999999998]
[0.49634329999999999,null,0.65159060000000002]
[0.49617860000000003,null,0.65159049999999996]
[0.49617860000000003,null,0.65159049999999996]
[0.49617860000000003,null,0.65159049999999996]
[0.49617860000000003,null,0.65133960000000002]
[0.4961064,null,0.65133960000000002]
[0.49592900000000001,null,0.65133960000000002]
[0.49592900000000001,null,0.65133960000000002]
[0.49574499999999999,null,0.65133960000000002]
[0.49574499999999999,null,0.65133960000000002]
[0.49561939999999999,null,0.6512424]
[0.49561929999999998,null,0.65115199999999995]
[0.49561929999999998,null,0.65103029999999995]
[0.4954557,null,0.65090099999999995]
[0.4954557,null,0.65090099999999995]
[0.4953632,null,0.65090099999999995]
[0.49529109999999998,null,0.65090099999999995]
[0.49519849999999999,null,0.65090099999999995]
[0.49511359999999999,null,0.65090099999999995]
[0.49511359999999999,null,0.65068890000000001]
[0.49504150000000002,null,0.65068890000000001]
[0.49495,null,0.65046519999999997]
[0.49495,null,0.65037469999999997]
[0.49495,null,0.65037469999999997]
[0.49478529999999998,null,0.65037469999999997]
[0.49478529999999998,null,0.65024539999999997]
[0.49471320000000002,null,0.65024539999999997]
[0.49462830000000002,null,0.65014819999999995]
[0.49462830000000002,null,0.65001900000000001]
[0.49446469999999998,null,0.65001900000000001]
[0.49446469999999998,null,0.64989730000000001]
[0.49428719999999998,null,0.64989730000000001]
[0.49428719999999998,null,0.64980680000000002]
[0.49428719999999998,null,0.64970969999999995]
[0.49412250000000002,null,0.64970969999999995]
[0.4940311,null,0.64970969999999995]
[0.4940311,null,0.6497096]
[0.4939055,null,0.64958800000000005]
[0.4938206,null,0.64958800000000005]
[0.4938206,null,0.64958800000000005]
[0.493728,null,0.64945870000000006]
[0.493728,null,0.64945870000000006]
[0.49363659999999998,null,0.64945870000000006]
[0.49363659999999998,null,0.64936150000000004]
[0.49356440000000001,null,0.64927109999999999]
[0.49356440000000001,null,0.64927109999999999]
[0.49356440000000001,null,0.64927109999999999]
[0.4934074,null,0.64917389999999997]
[0.4934074,null,0.64896180000000003]
[0.49331589999999997,null,0.64887130000000004]
[0.49324380000000001,null,0.64887130000000004]
[0.49315890000000001,null,0.64874480000000001]
[0.49306630000000001,null,0.64874480000000001]
[0.49297489999999999,null,0.64851829999999999]
[0.49290270000000003,null,0.64851829999999999]
[0.49290270000000003,null,0.64851829999999999]
[0.49281019999999998,null,0.64851829999999999]
[0.49281019999999998,null,0.64851829999999999]
[0.49259199999999997,null,0.6484278]
[0.49251990000000001,null,0.6484278]
[0.49242839999999999,null,0.6484278]
[0.49242839999999999,null,0.64830620000000005]
[0.49235630000000002,null,0.64830620000000005]
[0.49235630000000002,null,0.64830620000000005]
[0.49235630000000002,null,0.64805520000000005]
[0.4921992,null,0.64805520000000005]
[0.49203449999999999,null,0.64805520000000005]
[0.49203449999999999,null,0.64795809999999998]
[0.49203449999999999,null,0.64786759999999999]
[0.49194199999999999,null,0.64786759999999999]
[0.49186980000000002,null,0.64786759999999999]
[0.49186980000000002,null,0.64764880000000002]
[0.49186980000000002,null,0.64755830000000003]
[0.4917977,null,0.64755830000000003]
[0.49170619999999998,null,0.64742900000000003]
[0.49152879999999999,null,0.64742900000000003]
[0.49145660000000002,null,0.64733180000000001]
[0.49145660000000002,null,0.64733180000000001]
[0.49145660000000002,null,0.64733180000000001]
[0.49136410000000003,null,0.64733180000000001]
[0.49136410000000003,null,0.64733180000000001]
[0.49107489999999998,null,0.64724139999999997]
[0.49107489999999998,null,0.64711969999999996]
[0.49107479999999998,null,0.64711969999999996]
[0.49107479999999998,null,0.64699050000000002]
[0.49089850000000002,null,0.6468933]
[0.4907338,null,0.6468933]
[0.4907338,null,0.64680280000000001]
[0.4907338,null,0.64667620000000003]
[0.4907338,null,0.64667620000000003]
[0.4907338,null,0.64667620000000003]
[0.49066169999999998,null,0.64655459999999998]
[0.49048530000000001,null,0.64655459999999998]
[0.49048530000000001,null,0.64655459999999998]
[0.49048530000000001,null,0.64655459999999998]
[0.49039280000000002,null,0.64655459999999998]
[0.49039280000000002,null,0.64655459999999998]
[0.49039280000000002,null,0.64655459999999998]
[0.49039280000000002,null,0.64645739999999996]
[0.49010359999999997,null,0.64623770000000003]
[0.49010350000000003,null,0.64623770000000003]
[0.49010350000000003,null,0.64611600000000002]
[0.49003140000000001,null,0.64611600000000002]
[0.48994650000000001,null,0.64611600000000002]
[0.48978290000000002,null,0.64611600000000002]
[0.48978290000000002,null,0.64611600000000002]
[0.48978290000000002,null,0.64602550000000003]
[0.48969040000000003,null,0.64592839999999996]
[0.4896182,null,0.64579909999999996]
[0.4896182,null,0.64579909999999996]
[0.4896182,null,0.64579909999999996]
[0.4896182,null,0.64570859999999997]
[0.4896182,null,0.64558700000000002]
[0.48952669999999998,null,0.64558700000000002]
[0.48927720000000002,null,0.64558700000000002]
[0.48927720000000002,null,0.64536720000000003]
[0.48927720000000002,null,0.64527000000000001]
[0.48927720000000002,null,0.64514349999999998]
[0.489205,null,0.64514349999999998]
[0.4891201,null,0.64514349999999998]
[0.48893609999999998,null,0.64502179999999998]
[0.48886400000000002,null,0.64502179999999998]
[0.48886400000000002,null,0.64502179999999998]
[0.48886400000000002,null,0.64492459999999996]
[0.48873840000000002,null,0.64492459999999996]
[0.48873830000000001,null,0.64483420000000002]
[0.4885737,null,0.64483420000000002]
[0.4885736,null,0.64483420000000002]
[0.4885736,null,0.64483420000000002]
[0.48841010000000001,null,0.64460770000000001]
[0.48832520000000001,null,0.64460770000000001]
[0.48832520000000001,null,0.64439559999999996]
[0.48832520000000001,null,0.64439559999999996]
[0.48825299999999999,null,0.64439559999999996]
[0.48825299999999999,null,0.64439559999999996]
[0.48825299999999999,null,0.64439559999999996]
[0.48798409999999998,null,0.64439559999999996]
[0.48798409999999998,null,0.64427389999999995]
[0.48798409999999998,null,0.64427389999999995]
[0.48798409999999998,null,0.64405420000000002]
[0.48798409999999998,null,0.64405420000000002]
[0.48774729999999999,null,0.64405420000000002]
[0.48774729999999999,null,0.64405420000000002]
[0.48767509999999997,null,0.64405420000000002]
[0.48767509999999997,null,0.64405420000000002]
[0.48759019999999997,null,0.643957]
[0.48759019999999997,null,0.64386659999999996]
[0.48749769999999998,null,0.64386650000000001]
[0.48749769999999998,null,0.64374489999999995]
[0.48728060000000001,null,0.64365439999999996]
[0.48719570000000001,null,0.64352520000000002]
[0.48712359999999999,null,0.64352520000000002]
[0.48712359999999999,null,0.643428]
[0.48712359999999999,null,0.64330140000000002]
[0.48712359999999999,null,0.64330140000000002]
[0.48712359999999999,null,0.64330140000000002]
[0.48693959999999997,null,0.64330140000000002]
[0.48693959999999997,null,0.64317979999999997]
[0.48685469999999997,null,0.64317970000000002]
[0.48685469999999997,null,0.64308259999999995]
[0.48661779999999999,null,0.64308259999999995]
[0.48661779999999999,null,0.64299209999999996]
[0.48661779999999999,null,0.64299209999999996]
[0.48661779999999999,null,0.64286279999999996]
[0.48653289999999999,null,0.64286279999999996]
[0.4863693,null,0.64286279999999996]
[0.4863693,null,0.64264399999999999]
[0.4863693,null,0.64264399999999999]
[0.4862437,null,0.64264399999999999]
[0.48615120000000001,null,0.64264399999999999]
[0.48607899999999998,null,0.6425535]
[0.48598760000000002,null,0.6425535]
[0.48598760000000002,null,0.6425535]
[0.48590270000000002,null,0.6425535]
[0.48590270000000002,null,0.6425535]
[0.4858305,null,0.64242429999999995]
[0.485738,null,0.6424242]
[0.485738,null,0.64232710000000004]
[0.4856123,null,0.64232710000000004]
[0.4856123,null,0.64232710000000004]
[0.4856123,null,0.64220540000000004]
[0.48544870000000001,null,0.64220540000000004]
[0.48544870000000001,null,0.64220540000000004]
[0.48536390000000001,null,0.64207610000000004]
[0.48529169999999999,null,0.64207610000000004]
[0.48511539999999997,null,0.64207610000000004]
[0.48511539999999997,null,0.64188849999999997]
[0.48502279999999998,null,0.64188849999999997]
[0.48495070000000001,null,0.64188849999999997]
[0.48495070000000001,null,0.64188849999999997]
[0.48495070000000001,null,0.6417619]
[0.48495070000000001,null,0.6417619]
[0.48495070000000001,null,0.6416326]
[0.48487849999999999,null,0.64153550000000004]
[0.48487849999999999,null,0.64132339999999999]
[0.48469449999999997,null,0.64132339999999999]
[0.48469449999999997,null,0.64132330000000004]
[0.48469449999999997,null,0.64132330000000004]
[0.48460959999999997,null,0.64132330000000004]
[0.48460959999999997,null,0.64132330000000004]
[0.48453750000000001,null,0.64132330000000004]
[0.48441190000000001,null,0.64122619999999997]
[0.48441190000000001,null,0.64122610000000002]
[0.48441190000000001,null,0.64122610000000002]
[0.48432039999999998,null,0.64109689999999997]
[0.48432039999999998,null,0.64088480000000003]
[0.48422789999999999,null,0.64088480000000003]
[0.48422779999999999,null,0.64088480000000003]
[0.48404380000000002,null,0.64088480000000003]
[0.4839717,null,0.64088480000000003]
[0.48389959999999999,null,0.64078760000000001]
[0.48389949999999998,null,0.64057549999999996]
[0.48381469999999999,null,0.64057549999999996]
[0.48372320000000002,null,0.64057549999999996]
[0.48372320000000002,null,0.64057549999999996]
[0.4836511,null,0.64057549999999996]
[0.4836511,null,0.64032449999999996]
[0.4835662,null,0.64032449999999996]
[0.4835662,null,0.64032449999999996]
[0.4835662,null,0.64032449999999996]
[0.4834736,null,0.64013690000000001]
[0.4834736,null,0.64013690000000001]
[0.48338219999999998,null,0.64001030000000003]
[0.48331000000000002,null,0.64001030000000003]
[0.48331000000000002,null,0.64001030000000003]
[0.48331000000000002,null,0.64001030000000003]
[0.48331000000000002,null,0.64001030000000003]
[0.48322510000000002,null,0.63988100000000003]
[0.4829348,null,0.63988100000000003]
[0.4829348,null,0.63988100000000003]
[0.4829348,null,0.63978380000000001]
[0.48284339999999998,null,0.63978380000000001]
[0.48284339999999998,null,0.63966219999999996]
[0.48284329999999998,null,0.63957169999999997]
[0.48277120000000001,null,0.63957169999999997]
[0.48277120000000001,null,0.63944250000000002]
[0.48277120000000001,null,0.63934530000000001]
[0.48277120000000001,null,0.6392236]
[0.48267860000000001,null,0.6392236]
[0.4825023,null,0.6392236]
[0.4825023,null,0.6392236]
[0.4825023,null,0.6392236]
[0.48243019999999998,null,0.63900389999999996]
[0.48243019999999998,null,0.63900389999999996]
[0.48243019999999998,null,0.63900389999999996]
[0.48234529999999998,null,0.63900389999999996]
[0.48225380000000001,null,0.63900389999999996]
[0.48203570000000001,null,0.63900389999999996]
[0.48203570000000001,null,0.63900389999999996]
[0.48203560000000001,null,0.63891339999999996]
[0.48196349999999999,null,0.63879180000000002]
[0.48196349999999999,null,0.63866250000000002]
[0.48187859999999999,null,0.63866250000000002]
[0.48187859999999999,null,0.6385653]
[0.48171389999999997,null,0.6385653]
[0.48171389999999997,null,0.63843870000000003]
[0.48171389999999997,null,0.63843870000000003]
[0.48162250000000001,null,0.63843870000000003]
[0.48162250000000001,null,0.63834829999999998]
[0.48153760000000001,null,0.63834829999999998]
[0.48137289999999999,null,0.63822659999999998]
[0.48137289999999999,null,0.63822659999999998]
[0.48137289999999999,null,0.63822659999999998]
[0.48137289999999999,null,0.63822659999999998]
[0.48137289999999999,null,0.63813609999999998]
[0.48128799999999999,null,0.63803900000000002]
[0.48121580000000003,null,0.63803900000000002]
[0.48121580000000003,null,0.63791730000000002]
[0.48121580000000003,null,0.63778809999999997]
[0.48121580000000003,null,0.63778800000000002]
[0.48112440000000001,null,0.63778800000000002]
[0.48112440000000001,null,0.63778800000000002]
[0.48103180000000001,null,0.63769759999999998]
[0.48103180000000001,null,0.63769759999999998]
[0.48095969999999999,null,0.63769759999999998]
[0.48086709999999999,null,0.63769759999999998]
[0.48074149999999999,null,0.63760709999999998]
[0.48074149999999999,null,0.63760709999999998]
[0.48065000000000002,null,0.63760709999999998]
[0.48056520000000003,null,0.63760709999999998]
[0.48056520000000003,null,0.63760709999999998]
[0.48056520000000003,null,0.63750989999999996]
[0.48056520000000003,null,0.63738830000000002]
[0.480493,null,0.63716859999999997]
[0.480493,null,0.63704689999999997]
[0.48040050000000001,null,0.63704689999999997]
[0.48030899999999999,null,0.63704689999999997]
[0.48030899999999999,null,0.63704689999999997]
[0.48022409999999999,null,0.63704689999999997]
[0.48015200000000002,null,0.63698359999999998]
[0.48015200000000002,null,0.63670819999999995]
[0.48015200000000002,null,0.63670819999999995]
[0.48015200000000002,null,0.63670819999999995]
[0.4799949,null,0.63670819999999995]
[0.4799949,null,0.63661100000000004]
[0.47992279999999998,null,0.63648170000000004]
[0.47992279999999998,null,0.63648170000000004]
[0.47983130000000002,null,0.63648170000000004]
[0.4797592,null,0.63648170000000004]
[0.4796666,null,0.63648170000000004]
[0.4796666,null,0.63636009999999998]
[0.4796666,null,0.63636009999999998]
[0.4795817,null,0.63636009999999998]
[0.47950959999999998,null,0.63636009999999998]
[0.47950959999999998,null,0.63636009999999998]
[0.47950959999999998,null,0.63623079999999999]
[0.47943740000000001,null,0.63614029999999999]
[0.47934490000000002,null,0.63604320000000003]
[0.4792534,null,0.63604320000000003]
[0.4792534,null,0.63604309999999997]
[0.47912779999999999,null,0.63592150000000003]
[0.47905569999999997,null,0.63592150000000003]
[0.47897079999999997,null,0.63592150000000003]
[0.47897079999999997,null,0.63592150000000003]
[0.47897079999999997,null,0.63592150000000003]
[0.47897079999999997,null,0.63570450000000001]
[0.47887819999999998,null,0.63570450000000001]
[0.47871459999999999,null,0.63547799999999999]
[0.47871459999999999,null,0.63547799999999999]
[0.47871459999999999,null,0.63547799999999999]
[0.47862969999999999,null,0.63547799999999999]
[0.47862969999999999,null,0.63547799999999999]
[0.47862969999999999,null,0.63541720000000002]
[0.47855760000000003,null,0.63535629999999998]
[0.47855760000000003,null,0.63526590000000005]
[0.47855760000000003,null,0.63526590000000005]
[0.47855760000000003,null,0.63513660000000005]
[0.47848540000000001,null,0.63503940000000003]
[0.47839290000000001,null,0.63503940000000003]
[0.47839290000000001,null,0.63503940000000003]
[0.47839290000000001,null,0.63503940000000003]
[0.47830800000000001,null,0.63503940000000003]
[0.47830800000000001,null,0.63485179999999997]
[0.47821659999999999,null,0.63485179999999997]
[0.47821649999999999,null,0.63485179999999997]
[0.47814440000000002,null,0.63473009999999996]
[0.47814440000000002,null,0.63473009999999996]
[0.47814440000000002,null,0.63473009999999996]
[0.47814440000000002,null,0.63463970000000003]
[0.47805180000000003,null,0.63463970000000003]
[0.47792620000000002,null,0.63441590000000003]
[0.47792620000000002,null,0.63441590000000003]
[0.47774879999999997,null,0.63441590000000003]
[0.47767660000000001,null,0.63441590000000003]
[0.47758519999999999,null,0.63441590000000003]
[0.47758519999999999,null,0.63441590000000003]
[0.47758519999999999,null,0.63407449999999999]
[0.47758519999999999,null,0.63407449999999999]
[0.47758519999999999,null,0.63407449999999999]
[0.47750029999999999,null,0.63407449999999999]
[0.47750029999999999,null,0.63407449999999999]
[0.47740769999999999,null,0.63397729999999997]
[0.47724420000000001,null,0.63397729999999997]
[0.47724420000000001,null,0.63397729999999997]
[0.4772441,null,0.63397729999999997]
[0.4772441,null,0.63397729999999997]
[0.4772441,null,0.63397729999999997]
[0.4772441,null,0.63397729999999997]
[0.4772441,null,0.63397729999999997]
[0.47717199999999999,null,0.6337585]
[0.47717199999999999,null,0.63353879999999996]
[0.47708709999999999,null,0.63353879999999996]
[0.47708709999999999,null,0.63353879999999996]
[0.47692240000000002,null,0.63353879999999996]
[0.476831,null,0.63353870000000001]
[0.476831,null,0.63353870000000001]
[0.476831,null,0.63353870000000001]
[0.47675879999999998,null,0.63341709999999996]
[0.47675879999999998,null,0.63332670000000002]
[0.47654829999999998,null,0.63332659999999996]
[0.47654829999999998,null,0.63332659999999996]
[0.47654829999999998,null,0.63310290000000002]
[0.47645569999999998,null,0.63310290000000002]
[0.47645569999999998,null,0.63310290000000002]
[0.47645569999999998,null,0.63297360000000003]
[0.47629100000000002,null,0.63297360000000003]
[0.47629100000000002,null,0.63285190000000002]
[0.4761996,null,0.63275479999999995]
[0.47612739999999998,null,0.63266429999999996]
[0.47612739999999998,null,0.63266429999999996]
[0.47604249999999998,null,0.63266429999999996]
[0.47597040000000002,null,0.63266429999999996]
[0.47597040000000002,null,0.63266429999999996]
[0.47597040000000002,null,0.63254259999999995]
[0.47597040000000002,null,0.63254259999999995]
[0.47587790000000002,null,0.63244549999999999]
[0.4758057,null,0.63244549999999999]
[0.47571429999999998,null,0.63244549999999999]
[0.47571419999999998,null,0.63244549999999999]
[0.47562939999999998,null,0.63221899999999998]
[0.47562939999999998,null,0.63212860000000004]
[0.47553679999999998,null,0.63212860000000004]
[0.47546470000000002,null,0.63212860000000004]
[0.47546470000000002,null,0.63212849999999998]
[0.47546470000000002,null,0.63212849999999998]
[0.47546470000000002,null,0.63212849999999998]
[0.4753925,null,0.63212849999999998]
[0.4753925,null,0.63200690000000004]
[0.47526689999999999,null,0.63191640000000004]
[0.47510980000000003,null,0.63178719999999999]
[0.47492590000000001,null,0.63168999999999997]
[0.47492590000000001,null,0.63168999999999997]
[0.47492590000000001,null,0.63168999999999997]
[0.47492580000000001,null,0.63168999999999997]
[0.47492580000000001,null,0.63168999999999997]
[0.47476879999999999,null,0.63168999999999997]
[0.47476879999999999,null,0.63150229999999996]
[0.47476879999999999,null,0.63150229999999996]
[0.47476879999999999,null,0.63137569999999998]
[0.47476879999999999,null,0.63125410000000004]
[0.47476879999999999,null,0.63125410000000004]
[0.4746763,null,0.63116369999999999]
[0.4746763,null,0.63116369999999999]
[0.47467619999999999,null,0.63116360000000005]
[0.47458479999999997,null,0.63116360000000005]
[0.47451270000000001,null,0.6310344]
[0.47451270000000001,null,0.63093719999999998]
[0.47451260000000001,null,0.63093719999999998]
[0.47433520000000001,null,0.63093719999999998]
[0.47433520000000001,null,0.63093719999999998]
[0.47433520000000001,null,0.63093719999999998]
[0.47433520000000001,null,0.63081549999999997]
[0.47433520000000001,null,0.63072510000000004]
[0.47433520000000001,null,0.63072510000000004]
[0.47433520000000001,null,0.63072510000000004]
[0.47426309999999999,null,0.63072510000000004]
[0.47426309999999999,null,0.63072510000000004]
[0.47417160000000003,null,0.63072510000000004]
[0.47408670000000003,null,0.63072510000000004]
[0.47408670000000003,null,0.63062790000000002]
[0.47386859999999997,null,0.63062790000000002]
[0.47386859999999997,null,0.63062790000000002]
[0.47386859999999997,null,0.63062790000000002]
[0.47386850000000003,null,0.63053740000000003]
[0.47379640000000001,null,0.63028649999999997]
[0.47379640000000001,null,0.63028649999999997]
[0.47379640000000001,null,0.63018929999999995]
[0.47379640000000001,null,0.63018929999999995]
[0.47370489999999998,null,0.63006269999999998]
[0.47352749999999999,null,0.63006269999999998]
[0.47352749999999999,null,0.63006269999999998]
[0.47352749999999999,null,0.62997230000000004]
[0.47352749999999999,null,0.62985060000000004]
[0.47352749999999999,null,0.62962419999999997]
[0.47352749999999999,null,0.62962419999999997]
[0.47345540000000003,null,0.62962419999999997]
[0.47327789999999997,null,0.62962419999999997]
[0.47327789999999997,null,0.62950249999999996]
[0.47327789999999997,null,0.62950249999999996]
[0.47327789999999997,null,0.62950249999999996]
[0.47320580000000001,null,0.62950249999999996]
[0.47320580000000001,null,0.62950249999999996]
[0.47320580000000001,null,0.62941199999999997]
[0.47304220000000002,null,0.62941199999999997]
[0.47291650000000002,null,0.62918560000000001]
[0.47282400000000002,null,0.62918560000000001]
[0.472667,null,0.62918560000000001]
[0.472667,null,0.62918560000000001]
[0.472667,null,0.62918560000000001]
[0.472667,null,0.62909510000000002]
[0.47257549999999998,null,0.62909510000000002]
[0.47257549999999998,null,0.6289979]
[0.47257549999999998,null,0.6289979]
[0.47250340000000002,null,0.6289979]
[0.47250340000000002,null,0.62887630000000005]
[0.47250330000000001,null,0.62887630000000005]
[0.47241080000000002,null,0.62864980000000004]
[0.4723387,null,0.62864980000000004]
[0.4723386,null,0.62864980000000004]
[0.4723386,null,0.62852319999999995]
[0.47216229999999998,null,0.62843280000000001]
[0.47216229999999998,null,0.62843280000000001]
[0.47216229999999998,null,0.62831110000000001]
[0.47216229999999998,null,0.62831110000000001]
[0.47216229999999998,null,0.62831110000000001]
[0.47206979999999998,null,0.62831110000000001]
[0.47206979999999998,null,0.62831110000000001]
[0.47206979999999998,null,0.62821400000000005]
[0.47206979999999998,null,0.62821389999999999]
[0.47199760000000002,null,0.62821389999999999]
[0.47199760000000002,null,0.62821389999999999]
[0.47199760000000002,null,0.62821389999999999]
[0.47199760000000002,null,0.62821389999999999]
[0.4719255,null,0.62799419999999995]
[0.47170840000000003,null,0.62799419999999995]
[0.47170840000000003,null,0.62799419999999995]
[0.47162349999999997,null,0.62799419999999995]
[0.47153099999999998,null,0.62799419999999995]
[0.47153099999999998,null,0.6278726]
[0.47145880000000001,null,0.62777539999999998]
[0.47145880000000001,null,0.62777539999999998]
[0.47145880000000001,null,0.62777539999999998]
[0.47145880000000001,null,0.62768489999999999]
[0.47145880000000001,null,0.62768489999999999]
[0.47145880000000001,null,0.62768489999999999]
[0.47145880000000001,null,0.62768489999999999]
[0.47145880000000001,null,0.62733680000000003]
[0.47145880000000001,null,0.62733680000000003]
[0.47130179999999999,null,0.62733680000000003]
[0.47130179999999999,null,0.62733680000000003]
[0.47130179999999999,null,0.62733680000000003]
[0.47130169999999999,null,0.62733680000000003]
[0.47111779999999998,null,0.62733680000000003]
[0.47111779999999998,null,0.62733680000000003]
[0.47111779999999998,null,0.62733680000000003]
[0.47111769999999997,null,0.62721510000000003]
[0.47103289999999998,null,0.62721510000000003]
[0.47083510000000001,null,0.62721510000000003]
[0.47083510000000001,null,0.62721510000000003]
[0.47083510000000001,null,0.62699539999999998]
[0.47076289999999998,null,0.62689819999999996]
[0.47067039999999999,null,0.62689819999999996]
[0.47057890000000002,null,0.62689819999999996]
[0.4705068,null,0.62677159999999998]
[0.4705068,null,0.62677159999999998]
[0.4704219,null,0.62677159999999998]
[0.4704219,null,0.62667450000000002]
[0.4704219,null,0.62667450000000002]
[0.47034979999999998,null,0.62658400000000003]
[0.47034979999999998,null,0.62658400000000003]
[0.47034969999999998,null,0.62646239999999997]
[0.47026489999999999,null,0.62646239999999997]
[0.47026489999999999,null,0.62633309999999998]
[0.47026489999999999,null,0.62633309999999998]
[0.47026489999999999,null,0.62624259999999998]
[0.47026479999999998,null,0.62624259999999998]
[0.47017340000000002,null,0.62624259999999998]
[0.47017340000000002,null,0.62624259999999998]
[0.47008850000000002,null,0.62624259999999998]
[0.4699238,null,0.62612100000000004]
[0.4699238,null,0.62612089999999998]
[0.4699238,null,0.62612089999999998]
[0.4699238,null,0.62602380000000002]
[0.4697982,null,0.62602380000000002]
[0.4697982,null,0.62602380000000002]
[0.4697982,null,0.62593330000000003]
[0.46972599999999998,null,0.62593330000000003]
[0.46972599999999998,null,0.62558519999999995]
[0.46972599999999998,null,0.62558519999999995]
[0.46965390000000001,null,0.62558519999999995]
[0.4694699,null,0.62558519999999995]
[0.4694699,null,0.62558519999999995]
[0.469385,null,0.62558519999999995]
[0.469385,null,0.62558519999999995]
[0.469385,null,0.62558519999999995]
[0.469385,null,0.62558519999999995]
[0.4692925,null,0.62558519999999995]
[0.4692924,null,0.62558519999999995]
[0.4692924,null,0.62548800000000004]
[0.4692924,null,0.62536639999999999]
[0.46913539999999998,null,0.6252759]
[0.46913539999999998,null,0.6252759]
[0.46904400000000002,null,0.62502000000000002]
[0.46904400000000002,null,0.62502000000000002]
[0.46895140000000002,null,0.62492289999999995]
[0.4688793,null,0.62492289999999995]
[0.4688793,null,0.62480119999999995]
[0.4688793,null,0.62480119999999995]
[0.46880709999999998,null,0.62480119999999995]
[0.46880709999999998,null,0.62480119999999995]
[0.46880709999999998,null,0.62480119999999995]
[0.46871570000000001,null,0.62480119999999995]
[0.46863080000000001,null,0.62480119999999995]
[0.46863080000000001,null,0.62480119999999995]
[0.46853820000000002,null,0.62461359999999999]
[0.46853820000000002,null,0.62461359999999999]
[0.46853820000000002,null,0.62448429999999999]
[0.46841260000000001,null,0.62448429999999999]
[0.46841260000000001,null,0.62448429999999999]
[0.46834049999999999,null,0.62448429999999999]
[0.46834039999999999,null,0.62436259999999999]
[0.46825559999999999,null,0.62436259999999999]
[0.46825559999999999,null,0.62436259999999999]
[0.46825559999999999,null,0.62436259999999999]
[0.46818340000000003,null,0.62436259999999999]
[0.46818340000000003,null,0.62427220000000005]
[0.46818340000000003,null,0.62415050000000005]
[0.46809200000000001,null,0.62415050000000005]
[0.46809200000000001,null,0.62415050000000005]
[0.46799940000000001,null,0.62415050000000005]
[0.46799940000000001,null,0.62415050000000005]
[0.46791450000000001,null,0.62402120000000005]
[0.46791450000000001,null,0.62392409999999998]
[0.46791450000000001,null,0.6237975]
[0.46791450000000001,null,0.6237975]
[0.46791450000000001,null,0.62370700000000001]
[0.46784239999999999,null,0.62370700000000001]
[0.46784239999999999,null,0.62370700000000001]
[0.46784239999999999,null,0.62348820000000005]
[0.46775090000000002,null,0.62348820000000005]
[0.46775090000000002,null,0.62348820000000005]
[0.46765839999999997,null,0.62348820000000005]
[0.46758620000000001,null,0.62348820000000005]
[0.46758620000000001,null,0.62348820000000005]
[0.46758620000000001,null,0.62348820000000005]
[0.46758620000000001,null,0.62339100000000003]
[0.46758620000000001,null,0.62339100000000003]
[0.46758620000000001,null,0.62317129999999998]
[0.46758620000000001,null,0.62317129999999998]
[0.46758620000000001,null,0.62317129999999998]
[0.46740880000000001,null,0.62317129999999998]
[0.46728320000000001,null,0.62304959999999998]
[0.46711960000000002,null,0.62304959999999998]
[0.46711960000000002,null,0.62304959999999998]
[0.46711960000000002,null,0.62304959999999998]
[0.46711960000000002,null,0.62304959999999998]
[0.46711960000000002,null,0.62295909999999999]
[0.46711950000000002,null,0.62286200000000003]
[0.46703470000000002,null,0.62286200000000003]
[0.46703470000000002,null,0.62286200000000003]
[0.4669625,null,0.62286200000000003]
[0.4669625,null,0.62286189999999997]
[0.4669625,null,0.62273270000000003]
[0.4669625,null,0.62273270000000003]
[0.4669625,null,0.62264220000000003]
[0.4669625,null,0.62254500000000002]
[0.46687109999999998,null,0.62242339999999996]
[0.46677849999999999,null,0.62229679999999998]
[0.46670640000000002,null,0.62229679999999998]
[0.46662150000000002,null,0.62229679999999998]
[0.46662150000000002,null,0.62229679999999998]
[0.46662150000000002,null,0.62220640000000005]
[0.46662150000000002,null,0.62220640000000005]
[0.4665493,null,0.62220629999999999]
[0.4665493,null,0.62220629999999999]
[0.4665493,null,0.62220629999999999]
[0.46647719999999998,null,0.62195540000000005]
[0.46647719999999998,null,0.62185820000000003]
[0.46647719999999998,null,0.62185820000000003]
[0.46622760000000002,null,0.62185820000000003]
[0.46622760000000002,null,0.62185820000000003]
[0.4661361,null,0.62185820000000003]
[0.46601049999999999,null,0.62185820000000003]
[0.46601049999999999,null,0.62185820000000003]
[0.46601049999999999,null,0.62185820000000003]
[0.46601049999999999,null,0.62172890000000003]
[0.46601049999999999,null,0.62163849999999998]
[0.46593839999999997,null,0.62163849999999998]
[0.46585349999999998,null,0.62141970000000002]
[0.46585349999999998,null,0.62141970000000002]
[0.46585349999999998,null,0.62141970000000002]
[0.46585349999999998,null,0.62141970000000002]
[0.46578130000000001,null,0.62141959999999996]
[0.46578130000000001,null,0.62141959999999996]
[0.46568880000000001,null,0.62141959999999996]
[0.46568880000000001,null,0.62129040000000002]
[0.46568880000000001,null,0.62107829999999997]
[0.46568880000000001,null,0.62107829999999997]
[0.46561659999999999,null,0.62098109999999995]
[0.46561659999999999,null,0.62098109999999995]
[0.46553169999999999,null,0.62098109999999995]
[0.46553169999999999,null,0.62098109999999995]
[0.46553169999999999,null,0.62098109999999995]
[0.46553169999999999,null,0.62085939999999995]
[0.46540609999999999,null,0.62085939999999995]
[0.46524140000000003,null,0.62085939999999995]
[0.46515000000000001,null,0.62063970000000002]
[0.46515000000000001,null,0.62063970000000002]
[0.46515000000000001,null,0.62063970000000002]
[0.46515000000000001,null,0.62051800000000001]
[0.46515000000000001,null,0.62042090000000005]
[0.46514990000000001,null,0.62042079999999999]
[0.46506510000000001,null,0.62042079999999999]
[0.46499289999999999,null,0.62042079999999999]
[0.46499289999999999,null,0.62042079999999999]
[0.46499289999999999,null,0.62029429999999997]
[0.46499289999999999,null,0.62029429999999997]
[0.46499289999999999,null,0.62029429999999997]
[0.46499289999999999,null,0.62029429999999997]
[0.46492080000000002,null,0.62006779999999995]
[0.46492080000000002,null,0.62006779999999995]
[0.46482820000000002,null,0.62006779999999995]
[0.46474330000000003,null,0.62006779999999995]
[0.46465190000000001,null,0.61994610000000006]
[0.46465190000000001,null,0.61985570000000001]
[0.46465190000000001,null,0.61985570000000001]
[0.46465190000000001,null,0.61985570000000001]
[0.46465190000000001,null,0.61975849999999999]
[0.46465190000000001,null,0.61975849999999999]
[0.46465190000000001,null,0.61975849999999999]
[0.46457969999999998,null,0.61975849999999999]
[0.46457969999999998,null,0.61975849999999999]
[0.46457969999999998,null,0.61975849999999999]
[0.46457969999999998,null,0.61975849999999999]
[0.46445409999999998,null,0.61962919999999999]
[0.46436149999999998,null,0.61953199999999997]
[0.46427669999999999,null,0.61953199999999997]
[0.46420450000000002,null,0.61931999999999998]
[0.46420450000000002,null,0.61931990000000003]
[0.4641131,null,0.61931990000000003]
[0.4641131,null,0.61931990000000003]
[0.4641131,null,0.61931990000000003]
[0.4641131,null,0.61919829999999998]
[0.4641131,null,0.61919829999999998]
[0.4641131,null,0.61919829999999998]
[0.46395599999999998,null,0.61919829999999998]
[0.46395599999999998,null,0.61919829999999998]
[0.46395599999999998,null,0.61919829999999998]
[0.46395599999999998,null,0.61897849999999999]
[0.46395599999999998,null,0.61897849999999999]
[0.46388390000000002,null,0.61888140000000003]
[0.46375,null,0.61888140000000003]
[0.46370749999999999,null,0.61888140000000003]
[0.463615,null,0.61888129999999997]
[0.46354279999999998,null,0.61875970000000002]
[0.46354279999999998,null,0.61875970000000002]
[0.46354279999999998,null,0.61875970000000002]
[0.46341719999999997,null,0.61875970000000002]
[0.46341719999999997,null,0.61866920000000003]
[0.46341719999999997,null,0.61866920000000003]
[0.46332469999999998,null,0.61866920000000003]
[0.46325250000000001,null,0.61866920000000003]
[0.46325250000000001,null,0.61866920000000003]
[0.46316109999999999,null,0.61854759999999998]
[0.46316109999999999,null,0.61845039999999996]
[0.46316099999999999,null,0.61845039999999996]
[0.46316099999999999,null,0.61845039999999996]
[0.46316099999999999,null,0.61845039999999996]
[0.46316099999999999,null,0.61845039999999996]
[0.46307619999999999,null,0.61832109999999996]
[0.46300400000000003,null,0.61832109999999996]
[0.46291260000000001,null,0.61819449999999998]
[0.46291260000000001,null,0.61819449999999998]
[0.46291260000000001,null,0.61819449999999998]
[0.46291260000000001,null,0.61810410000000005]
[0.46273510000000001,null,0.61810410000000005]
[0.46273510000000001,null,0.61810410000000005]
[0.46273510000000001,null,0.61798240000000004]
[0.46273510000000001,null,0.61798240000000004]
[0.46266299999999999,null,0.61798240000000004]
[0.46266299999999999,null,0.61798240000000004]
[0.46266299999999999,null,0.61785319999999999]
[0.46266299999999999,null,0.61775599999999997]
[0.46257809999999999,null,0.61775599999999997]
[0.46257809999999999,null,0.61775599999999997]
[0.46257809999999999,null,0.61775599999999997]
[0.46241450000000001,null,0.61775599999999997]
[0.46241450000000001,null,0.61775599999999997]
[0.46241450000000001,null,0.61775599999999997]
[0.46232190000000001,null,0.61775599999999997]
[0.46216489999999999,null,0.61775599999999997]
[0.46203929999999999,null,0.61775599999999997]
[0.46203929999999999,null,0.61754390000000003]
[0.46203929999999999,null,0.61754390000000003]
[0.46203929999999999,null,0.61754390000000003]
[0.46203929999999999,null,0.61741460000000004]
[0.46203929999999999,null,0.61741460000000004]
[0.46203929999999999,null,0.61741460000000004]
[0.46203929999999999,null,0.61741460000000004]
[0.46203929999999999,null,0.61741460000000004]
[0.46203929999999999,null,0.61741460000000004]
[0.46194669999999999,null,0.61741460000000004]
[0.46187460000000002,null,0.61741460000000004]
[0.46187460000000002,null,0.61741460000000004]
[0.46178970000000003,null,0.61729290000000003]
[0.46178970000000003,null,0.61719570000000001]
[0.4616982,null,0.61719570000000001]
[0.4616982,null,0.61710529999999997]
[0.4616982,null,0.61710529999999997]
[0.4616982,null,0.61710529999999997]
[0.46162609999999998,null,0.61697599999999997]
[0.46162609999999998,null,0.61687879999999995]
[0.46153349999999999,null,0.61687879999999995]
[0.46153349999999999,null,0.61687879999999995]
[0.46153349999999999,null,0.61687879999999995]
[0.46144210000000002,null,0.61687879999999995]
[0.4613699,null,0.61687879999999995]
[0.461285,null,0.61678160000000004]
[0.461285,null,0.61678160000000004]
[0.461285,null,0.61678160000000004]
[0.461285,null,0.61678160000000004]
[0.461285,null,0.61665999999999999]
[0.46121289999999998,null,0.61665999999999999]
[0.46121289999999998,null,0.61665999999999999]
[0.46121289999999998,null,0.61647229999999997]
[0.46121289999999998,null,0.61647229999999997]
[0.46112799999999998,null,0.61647229999999997]
[0.46112799999999998,null,0.61634310000000003]
[0.46103539999999998,null,0.61609480000000005]
[0.46094400000000002,null,0.61609480000000005]
[0.46081840000000002,null,0.61599769999999998]
[0.46081840000000002,null,0.61599769999999998]
[0.46081840000000002,null,0.61599760000000003]
[0.46081840000000002,null,0.61599760000000003]
[0.46081840000000002,null,0.61599760000000003]
[0.46081840000000002,null,0.61599760000000003]
[0.46074619999999999,null,0.61599760000000003]
[0.4606613,null,0.61587599999999998]
[0.4606613,null,0.61578549999999999]
[0.4606613,null,0.61565630000000005]
[0.4606613,null,0.61565630000000005]
[0.4606613,null,0.61565630000000005]
[0.46058919999999998,null,0.61565619999999999]
[0.46058919999999998,null,0.61555910000000003]
[0.46049770000000001,null,0.61555910000000003]
[0.46049770000000001,null,0.61543740000000002]
[0.46049770000000001,null,0.61543740000000002]
[0.46049770000000001,null,0.61543740000000002]
[0.46033299999999999,null,0.61534699999999998]
[0.46033299999999999,null,0.61521769999999998]
[0.46024809999999999,null,0.61521769999999998]
[0.46024809999999999,null,0.61521769999999998]
[0.46024809999999999,null,0.61521769999999998]
[0.46024809999999999,null,0.61521769999999998]
[0.46017599999999997,null,0.61509599999999998]
[0.46017599999999997,null,0.61509599999999998]
[0.46017599999999997,null,0.61509599999999998]
[0.46017599999999997,null,0.61499879999999996]
[0.46017599999999997,null,0.61499879999999996]
[0.46001130000000001,null,0.61499879999999996]
[0.45992640000000001,null,0.61478670000000002]
[0.45983499999999999,null,0.61478670000000002]
[0.45983499999999999,null,0.61478670000000002]
[0.45983499999999999,null,0.61468959999999995]
[0.45983489999999999,null,0.6146895]
[0.45983489999999999,null,0.6146895]
[0.45983489999999999,null,0.6146895]
[0.45983489999999999,null,0.6146895]
[0.45976280000000003,null,0.61456789999999994]
[0.45967789999999997,null,0.61447070000000004]
[0.45955230000000002,null,0.61434140000000004]
[0.45955230000000002,null,0.61434140000000004]
[0.45955230000000002,null,0.61434140000000004]
[0.45945970000000003,null,0.61434140000000004]
[0.45936830000000001,null,0.61434140000000004]
[0.45936830000000001,null,0.61412440000000001]
[0.45929609999999998,null,0.61412440000000001]
[0.45929609999999998,null,0.6140272]
[0.45929609999999998,null,0.61390560000000005]
[0.45929609999999998,null,0.61390560000000005]
[0.45920359999999999,null,0.61390560000000005]
[0.45920359999999999,null,0.61390549999999999]
[0.45920359999999999,null,0.61390549999999999]
[0.45913140000000002,null,0.61390549999999999]
[0.45904650000000002,null,0.61390549999999999]
[0.45904650000000002,null,0.61381509999999995]
[0.45904650000000002,null,0.61381509999999995]
[0.45904650000000002,null,0.61346699999999998]
[0.45904650000000002,null,0.61346699999999998]
[0.45904650000000002,null,0.61346699999999998]
[0.4589744,null,0.61346699999999998]
[0.45888180000000001,null,0.61346699999999998]
[0.45879700000000001,null,0.61346699999999998]
[0.45879700000000001,null,0.61346699999999998]
[0.45872479999999999,null,0.61337649999999999]
[0.45872479999999999,null,0.61337649999999999]
[0.45872479999999999,null,0.61337649999999999]
[0.45863340000000002,null,0.61327929999999997]
[0.45863340000000002,null,0.61327929999999997]
[0.45863340000000002,null,0.61327929999999997]
[0.45863340000000002,null,0.61315010000000003]
[0.4585612,null,0.61315010000000003]
[0.4584763,null,0.61315010000000003]
[0.4584763,null,0.61302840000000003]
[0.4584763,null,0.61302840000000003]
[0.4584763,null,0.61302840000000003]
[0.4584763,null,0.61302840000000003]
[0.4584763,null,0.61293120000000001]
[0.4584763,null,0.61293120000000001]
[0.45838489999999998,null,0.61293120000000001]
[0.45838489999999998,null,0.61293120000000001]
[0.45816669999999998,null,0.61293120000000001]
[0.45816669999999998,null,0.61293120000000001]
[0.45816669999999998,null,0.61280460000000003]
[0.45816669999999998,null,0.61280460000000003]
[0.45809450000000002,null,0.61268299999999998]
[0.45809450000000002,null,0.61249540000000002]
[0.45809450000000002,null,0.61249540000000002]
[0.45809450000000002,null,0.61249529999999996]
[0.45809450000000002,null,0.61249529999999996]
[0.45800970000000002,null,0.61249529999999996]
[0.45800960000000002,null,0.61249529999999996]
[0.45800960000000002,null,0.61224440000000002]
[0.45800960000000002,null,0.61224440000000002]
[0.45800960000000002,null,0.61224440000000002]
[0.45800960000000002,null,0.61224440000000002]
[0.4579375,null,0.61224440000000002]
[0.45775349999999998,null,0.61224440000000002]
[0.45775349999999998,null,0.6121472]
[0.45775349999999998,null,0.6121472]
[0.45775349999999998,null,0.61205679999999996]
[0.45775349999999998,null,0.61205679999999996]
[0.45766859999999998,null,0.61205679999999996]
[0.45766859999999998,null,0.61205679999999996]
[0.45766859999999998,null,0.61205679999999996]
[0.45766859999999998,null,0.61205670000000001]
[0.45757609999999999,null,0.61205670000000001]
[0.45757609999999999,null,0.61195960000000005]
[0.45750390000000002,null,0.61183030000000005]
[0.45750390000000002,null,0.61170869999999999]
[0.45737830000000002,null,0.61170869999999999]
[0.45728679999999999,null,0.61170869999999999]
[0.457202,null,0.61170860000000005]
[0.45720189999999999,null,0.61170860000000005]
[0.45720189999999999,null,0.61170860000000005]
[0.45720189999999999,null,0.6116182]
[0.45712979999999998,null,0.61152099999999998]
[0.45703830000000001,null,0.61152099999999998]
[0.45703830000000001,null,0.61152099999999998]
[0.45695350000000001,null,0.61152099999999998]
[0.45695350000000001,null,0.61139940000000004]
[0.45695350000000001,null,0.61139940000000004]
[0.45695350000000001,null,0.61139940000000004]
[0.45686090000000001,null,0.61139929999999998]
[0.45686090000000001,null,0.61127010000000004]
[0.45686090000000001,null,0.61127010000000004]
[0.45686090000000001,null,0.61127010000000004]
[0.45678869999999999,null,0.61127010000000004]
[0.45678869999999999,null,0.61127010000000004]
[0.45678869999999999,null,0.61114349999999995]
[0.45678869999999999,null,0.61114349999999995]
[0.45678869999999999,null,0.61105299999999996]
[0.4566962,null,0.6109559]
[0.45662399999999997,null,0.6109559]
[0.45653919999999998,null,0.61083419999999999]
[0.45653919999999998,null,0.61083419999999999]
[0.45653919999999998,null,0.61083419999999999]
[0.45653919999999998,null,0.61083419999999999]
[0.45644770000000001,null,0.61070489999999999]
[0.45637559999999999,null,0.61070489999999999]
[0.45637559999999999,null,0.61070489999999999]
[0.45637559999999999,null,0.61070489999999999]
[0.45628299999999999,null,0.61058330000000005]
[0.45628299999999999,null,0.61048610000000003]
[0.45628299999999999,null,0.61048610000000003]
[0.4561981,null,0.61048610000000003]
[0.4561981,null,0.61048610000000003]
[0.4561981,null,0.61048610000000003]
[0.4561981,null,0.61048610000000003]
[0.4561981,null,0.61036440000000003]
[0.45590779999999997,null,0.61036440000000003]
[0.45590779999999997,null,0.61036440000000003]
[0.45590779999999997,null,0.61027399999999998]
[0.45590779999999997,null,0.61017679999999996]
[0.45581640000000001,null,0.61004749999999996]
[0.45581640000000001,null,0.61004749999999996]
[0.45573150000000001,null,0.61004749999999996]
[0.45573150000000001,null,0.61004749999999996]
[0.45573150000000001,null,0.61004749999999996]
[0.45573150000000001,null,0.61004749999999996]
[0.45565929999999999,null,0.60992579999999996]
[0.45565929999999999,null,0.60992579999999996]
[0.45565929999999999,null,0.60992579999999996]
[0.45557439999999999,null,0.60992579999999996]
[0.45557439999999999,null,0.60992579999999996]
[0.45557439999999999,null,0.60992579999999996]
[0.4554819,null,0.6098287]
[0.4554819,null,0.6098287]
[0.4554819,null,0.60973820000000001]
[0.45539039999999997,null,0.60961659999999995]
[0.45531830000000001,null,0.60961659999999995]
[0.45531830000000001,null,0.60961650000000001]
[0.45531830000000001,null,0.60961650000000001]
[0.45531830000000001,null,0.60948999999999998]
[0.45531830000000001,null,0.60948999999999998]
[0.45531830000000001,null,0.60936069999999998]
[0.45531830000000001,null,0.60926349999999996]
[0.45531830000000001,null,0.60926349999999996]
[0.45524609999999999,null,0.60926349999999996]
[0.45524609999999999,null,0.60914190000000001]
[0.45516119999999999,null,0.60914190000000001]
[0.45516119999999999,null,0.60914179999999996]
[0.45516119999999999,null,0.60914179999999996]
[0.45516119999999999,null,0.60902020000000001]
[0.45516119999999999,null,0.60902020000000001]
[0.45516119999999999,null,0.60892299999999999]
[0.45516119999999999,null,0.60892299999999999]
[0.45503559999999998,null,0.60892299999999999]
[0.45503559999999998,null,0.60892299999999999]
[0.45496340000000002,null,0.60879369999999999]
[0.45496340000000002,null,0.60879369999999999]
[0.45478600000000002,null,0.60870329999999995]
[0.4546946,null,0.60870329999999995]
[0.4546946,null,0.60870329999999995]
[0.4546946,null,0.60870329999999995]
[0.45462239999999998,null,0.60870329999999995]
[0.45462239999999998,null,0.60858159999999994]
[0.45462239999999998,null,0.60858159999999994]
[0.45462239999999998,null,0.60848440000000004]
[0.45453749999999998,null,0.60848440000000004]
[0.45453749999999998,null,0.60848440000000004]
[0.45437280000000002,null,0.60848440000000004]
[0.45437280000000002,null,0.60839399999999999]
[0.45437280000000002,null,0.60839399999999999]
[0.45437280000000002,null,0.60839399999999999]
[0.45437280000000002,null,0.60829679999999997]
[0.45428790000000002,null,0.60829679999999997]
[0.45428790000000002,null,0.608236]
[0.45428790000000002,null,0.60817509999999997]
[0.45428790000000002,null,0.60817509999999997]
[0.45428790000000002,null,0.60817509999999997]
[0.4542158,null,0.60804590000000003]
[0.4542158,null,0.60804590000000003]
[0.45403949999999998,null,0.60804590000000003]
[0.45403939999999998,null,0.60804579999999997]
[0.45394689999999999,null,0.60785820000000002]
[0.45394689999999999,null,0.60785820000000002]
[0.45394689999999999,null,0.60785820000000002]
[0.45394689999999999,null,0.60773160000000004]
[0.45394689999999999,null,0.60773160000000004]
[0.45394689999999999,null,0.60773160000000004]
[0.45394689999999999,null,0.60760239999999999]
[0.45394689999999999,null,0.60750519999999997]
[0.45387470000000002,null,0.60738349999999997]
[0.45387470000000002,null,0.60738349999999997]
[0.45387470000000002,null,0.60738349999999997]
[0.45378990000000002,null,0.60738349999999997]
[0.4536984,null,0.60729310000000003]
[0.4536984,null,0.60729310000000003]
[0.4536984,null,0.60729310000000003]
[0.4536984,null,0.60729310000000003]
[0.4536984,null,0.60717140000000003]
[0.4534802,null,0.60717140000000003]
[0.4534802,null,0.60707420000000001]
[0.4533953,null,0.60707420000000001]
[0.4533953,null,0.60707420000000001]
[0.4533953,null,0.60694499999999996]
[0.45332319999999998,null,0.60694499999999996]
[0.45332319999999998,null,0.60694490000000001]
[0.45332319999999998,null,0.60694490000000001]
[0.45332319999999998,null,0.60684780000000005]
[0.45325100000000001,null,0.60684780000000005]
[0.45325100000000001,null,0.60672610000000005]
[0.45325100000000001,null,0.60672610000000005]
[0.45325100000000001,null,0.60672610000000005]
[0.45325100000000001,null,0.60672610000000005]
[0.45315850000000002,null,0.6066357]
[0.45315850000000002,null,0.6066357]
[0.453067,null,0.6066357]
[0.4529822,null,0.6066357]
[0.4529822,null,0.60663560000000005]
[0.45290999999999998,null,0.606514]
[0.45290999999999998,null,0.606514]
[0.45290999999999998,null,0.606514]
[0.45290999999999998,null,0.60641679999999998]
[0.45290999999999998,null,0.60628760000000004]
[0.45290999999999998,null,0.60628749999999998]
[0.45290999999999998,null,0.60628749999999998]
[0.45290999999999998,null,0.60628749999999998]
[0.45266040000000002,null,0.60628749999999998]
[0.452569,null,0.60628749999999998]
[0.452569,null,0.60616590000000004]
[0.452569,null,0.60616590000000004]
[0.452569,null,0.60607540000000004]
[0.452569,null,0.60607540000000004]
[0.452569,null,0.60597820000000002]
[0.452569,null,0.60585169999999999]
[0.45249679999999998,null,0.60585169999999999]
[0.45237119999999997,null,0.60585169999999999]
[0.45228629999999997,null,0.60572999999999999]
[0.45228629999999997,null,0.60572999999999999]
[0.45228629999999997,null,0.60572999999999999]
[0.45221410000000001,null,0.60572999999999999]
[0.45221410000000001,null,0.60572999999999999]
[0.45203670000000001,null,0.60572999999999999]
[0.45194529999999999,null,0.60572999999999999]
[0.45194529999999999,null,0.60572999999999999]
[0.45194529999999999,null,0.60551029999999995]
[0.45194529999999999,null,0.60541310000000004]
[0.45194529999999999,null,0.60541310000000004]
[0.45194529999999999,null,0.60541310000000004]
[0.45194529999999999,null,0.60541310000000004]
[0.45187310000000003,null,0.60541310000000004]
[0.45187310000000003,null,0.60541310000000004]
[0.45187310000000003,null,0.60529140000000003]
[0.45187310000000003,null,0.60529140000000003]
[0.45187310000000003,null,0.60529140000000003]
[0.45178059999999998,null,0.60529140000000003]
[0.45178059999999998,null,0.60529140000000003]
[0.45178059999999998,null,0.60519429999999996]
[0.45169569999999998,null,0.60519420000000002]
[0.45169569999999998,null,0.60519420000000002]
[0.45169569999999998,null,0.60519420000000002]
[0.45162350000000001,null,0.60519420000000002]
[0.45162350000000001,null,0.60485290000000003]
[0.45162350000000001,null,0.60485290000000003]
[0.45162350000000001,null,0.60475570000000001]
[0.45162350000000001,null,0.60475570000000001]
[0.45153209999999999,null,0.60475570000000001]
[0.45153209999999999,null,0.60475570000000001]
[0.45135459999999999,null,0.60475570000000001]
[0.45135459999999999,null,0.60475570000000001]
[0.45135459999999999,null,0.60475570000000001]
[0.45128249999999998,null,0.60456829999999995]
[0.45128249999999998,null,0.60456829999999995]
[0.45128249999999998,null,0.60437819999999998]
[0.45128249999999998,null,0.60428099999999996]
[0.45119759999999998,null,0.60428099999999996]
[0.45099980000000001,null,0.60428099999999996]
[0.45099980000000001,null,0.60428099999999996]
[0.45099980000000001,null,0.60428099999999996]
[0.45090839999999999,null,0.60428099999999996]
[0.45090839999999999,null,0.60428099999999996]
[0.45090839999999999,null,0.60419049999999996]
[0.45090839999999999,null,0.60406890000000002]
[0.45090839999999999,null,0.60406890000000002]
[0.45083620000000002,null,0.60406890000000002]
[0.45083620000000002,null,0.60393960000000002]
[0.45075130000000002,null,0.6038424]
[0.45075130000000002,null,0.6038424]
[0.45065880000000003,null,0.6038424]
[0.45065880000000003,null,0.6038424]
[0.45065880000000003,null,0.6038424]
[0.45065880000000003,null,0.6038424]
[0.45065880000000003,null,0.6038424]
[0.45065880000000003,null,0.6038424]
[0.4505866,null,0.60374519999999998]
[0.4505866,null,0.60374519999999998]
[0.4505866,null,0.60374519999999998]
[0.4505866,null,0.60362360000000004]
[0.4505866,null,0.60362360000000004]
[0.4505017,null,0.60353310000000004]
[0.45042959999999999,null,0.60353310000000004]
[0.45042959999999999,null,0.60340380000000005]
[0.45042959999999999,null,0.60340380000000005]
[0.45033810000000002,null,0.60330660000000003]
[0.45033810000000002,null,0.60330660000000003]
[0.45033810000000002,null,0.60330660000000003]
[0.45033810000000002,null,0.60330660000000003]
[0.45033810000000002,null,0.60318499999999997]
[0.45024560000000002,null,0.60318499999999997]
[0.45016070000000002,null,0.60318499999999997]
[0.45016070000000002,null,0.60318499999999997]
[0.45016070000000002,null,0.60308779999999995]
[0.45016070000000002,null,0.60308779999999995]
[0.4500885,null,0.60308779999999995]
[0.4500885,null,0.60308779999999995]
[0.4500885,null,0.60308779999999995]
[0.44987149999999998,null,0.60308779999999995]
[0.44969399999999998,null,0.60308779999999995]
[0.44969399999999998,null,0.60308779999999995]
[0.44969399999999998,null,0.60296609999999995]
[0.44969399999999998,null,0.60287570000000001]
[0.44969399999999998,null,0.60274640000000002]
[0.44969399999999998,null,0.6026492]
[0.44969399999999998,null,0.6026492]
[0.44969399999999998,null,0.6026492]
[0.44969399999999998,null,0.6026492]
[0.44962190000000002,null,0.6026492]
[0.44962190000000002,null,0.6026492]
[0.44962190000000002,null,0.6026492]
[0.44962190000000002,null,0.60252260000000002]
[0.44962190000000002,null,0.60252260000000002]
[0.44952930000000002,null,0.60252260000000002]
[0.44952930000000002,null,0.60242549999999995]
[0.4494379,null,0.60242549999999995]
[0.449353,null,0.60230379999999994]
[0.449353,null,0.60230379999999994]
[0.44928079999999998,null,0.60217449999999995]
[0.44928079999999998,null,0.60217449999999995]
[0.44928079999999998,null,0.60195569999999998]
[0.44928079999999998,null,0.60195569999999998]
[0.44928079999999998,null,0.60195569999999998]
[0.44928079999999998,null,0.60195569999999998]
[0.44928079999999998,null,0.60195569999999998]
[0.44928079999999998,null,0.60186519999999999]
[0.44928079999999998,null,0.60186519999999999]
[0.44912380000000002,null,0.60186519999999999]
[0.44912380000000002,null,0.60186519999999999]
[0.44912380000000002,null,0.60186519999999999]
[0.44912380000000002,null,0.60176799999999997]
[0.44912380000000002,null,0.60176799999999997]
[0.44903120000000002,null,0.60151710000000003]
[0.4489591,null,0.60151710000000003]
[0.4489591,null,0.60151710000000003]
[0.44886759999999998,null,0.60151710000000003]
[0.44878279999999998,null,0.60151710000000003]
[0.44878279999999998,null,0.60151710000000003]
[0.44878279999999998,null,0.60151710000000003]
[0.44878279999999998,null,0.60141990000000001]
[0.44878269999999998,null,0.60141990000000001]
[0.44878269999999998,null,0.60141990000000001]
[0.44871060000000001,null,0.60141990000000001]
[0.44858500000000001,null,0.60141990000000001]
[0.44858500000000001,null,0.60129829999999995]
[0.44858500000000001,null,0.60120779999999996]
[0.44858500000000001,null,0.60120779999999996]
[0.44858500000000001,null,0.60120779999999996]
[0.44858500000000001,null,0.6009814]
[0.44851279999999999,null,0.60085480000000002]
[0.4483354,null,0.60085480000000002]
[0.4483354,null,0.60085480000000002]
[0.4483354,null,0.60073310000000002]
[0.4483354,null,0.60073310000000002]
[0.4483354,null,0.60073310000000002]
[0.44824389999999997,null,0.60063599999999995]
[0.44824389999999997,null,0.6006359]
[0.44824389999999997,null,0.6006359]
[0.44824389999999997,null,0.6006359]
[0.44817180000000001,null,0.6006359]
[0.44817180000000001,null,0.6006359]
[0.44817180000000001,null,0.60053880000000004]
[0.44817180000000001,null,0.60053880000000004]
[0.44809959999999999,null,0.60053880000000004]
[0.44800709999999999,null,0.60044830000000005]
[0.44800709999999999,null,0.60044830000000005]
[0.44800709999999999,null,0.60031900000000005]
[0.44792219999999999,null,0.60019739999999999]
[0.44792219999999999,null,0.60019739999999999]
[0.44792219999999999,null,0.60019739999999999]
[0.44792219999999999,null,0.60019739999999999]
[0.44792219999999999,null,0.60019739999999999]
[0.44792219999999999,null,0.60019739999999999]
[0.44792219999999999,null,0.60010019999999997]
[0.44792219999999999,null,0.60010019999999997]
[0.44792219999999999,null,0.60010019999999997]
[0.44785000000000003,null,0.60010019999999997]
[0.44785000000000003,null,0.59997089999999997]
[0.44785000000000003,null,0.59984930000000003]
[0.44775749999999997,null,0.59984919999999997]
[0.44775749999999997,null,0.59984919999999997]
[0.44775749999999997,null,0.59984919999999997]
[0.44766600000000001,null,0.59975210000000001]
[0.44750899999999999,null,0.59975210000000001]
[0.44750899999999999,null,0.59975210000000001]
[0.44750899999999999,null,0.59963040000000001]
[0.44750899999999999,null,0.59963040000000001]
[0.44738339999999999,null,0.59963040000000001]
[0.44738339999999999,null,0.59963040000000001]
[0.44731120000000002,null,0.59963040000000001]
[0.44722630000000002,null,0.59941069999999996]
[0.44722630000000002,null,0.59931350000000005]
[0.44722630000000002,null,0.59931350000000005]
[0.44722630000000002,null,0.59931350000000005]
[0.44722630000000002,null,0.59931350000000005]
[0.44722630000000002,null,0.59918689999999997]
[0.4471349,null,0.59918689999999997]
[0.4471349,null,0.59918689999999997]
[0.44706269999999998,null,0.59918689999999997]
[0.44706269999999998,null,0.59918689999999997]
[0.44706269999999998,null,0.59918689999999997]
[0.44697019999999998,null,0.59918689999999997]
[0.44697019999999998,null,0.59918689999999997]
[0.44697019999999998,null,0.59918689999999997]
[0.44697019999999998,null,0.59918689999999997]
[0.44681320000000002,null,0.59918689999999997]
[0.44681320000000002,null,0.5989681]
[0.44681320000000002,null,0.5989681]
[0.44681320000000002,null,0.59874839999999996]
[0.44681310000000002,null,0.59874830000000001]
[0.44681310000000002,null,0.59874830000000001]
[0.44672060000000002,null,0.59874830000000001]
[0.44672060000000002,null,0.59874830000000001]
[0.44672060000000002,null,0.59874830000000001]
[0.44672060000000002,null,0.59874830000000001]
[0.4466485,null,0.59874830000000001]
[0.4466484,null,0.59861900000000001]
[0.4465636,null,0.59861900000000001]
[0.4465636,null,0.59849739999999996]
[0.44647209999999998,null,0.59849739999999996]
[0.44647209999999998,null,0.59849739999999996]
[0.44647209999999998,null,0.59840020000000005]
[0.44647209999999998,null,0.59840020000000005]
[0.44631510000000002,null,0.59840020000000005]
[0.44631510000000002,null,0.59840020000000005]
[0.44631510000000002,null,0.59840020000000005]
[0.44631510000000002,null,0.59840020000000005]
[0.44622250000000002,null,0.59840020000000005]
[0.44622250000000002,null,0.59840020000000005]
[0.44622250000000002,null,0.59840020000000005]
[0.4461311,null,0.59827850000000005]
[0.4461311,null,0.59812350000000003]
[0.4460462,null,0.59796170000000004]
[0.4460462,null,0.59796170000000004]
[0.4460462,null,0.59796159999999998]
[0.44597399999999998,null,0.59796159999999998]
[0.44597399999999998,null,0.59796159999999998]
[0.44584839999999998,null,0.59796159999999998]
[0.44584839999999998,null,0.59796159999999998]
[0.44584839999999998,null,0.59784000000000004]
[0.44584839999999998,null,0.59784000000000004]
[0.44584839999999998,null,0.59784000000000004]
[0.44584839999999998,null,0.59784000000000004]
[0.44577630000000001,null,0.59784000000000004]
[0.44577630000000001,null,0.59784000000000004]
[0.44577630000000001,null,0.59771070000000004]
[0.44569140000000002,null,0.59758409999999995]
[0.44569140000000002,null,0.59748699999999999]
[0.44569140000000002,null,0.59748690000000004]
[0.44569140000000002,null,0.59748690000000004]
[0.44569140000000002,null,0.59748690000000004]
[0.44559880000000002,null,0.59748690000000004]
[0.44559880000000002,null,0.59748690000000004]
[0.44559880000000002,null,0.5973965]
[0.4454418,null,0.5973965]
[0.4454418,null,0.5972672]
[0.4454418,null,0.59714560000000005]
[0.44535029999999998,null,0.5971455]
[0.44535029999999998,null,0.59704840000000003]
[0.44535029999999998,null,0.59704840000000003]
[0.44527820000000001,null,0.59704840000000003]
[0.44519330000000001,null,0.59704840000000003]
[0.44519330000000001,null,0.59704840000000003]
[0.44519330000000001,null,0.59704840000000003]
[0.44519330000000001,null,0.59704840000000003]
[0.44519330000000001,null,0.59704840000000003]
[0.44519330000000001,null,0.59704840000000003]
[0.44519330000000001,null,0.59691910000000004]
[0.44519330000000001,null,0.59691910000000004]
[0.4450286,null,0.59679740000000003]
[0.4450286,null,0.59670029999999996]
[0.4450286,null,0.59670020000000001]
[0.4449437,null,0.59670020000000001]
[0.4449437,null,0.59670020000000001]
[0.4449437,null,0.59660979999999997]
[0.4449437,null,0.59660979999999997]
[0.4449437,null,0.59660979999999997]
[0.4449437,null,0.59660979999999997]
[0.4449437,null,0.59651259999999995]
[0.4449437,null,0.59638329999999995]
[0.4449437,null,0.59626170000000001]
[0.44487149999999998,null,0.59626170000000001]
[0.44487149999999998,null,0.59626170000000001]
[0.44465450000000001,null,0.59626170000000001]
[0.44456960000000001,null,0.59626170000000001]
[0.44456960000000001,null,0.59626170000000001]
[0.44456960000000001,null,0.59626170000000001]
[0.44456960000000001,null,0.59626170000000001]
[0.44447700000000001,null,0.59626170000000001]
[0.44440489999999999,null,0.59616449999999999]
[0.44440489999999999,null,0.59603519999999999]
[0.44440489999999999,null,0.59603519999999999]
[0.44440489999999999,null,0.59603519999999999]
[0.44440489999999999,null,0.59603519999999999]
[0.44440489999999999,null,0.59603519999999999]
[0.44440489999999999,null,0.59603519999999999]
[0.44440489999999999,null,0.59569649999999996]
[0.44424019999999997,null,0.59569649999999996]
[0.44424019999999997,null,0.59569649999999996]
[0.44424019999999997,null,0.59559930000000005]
[0.44415529999999998,null,0.59559930000000005]
[0.44415529999999998,null,0.59559930000000005]
[0.44415529999999998,null,0.59559930000000005]
[0.44406380000000001,null,0.59559930000000005]
[0.44406380000000001,null,0.59559930000000005]
[0.44406380000000001,null,0.59559930000000005]
[0.44406380000000001,null,0.59550210000000003]
[0.44406380000000001,null,0.59550210000000003]
[0.44406380000000001,null,0.59550210000000003]
[0.44406380000000001,null,0.59537289999999998]
[0.44389909999999999,null,0.59522160000000002]
[0.44389909999999999,null,0.59516080000000005]
[0.44381429999999999,null,0.59516080000000005]
[0.44381429999999999,null,0.59516080000000005]
[0.44381429999999999,null,0.59516080000000005]
[0.44381429999999999,null,0.59516080000000005]
[0.44381419999999999,null,0.59516080000000005]
[0.44381419999999999,null,0.59516080000000005]
[0.44368859999999999,null,0.59516080000000005]
[0.44368859999999999,null,0.59516080000000005]
[0.44368859999999999,null,0.59516080000000005]
[0.44359720000000002,null,0.59516080000000005]
[0.443525,null,0.59516080000000005]
[0.443525,null,0.59516069999999999]
[0.443525,null,0.59503910000000004]
[0.443525,null,0.59503910000000004]
[0.443525,null,0.59503910000000004]
[0.44343250000000001,null,0.59503910000000004]
[0.44336029999999998,null,0.59503910000000004]
[0.44327539999999999,null,0.59490980000000004]
[0.44327539999999999,null,0.59490980000000004]
[0.44327539999999999,null,0.5948194]
[0.44327539999999999,null,0.5948194]
[0.44327539999999999,null,0.5948194]
[0.44318400000000002,null,0.5948194]
[0.4431118,null,0.5948194]
[0.4431118,null,0.59481930000000005]
[0.4431118,null,0.5946977]
[0.4431118,null,0.59460049999999998]
[0.4431118,null,0.59460049999999998]
[0.4431118,null,0.59460049999999998]
[0.4431118,null,0.59460049999999998]
[0.4431118,null,0.5944739]
[0.4431118,null,0.5944739]
[0.4431118,null,0.5944739]
[0.44303969999999998,null,0.5944739]
[0.44303969999999998,null,0.5944739]
[0.44286229999999999,null,0.59434469999999995]
[0.44286229999999999,null,0.59422299999999995]
[0.44286229999999999,null,0.59422299999999995]
[0.44286219999999998,null,0.59422299999999995]
[0.44277080000000002,null,0.59412580000000004]
[0.44277080000000002,null,0.59412580000000004]
[0.44277080000000002,null,0.59412580000000004]
[0.44277080000000002,null,0.59412580000000004]
[0.44267820000000002,null,0.59412580000000004]
[0.4426061,null,0.59412580000000004]
[0.4426061,null,0.59412580000000004]
[0.4426061,null,0.59412580000000004]
[0.4426061,null,0.59412580000000004]
[0.4425212,null,0.59403539999999999]
[0.44244909999999998,null,0.59403539999999999]
[0.44244909999999998,null,0.59403539999999999]
[0.44244909999999998,null,0.59391369999999999]
[0.44244909999999998,null,0.59381649999999997]
[0.44244899999999998,null,0.59368730000000003]
[0.44232339999999998,null,0.59368730000000003]
[0.44232339999999998,null,0.59368730000000003]
[0.44225130000000001,null,0.59368719999999997]
[0.44225130000000001,null,0.59368719999999997]
[0.44215870000000002,null,0.59368719999999997]
[0.44215870000000002,null,0.59359010000000001]
[0.44207390000000002,null,0.59346840000000001]
[0.4420017,null,0.59346840000000001]
[0.4420017,null,0.59346840000000001]
[0.4420017,null,0.59346840000000001]
[0.4420017,null,0.59346840000000001]
[0.4420017,null,0.59337790000000001]
[0.4420017,null,0.59324869999999996]
[0.4420017,null,0.59324869999999996]
[0.4420017,null,0.59324869999999996]
[0.4420017,null,0.59318780000000004]
[0.4420017,null,0.59312699999999996]
[0.44184469999999998,null,0.59302980000000005]
[0.44175320000000001,null,0.59302980000000005]
[0.44175320000000001,null,0.59302980000000005]
[0.44175320000000001,null,0.59290330000000002]
[0.44175320000000001,null,0.59290330000000002]
[0.44166070000000002,null,0.59290330000000002]
[0.44166070000000002,null,0.59290330000000002]
[0.44166060000000001,null,0.59290319999999996]
[0.44166060000000001,null,0.59290319999999996]
[0.44166060000000001,null,0.59290319999999996]
[0.44166060000000001,null,0.59290319999999996]
[0.44158849999999999,null,0.59278160000000002]
[0.44158849999999999,null,0.59278160000000002]
[0.4415036,null,0.59278160000000002]
[0.4415036,null,0.59265230000000002]
[0.4415036,null,0.5925551]
[0.4415036,null,0.5925551]
[0.4415036,null,0.59246469999999996]
[0.4415036,null,0.59246469999999996]
[0.44141219999999998,null,0.59246469999999996]
[0.44141219999999998,null,0.59246469999999996]
[0.44141219999999998,null,0.59246469999999996]
[0.44131959999999998,null,0.59246469999999996]
[0.44131959999999998,null,0.59246469999999996]
[0.44131959999999998,null,0.59234299999999995]
[0.44124750000000001,null,0.59234299999999995]
[0.44116260000000002,null,0.59234299999999995]
[0.44116260000000002,null,0.59234299999999995]
[0.44116260000000002,null,0.59221369999999995]
[0.44116260000000002,null,0.59221369999999995]
[0.44116260000000002,null,0.59221369999999995]
[0.44116260000000002,null,0.59221369999999995]
[0.44116260000000002,null,0.59221369999999995]
[0.44103690000000001,null,0.59211659999999999]
[0.44103690000000001,null,0.59211659999999999]
[0.44103690000000001,null,0.59211659999999999]
[0.44085950000000002,null,0.59211659999999999]
[0.44085950000000002,null,0.59205569999999996]
[0.44085950000000002,null,0.59199489999999999]
[0.4407681,null,0.59199489999999999]
[0.4407681,null,0.59199489999999999]
[0.44069589999999997,null,0.59199489999999999]
[0.44069589999999997,null,0.59199489999999999]
[0.44069589999999997,null,0.5919044]
[0.44069589999999997,null,0.5919044]
[0.44069589999999997,null,0.59180730000000004]
[0.44069589999999997,null,0.59167800000000004]
[0.44062380000000001,null,0.59167800000000004]
[0.44062380000000001,null,0.59167800000000004]
[0.44053890000000001,null,0.59167800000000004]
[0.44053890000000001,null,0.59167800000000004]
[0.44044630000000001,null,0.59155630000000003]
[0.44044630000000001,null,0.59155630000000003]
[0.44035489999999999,null,0.59155630000000003]
[0.44035489999999999,null,0.59155630000000003]
[0.44035489999999999,null,0.59155630000000003]
[0.44035489999999999,null,0.59155630000000003]
[0.44035489999999999,null,0.59155630000000003]
[0.44026999999999999,null,0.59133259999999999]
[0.44026999999999999,null,0.59120329999999999]
[0.44026999999999999,null,0.59120329999999999]
[0.4401774,null,0.59120329999999999]
[0.4401774,null,0.59111279999999999]
[0.4401774,null,0.59099120000000005]
[0.4401774,null,0.59099120000000005]
[0.4401774,null,0.59099120000000005]
[0.4401774,null,0.59099120000000005]
[0.4401774,null,0.59089400000000003]
[0.44002039999999998,null,0.59089400000000003]
[0.44002039999999998,null,0.59089400000000003]
[0.44002039999999998,null,0.59089400000000003]
[0.43992890000000001,null,0.59089400000000003]
[0.43992890000000001,null,0.59089400000000003]
[0.43992890000000001,null,0.59089400000000003]
[0.43992890000000001,null,0.59076470000000003]
[0.43992890000000001,null,0.59076470000000003]
[0.43992890000000001,null,0.59066750000000001]
[0.43980330000000001,null,0.59066750000000001]
[0.43980330000000001,null,0.59060670000000004]
[0.43980330000000001,null,0.59054589999999996]
[0.43964629999999999,null,0.59054589999999996]
[0.43964629999999999,null,0.59054589999999996]
[0.43964629999999999,null,0.59054589999999996]
[0.43964629999999999,null,0.59054589999999996]
[0.43955369999999999,null,0.59054589999999996]
[0.43955369999999999,null,0.59044870000000005]
[0.43955369999999999,null,0.59044870000000005]
[0.43946229999999997,null,0.59035820000000006]
[0.43939010000000001,null,0.59035820000000006]
[0.43939010000000001,null,0.59035820000000006]
[0.43930520000000001,null,0.59035820000000006]
[0.43930520000000001,null,0.5902366]
[0.43930520000000001,null,0.5901073]
[0.43930520000000001,null,0.5901073]
[0.43930520000000001,null,0.5901073]
[0.43930520000000001,null,0.59001009999999998]
[0.43923309999999999,null,0.59001009999999998]
[0.43923309999999999,null,0.59001009999999998]
[0.43923309999999999,null,0.59001009999999998]
[0.43923309999999999,null,0.59001009999999998]
[0.43916090000000002,null,0.58988079999999998]
[0.43898350000000003,null,0.58988079999999998]
[0.43898350000000003,null,0.58975920000000004]
[0.43898350000000003,null,0.58975920000000004]
[0.43898350000000003,null,0.58966200000000002]
[0.43898350000000003,null,0.58966200000000002]
[0.43898350000000003,null,0.58966200000000002]
[0.438892,null,0.58957150000000003]
[0.438892,null,0.589445]
[0.438892,null,0.589445]
[0.43881989999999998,null,0.589445]
[0.43881989999999998,null,0.58944490000000005]
[0.43881989999999998,null,0.58932329999999999]
[0.43881989999999998,null,0.58932329999999999]
[0.43881989999999998,null,0.58922609999999997]
[0.43881989999999998,null,0.58922609999999997]
[0.43873499999999999,null,0.58922609999999997]
[0.43873499999999999,null,0.58922609999999997]
[0.43873499999999999,null,0.58922609999999997]
[0.43873499999999999,null,0.58922609999999997]
[0.43873499999999999,null,0.58922609999999997]
[0.43864249999999999,null,0.58912889999999996]
[0.43857030000000002,null,0.58899970000000001]
[0.4384789,null,0.58899970000000001]
[0.4384789,null,0.58899970000000001]
[0.4384789,null,0.58899970000000001]
[0.4384789,null,0.58887800000000001]
[0.4384788,null,0.58887800000000001]
[0.43839400000000001,null,0.58887800000000001]
[0.43839400000000001,null,0.58878750000000002]
[0.43830140000000001,null,0.58878750000000002]
[0.43830140000000001,null,0.58878750000000002]
[0.4381758,null,0.58878750000000002]
[0.4381758,null,0.58878750000000002]
[0.4381758,null,0.58878750000000002]
[0.4381758,null,0.58856109999999995]
[0.4381758,null,0.58856109999999995]
[0.4381758,null,0.58856109999999995]
[0.4381758,null,0.58843939999999995]
[0.4381758,null,0.58843939999999995]
[0.43810359999999998,null,0.58843939999999995]
[0.43810359999999998,null,0.58843939999999995]
[0.43810359999999998,null,0.58843939999999995]
[0.43792730000000002,null,0.58843939999999995]
[0.43792730000000002,null,0.58843939999999995]
[0.43792730000000002,null,0.58843939999999995]
[0.43792730000000002,null,0.58834220000000004]
[0.43792730000000002,null,0.58834220000000004]
[0.43792730000000002,null,0.58834220000000004]
[0.43792730000000002,null,0.58828139999999995]
[0.43792730000000002,null,0.58822059999999998]
[0.43792730000000002,null,0.58822059999999998]
[0.4377626,null,0.58822059999999998]
[0.4377626,null,0.58822059999999998]
[0.4376777,null,0.58809129999999998]
[0.4376777,null,0.58799409999999996]
[0.4376777,null,0.58799409999999996]
[0.4376777,null,0.58799409999999996]
[0.4376777,null,0.58799409999999996]
[0.4376777,null,0.58799409999999996]
[0.4376777,null,0.58774590000000004]
[0.4376777,null,0.58774590000000004]
[0.4376777,null,0.58774590000000004]
[0.4376777,null,0.58765540000000005]
[0.43758629999999998,null,0.58755829999999998]
[0.43751410000000002,null,0.58755829999999998]
[0.43742920000000002,null,0.58755829999999998]
[0.43742920000000002,null,0.58755829999999998]
[0.43742920000000002,null,0.58755829999999998]
[0.43742920000000002,null,0.58755829999999998]
[0.43742920000000002,null,0.58755820000000003]
[0.43742920000000002,null,0.58755820000000003]
[0.43742920000000002,null,0.58755820000000003]
[0.43742920000000002,null,0.58755820000000003]
[0.43733670000000002,null,0.58755820000000003]
[0.43733670000000002,null,0.58755820000000003]
[0.43733670000000002,null,0.58743659999999998]
[0.4372645,null,0.58743659999999998]
[0.4372645,null,0.58743659999999998]
[0.43708819999999998,null,0.58743659999999998]
[0.43708819999999998,null,0.58730729999999998]
[0.43708819999999998,null,0.58730729999999998]
[0.43708819999999998,null,0.58730729999999998]
[0.43696259999999998,null,0.58730729999999998]
[0.43689040000000001,null,0.58730729999999998]
[0.43689040000000001,null,0.58730729999999998]
[0.43680550000000001,null,0.58714929999999999]
[0.43680550000000001,null,0.58708850000000001]
[0.43671300000000002,null,0.58708850000000001]
[0.43671300000000002,null,0.58708850000000001]
[0.43671300000000002,null,0.58699800000000002]
[0.43671300000000002,null,0.58699800000000002]
[0.43671300000000002,null,0.58699800000000002]
[0.43671300000000002,null,0.58686870000000002]
[0.43671300000000002,null,0.58686870000000002]
[0.43671300000000002,null,0.58686870000000002]
[0.43671300000000002,null,0.58686870000000002]
[0.4365559,null,0.58686870000000002]
[0.4365559,null,0.58686870000000002]
[0.4365559,null,0.58677159999999995]
[0.4365559,null,0.5867715]
[0.4365559,null,0.5867715]
[0.4365559,null,0.5867715]
[0.43648379999999998,null,0.58664989999999995]
[0.43648379999999998,null,0.58664989999999995]
[0.43629980000000002,null,0.58652329999999997]
[0.43629980000000002,null,0.58639399999999997]
[0.43629980000000002,null,0.58639399999999997]
[0.43629980000000002,null,0.58629690000000001]
[0.43629980000000002,null,0.58629679999999995]
[0.43629980000000002,null,0.58629679999999995]
[0.43629980000000002,null,0.58617520000000001]
[0.43629980000000002,null,0.58608470000000001]
[0.43629980000000002,null,0.58608470000000001]
[0.43622759999999999,null,0.58608470000000001]
[0.43614269999999999,null,0.58608470000000001]
[0.43614269999999999,null,0.58608470000000001]
[0.43614269999999999,null,0.58608470000000001]
[0.43614269999999999,null,0.58608470000000001]
[0.43614269999999999,null,0.58608470000000001]
[0.43614269999999999,null,0.58608470000000001]
[0.43614269999999999,null,0.58598760000000005]
[0.4360502,null,0.58598749999999999]
[0.4359653,null,0.58598749999999999]
[0.43589319999999998,null,0.58598749999999999]
[0.43589309999999998,null,0.58598749999999999]
[0.43589309999999998,null,0.58586590000000005]
[0.43589309999999998,null,0.58573660000000005]
[0.43589309999999998,null,0.58573660000000005]
[0.43589309999999998,null,0.58573660000000005]
[0.43589309999999998,null,0.58573660000000005]
[0.43589309999999998,null,0.58563940000000003]
[0.43576749999999997,null,0.58563940000000003]
[0.43569540000000001,null,0.58563940000000003]
[0.43569540000000001,null,0.58563940000000003]
[0.43569540000000001,null,0.58563940000000003]
[0.43569540000000001,null,0.58563940000000003]
[0.43569540000000001,null,0.58559419999999995]
[0.43560280000000001,null,0.58554899999999999]
[0.43551139999999999,null,0.58541969999999999]
[0.43551139999999999,null,0.58529799999999998]
[0.43551139999999999,null,0.58520090000000002]
[0.43551139999999999,null,0.58520090000000002]
[0.43551139999999999,null,0.58520090000000002]
[0.43551139999999999,null,0.58520090000000002]
[0.43542649999999999,null,0.58520090000000002]
[0.43535430000000003,null,0.58520090000000002]
[0.43535430000000003,null,0.58520090000000002]
[0.43526179999999998,null,0.58520090000000002]
[0.43526179999999998,null,0.58520090000000002]
[0.43526179999999998,null,0.58520090000000002]
[0.43508540000000001,null,0.58520090000000002]
[0.43508540000000001,null,0.58520079999999997]
[0.43508540000000001,null,0.58507160000000002]
[0.43508540000000001,null,0.58494500000000005]
[0.43508540000000001,null,0.58484780000000003]
[0.43508540000000001,null,0.58484780000000003]
[0.43508540000000001,null,0.58484780000000003]
[0.43508540000000001,null,0.58484780000000003]
[0.43508540000000001,null,0.58484780000000003]
[0.43508540000000001,null,0.58472619999999997]
[0.43501329999999999,null,0.58472619999999997]
[0.43501329999999999,null,0.58462899999999995]
[0.43501329999999999,null,0.58462899999999995]
[0.43501329999999999,null,0.58462899999999995]
[0.43501329999999999,null,0.58462899999999995]
[0.43492069999999999,null,0.58462899999999995]
[0.4348359,null,0.58462899999999995]
[0.4348359,null,0.58462899999999995]
[0.43483579999999999,null,0.58453849999999996]
[0.43483579999999999,null,0.58453849999999996]
[0.43483579999999999,null,0.58444130000000005]
[0.43474439999999998,null,0.58444130000000005]
[0.43474439999999998,null,0.5843121]
[0.43474439999999998,null,0.5843121]
[0.43474439999999998,null,0.5843121]
[0.43474439999999998,null,0.5843121]
[0.43467220000000001,null,0.58425119999999997]
[0.43467220000000001,null,0.5841904]
[0.43467220000000001,null,0.5841904]
[0.43467220000000001,null,0.5841904]
[0.43467220000000001,null,0.5841904]
[0.43454660000000001,null,0.5841904]
[0.43454660000000001,null,0.5841904]
[0.43454660000000001,null,0.58409319999999998]
[0.43446170000000001,null,0.58409319999999998]
[0.43427769999999999,null,0.58409319999999998]
[0.43427769999999999,null,0.58409319999999998]
[0.43427769999999999,null,0.58409319999999998]
[0.43427769999999999,null,0.58409319999999998]
[0.43420560000000002,null,0.58409319999999998]
[0.43420560000000002,null,0.58409319999999998]
[0.43420560000000002,null,0.58409319999999998]
[0.43420560000000002,null,0.58409319999999998]
[0.43420560000000002,null,0.58409319999999998]
[0.43420560000000002,null,0.58375180000000004]
[0.43420560000000002,null,0.58375180000000004]
[0.43420560000000002,null,0.58365469999999997]
[0.43420560000000002,null,0.58365460000000002]
[0.43420560000000002,null,0.58365460000000002]
[0.43420560000000002,null,0.58365460000000002]
[0.43412070000000003,null,0.58365460000000002]
[0.43402809999999997,null,0.58365460000000002]
[0.43395600000000001,null,0.58365460000000002]
[0.43395600000000001,null,0.58352809999999999]
[0.43395600000000001,null,0.58352809999999999]
[0.43395600000000001,null,0.58340639999999999]
[0.43395600000000001,null,0.58340639999999999]
[0.43395600000000001,null,0.58340639999999999]
[0.43386449999999999,null,0.58340639999999999]
[0.43386449999999999,null,0.58340639999999999]
[0.43386449999999999,null,0.58330919999999997]
[0.43386449999999999,null,0.58318760000000003]
[0.43386449999999999,null,0.58318760000000003]
[0.43379240000000002,null,0.58309710000000003]
[0.43379240000000002,null,0.58296780000000004]
[0.43379240000000002,null,0.58296780000000004]
[0.43370750000000002,null,0.58296780000000004]
[0.43370750000000002,null,0.58296780000000004]
[0.43370750000000002,null,0.58296780000000004]
[0.43370750000000002,null,0.58296780000000004]
[0.43370750000000002,null,0.58296780000000004]
[0.43370750000000002,null,0.58274899999999996]
[0.4336161,null,0.58274899999999996]
[0.43345139999999999,null,0.58274899999999996]
[0.43345139999999999,null,0.58274899999999996]
[0.43345139999999999,null,0.58274899999999996]
[0.43336649999999999,null,0.58261969999999996]
[0.43336649999999999,null,0.58261969999999996]
[0.43336649999999999,null,0.58261969999999996]
[0.43336649999999999,null,0.58261969999999996]
[0.43336649999999999,null,0.58261969999999996]
[0.43336649999999999,null,0.58261969999999996]
[0.43324079999999998,null,0.58249810000000002]
[0.43324079999999998,null,0.58249810000000002]
[0.43315589999999998,null,0.5824009]
[0.43308380000000002,null,0.5824009]
[0.43308380000000002,null,0.58231040000000001]
[0.43308380000000002,null,0.58231040000000001]
[0.43308380000000002,null,0.58231040000000001]
[0.43308380000000002,null,0.58231040000000001]
[0.43308380000000002,null,0.58231040000000001]
[0.43299130000000002,null,0.58221319999999999]
[0.43299120000000002,null,0.58221319999999999]
[0.43299120000000002,null,0.58221319999999999]
[0.43299120000000002,null,0.58221319999999999]
[0.43299120000000002,null,0.58221319999999999]
[0.43299120000000002,null,0.58221319999999999]
[0.43299120000000002,null,0.58221319999999999]
[0.43290640000000002,null,0.58221319999999999]
[0.4328149,null,0.58221319999999999]
[0.4328149,null,0.58209160000000004]
[0.4328149,null,0.58196230000000004]
[0.4328149,null,0.58186510000000002]
[0.43274279999999998,null,0.58186510000000002]
[0.43274279999999998,null,0.58186510000000002]
[0.43265789999999998,null,0.58186510000000002]
[0.43265789999999998,null,0.58177469999999998]
[0.43265789999999998,null,0.5816481]
[0.43265789999999998,null,0.5816481]
[0.43265789999999998,null,0.5816481]
[0.43265789999999998,null,0.5816481]
[0.43265789999999998,null,0.5816481]
[0.43258570000000002,null,0.5816481]
[0.43258570000000002,null,0.58155089999999998]
[0.43258570000000002,null,0.58142930000000004]
[0.43258570000000002,null,0.58142930000000004]
[0.43249320000000002,null,0.58142930000000004]
[0.43249320000000002,null,0.58142930000000004]
[0.43249320000000002,null,0.58142930000000004]
[0.43249320000000002,null,0.58142930000000004]
[0.43249320000000002,null,0.58142930000000004]
[0.43249320000000002,null,0.58130000000000004]
[0.43240830000000002,null,0.58130000000000004]
[0.43240830000000002,null,0.58130000000000004]
[0.43240830000000002,null,0.58130000000000004]
[0.43240830000000002,null,0.58130000000000004]
[0.43240830000000002,null,0.58130000000000004]
[0.4323361,null,0.58130000000000004]
[0.4323361,null,0.58120280000000002]
[0.4322105,null,0.58120280000000002]
[0.4322105,null,0.58120280000000002]
[0.43203419999999998,null,0.58120280000000002]
[0.43203419999999998,null,0.58120280000000002]
[0.43194159999999998,null,0.58120280000000002]
[0.43194159999999998,null,0.58108110000000002]
[0.43194159999999998,null,0.58108110000000002]
[0.43194159999999998,null,0.58099069999999997]
[0.43186950000000002,null,0.58099069999999997]
[0.43186950000000002,null,0.58099069999999997]
[0.43186950000000002,null,0.58086139999999997]
[0.43186950000000002,null,0.58086139999999997]
[0.43186950000000002,null,0.58086139999999997]
[0.43186950000000002,null,0.58086139999999997]
[0.43177690000000002,null,0.58076419999999995]
[0.43177690000000002,null,0.58076419999999995]
[0.43177690000000002,null,0.58076419999999995]
[0.43177690000000002,null,0.58064260000000001]
[0.43169200000000002,null,0.58064249999999995]
[0.43169200000000002,null,0.58064249999999995]
[0.43169200000000002,null,0.58064249999999995]
[0.43169200000000002,null,0.58054539999999999]
[0.43169200000000002,null,0.58041609999999999]
[0.43169200000000002,null,0.58028950000000001]
[0.43169200000000002,null,0.58028950000000001]
[0.4316006,null,0.58028950000000001]
[0.43152839999999998,null,0.58028950000000001]
[0.43152839999999998,null,0.58016789999999996]
[0.43152839999999998,null,0.58016789999999996]
[0.43152839999999998,null,0.58007739999999997]
[0.43144349999999998,null,0.58007739999999997]
[0.43144349999999998,null,0.57998019999999995]
[0.43144349999999998,null,0.57998019999999995]
[0.43144349999999998,null,0.57998019999999995]
[0.43135099999999998,null,0.57998019999999995]
[0.43135099999999998,null,0.57998019999999995]
[0.43135099999999998,null,0.57998019999999995]
[0.43127880000000002,null,0.57998019999999995]
[0.43127880000000002,null,0.57998019999999995]
[0.43127880000000002,null,0.57998019999999995]
[0.43127880000000002,null,0.57998019999999995]
[0.43127880000000002,null,0.57988300000000004]
[0.43127880000000002,null,0.57988300000000004]
[0.43119390000000002,null,0.57976139999999998]
[0.43119390000000002,null,0.57976139999999998]
[0.43119390000000002,null,0.57963209999999998]
[0.43119390000000002,null,0.57963209999999998]
[0.4311025,null,0.57963209999999998]
[0.4311025,null,0.57963209999999998]
[0.43103029999999998,null,0.57953489999999996]
[0.43103029999999998,null,0.57953489999999996]
[0.43103029999999998,null,0.57953489999999996]
[0.43094539999999998,null,0.57944450000000003]
[0.43094539999999998,null,0.57944450000000003]
[0.43094539999999998,null,0.57944450000000003]
[0.43085289999999998,null,0.57944450000000003]
[0.43085289999999998,null,0.57944439999999997]
[0.43078080000000002,null,0.57944439999999997]
[0.43078080000000002,null,0.57944439999999997]
[0.43078080000000002,null,0.57919350000000003]
[0.43078080000000002,null,0.57919350000000003]
[0.43078070000000002,null,0.57909630000000001]
[0.4306893,null,0.57909630000000001]
[0.43056369999999999,null,0.57909630000000001]
[0.43047879999999999,null,0.57909630000000001]
[0.43047879999999999,null,0.57909630000000001]
[0.43047879999999999,null,0.57909630000000001]
[0.43047879999999999,null,0.57909630000000001]
[0.43047879999999999,null,0.57909630000000001]
[0.43047879999999999,null,0.57909630000000001]
[0.43040659999999997,null,0.57909630000000001]
[0.43040659999999997,null,0.57909630000000001]
[0.43040659999999997,null,0.57909630000000001]
[0.43040659999999997,null,0.57890870000000005]
[0.43040659999999997,null,0.57877940000000005]
[0.43040659999999997,null,0.57877940000000005]
[0.43040659999999997,null,0.57877940000000005]
[0.43040659999999997,null,0.57877940000000005]
[0.43023030000000001,null,0.57865279999999997]
[0.43023030000000001,null,0.57853120000000002]
[0.43013780000000001,null,0.57853120000000002]
[0.43013780000000001,null,0.57853120000000002]
[0.43013770000000001,null,0.57853120000000002]
[0.43013770000000001,null,0.57853120000000002]
[0.43006559999999999,null,0.57853120000000002]
[0.43006559999999999,null,0.578434]
[0.43006559999999999,null,0.578434]
[0.43006559999999999,null,0.578434]
[0.43006559999999999,null,0.578434]
[0.43006559999999999,null,0.578434]
[0.42998069999999999,null,0.578434]
[0.42998069999999999,null,0.578434]
[0.42998069999999999,null,0.578434]
[0.4298882,null,0.578434]
[0.4298882,null,0.578434]
[0.4298882,null,0.578434]
[0.42981599999999998,null,0.57820749999999999]
[0.42981599999999998,null,0.57820749999999999]
[0.42981599999999998,null,0.57808590000000004]
[0.42972460000000001,null,0.57808590000000004]
[0.42972460000000001,null,0.57808590000000004]
[0.42972460000000001,null,0.57808590000000004]
[0.42972460000000001,null,0.57799540000000005]
[0.42972460000000001,null,0.57799540000000005]
[0.42972460000000001,null,0.57799540000000005]
[0.42972450000000001,null,0.57799540000000005]
[0.42944189999999999,null,0.57799540000000005]
[0.42944189999999999,null,0.57799540000000005]
[0.42944189999999999,null,0.57799540000000005]
[0.42944189999999999,null,0.57799540000000005]
[0.42944189999999999,null,0.57789820000000003]
[0.42944189999999999,null,0.57789820000000003]
[0.42944189999999999,null,0.57789820000000003]
[0.42944189999999999,null,0.57789820000000003]
[0.42944189999999999,null,0.57777659999999997]
[0.42944189999999999,null,0.57777659999999997]
[0.42944189999999999,null,0.57764729999999997]
[0.42934929999999999,null,0.57755009999999996]
[0.42926449999999999,null,0.57755009999999996]
[0.42926449999999999,null,0.57755009999999996]
[0.42926449999999999,null,0.57755009999999996]
[0.42926449999999999,null,0.57755009999999996]
[0.42926439999999999,null,0.57755009999999996]
[0.42926439999999999,null,0.57755009999999996]
[0.42926439999999999,null,0.57742349999999998]
[0.42926439999999999,null,0.57742349999999998]
[0.42926439999999999,null,0.57732640000000002]
[0.42926439999999999,null,0.57732640000000002]
[0.42919230000000003,null,0.57732640000000002]
[0.42910090000000001,null,0.57719710000000002]
[0.42900830000000001,null,0.57719710000000002]
[0.42900830000000001,null,0.57710660000000003]
[0.42900830000000001,null,0.57710660000000003]
[0.42900830000000001,null,0.57698499999999997]
[0.42900830000000001,null,0.57698499999999997]
[0.42900830000000001,null,0.57698499999999997]
[0.42892340000000001,null,0.57698499999999997]
[0.42892340000000001,null,0.57698499999999997]
[0.42892340000000001,null,0.57698499999999997]
[0.42892340000000001,null,0.57698499999999997]
[0.42892340000000001,null,0.57698499999999997]
[0.42892340000000001,null,0.57698499999999997]
[0.42892340000000001,null,0.57698499999999997]
[0.42885129999999999,null,0.57698499999999997]
[0.42875869999999999,null,0.57688779999999995]
[0.42875869999999999,null,0.57688779999999995]
[0.42875869999999999,null,0.57663690000000001]
[0.42866729999999997,null,0.57663690000000001]
[0.42866729999999997,null,0.57663690000000001]
[0.42866729999999997,null,0.57663690000000001]
[0.42858239999999997,null,0.57663690000000001]
[0.42858239999999997,null,0.57663690000000001]
[0.42858239999999997,null,0.57663679999999995]
[0.42858239999999997,null,0.57663679999999995]
[0.42858239999999997,null,0.57663679999999995]
[0.42858239999999997,null,0.57663679999999995]
[0.42858239999999997,null,0.57663679999999995]
[0.42858239999999997,null,0.57663679999999995]
[0.42858239999999997,null,0.57663679999999995]
[0.42858239999999997,null,0.57663679999999995]
[0.42851020000000001,null,0.57632760000000005]
[0.42851020000000001,null,0.57632760000000005]
[0.42851020000000001,null,0.57632760000000005]
[0.4283846,null,0.57632749999999999]
[0.4283846,null,0.57632749999999999]
[0.4283846,null,0.57619830000000005]
[0.4283846,null,0.57619830000000005]
[0.42829970000000001,null,0.57607169999999996]
[0.42829970000000001,null,0.57607169999999996]
[0.42829970000000001,null,0.57607169999999996]
[0.42811569999999999,null,0.57597449999999994]
[0.42811569999999999,null,0.57597449999999994]
[0.42811569999999999,null,0.57597449999999994]
[0.42811569999999999,null,0.57597449999999994]
[0.42811569999999999,null,0.57597449999999994]
[0.42811569999999999,null,0.57597449999999994]
[0.42811569999999999,null,0.57597449999999994]
[0.42804360000000002,null,0.5758529]
[0.42804360000000002,null,0.5758529]
[0.42804360000000002,null,0.5758529]
[0.42795870000000003,null,0.57585280000000005]
[0.42795870000000003,null,0.5757236]
[0.42795870000000003,null,0.5757236]
[0.42795870000000003,null,0.57562639999999998]
[0.42795870000000003,null,0.57562639999999998]
[0.42795870000000003,null,0.57562639999999998]
[0.42795870000000003,null,0.57562639999999998]
[0.42786610000000003,null,0.57553589999999999]
[0.42779400000000001,null,0.57553589999999999]
[0.42779400000000001,null,0.57553589999999999]
[0.42779400000000001,null,0.57553589999999999]
[0.42779400000000001,null,0.57553589999999999]
[0.42779400000000001,null,0.57553589999999999]
[0.42779400000000001,null,0.57541430000000005]
[0.42770249999999999,null,0.57531710000000003]
[0.42770249999999999,null,0.57531710000000003]
[0.42770249999999999,null,0.57531710000000003]
[0.42770249999999999,null,0.57531710000000003]
[0.42770249999999999,null,0.57531710000000003]
[0.42761759999999999,null,0.57531710000000003]
[0.42754550000000002,null,0.57531710000000003]
[0.42754550000000002,null,0.57531710000000003]
[0.42754550000000002,null,0.57531710000000003]
[0.42754550000000002,null,0.57531710000000003]
[0.42754550000000002,null,0.57531710000000003]
[0.42754550000000002,null,0.57531710000000003]
[0.42754550000000002,null,0.57509060000000001]
[0.42741980000000002,null,0.57509060000000001]
[0.42732730000000002,null,0.57509060000000001]
[0.42732730000000002,null,0.57509060000000001]
[0.42732730000000002,null,0.57509060000000001]
[0.42732730000000002,null,0.57500019999999996]
[0.4272358,null,0.57487849999999996]
[0.4272358,null,0.57475189999999998]
[0.42707879999999998,null,0.57475189999999998]
[0.42707879999999998,null,0.57475189999999998]
[0.42707879999999998,null,0.57475189999999998]
[0.42707879999999998,null,0.57475189999999998]
[0.42707879999999998,null,0.57475189999999998]
[0.42707879999999998,null,0.57475189999999998]
[0.42707879999999998,null,0.57465480000000002]
[0.42707879999999998,null,0.57452550000000002]
[0.42707879999999998,null,0.57452550000000002]
[0.42707879999999998,null,0.57452550000000002]
[0.42707879999999998,null,0.57452550000000002]
[0.42707879999999998,null,0.57452550000000002]
[0.42689480000000002,null,0.57452550000000002]
[0.4268227,null,0.57440380000000002]
[0.4268227,null,0.57440380000000002]
[0.4268227,null,0.57440380000000002]
[0.4268227,null,0.57431339999999997]
[0.4268227,null,0.57431339999999997]
[0.4268227,null,0.57431339999999997]
[0.4268227,null,0.57431339999999997]
[0.4268227,null,0.57421619999999995]
[0.4268227,null,0.57421619999999995]
[0.4268227,null,0.57421619999999995]
[0.4267378,null,0.57421619999999995]
[0.4267378,null,0.57421619999999995]
[0.4267378,null,0.57421619999999995]
[0.4267378,null,0.57421619999999995]
[0.4266761,null,0.57421619999999995]
[0.4266452,null,0.57421619999999995]
[0.4266452,null,0.57421619999999995]
[0.4266452,null,0.57409449999999995]
[0.42657309999999998,null,0.57409449999999995]
[0.42657309999999998,null,0.57409449999999995]
[0.42657309999999998,null,0.57396519999999995]
[0.42648160000000002,null,0.57386809999999999]
[0.42648160000000002,null,0.57386809999999999]
[0.42648160000000002,null,0.57386809999999999]
[0.42648160000000002,null,0.57386809999999999]
[0.42648160000000002,null,0.57386809999999999]
[0.42635600000000001,null,0.57386809999999999]
[0.42635600000000001,null,0.57386809999999999]
[0.42635600000000001,null,0.57386809999999999]
[0.42635600000000001,null,0.57386809999999999]
[0.42627110000000001,null,0.57386809999999999]
[0.42627110000000001,null,0.5737776]
[0.42627110000000001,null,0.5737776]
[0.42627110000000001,null,0.5737776]
[0.42617860000000002,null,0.57365600000000005]
[0.42617860000000002,null,0.5736559]
[0.42617860000000002,null,0.5736559]
[0.42617860000000002,null,0.57355880000000004]
[0.42617860000000002,null,0.57342950000000004]
[0.4261064,null,0.57342950000000004]
[0.4261064,null,0.57342950000000004]
[0.4261064,null,0.57342950000000004]
[0.4261064,null,0.57342950000000004]
[0.42601499999999998,null,0.57342950000000004]
[0.42601499999999998,null,0.57342950000000004]
[0.42601499999999998,null,0.57342950000000004]
[0.42593009999999998,null,0.5731813]
[0.42593009999999998,null,0.57318119999999995]
[0.42593009999999998,null,0.57318119999999995]
[0.42593009999999998,null,0.57295479999999999]
[0.42583749999999998,null,0.57295479999999999]
[0.42583749999999998,null,0.57295479999999999]
[0.42583749999999998,null,0.57295479999999999]
[0.42583749999999998,null,0.57295479999999999]
[0.42576540000000002,null,0.57295479999999999]
[0.42576540000000002,null,0.57295479999999999]
[0.42576540000000002,null,0.57295479999999999]
[0.42576540000000002,null,0.57295479999999999]
[0.42576540000000002,null,0.57295479999999999]
[0.42568050000000002,null,0.57295479999999999]
[0.42568050000000002,null,0.57295479999999999]
[0.42568050000000002,null,0.57295479999999999]
[0.42568050000000002,null,0.57273600000000002]
[0.425589,null,0.57264550000000003]
[0.425589,null,0.57264550000000003]
[0.425589,null,0.57264550000000003]
[0.425589,null,0.57251620000000003]
[0.425589,null,0.57251620000000003]
[0.42542429999999998,null,0.57251620000000003]
[0.42542429999999998,null,0.57251620000000003]
[0.42542429999999998,null,0.57241900000000001]
[0.42542429999999998,null,0.57241900000000001]
[0.42529869999999997,null,0.57241900000000001]
[0.42529869999999997,null,0.57241900000000001]
[0.42529869999999997,null,0.57241900000000001]
[0.42529869999999997,null,0.57229739999999996]
[0.42529869999999997,null,0.57229739999999996]
[0.42529869999999997,null,0.57229739999999996]
[0.42521379999999998,null,0.57229739999999996]
[0.42521379999999998,null,0.57229739999999996]
[0.42521379999999998,null,0.57229739999999996]
[0.42521379999999998,null,0.57229739999999996]
[0.42521379999999998,null,0.57229739999999996]
[0.42504910000000001,null,0.57229739999999996]
[0.42504910000000001,null,0.57220020000000005]
[0.42504910000000001,null,0.57220020000000005]
[0.42504910000000001,null,0.57220020000000005]
[0.42504910000000001,null,0.57220020000000005]
[0.42504910000000001,null,0.57220020000000005]
[0.42495769999999999,null,0.57220020000000005]
[0.42487279999999999,null,0.57207850000000005]
[0.42487279999999999,null,0.5718588]
[0.42487279999999999,null,0.5718588]
[0.42487279999999999,null,0.57176159999999998]
[0.42487279999999999,null,0.57176159999999998]
[0.42487279999999999,null,0.57163509999999995]
[0.42487279999999999,null,0.571635]
[0.42487279999999999,null,0.571635]
[0.42487279999999999,null,0.571635]
[0.42480059999999997,null,0.571635]
[0.42480059999999997,null,0.571635]
[0.42471569999999997,null,0.57151339999999995]
[0.42471569999999997,null,0.57151339999999995]
[0.42471569999999997,null,0.57151339999999995]
[0.42471569999999997,null,0.57141620000000004]
[0.42471569999999997,null,0.57141620000000004]
[0.42471569999999997,null,0.57141620000000004]
[0.42471569999999997,null,0.57141620000000004]
[0.42471569999999997,null,0.57141620000000004]
[0.42462319999999998,null,0.57141620000000004]
[0.42462319999999998,null,0.57141620000000004]
[0.42462319999999998,null,0.57141620000000004]
[0.42455100000000001,null,0.57128690000000004]
[0.42455100000000001,null,0.57128690000000004]
[0.42455100000000001,null,0.57128690000000004]
[0.42455100000000001,null,0.57128690000000004]
[0.42445959999999999,null,0.57128690000000004]
[0.42445959999999999,null,0.57118970000000002]
[0.42437469999999999,null,0.57118970000000002]
[0.42424909999999999,null,0.57118970000000002]
[0.42424909999999999,null,0.57109929999999998]
[0.42424909999999999,null,0.57109929999999998]
[0.42424909999999999,null,0.57109929999999998]
[0.42424909999999999,null,0.57097759999999997]
[0.42424909999999999,null,0.57097759999999997]
[0.42416419999999999,null,0.57097759999999997]
[0.42416419999999999,null,0.57088039999999995]
[0.42416419999999999,null,0.57088039999999995]
[0.42399949999999997,null,0.57088039999999995]
[0.42399949999999997,null,0.57088039999999995]
[0.42399949999999997,null,0.57088039999999995]
[0.42399949999999997,null,0.57088039999999995]
[0.42399949999999997,null,0.57078329999999999]
[0.42390800000000001,null,0.57078329999999999]
[0.42390800000000001,null,0.57078329999999999]
[0.42390800000000001,null,0.57065399999999999]
[0.42390800000000001,null,0.57065399999999999]
[0.42390800000000001,null,0.57065399999999999]
[0.42390800000000001,null,0.57065399999999999]
[0.42390800000000001,null,0.57065399999999999]
[0.42390800000000001,null,0.57053229999999999]
[0.42390800000000001,null,0.57053229999999999]
[0.42390800000000001,null,0.57053229999999999]
[0.42390800000000001,null,0.57053229999999999]
[0.42383589999999999,null,0.57053229999999999]
[0.42375099999999999,null,0.57053229999999999]
[0.42375099999999999,null,0.57053229999999999]
[0.42365839999999999,null,0.57043509999999997]
[0.42365839999999999,null,0.57043509999999997]
[0.42365839999999999,null,0.57030860000000005]
[0.42365839999999999,null,0.57030860000000005]
[0.42365839999999999,null,0.57030860000000005]
[0.42356700000000003,null,0.57030860000000005]
[0.42356700000000003,null,0.57017929999999994]
[0.42356700000000003,null,0.57017929999999994]
[0.42356700000000003,null,0.56996049999999998]
[0.42356700000000003,null,0.56996049999999998]
[0.42348209999999997,null,0.56996040000000003]
[0.42348209999999997,null,0.56996040000000003]
[0.42348209999999997,null,0.56996040000000003]
[0.42348209999999997,null,0.56996040000000003]
[0.42348209999999997,null,0.56996040000000003]
[0.42348209999999997,null,0.56996040000000003]
[0.42348209999999997,null,0.56986999999999999]
[0.42340990000000001,null,0.56986999999999999]
[0.42340990000000001,null,0.56977279999999997]
[0.42340990000000001,null,0.56977279999999997]
[0.4232843,null,0.56977279999999997]
[0.4232843,null,0.56977279999999997]
[0.4232843,null,0.56977279999999997]
[0.4232843,null,0.56977279999999997]
[0.4231994,null,0.56977279999999997]
[0.4231994,null,0.56977279999999997]
[0.42310690000000001,null,0.56977279999999997]
[0.42310690000000001,null,0.56965109999999997]
[0.42310690000000001,null,0.56952190000000003]
[0.42310690000000001,null,0.56942470000000001]
[0.42301539999999999,null,0.56942470000000001]
[0.42294330000000002,null,0.56942470000000001]
[0.42294330000000002,null,0.56942470000000001]
[0.42294330000000002,null,0.56942470000000001]
[0.42294330000000002,null,0.56942470000000001]
[0.42294330000000002,null,0.56942470000000001]
[0.42294330000000002,null,0.56942470000000001]
[0.42294330000000002,null,0.56942470000000001]
[0.42294330000000002,null,0.56942470000000001]
[0.42294330000000002,null,0.56942470000000001]
[0.42294330000000002,null,0.56942470000000001]
[0.42285840000000002,null,0.569303]
[0.42285840000000002,null,0.5691737]
[0.4227862,null,0.56904719999999998]
[0.4227862,null,0.56904719999999998]
[0.42269370000000001,null,0.56904719999999998]
[0.42269370000000001,null,0.56885949999999996]
[0.42269370000000001,null,0.56885949999999996]
[0.42269370000000001,null,0.56885949999999996]
[0.42269370000000001,null,0.56885949999999996]
[0.42269370000000001,null,0.56885949999999996]
[0.42269370000000001,null,0.56885949999999996]
[0.42269370000000001,null,0.56885949999999996]
[0.42260219999999998,null,0.56885949999999996]
[0.42260219999999998,null,0.56885949999999996]
[0.42260219999999998,null,0.56885949999999996]
[0.42260219999999998,null,0.56885949999999996]
[0.42260219999999998,null,0.56873790000000002]
[0.42260219999999998,null,0.5686407]
[0.42239890000000002,null,0.5686407]
[0.42235270000000003,null,0.5686407]
[0.42235270000000003,null,0.5686407]
[0.42235270000000003,null,0.5686407]
[0.42235270000000003,null,0.5686407]
[0.42235270000000003,null,0.5685114]
[0.42235260000000002,null,0.5685114]
[0.42235260000000002,null,0.5685114]
[0.42235260000000002,null,0.5685114]
[0.42235260000000002,null,0.5685114]
[0.42235260000000002,null,0.5685114]
[0.42235260000000002,null,0.5685114]
[0.42235260000000002,null,0.5685114]
[0.42235260000000002,null,0.56841419999999998]
[0.42235260000000002,null,0.56841419999999998]
[0.4221956,null,0.56841419999999998]
[0.4221956,null,0.56832380000000005]
[0.4221956,null,0.56832380000000005]
[0.4221956,null,0.56832380000000005]
[0.42210310000000001,null,0.56820210000000004]
[0.42210310000000001,null,0.56820210000000004]
[0.42210310000000001,null,0.56820210000000004]
[0.42210310000000001,null,0.56820210000000004]
[0.4219774,null,0.56794630000000002]
[0.4219774,null,0.56794630000000002]
[0.4219774,null,0.56794630000000002]
[0.4219774,null,0.5678491]
[0.42188599999999998,null,0.5678491]
[0.42188599999999998,null,0.5678491]
[0.42180109999999998,null,0.5678491]
[0.42180109999999998,null,0.5678491]
[0.42172890000000002,null,0.5678491]
[0.42172890000000002,null,0.56772739999999999]
[0.42172890000000002,null,0.56772739999999999]
[0.42172890000000002,null,0.56772739999999999]
[0.42163640000000002,null,0.56772739999999999]
[0.42163640000000002,null,0.56772739999999999]
[0.42163640000000002,null,0.56772739999999999]
[0.42163640000000002,null,0.56772739999999999]
[0.42163640000000002,null,0.56772739999999999]
[0.42163640000000002,null,0.56772739999999999]
[0.42163640000000002,null,0.56759809999999999]
[0.4215449,null,0.56750100000000003]
[0.4215449,null,0.56750089999999997]
[0.4215449,null,0.56750089999999997]
[0.42147279999999998,null,0.56750089999999997]
[0.42138789999999998,null,0.56750089999999997]
[0.42138789999999998,null,0.56750089999999997]
[0.42138789999999998,null,0.56741050000000004]
[0.42138789999999998,null,0.56741050000000004]
[0.42138789999999998,null,0.56741050000000004]
[0.42138789999999998,null,0.56741050000000004]
[0.42138789999999998,null,0.56741050000000004]
[0.42138789999999998,null,0.56728880000000004]
[0.42138789999999998,null,0.56728880000000004]
[0.42129539999999999,null,0.56706239999999997]
[0.42129529999999998,null,0.56706239999999997]
[0.42129529999999998,null,0.56706239999999997]
[0.42121049999999999,null,0.56706239999999997]
[0.42121049999999999,null,0.56706239999999997]
[0.42121049999999999,null,0.56706239999999997]
[0.42121049999999999,null,0.56706239999999997]
[0.42113830000000002,null,0.56706239999999997]
[0.42113830000000002,null,0.56706239999999997]
[0.42113830000000002,null,0.56696519999999995]
[0.4210469,null,0.56696519999999995]
[0.4210469,null,0.56696519999999995]
[0.420962,null,0.56696519999999995]
[0.420962,null,0.56684349999999994]
[0.420962,null,0.56684349999999994]
[0.420962,null,0.56684349999999994]
[0.420962,null,0.56684349999999994]
[0.420962,null,0.56684349999999994]
[0.4208694,null,0.56671700000000003]
[0.4208694,null,0.56671700000000003]
[0.4207438,null,0.56671700000000003]
[0.4207438,null,0.56671689999999997]
[0.4207438,null,0.56671689999999997]
[0.4207438,null,0.56661980000000001]
[0.4206589,null,0.56661980000000001]
[0.4206589,null,0.56661980000000001]
[0.4206589,null,0.56652930000000001]
[0.4206589,null,0.56640000000000001]
[0.4206589,null,0.56640000000000001]
[0.4206589,null,0.56640000000000001]
[0.42058679999999998,null,0.56640000000000001]
[0.42058679999999998,null,0.56640000000000001]
[0.42049530000000002,null,0.56640000000000001]
[0.42049530000000002,null,0.56627839999999996]
[0.42049530000000002,null,0.56627839999999996]
[0.42049530000000002,null,0.56618120000000005]
[0.42049530000000002,null,0.56618120000000005]
[0.42049530000000002,null,0.56605190000000005]
[0.42049530000000002,null,0.56605190000000005]
[0.42049530000000002,null,0.56605190000000005]
[0.42049530000000002,null,0.56605190000000005]
[0.42049530000000002,null,0.56605190000000005]
[0.42049530000000002,null,0.56605190000000005]
[0.42031790000000002,null,0.56605190000000005]
[0.42031790000000002,null,0.56605190000000005]
[0.42031790000000002,null,0.56605190000000005]
[0.42031790000000002,null,0.56605190000000005]
[0.42031790000000002,null,0.56605190000000005]
[0.42031790000000002,null,0.56605190000000005]
[0.42031790000000002,null,0.56595470000000003]
[0.4202457,null,0.56595470000000003]
[0.4202457,null,0.56595470000000003]
[0.4202457,null,0.56595470000000003]
[0.4202457,null,0.56595470000000003]
[0.4202457,null,0.56595470000000003]
[0.42006939999999998,null,0.56574259999999998]
[0.42006939999999998,null,0.56574259999999998]
[0.42006939999999998,null,0.56574259999999998]
[0.41997679999999998,null,0.56574259999999998]
[0.41997679999999998,null,0.56574259999999998]
[0.41997679999999998,null,0.56561329999999999]
[0.41990470000000002,null,0.56561329999999999]
[0.41990470000000002,null,0.56561329999999999]
[0.41990470000000002,null,0.56551620000000002]
[0.41990470000000002,null,0.56551620000000002]
[0.41990470000000002,null,0.56551620000000002]
[0.41990470000000002,null,0.56551620000000002]
[0.41990470000000002,null,0.56551620000000002]
[0.41990470000000002,null,0.56551620000000002]
[0.41990470000000002,null,0.56551620000000002]
[0.41990470000000002,null,0.56551620000000002]
[0.41990470000000002,null,0.56551620000000002]
[0.41970689999999999,null,0.56551620000000002]
[0.41970689999999999,null,0.56551609999999997]
[0.41970689999999999,null,0.56551609999999997]
[0.41970689999999999,null,0.565419]
[0.41970689999999999,null,0.56528970000000001]
[0.419622,null,0.56522890000000003]
[0.4195295,null,0.565168]
[0.4195295,null,0.565168]
[0.41943799999999998,null,0.56504149999999997]
[0.41943799999999998,null,0.56504149999999997]
[0.41943799999999998,null,0.56504149999999997]
[0.41943799999999998,null,0.56504149999999997]
[0.41943799999999998,null,0.56504149999999997]
[0.41943799999999998,null,0.56504149999999997]
[0.41943799999999998,null,0.56504149999999997]
[0.41943799999999998,null,0.56504149999999997]
[0.41943799999999998,null,0.56504140000000003]
[0.41943799999999998,null,0.56504140000000003]
[0.41943799999999998,null,0.56504140000000003]
[0.41943799999999998,null,0.56504140000000003]
[0.41934549999999998,null,0.56504140000000003]
[0.41926059999999998,null,0.56494429999999995]
[0.41918840000000002,null,0.56482259999999995]
[0.41918840000000002,null,0.56482259999999995]
[0.41918840000000002,null,0.56482259999999995]
[0.41918840000000002,null,0.56482259999999995]
[0.41918840000000002,null,0.56469329999999995]
[0.41918840000000002,null,0.56469329999999995]
[0.41918840000000002,null,0.56469329999999995]
[0.41918840000000002,null,0.56469329999999995]
[0.41918840000000002,null,0.56460290000000002]
[0.41918840000000002,null,0.56460290000000002]
[0.41918840000000002,null,0.56460290000000002]
[0.41918840000000002,null,0.5645057]
[0.41918840000000002,null,0.5645057]
[0.4191163,null,0.5645057]
[0.4191163,null,0.5645057]
[0.41902479999999998,null,0.5643764]
[0.41902479999999998,null,0.5643764]
[0.41893229999999998,null,0.5643764]
[0.41893229999999998,null,0.5643764]
[0.41893229999999998,null,0.56425479999999995]
[0.41893229999999998,null,0.56425479999999995]
[0.41893229999999998,null,0.56415760000000004]
[0.41884739999999998,null,0.56403099999999995]
[0.41884739999999998,null,0.56403099999999995]
[0.41884739999999998,null,0.56403099999999995]
[0.41884739999999998,null,0.56403099999999995]
[0.41884739999999998,null,0.56403099999999995]
[0.41884739999999998,null,0.56403099999999995]
[0.41877520000000001,null,0.56403099999999995]
[0.41877520000000001,null,0.56403099999999995]
[0.41877520000000001,null,0.56378010000000001]
[0.41877520000000001,null,0.56378010000000001]
[0.41877520000000001,null,0.56368289999999999]
[0.41877520000000001,null,0.56368289999999999]
[0.41877520000000001,null,0.56368289999999999]
[0.41877520000000001,null,0.56368289999999999]
[0.41877520000000001,null,0.56359239999999999]
[0.41869030000000002,null,0.56359239999999999]
[0.41869030000000002,null,0.56359239999999999]
[0.41869030000000002,null,0.56359239999999999]
[0.41869030000000002,null,0.56359239999999999]
[0.41856470000000001,null,0.56347080000000005]
[0.41838069999999999,null,0.56347080000000005]
[0.41838069999999999,null,0.56347080000000005]
[0.41838069999999999,null,0.56347080000000005]
[0.41830859999999997,null,0.56347080000000005]
[0.41830859999999997,null,0.56347080000000005]
[0.41830859999999997,null,0.56347080000000005]
[0.41830859999999997,null,0.56337360000000003]
[0.41830859999999997,null,0.56337360000000003]
[0.41830859999999997,null,0.56337360000000003]
[0.41830859999999997,null,0.56337360000000003]
[0.41822369999999998,null,0.56337360000000003]
[0.41822369999999998,null,0.56337360000000003]
[0.41822369999999998,null,0.56312269999999998]
[0.41822369999999998,null,0.56312269999999998]
[0.41822369999999998,null,0.56312269999999998]
[0.41822369999999998,null,0.56312269999999998]
[0.41822369999999998,null,0.56312260000000003]
[0.41822369999999998,null,0.56312260000000003]
[0.41822369999999998,null,0.56312260000000003]
[0.41813109999999998,null,0.56312260000000003]
[0.41813109999999998,null,0.56312260000000003]
[0.41813109999999998,null,0.56312260000000003]
[0.41813109999999998,null,0.56312260000000003]
[0.41813109999999998,null,0.56312260000000003]
[0.41813109999999998,null,0.56300099999999997]
[0.41797410000000002,null,0.56300099999999997]
[0.41797410000000002,null,0.56300099999999997]
[0.41788259999999999,null,0.56291049999999998]
[0.41788259999999999,null,0.56291049999999998]
[0.41788259999999999,null,0.56281340000000002]
[0.41788259999999999,null,0.56281340000000002]
[0.41788259999999999,null,0.56281340000000002]
[0.41788259999999999,null,0.56281340000000002]
[0.41788259999999999,null,0.56281340000000002]
[0.41788259999999999,null,0.56281329999999996]
[0.41788259999999999,null,0.56281329999999996]
[0.41788259999999999,null,0.56281329999999996]
[0.41779769999999999,null,0.56268410000000002]
[0.41779769999999999,null,0.56255750000000004]
[0.41779769999999999,null,0.56255750000000004]
[0.41779769999999999,null,0.56246030000000002]
[0.41779769999999999,null,0.56246030000000002]
[0.41772559999999997,null,0.56246030000000002]
[0.41763309999999998,null,0.56246030000000002]
[0.41763299999999998,null,0.56246030000000002]
[0.41763299999999998,null,0.5623631]
[0.41763299999999998,null,0.5623631]
[0.41763299999999998,null,0.5623631]
[0.41763299999999998,null,0.5623631]
[0.41763299999999998,null,0.5623631]
[0.41763299999999998,null,0.5623631]
[0.41763299999999998,null,0.56224149999999995]
[0.41754819999999998,null,0.56211219999999995]
[0.41745670000000001,null,0.56211219999999995]
[0.41736420000000002,null,0.56211219999999995]
[0.41736420000000002,null,0.56211219999999995]
[0.41736420000000002,null,0.56202169999999996]
[0.417292,null,0.56202169999999996]
[0.417292,null,0.5619246]
[0.417292,null,0.5619246]
[0.41716639999999999,null,0.5619246]
[0.41716639999999999,null,0.5619246]
[0.41716639999999999,null,0.56192450000000005]
[0.41716639999999999,null,0.56192450000000005]
[0.41716639999999999,null,0.56192450000000005]
[0.41716639999999999,null,0.56192450000000005]
[0.41716639999999999,null,0.56192450000000005]
[0.41708149999999999,null,0.56180289999999999]
[0.41708149999999999,null,0.56180289999999999]
[0.41708149999999999,null,0.56180289999999999]
[0.41708149999999999,null,0.5616736]
[0.41708149999999999,null,0.56157639999999998]
[0.41708149999999999,null,0.56157639999999998]
[0.41708149999999999,null,0.56157639999999998]
[0.41708149999999999,null,0.56157639999999998]
[0.41708149999999999,null,0.56157639999999998]
[0.41708149999999999,null,0.56157639999999998]
[0.41700930000000003,null,0.56157639999999998]
[0.41691679999999998,null,0.56157639999999998]
[0.41691679999999998,null,0.56157639999999998]
[0.41691679999999998,null,0.56157639999999998]
[0.41682530000000001,null,0.56157639999999998]
[0.41682530000000001,null,0.56147930000000001]
[0.41674050000000001,null,0.56141839999999998]
[0.41674050000000001,null,0.56135760000000001]
[0.41674050000000001,null,0.56135760000000001]
[0.41674050000000001,null,0.56126710000000002]
[0.41674050000000001,null,0.56113789999999997]
[0.41674050000000001,null,0.56113789999999997]
[0.41674050000000001,null,0.56113789999999997]
[0.41674040000000001,null,0.56113789999999997]
[0.41674040000000001,null,0.56113789999999997]
[0.41674040000000001,null,0.56113789999999997]
[0.41674040000000001,null,0.56113789999999997]
[0.41674040000000001,null,0.56113780000000002]
[0.41674040000000001,null,0.56104069999999995]
[0.41674040000000001,null,0.56079250000000003]
[0.41674040000000001,null,0.56079250000000003]
[0.41674040000000001,null,0.56079250000000003]
[0.4165758,null,0.56079250000000003]
[0.4165758,null,0.56079250000000003]
[0.4164909,null,0.56079239999999997]
[0.4164909,null,0.56079239999999997]
[0.41639939999999998,null,0.56079239999999997]
[0.41639939999999998,null,0.56079239999999997]
[0.41639939999999998,null,0.56079239999999997]
[0.41639939999999998,null,0.56079239999999997]
[0.41639939999999998,null,0.56079239999999997]
[0.41639939999999998,null,0.56069530000000001]
[0.41639939999999998,null,0.56056600000000001]
[0.41639939999999998,null,0.56056600000000001]
[0.41639939999999998,null,0.56056600000000001]
[0.41639939999999998,null,0.56056600000000001]
[0.41632730000000001,null,0.56056600000000001]
[0.41632730000000001,null,0.56056600000000001]
[0.41632730000000001,null,0.56044430000000001]
[0.41611680000000001,null,0.56044430000000001]
[0.41611680000000001,null,0.56044430000000001]
[0.41602420000000001,null,0.56044430000000001]
[0.41602420000000001,null,0.56035389999999996]
[0.41602420000000001,null,0.56035389999999996]
[0.41602420000000001,null,0.56025670000000005]
[0.41602420000000001,null,0.56025670000000005]
[0.41602420000000001,null,0.56025670000000005]
[0.41602420000000001,null,0.56025670000000005]
[0.41602420000000001,null,0.56025670000000005]
[0.41602420000000001,null,0.56025670000000005]
[0.41602420000000001,null,0.56025670000000005]
[0.41602420000000001,null,0.56025670000000005]
[0.41602420000000001,null,0.56025670000000005]
[0.41602420000000001,null,0.56025670000000005]
[0.41593269999999999,null,0.56025670000000005]
[0.41586060000000002,null,0.56025670000000005]
[0.41577570000000003,null,0.56003789999999998]
[0.41577570000000003,null,0.56003789999999998]
[0.41568319999999997,null,0.56003780000000003]
[0.41568319999999997,null,0.55990859999999998]
[0.41568319999999997,null,0.55990859999999998]
[0.41568319999999997,null,0.55990859999999998]
[0.41568319999999997,null,0.55990859999999998]
[0.41568319999999997,null,0.55990859999999998]
[0.41568319999999997,null,0.55981139999999996]
[0.41568319999999997,null,0.55981139999999996]
[0.41568319999999997,null,0.55981139999999996]
[0.41568319999999997,null,0.55981139999999996]
[0.41568319999999997,null,0.55981139999999996]
[0.41568319999999997,null,0.55981139999999996]
[0.41568319999999997,null,0.55981139999999996]
[0.41568310000000003,null,0.55981139999999996]
[0.41568310000000003,null,0.55981139999999996]
[0.41568310000000003,null,0.55971420000000005]
[0.41568310000000003,null,0.55959250000000005]
[0.41552610000000001,null,0.55959250000000005]
[0.41552610000000001,null,0.55959250000000005]
[0.41552610000000001,null,0.55946600000000002]
[0.41552610000000001,null,0.55946600000000002]
[0.41552610000000001,null,0.55946600000000002]
[0.41543469999999999,null,0.55937550000000003]
[0.41543469999999999,null,0.55937550000000003]
[0.41534209999999999,null,0.55924620000000003]
[0.41534209999999999,null,0.55924620000000003]
[0.41534209999999999,null,0.55914900000000001]
[0.41534209999999999,null,0.55914900000000001]
[0.41534209999999999,null,0.55902739999999995]
[0.41534209999999999,null,0.55902739999999995]
[0.41534209999999999,null,0.55902739999999995]
[0.41534209999999999,null,0.55902739999999995]
[0.41534209999999999,null,0.55902739999999995]
[0.41521649999999999,null,0.55893020000000004]
[0.41521649999999999,null,0.55893020000000004]
[0.41513159999999999,null,0.55893020000000004]
[0.41513159999999999,null,0.55893020000000004]
[0.41513159999999999,null,0.55893020000000004]
[0.41513159999999999,null,0.55893020000000004]
[0.41503909999999999,null,0.55883300000000002]
[0.41503909999999999,null,0.55883300000000002]
[0.41503909999999999,null,0.55883300000000002]
[0.41503899999999999,null,0.55871139999999997]
[0.41496690000000003,null,0.55871139999999997]
[0.41496690000000003,null,0.55858209999999997]
[0.41496690000000003,null,0.55849159999999998]
[0.41496690000000003,null,0.55849159999999998]
[0.41496690000000003,null,0.55849159999999998]
[0.41496690000000003,null,0.55849159999999998]
[0.41496690000000003,null,0.55849159999999998]
[0.41487550000000001,null,0.55849159999999998]
[0.41487550000000001,null,0.55849159999999998]
[0.41487550000000001,null,0.55849159999999998]
[0.41487550000000001,null,0.55839450000000002]
[0.41487550000000001,null,0.55839450000000002]
[0.41487550000000001,null,0.55839439999999996]
[0.41487550000000001,null,0.55839439999999996]
[0.41487550000000001,null,0.55826520000000002]
[0.41487550000000001,null,0.55826520000000002]
[0.41487540000000001,null,0.55826520000000002]
[0.41487540000000001,null,0.55826520000000002]
[0.41478290000000001,null,0.55826520000000002]
[0.41469800000000001,null,0.55826520000000002]
[0.41469800000000001,null,0.55826520000000002]
[0.41469800000000001,null,0.55814350000000001]
[0.41469800000000001,null,0.5580463]
[0.41469800000000001,null,0.5580463]
[0.41469800000000001,null,0.5580463]
[0.41469800000000001,null,0.5580463]
[0.41462589999999999,null,0.5580463]
[0.41462589999999999,null,0.5580463]
[0.41462589999999999,null,0.5580463]
[0.41462589999999999,null,0.5580463]
[0.41462589999999999,null,0.5580463]
[0.41453440000000003,null,0.5580463]
[0.41444189999999997,null,0.5580463]
[0.41444189999999997,null,0.5580463]
[0.41444189999999997,null,0.557917]
[0.41444189999999997,null,0.557917]
[0.41444189999999997,null,0.55779049999999997]
[0.41444189999999997,null,0.55779049999999997]
[0.41435699999999998,null,0.55748120000000001]
[0.41435699999999998,null,0.55748120000000001]
[0.41435699999999998,null,0.55748120000000001]
[0.41435699999999998,null,0.55748120000000001]
[0.41435699999999998,null,0.55748120000000001]
[0.41428480000000001,null,0.55748120000000001]
[0.41428480000000001,null,0.55748120000000001]
[0.41428480000000001,null,0.55748120000000001]
[0.41428480000000001,null,0.55748120000000001]
[0.41428480000000001,null,0.55748120000000001]
[0.41428480000000001,null,0.55738399999999999]
[0.41428480000000001,null,0.55725469999999999]
[0.41428480000000001,null,0.55725469999999999]
[0.41428480000000001,null,0.55725469999999999]
[0.41428480000000001,null,0.55725469999999999]
[0.41419230000000001,null,0.55725469999999999]
[0.41419230000000001,null,0.55725469999999999]
[0.41419230000000001,null,0.55725469999999999]
[0.41419230000000001,null,0.55725469999999999]
[0.41410740000000001,null,0.55725469999999999]
[0.41410740000000001,null,0.55703590000000003]
[0.41410740000000001,null,0.55703590000000003]
[0.41410740000000001,null,0.55703590000000003]
[0.41401589999999999,null,0.55694540000000003]
[0.41401589999999999,null,0.55694540000000003]
[0.41401589999999999,null,0.55694540000000003]
[0.41394379999999997,null,0.55694540000000003]
[0.41394379999999997,null,0.55694540000000003]
[0.41394379999999997,null,0.55694540000000003]
[0.41381820000000002,null,0.55694540000000003]
[0.41381820000000002,null,0.55681610000000004]
[0.41381820000000002,null,0.55681610000000004]
[0.41381820000000002,null,0.55681610000000004]
[0.41381820000000002,null,0.55681610000000004]
[0.41381820000000002,null,0.55681610000000004]
[0.41381820000000002,null,0.55669449999999998]
[0.41372560000000003,null,0.55669449999999998]
[0.41372560000000003,null,0.55659729999999996]
[0.41364069999999997,null,0.55659729999999996]
[0.41364069999999997,null,0.55659729999999996]
[0.41364069999999997,null,0.55659729999999996]
[0.41364069999999997,null,0.55659729999999996]
[0.41364069999999997,null,0.55659729999999996]
[0.41364069999999997,null,0.55659729999999996]
[0.41364069999999997,null,0.55659729999999996]
[0.41364069999999997,null,0.55659729999999996]
[0.41364069999999997,null,0.55659729999999996]
[0.41364069999999997,null,0.55659729999999996]
[0.41354930000000001,null,0.55659729999999996]
[0.41347709999999999,null,0.55659729999999996]
[0.41347709999999999,null,0.5563785]
[0.41347709999999999,null,0.5563785]
[0.41347709999999999,null,0.556288]
[0.41347709999999999,null,0.556288]
[0.41347709999999999,null,0.556288]
[0.41347709999999999,null,0.556288]
[0.41347709999999999,null,0.55615870000000001]
[0.41347709999999999,null,0.55615870000000001]
[0.41347709999999999,null,0.55615870000000001]
[0.41347709999999999,null,0.55593499999999996]
[0.41338459999999999,null,0.55593499999999996]
[0.41338459999999999,null,0.55593499999999996]
[0.41338459999999999,null,0.55593499999999996]
[0.41338459999999999,null,0.55593499999999996]
[0.41338459999999999,null,0.55593499999999996]
[0.41338459999999999,null,0.55593499999999996]
[0.41329969999999999,null,0.55593499999999996]
[0.41329969999999999,null,0.55593499999999996]
[0.41322750000000003,null,0.55593490000000001]
[0.41322750000000003,null,0.55593490000000001]
[0.41322750000000003,null,0.55593490000000001]
[0.41322750000000003,null,0.55587410000000004]
[0.41322750000000003,null,0.55571610000000005]
[0.41322750000000003,null,0.55558689999999999]
[0.41322750000000003,null,0.55558689999999999]
[0.41322750000000003,null,0.55558689999999999]
[0.41322750000000003,null,0.55558680000000005]
[0.41322750000000003,null,0.55558680000000005]
[0.41322750000000003,null,0.55558680000000005]
[0.41322750000000003,null,0.55558680000000005]
[0.41322750000000003,null,0.55558680000000005]
[0.41322750000000003,null,0.55548969999999998]
[0.41305120000000001,null,0.55539919999999998]
[0.41297899999999998,null,0.55539919999999998]
[0.41288649999999999,null,0.55539919999999998]
[0.41288649999999999,null,0.55539919999999998]
[0.41288649999999999,null,0.55539919999999998]
[0.41288649999999999,null,0.55527749999999998]
[0.41288649999999999,null,0.55527749999999998]
[0.41288649999999999,null,0.55527749999999998]
[0.41288649999999999,null,0.55527749999999998]
[0.41288649999999999,null,0.55527749999999998]
[0.41288649999999999,null,0.55518040000000002]
[0.41288649999999999,null,0.55518040000000002]
[0.41288649999999999,null,0.55518040000000002]
[0.41288649999999999,null,0.55518040000000002]
[0.41288649999999999,null,0.55518040000000002]
[0.41288649999999999,null,0.55518040000000002]
[0.41276089999999999,null,0.55518029999999996]
[0.41267599999999999,null,0.55505110000000002]
[0.41267599999999999,null,0.55505110000000002]
[0.41267599999999999,null,0.55505110000000002]
[0.41267599999999999,null,0.55492940000000002]
[0.41258450000000002,null,0.55492940000000002]
[0.41258450000000002,null,0.55492940000000002]
[0.41258450000000002,null,0.5548322]
[0.41258450000000002,null,0.5548322]
[0.41258450000000002,null,0.5548322]
[0.41258450000000002,null,0.5548322]
[0.41249200000000003,null,0.5548322]
[0.41249200000000003,null,0.5548322]
[0.41249200000000003,null,0.5548322]
[0.41249200000000003,null,0.5548322]
[0.41249200000000003,null,0.5548322]
[0.41249200000000003,null,0.5548322]
[0.4124198,null,0.5548322]
[0.4124198,null,0.55474179999999995]
[0.4123349,null,0.55474179999999995]
[0.4123349,null,0.55474179999999995]
[0.4123349,null,0.55461519999999997]
[0.4123349,null,0.55461519999999997]
[0.4123349,null,0.55461519999999997]
[0.41224240000000001,null,0.55448589999999998]
[0.41224240000000001,null,0.55438880000000001]
[0.41224240000000001,null,0.55426710000000001]
[0.41224240000000001,null,0.55426710000000001]
[0.41224240000000001,null,0.55426710000000001]
[0.41215089999999999,null,0.55426710000000001]
[0.41215089999999999,null,0.55426710000000001]
[0.41215089999999999,null,0.55426710000000001]
[0.41215089999999999,null,0.55426710000000001]
[0.41215089999999999,null,0.55426710000000001]
[0.41215089999999999,null,0.55413780000000001]
[0.41215089999999999,null,0.55413780000000001]
[0.41207880000000002,null,0.55413780000000001]
[0.41207880000000002,null,0.55413780000000001]
[0.41207880000000002,null,0.55413780000000001]
[0.41199390000000002,null,0.55413780000000001]
[0.41199390000000002,null,0.55413780000000001]
[0.41199390000000002,null,0.55404059999999999]
[0.41199390000000002,null,0.55391900000000005]
[0.41199390000000002,null,0.55391900000000005]
[0.41199390000000002,null,0.55391900000000005]
[0.41199390000000002,null,0.55391900000000005]
[0.41199390000000002,null,0.55391900000000005]
[0.41199390000000002,null,0.55382849999999995]
[0.41190130000000003,null,0.55382849999999995]
[0.41182920000000001,null,0.55369919999999995]
[0.41182920000000001,null,0.55369919999999995]
[0.41173769999999998,null,0.55369919999999995]
[0.41173769999999998,null,0.55369919999999995]
[0.41173769999999998,null,0.55369919999999995]
[0.41173769999999998,null,0.55369919999999995]
[0.41173769999999998,null,0.55369919999999995]
[0.41165289999999999,null,0.55360200000000004]
[0.41165289999999999,null,0.55360200000000004]
[0.41165289999999999,null,0.55360200000000004]
[0.41165279999999999,null,0.55360200000000004]
[0.41152719999999998,null,0.55360200000000004]
[0.41152719999999998,null,0.55360200000000004]
[0.41152719999999998,null,0.55350489999999997]
[0.41152719999999998,null,0.55350489999999997]
[0.41152719999999998,null,0.55350489999999997]
[0.41152719999999998,null,0.55337559999999997]
[0.41152719999999998,null,0.55337559999999997]
[0.41145510000000002,null,0.55325389999999997]
[0.41145510000000002,null,0.55325389999999997]
[0.41145510000000002,null,0.55325389999999997]
[0.41145510000000002,null,0.55325389999999997]
[0.41145510000000002,null,0.55325389999999997]
[0.41145510000000002,null,0.55315669999999995]
[0.41137020000000002,null,0.55315669999999995]
[0.41127760000000002,null,0.55315669999999995]
[0.41127760000000002,null,0.55315669999999995]
[0.4111862,null,0.55306630000000001]
[0.4111862,null,0.55293970000000003]
[0.4111862,null,0.55293970000000003]
[0.4111862,null,0.55293970000000003]
[0.4111862,null,0.55293970000000003]
[0.4111862,null,0.55293970000000003]
[0.4111862,null,0.55293970000000003]
[0.4111013,null,0.55281809999999998]
[0.4111013,null,0.55281809999999998]
[0.4111013,null,0.55281800000000003]
[0.41102919999999998,null,0.55281800000000003]
[0.41102909999999998,null,0.55281800000000003]
[0.41102909999999998,null,0.55272089999999996]
[0.41093659999999999,null,0.55272089999999996]
[0.41093659999999999,null,0.55272089999999996]
[0.41093659999999999,null,0.55272089999999996]
[0.41093659999999999,null,0.55259159999999996]
[0.41093659999999999,null,0.55259159999999996]
[0.41093659999999999,null,0.55259159999999996]
[0.41093659999999999,null,0.55259159999999996]
[0.41093659999999999,null,0.55259159999999996]
[0.41093659999999999,null,0.55246989999999996]
[0.41093659999999999,null,0.55246989999999996]
[0.41093659999999999,null,0.55246989999999996]
[0.41093659999999999,null,0.55246989999999996]
[0.41093659999999999,null,0.55246989999999996]
[0.41085169999999999,null,0.55246989999999996]
[0.41072609999999998,null,0.55246989999999996]
[0.41072609999999998,null,0.55237270000000005]
[0.41065390000000002,null,0.55237270000000005]
[0.4105625,null,0.55237270000000005]
[0.4105625,null,0.55237270000000005]
[0.4105625,null,0.55225109999999999]
[0.4105625,null,0.55203139999999995]
[0.4105625,null,0.55203139999999995]
[0.4105625,null,0.55203139999999995]
[0.4104699,null,0.55193420000000004]
[0.4104699,null,0.55193420000000004]
[0.4104699,null,0.55193420000000004]
[0.4104699,null,0.55193420000000004]
[0.4104699,null,0.55193420000000004]
[0.4104699,null,0.55193420000000004]
[0.4104699,null,0.55193420000000004]
[0.4104699,null,0.55193420000000004]
[0.4104699,null,0.55193420000000004]
[0.41037849999999998,null,0.55193420000000004]
[0.41037849999999998,null,0.55183700000000002]
[0.41037849999999998,null,0.55183700000000002]
[0.41037849999999998,null,0.55183700000000002]
[0.41037849999999998,null,0.55183700000000002]
[0.41037849999999998,null,0.55183700000000002]
[0.41037849999999998,null,0.55177620000000005]
[0.41029359999999998,null,0.55171530000000002]
[0.41029359999999998,null,0.55171530000000002]
[0.41029359999999998,null,0.55171530000000002]
[0.41029359999999998,null,0.55171530000000002]
[0.41029359999999998,null,0.55162489999999997]
[0.41029359999999998,null,0.55162489999999997]
[0.41022140000000001,null,0.5514983]
[0.41022140000000001,null,0.5514983]
[0.41022140000000001,null,0.551369]
[0.41022140000000001,null,0.551369]
[0.41022140000000001,null,0.551369]
[0.41022140000000001,null,0.551369]
[0.41022140000000001,null,0.55127190000000004]
[0.41022140000000001,null,0.55127179999999998]
[0.41012890000000002,null,0.55127179999999998]
[0.41012890000000002,null,0.55127179999999998]
[0.41012890000000002,null,0.55127179999999998]
[0.41012890000000002,null,0.55127179999999998]
[0.41012890000000002,null,0.55127179999999998]
[0.41012890000000002,null,0.55127179999999998]
[0.41012890000000002,null,0.55127179999999998]
[0.41012890000000002,null,0.55127179999999998]
[0.41012890000000002,null,0.55117470000000002]
[0.41004400000000002,null,0.55117459999999996]
[0.4099526,null,0.55105300000000002]
[0.4099525,null,0.55105300000000002]
[0.40986,null,0.55105300000000002]
[0.40986,null,0.55105300000000002]
[0.40986,null,0.55092370000000002]
[0.40986,null,0.55092370000000002]
[0.40986,null,0.55092370000000002]
[0.40986,null,0.55092370000000002]
[0.40978789999999998,null,0.55083329999999997]
[0.40978789999999998,null,0.55083329999999997]
[0.40978789999999998,null,0.55083329999999997]
[0.40978789999999998,null,0.55073609999999995]
[0.40966219999999998,null,0.55073609999999995]
[0.40966219999999998,null,0.55073609999999995]
[0.40966219999999998,null,0.55073609999999995]
[0.40966219999999998,null,0.55073609999999995]
[0.40966219999999998,null,0.55073609999999995]
[0.40966219999999998,null,0.55073609999999995]
[0.40966219999999998,null,0.55073609999999995]
[0.40966219999999998,null,0.55073609999999995]
[0.40957729999999998,null,0.55073609999999995]
[0.40957729999999998,null,0.55073609999999995]
[0.40948479999999998,null,0.55073609999999995]
[0.40948479999999998,null,0.55063890000000004]
[0.40948479999999998,null,0.55050960000000004]
[0.40948479999999998,null,0.55038799999999999]
[0.40948479999999998,null,0.55038799999999999]
[0.40948479999999998,null,0.55038799999999999]
[0.40948479999999998,null,0.55038799999999999]
[0.40941260000000002,null,0.55038799999999999]
[0.4093212,null,0.55038799999999999]
[0.4093212,null,0.55038799999999999]
[0.4093212,null,0.55038799999999999]
[0.4093212,null,0.55038790000000004]
[0.4093212,null,0.55038790000000004]
[0.4093212,null,0.55026140000000001]
[0.4093212,null,0.55026140000000001]
[0.4093212,null,0.55026140000000001]
[0.4093212,null,0.55016419999999999]
[0.4092286,null,0.55016419999999999]
[0.4092286,null,0.55016419999999999]
[0.4092286,null,0.55016419999999999]
[0.4092286,null,0.55016419999999999]
[0.4092286,null,0.55016419999999999]
[0.4091438,null,0.55004260000000005]
[0.4091437,null,0.55004249999999999]
[0.4091437,null,0.55004249999999999]
[0.4091437,null,0.55004249999999999]
[0.4091437,null,0.55004249999999999]
[0.40907159999999998,null,0.55004249999999999]
[0.40907159999999998,null,0.54982279999999994]
[0.40897899999999998,null,0.54982279999999994]
[0.40897899999999998,null,0.54982279999999994]
[0.40897899999999998,null,0.54972560000000004]
[0.40897899999999998,null,0.54972560000000004]
[0.40897899999999998,null,0.54972560000000004]
[0.40897899999999998,null,0.54972560000000004]
[0.40897899999999998,null,0.54972560000000004]
[0.40897899999999998,null,0.54972560000000004]
[0.40897899999999998,null,0.54972560000000004]
[0.40897899999999998,null,0.54972560000000004]
[0.40876200000000001,null,0.54972560000000004]
[0.40876200000000001,null,0.54962840000000002]
[0.40876200000000001,null,0.54962840000000002]
[0.40876200000000001,null,0.54962840000000002]
[0.40876200000000001,null,0.54962840000000002]
[0.40876200000000001,null,0.54962840000000002]
[0.40876200000000001,null,0.54950679999999996]
[0.40876200000000001,null,0.54940960000000005]
[0.40867710000000002,null,0.54940960000000005]
[0.40867710000000002,null,0.54940960000000005]
[0.40867710000000002,null,0.54928030000000005]
[0.40867710000000002,null,0.54928030000000005]
[0.40867710000000002,null,0.54928030000000005]
[0.40867710000000002,null,0.54928030000000005]
[0.40858450000000002,null,0.54928030000000005]
[0.40858450000000002,null,0.54928030000000005]
[0.40858450000000002,null,0.54928030000000005]
[0.4085124,null,0.54928030000000005]
[0.4085124,null,0.54928030000000005]
[0.4085124,null,0.54928030000000005]
[0.4085124,null,0.54928030000000005]
[0.4085124,null,0.54928030000000005]
[0.4084275,null,0.54928030000000005]
[0.4084275,null,0.54928030000000005]
[0.4084275,null,0.54918310000000004]
[0.4084275,null,0.54905660000000001]
[0.4084275,null,0.54905649999999995]
[0.4084275,null,0.54905649999999995]
[0.4084275,null,0.54905649999999995]
[0.4084275,null,0.54905649999999995]
[0.4084275,null,0.54892730000000001]
[0.4084275,null,0.5488056]
[0.4084275,null,0.5488056]
[0.4083349,null,0.54871519999999996]
[0.4083349,null,0.54871519999999996]
[0.40824349999999998,null,0.54871519999999996]
[0.40824349999999998,null,0.54861800000000005]
[0.40824349999999998,null,0.54861800000000005]
[0.40824349999999998,null,0.54861800000000005]
[0.40817130000000001,null,0.54861800000000005]
[0.40817130000000001,null,0.54861800000000005]
[0.40817130000000001,null,0.54861800000000005]
[0.40817130000000001,null,0.54861800000000005]
[0.40817130000000001,null,0.54861800000000005]
[0.40808650000000002,null,0.54861800000000005]
[0.40808650000000002,null,0.54861800000000005]
[0.40808650000000002,null,0.54861800000000005]
[0.40808650000000002,null,0.54848870000000005]
[0.40808650000000002,null,0.54848870000000005]
[0.40808640000000002,null,0.5483671]
[0.40808640000000002,null,0.54836700000000005]
[0.40808640000000002,null,0.54826989999999998]
[0.40808640000000002,null,0.54826989999999998]
[0.40808640000000002,null,0.54826989999999998]
[0.40808640000000002,null,0.54826989999999998]
[0.40808640000000002,null,0.54826989999999998]
[0.40808640000000002,null,0.54826989999999998]
[0.407995,null,0.54826989999999998]
[0.407995,null,0.54826989999999998]
[0.407995,null,0.54826989999999998]
[0.4079025,null,0.54826989999999998]
[0.40783029999999998,null,0.54826989999999998]
[0.40783029999999998,null,0.54817269999999996]
[0.40783029999999998,null,0.54817269999999996]
[0.40783029999999998,null,0.54817269999999996]
[0.40783029999999998,null,0.54817269999999996]
[0.40770469999999998,null,0.54817269999999996]
[0.40770469999999998,null,0.54817269999999996]
[0.40770469999999998,null,0.54817269999999996]
[0.40770469999999998,null,0.54817269999999996]
[0.40770469999999998,null,0.54804609999999998]
[0.40761979999999998,null,0.54804609999999998]
[0.40761979999999998,null,0.54804609999999998]
[0.40761979999999998,null,0.54791679999999998]
[0.40761979999999998,null,0.54781959999999996]
[0.40761979999999998,null,0.54781959999999996]
[0.40761979999999998,null,0.54772920000000003]
[0.40761979999999998,null,0.54772920000000003]
[0.40752719999999998,null,0.54772920000000003]
[0.40752719999999998,null,0.54772920000000003]
[0.40752719999999998,null,0.54772920000000003]
[0.40745510000000001,null,0.54760750000000002]
[0.40745510000000001,null,0.54760750000000002]
[0.40745510000000001,null,0.54760750000000002]
[0.40737020000000002,null,0.54760750000000002]
[0.40737020000000002,null,0.54760750000000002]
[0.40737020000000002,null,0.54760750000000002]
[0.40737020000000002,null,0.54760750000000002]
[0.40737020000000002,null,0.54760750000000002]
[0.4072788,null,0.54760750000000002]
[0.40727869999999999,null,0.54751039999999995]
[0.40727869999999999,null,0.54751039999999995]
[0.40727869999999999,null,0.54751030000000001]
[0.40727869999999999,null,0.54751030000000001]
[0.40727869999999999,null,0.54751030000000001]
[0.40727869999999999,null,0.54751030000000001]
[0.40727869999999999,null,0.54738109999999995]
[0.40727869999999999,null,0.54725939999999995]
[0.40727869999999999,null,0.54725939999999995]
[0.40727869999999999,null,0.54725939999999995]
[0.40727869999999999,null,0.54725939999999995]
[0.40727869999999999,null,0.54725939999999995]
[0.40727869999999999,null,0.54725939999999995]
[0.40727869999999999,null,0.54725939999999995]
[0.40720659999999997,null,0.54716220000000004]
[0.40720659999999997,null,0.54716220000000004]
[0.40711399999999998,null,0.54716220000000004]
[0.40702919999999998,null,0.54716220000000004]
[0.40702919999999998,null,0.54716220000000004]
[0.40702919999999998,null,0.54716220000000004]
[0.40702919999999998,null,0.54716220000000004]
[0.40702909999999998,null,0.54716220000000004]
[0.40702909999999998,null,0.54716220000000004]
[0.40702909999999998,null,0.54716220000000004]
[0.40702909999999998,null,0.54716220000000004]
[0.40693770000000001,null,0.54716220000000004]
[0.40693770000000001,null,0.54695009999999999]
[0.40693770000000001,null,0.54685289999999998]
[0.40693770000000001,null,0.54672370000000003]
[0.40693770000000001,null,0.54672370000000003]
[0.40686559999999999,null,0.54672370000000003]
[0.4067807,null,0.54672370000000003]
[0.4067807,null,0.54672370000000003]
[0.4067807,null,0.54672370000000003]
[0.4067807,null,0.54672359999999998]
[0.4066881,null,0.54659709999999995]
[0.40656249999999999,null,0.54659709999999995]
[0.40656249999999999,null,0.54659709999999995]
[0.40656249999999999,null,0.54659709999999995]
[0.40656249999999999,null,0.54659709999999995]
[0.40656249999999999,null,0.54659709999999995]
[0.40656249999999999,null,0.54659709999999995]
[0.40656249999999999,null,0.54649990000000004]
[0.40656249999999999,null,0.54649990000000004]
[0.40656249999999999,null,0.54649990000000004]
[0.40656249999999999,null,0.54637060000000004]
[0.40656249999999999,null,0.54637060000000004]
[0.40656249999999999,null,0.54637060000000004]
[0.40656249999999999,null,0.54637060000000004]
[0.40656249999999999,null,0.54637060000000004]
[0.40656249999999999,null,0.54637060000000004]
[0.40656249999999999,null,0.54624899999999998]
[0.40649030000000003,null,0.54624890000000004]
[0.40649030000000003,null,0.54624890000000004]
[0.40639779999999998,null,0.54624890000000004]
[0.40639779999999998,null,0.54624890000000004]
[0.40630630000000001,null,0.54624890000000004]
[0.40622150000000001,null,0.54624890000000004]
[0.40622150000000001,null,0.54615179999999997]
[0.40622150000000001,null,0.54615179999999997]
[0.40622150000000001,null,0.54615179999999997]
[0.40622150000000001,null,0.54615179999999997]
[0.40622150000000001,null,0.54615179999999997]
[0.40622140000000001,null,0.54615179999999997]
[0.40622140000000001,null,0.54615179999999997]
[0.40622140000000001,null,0.54615179999999997]
[0.40622140000000001,null,0.54606129999999997]
[0.40622140000000001,null,0.54606129999999997]
[0.40622140000000001,null,0.54593199999999997]
[0.40622140000000001,null,0.54581040000000003]
[0.40614929999999999,null,0.54581040000000003]
[0.40614929999999999,null,0.54581040000000003]
[0.40614929999999999,null,0.54571320000000001]
[0.40605669999999999,null,0.54571320000000001]
[0.40605669999999999,null,0.54571320000000001]
[0.40605669999999999,null,0.54571320000000001]
[0.40605669999999999,null,0.54571320000000001]
[0.40605669999999999,null,0.54571320000000001]
[0.4059719,null,0.54571320000000001]
[0.4059719,null,0.54571320000000001]
[0.40588039999999997,null,0.54571320000000001]
[0.40588039999999997,null,0.54571320000000001]
[0.40588039999999997,null,0.54571320000000001]
[0.40588039999999997,null,0.54571320000000001]
[0.40588039999999997,null,0.54571320000000001]
[0.40575480000000003,null,0.54561599999999999]
[0.40575480000000003,null,0.54561599999999999]
[0.40575480000000003,null,0.54549440000000005]
[0.4056826,null,0.54549440000000005]
[0.4056826,null,0.54549440000000005]
[0.4056826,null,0.54549429999999999]
[0.4056826,null,0.54549429999999999]
[0.4056826,null,0.54549429999999999]
[0.4056826,null,0.54549429999999999]
[0.4056826,null,0.54549429999999999]
[0.40559770000000001,null,0.54549429999999999]
[0.40559770000000001,null,0.54549429999999999]
[0.40559770000000001,null,0.54536510000000005]
[0.40559770000000001,null,0.54536510000000005]
[0.40550520000000001,null,0.54526790000000003]
[0.40550520000000001,null,0.54526790000000003]
[0.40550520000000001,null,0.54526790000000003]
[0.40550520000000001,null,0.54526790000000003]
[0.40550520000000001,null,0.54526790000000003]
[0.40550520000000001,null,0.54517740000000003]
[0.40550520000000001,null,0.54505579999999998]
[0.40550520000000001,null,0.54505579999999998]
[0.40550520000000001,null,0.54505579999999998]
[0.40543299999999999,null,0.5449292]
[0.40543299999999999,null,0.5449292]
[0.40543299999999999,null,0.5449292]
[0.40543299999999999,null,0.5449292]
[0.40543299999999999,null,0.5449292]
[0.40534819999999999,null,0.54483199999999998]
[0.40534819999999999,null,0.54483199999999998]
[0.40534819999999999,null,0.54483199999999998]
[0.40534819999999999,null,0.54483199999999998]
[0.40534809999999999,null,0.54483199999999998]
[0.40534809999999999,null,0.54470269999999998]
[0.40534809999999999,null,0.54470269999999998]
[0.40534809999999999,null,0.54470269999999998]
[0.40525559999999999,null,0.54470269999999998]
[0.40517069999999999,null,0.54470269999999998]
[0.40507929999999998,null,0.54470269999999998]
[0.40507929999999998,null,0.54470269999999998]
[0.40507929999999998,null,0.54470269999999998]
[0.40507929999999998,null,0.54470269999999998]
[0.40507929999999998,null,0.54470269999999998]
[0.40507929999999998,null,0.54460560000000002]
[0.40507929999999998,null,0.54448390000000002]
[0.40507929999999998,null,0.54448390000000002]
[0.40507929999999998,null,0.54448390000000002]
[0.40507929999999998,null,0.54448390000000002]
[0.40507929999999998,null,0.54448390000000002]
[0.40507929999999998,null,0.54448390000000002]
[0.40507929999999998,null,0.54448390000000002]
[0.40507929999999998,null,0.54448390000000002]
[0.40500710000000001,null,0.54448390000000002]
[0.40492220000000001,null,0.54448390000000002]
[0.40492220000000001,null,0.54448390000000002]
[0.40492220000000001,null,0.54448390000000002]
[0.40492220000000001,null,0.54435460000000002]
[0.40482970000000001,null,0.54426419999999998]
[0.40482970000000001,null,0.54416699999999996]
[0.40482970000000001,null,0.54416699999999996]
[0.40482970000000001,null,0.54416699999999996]
[0.40482970000000001,null,0.54404529999999995]
[0.40482970000000001,null,0.54404529999999995]
[0.40482970000000001,null,0.54404529999999995]
[0.40473819999999999,null,0.54404529999999995]
[0.40473819999999999,null,0.54404529999999995]
[0.40473819999999999,null,0.54404529999999995]
[0.40454050000000003,null,0.54404529999999995]
[0.40454050000000003,null,0.54404529999999995]
[0.40445560000000003,null,0.54391869999999998]
[0.40445560000000003,null,0.54391869999999998]
[0.40445560000000003,null,0.54391869999999998]
[0.40445560000000003,null,0.54391869999999998]
[0.40445560000000003,null,0.54382160000000002]
[0.40445560000000003,null,0.54382160000000002]
[0.40445560000000003,null,0.54369230000000002]
[0.40445560000000003,null,0.54369230000000002]
[0.40445560000000003,null,0.54369230000000002]
[0.40445560000000003,null,0.54369230000000002]
[0.40445560000000003,null,0.5435951]
[0.40445560000000003,null,0.5435951]
[0.40445560000000003,null,0.5435951]
[0.40445560000000003,null,0.5435951]
[0.40436299999999997,null,0.5435951]
[0.40436299999999997,null,0.5435951]
[0.40427809999999997,null,0.5435951]
[0.40427809999999997,null,0.5435951]
[0.40427809999999997,null,0.5435951]
[0.40427809999999997,null,0.5435951]
[0.40427809999999997,null,0.5435951]
[0.40418670000000001,null,0.5434734]
[0.40418670000000001,null,0.54337630000000003]
[0.40418670000000001,null,0.54328580000000004]
[0.40418670000000001,null,0.54328580000000004]
[0.40411449999999999,null,0.54328580000000004]
[0.40411449999999999,null,0.54328580000000004]
[0.40411449999999999,null,0.54315650000000004]
[0.40411449999999999,null,0.54315650000000004]
[0.40411449999999999,null,0.54315650000000004]
[0.40411449999999999,null,0.54315650000000004]
[0.40402199999999999,null,0.54315650000000004]
[0.40402199999999999,null,0.54315650000000004]
[0.40402199999999999,null,0.54305930000000002]
[0.40402199999999999,null,0.54305930000000002]
[0.40402199999999999,null,0.54305930000000002]
[0.40402199999999999,null,0.54305930000000002]
[0.40402199999999999,null,0.54305930000000002]
[0.40402199999999999,null,0.54305930000000002]
[0.40402199999999999,null,0.54305930000000002]
[0.40402199999999999,null,0.54293769999999997]
[0.40393709999999999,null,0.54293769999999997]
[0.40393709999999999,null,0.54293769999999997]
[0.40386490000000003,null,0.54293769999999997]
[0.40386490000000003,null,0.54293769999999997]
[0.40386490000000003,null,0.54293769999999997]
[0.40386490000000003,null,0.54293769999999997]
[0.40386490000000003,null,0.54293769999999997]
[0.40386490000000003,null,0.54284049999999995]
[0.40386490000000003,null,0.54271119999999995]
[0.40386490000000003,null,0.54271119999999995]
[0.40386490000000003,null,0.54271119999999995]
[0.40377350000000001,null,0.54258459999999997]
[0.40377350000000001,null,0.54258459999999997]
[0.40377350000000001,null,0.54258459999999997]
[0.40377350000000001,null,0.54258459999999997]
[0.40377350000000001,null,0.54258459999999997]
[0.40377350000000001,null,0.54249420000000004]
[0.40377350000000001,null,0.54249420000000004]
[0.40377350000000001,null,0.54239700000000002]
[0.40377350000000001,null,0.54239700000000002]
[0.40368090000000001,null,0.54227539999999996]
[0.40368090000000001,null,0.54227539999999996]
[0.40368090000000001,null,0.54227539999999996]
[0.40360879999999999,null,0.54227539999999996]
[0.40360879999999999,null,0.54227530000000002]
[0.40348319999999999,null,0.54227530000000002]
[0.40348319999999999,null,0.54217820000000005]
[0.40348319999999999,null,0.54217820000000005]
[0.40348319999999999,null,0.54217820000000005]
[0.40339829999999999,null,0.54217820000000005]
[0.40339829999999999,null,0.54217820000000005]
[0.40339829999999999,null,0.54217820000000005]
[0.40339829999999999,null,0.54217820000000005]
[0.40339829999999999,null,0.54217820000000005]
[0.40339829999999999,null,0.54217820000000005]
[0.40339829999999999,null,0.54208100000000004]
[0.40339829999999999,null,0.54208100000000004]
[0.40339829999999999,null,0.54208100000000004]
[0.40330680000000002,null,0.54195170000000004]
[0.40330680000000002,null,0.54195170000000004]
[0.40330680000000002,null,0.54195170000000004]
[0.40330680000000002,null,0.54195170000000004]
[0.40330680000000002,null,0.54195170000000004]
[0.40330680000000002,null,0.54186120000000004]
[0.40330680000000002,null,0.54186120000000004]
[0.40321430000000003,null,0.54186120000000004]
[0.40321430000000003,null,0.54186120000000004]
[0.40312940000000003,null,0.54176409999999997]
[0.40312940000000003,null,0.54176409999999997]
[0.40312940000000003,null,0.54176409999999997]
[0.4030572,null,0.54164239999999997]
[0.4030572,null,0.54164239999999997]
[0.4030572,null,0.54164239999999997]
[0.4030572,null,0.54164239999999997]
[0.4030572,null,0.54164239999999997]
[0.4030572,null,0.54164239999999997]
[0.4030572,null,0.54164239999999997]
[0.4030572,null,0.54164239999999997]
[0.4030572,null,0.54164239999999997]
[0.4030572,null,0.54154519999999995]
[0.4030572,null,0.54154519999999995]
[0.4030572,null,0.54154519999999995]
[0.4030572,null,0.54154519999999995]
[0.40296579999999999,null,0.54154519999999995]
[0.40280110000000002,null,0.54154519999999995]
[0.40280110000000002,null,0.54154519999999995]
[0.40280110000000002,null,0.54141589999999995]
[0.40280110000000002,null,0.54128940000000003]
[0.40280110000000002,null,0.54128940000000003]
[0.40280110000000002,null,0.54128940000000003]
[0.40280110000000002,null,0.54116770000000003]
[0.40280110000000002,null,0.54116770000000003]
[0.40280110000000002,null,0.54116770000000003]
[0.40271620000000002,null,0.54116770000000003]
[0.40271620000000002,null,0.54107050000000001]
[0.40271620000000002,null,0.54107050000000001]
[0.40271620000000002,null,0.54107050000000001]
[0.40271620000000002,null,0.54107050000000001]
[0.40271620000000002,null,0.54107050000000001]
[0.402644,null,0.54107050000000001]
[0.402644,null,0.54107050000000001]
[0.402644,null,0.54107050000000001]
[0.402644,null,0.54107050000000001]
[0.402644,null,0.54107050000000001]
[0.402644,null,0.54098009999999996]
[0.402644,null,0.54098009999999996]
[0.402644,null,0.54085079999999996]
[0.4025591,null,0.54085079999999996]
[0.4025591,null,0.54075359999999995]
[0.40234209999999998,null,0.54075359999999995]
[0.40234209999999998,null,0.54075359999999995]
[0.40234209999999998,null,0.54075359999999995]
[0.40224949999999998,null,0.540632]
[0.40224949999999998,null,0.540632]
[0.40224949999999998,null,0.540632]
[0.40224949999999998,null,0.540632]
[0.40217740000000002,null,0.540632]
[0.40217740000000002,null,0.540632]
[0.40217740000000002,null,0.54053479999999998]
[0.40217740000000002,null,0.54053479999999998]
[0.40217740000000002,null,0.54053479999999998]
[0.40217740000000002,null,0.54053479999999998]
[0.40217740000000002,null,0.54053479999999998]
[0.40217740000000002,null,0.54053479999999998]
[0.40209250000000002,null,0.54053479999999998]
[0.40209250000000002,null,0.54053479999999998]
[0.40209250000000002,null,0.54053479999999998]
[0.40209250000000002,null,0.54053470000000003]
[0.40209250000000002,null,0.54053470000000003]
[0.40209250000000002,null,0.54053470000000003]
[0.40209250000000002,null,0.54041309999999998]
[0.40209250000000002,null,0.54041309999999998]
[0.40209250000000002,null,0.54041309999999998]
[0.40209250000000002,null,0.54041309999999998]
[0.40199990000000002,null,0.54018659999999996]
[0.40199990000000002,null,0.54006010000000004]
[0.4019278,null,0.54006010000000004]
[0.4019278,null,0.53996960000000005]
[0.4019278,null,0.53996960000000005]
[0.4019278,null,0.53996960000000005]
[0.4019278,null,0.53996960000000005]
[0.4019278,null,0.53996960000000005]
[0.4019278,null,0.53996960000000005]
[0.40183629999999998,null,0.53996960000000005]
[0.40183629999999998,null,0.53996960000000005]
[0.40175139999999998,null,0.53987240000000003]
[0.40175139999999998,null,0.53975079999999998]
[0.40175139999999998,null,0.53975079999999998]
[0.40175139999999998,null,0.53975079999999998]
[0.40175139999999998,null,0.53975079999999998]
[0.40175139999999998,null,0.53962149999999998]
[0.40175139999999998,null,0.53962149999999998]
[0.40175139999999998,null,0.53962149999999998]
[0.40175139999999998,null,0.53962149999999998]
[0.40175139999999998,null,0.53962149999999998]
[0.40165889999999999,null,0.53962149999999998]
[0.40158670000000002,null,0.53962149999999998]
[0.40158670000000002,null,0.53962149999999998]
[0.40158670000000002,null,0.53962149999999998]
[0.40158670000000002,null,0.53962149999999998]
[0.40158670000000002,null,0.53962149999999998]
[0.40146110000000002,null,0.53962149999999998]
[0.40146110000000002,null,0.53952429999999996]
[0.40146110000000002,null,0.53952429999999996]
[0.40146110000000002,null,0.53952429999999996]
[0.40146110000000002,null,0.53952429999999996]
[0.40146110000000002,null,0.53952429999999996]
[0.40146110000000002,null,0.53952429999999996]
[0.40146110000000002,null,0.53952429999999996]
[0.40146110000000002,null,0.53940259999999995]
[0.40137620000000002,null,0.53940259999999995]
[0.40137620000000002,null,0.53940259999999995]
[0.40137620000000002,null,0.53931220000000002]
[0.4012848,null,0.53918290000000002]
[0.4012848,null,0.53918290000000002]
[0.4012848,null,0.5390857]
[0.4012848,null,0.5390857]
[0.4012848,null,0.5390857]
[0.4012848,null,0.5390857]
[0.4012848,null,0.5390857]
[0.4012848,null,0.5390857]
[0.4012848,null,0.5390857]
[0.4012848,null,0.5390857]
[0.4012848,null,0.5390857]
[0.4011922,null,0.5390857]
[0.4011922,null,0.5390857]
[0.40112009999999998,null,0.5390857]
[0.40112009999999998,null,0.53895910000000002]
[0.40103519999999998,null,0.53895910000000002]
[0.40103519999999998,null,0.53895910000000002]
[0.40103519999999998,null,0.53895910000000002]
[0.40103519999999998,null,0.53886199999999995]
[0.40103519999999998,null,0.53874029999999995]
[0.40103519999999998,null,0.53874029999999995]
[0.40103519999999998,null,0.53874029999999995]
[0.40103519999999998,null,0.53874029999999995]
[0.40103519999999998,null,0.53874029999999995]
[0.40103519999999998,null,0.53861099999999995]
[0.40103519999999998,null,0.53861099999999995]
[0.40094259999999998,null,0.53861099999999995]
[0.40094259999999998,null,0.53852060000000002]
[0.40094259999999998,null,0.53852060000000002]
[0.40094259999999998,null,0.53852060000000002]
[0.40094259999999998,null,0.53852060000000002]
[0.40085769999999998,null,0.53852060000000002]
[0.40076630000000002,null,0.53852060000000002]
[0.40076630000000002,null,0.5384234]
[0.40076630000000002,null,0.5384234]
[0.40076630000000002,null,0.5384234]
[0.40076630000000002,null,0.5384234]
[0.40076630000000002,null,0.5384234]
[0.40076630000000002,null,0.5384234]
[0.40076630000000002,null,0.5384234]
[0.400476,null,0.5384234]
[0.400476,null,0.5382941]
[0.400476,null,0.5382941]
[0.400476,null,0.5382941]
[0.400476,null,0.5382941]
[0.400476,null,0.53807530000000003]
[0.400476,null,0.53807530000000003]
[0.400476,null,0.53807530000000003]
[0.400476,null,0.53807530000000003]
[0.400476,null,0.53807530000000003]
[0.400476,null,0.53807530000000003]
[0.400476,null,0.53807530000000003]
[0.400476,null,0.53807530000000003]
[0.400476,null,0.53807530000000003]
[0.400476,null,0.53807530000000003]
[0.400476,null,0.53797810000000001]
[0.400476,null,0.53788760000000002]
[0.4003911,null,0.53788760000000002]
[0.40031889999999998,null,0.53788760000000002]
[0.40031889999999998,null,0.53788760000000002]
[0.40031889999999998,null,0.53788760000000002]
[0.40031889999999998,null,0.53775839999999997]
[0.40031889999999998,null,0.53775830000000002]
[0.40022750000000001,null,0.53775830000000002]
[0.40013490000000002,null,0.53775830000000002]
[0.40013490000000002,null,0.53775830000000002]
[0.40013490000000002,null,0.53763669999999997]
[0.40013490000000002,null,0.53753949999999995]
[0.40013490000000002,null,0.53753949999999995]
[0.40013490000000002,null,0.53741289999999997]
[0.40013490000000002,null,0.53741289999999997]
[0.4000628,null,0.53741289999999997]
[0.4000628,null,0.53741289999999997]
[0.4000628,null,0.53741289999999997]
[0.4000628,null,0.53741289999999997]
[0.4000628,null,0.53741289999999997]
[0.4000628,null,0.53741289999999997]
[0.4000628,null,0.53741289999999997]
[0.4000628,null,0.53741289999999997]
[0.4000628,null,0.53741289999999997]
[0.4000628,null,0.53741289999999997]
[0.4000628,null,0.53706480000000001]
[0.3999779,null,0.53706480000000001]
[0.3999779,null,0.53706480000000001]
[0.3999779,null,0.53706480000000001]
[0.3999779,null,0.53706480000000001]
[0.3998853,null,0.53706480000000001]
[0.3998853,null,0.53706480000000001]
[0.39979389999999998,null,0.53706480000000001]
[0.39979389999999998,null,0.53706480000000001]
[0.39979389999999998,null,0.53687720000000005]
[0.39979389999999998,null,0.53687720000000005]
[0.39979389999999998,null,0.53687720000000005]
[0.39979389999999998,null,0.53687720000000005]
[0.39979389999999998,null,0.53687720000000005]
[0.39979389999999998,null,0.53687720000000005]
[0.39972170000000001,null,0.53687720000000005]
[0.39972170000000001,null,0.53687720000000005]
[0.39972170000000001,null,0.53687720000000005]
[0.39972170000000001,null,0.53687720000000005]
[0.39972170000000001,null,0.53687720000000005]
[0.39972170000000001,null,0.53674789999999994]
[0.39972170000000001,null,0.53674789999999994]
[0.39972170000000001,null,0.53665070000000004]
[0.39972170000000001,null,0.53665070000000004]
[0.39972170000000001,null,0.53652909999999998]
[0.39972170000000001,null,0.53652909999999998]
[0.39963680000000001,null,0.53652909999999998]
[0.39963680000000001,null,0.53652909999999998]
[0.39963680000000001,null,0.53652909999999998]
[0.39947319999999997,null,0.53652900000000003]
[0.39938069999999998,null,0.53652900000000003]
[0.39938069999999998,null,0.53652900000000003]
[0.39938069999999998,null,0.53652900000000003]
[0.39938069999999998,null,0.53652900000000003]
[0.39938069999999998,null,0.53643189999999996]
[0.39938069999999998,null,0.53630259999999996]
[0.39938069999999998,null,0.53630259999999996]
[0.39938069999999998,null,0.53630259999999996]
[0.39925509999999997,null,0.53621209999999997]
[0.39925509999999997,null,0.53621209999999997]
[0.39925509999999997,null,0.53621209999999997]
[0.39925509999999997,null,0.53621209999999997]
[0.39925509999999997,null,0.53621209999999997]
[0.39925509999999997,null,0.53621209999999997]
[0.39925509999999997,null,0.53621209999999997]
[0.39907759999999998,null,0.53609050000000003]
[0.39907759999999998,null,0.53599330000000001]
[0.39907759999999998,null,0.53599330000000001]
[0.39907759999999998,null,0.53599330000000001]
[0.39907759999999998,null,0.53599330000000001]
[0.39907759999999998,null,0.53599330000000001]
[0.39899269999999998,null,0.53599330000000001]
[0.39899269999999998,null,0.53599330000000001]
[0.39899269999999998,null,0.53586670000000003]
[0.39899269999999998,null,0.53576950000000001]
[0.39899269999999998,null,0.53576950000000001]
[0.39892060000000001,null,0.53576950000000001]
[0.39892060000000001,null,0.53576950000000001]
[0.39892060000000001,null,0.53576950000000001]
[0.39892060000000001,null,0.53576950000000001]
[0.39892060000000001,null,0.53576950000000001]
[0.39892060000000001,null,0.53576950000000001]
[0.39882909999999999,null,0.53576950000000001]
[0.39882909999999999,null,0.53576950000000001]
[0.39882909999999999,null,0.53567229999999999]
[0.39882909999999999,null,0.53567229999999999]
[0.39882909999999999,null,0.53554310000000005]
[0.39882909999999999,null,0.53554310000000005]
[0.39882909999999999,null,0.535331]
[0.39882909999999999,null,0.535331]
[0.39882909999999999,null,0.535331]
[0.3987443,null,0.535331]
[0.3987443,null,0.535331]
[0.3987443,null,0.535331]
[0.3987443,null,0.535331]
[0.3987443,null,0.535331]
[0.3987443,null,0.535331]
[0.39874419999999999,null,0.535331]
[0.39874419999999999,null,0.535331]
[0.39857959999999998,null,0.53533090000000005]
[0.39857959999999998,null,0.53523379999999998]
[0.39857959999999998,null,0.53510449999999998]
[0.39857959999999998,null,0.53510449999999998]
[0.39857959999999998,null,0.53510449999999998]
[0.39857959999999998,null,0.53510449999999998]
[0.39857949999999998,null,0.53510449999999998]
[0.39857949999999998,null,0.53498279999999998]
[0.39857949999999998,null,0.53498279999999998]
[0.39848810000000001,null,0.53498279999999998]
[0.39848810000000001,null,0.53498279999999998]
[0.39848810000000001,null,0.53498279999999998]
[0.39848810000000001,null,0.53498279999999998]
[0.39840320000000001,null,0.53498279999999998]
[0.39840320000000001,null,0.53498279999999998]
[0.39833109999999999,null,0.53488570000000002]
[0.39833109999999999,null,0.53488570000000002]
[0.39833109999999999,null,0.53488570000000002]
[0.39833109999999999,null,0.53488570000000002]
[0.39833109999999999,null,0.53488570000000002]
[0.39833109999999999,null,0.53488570000000002]
[0.39833109999999999,null,0.53488559999999996]
[0.39833109999999999,null,0.53488559999999996]
[0.3982385,null,0.53488559999999996]
[0.3982385,null,0.53488559999999996]
[0.3982385,null,0.53488559999999996]
[0.3982385,null,0.53475640000000002]
[0.3982385,null,0.5346592]
[0.3982385,null,0.5346592]
[0.3982385,null,0.53453260000000002]
[0.39811289999999999,null,0.53444219999999998]
[0.39811289999999999,null,0.53444219999999998]
[0.39795589999999997,null,0.53444219999999998]
[0.39795589999999997,null,0.53444219999999998]
[0.39795589999999997,null,0.53432049999999998]
[0.39795589999999997,null,0.53432049999999998]
[0.39795589999999997,null,0.53432049999999998]
[0.39795589999999997,null,0.53432049999999998]
[0.39795580000000003,null,0.53432049999999998]
[0.39795580000000003,null,0.53432049999999998]
[0.39786440000000001,null,0.53432049999999998]
[0.39786440000000001,null,0.53432049999999998]
[0.39786440000000001,null,0.53432049999999998]
[0.39786440000000001,null,0.53432049999999998]
[0.39786440000000001,null,0.53422329999999996]
[0.39786440000000001,null,0.53422329999999996]
[0.39786440000000001,null,0.53422329999999996]
[0.39786440000000001,null,0.53409399999999996]
[0.39786440000000001,null,0.53409399999999996]
[0.39777180000000001,null,0.53409399999999996]
[0.39777180000000001,null,0.53409399999999996]
[0.39777180000000001,null,0.53409399999999996]
[0.39777180000000001,null,0.5339969]
[0.39768700000000001,null,0.5339969]
[0.39768700000000001,null,0.5339969]
[0.39768700000000001,null,0.5339969]
[0.39768700000000001,null,0.53387519999999999]
[0.39768700000000001,null,0.53387519999999999]
[0.39761479999999999,null,0.53387519999999999]
[0.39761479999999999,null,0.53387519999999999]
[0.39761479999999999,null,0.53387519999999999]
[0.39761479999999999,null,0.53387519999999999]
[0.39761479999999999,null,0.53377799999999997]
[0.39761479999999999,null,0.53377799999999997]
[0.39761479999999999,null,0.53364869999999998]
[0.39761479999999999,null,0.53364869999999998]
[0.39761479999999999,null,0.53364869999999998]
[0.39761479999999999,null,0.53343169999999995]
[0.39761479999999999,null,0.53343169999999995]
[0.39761479999999999,null,0.53343169999999995]
[0.39761479999999999,null,0.53343169999999995]
[0.39752989999999999,null,0.53343169999999995]
[0.39752989999999999,null,0.53343169999999995]
[0.39752989999999999,null,0.53343169999999995]
[0.39752989999999999,null,0.53343169999999995]
[0.3974374,null,0.53343169999999995]
[0.3974374,null,0.53343169999999995]
[0.3974374,null,0.53333450000000004]
[0.3974374,null,0.53320520000000005]
[0.39734589999999997,null,0.53320520000000005]
[0.39734589999999997,null,0.53320520000000005]
[0.39727380000000001,null,0.53320520000000005]
[0.39727380000000001,null,0.53320520000000005]
[0.39727380000000001,null,0.53320520000000005]
[0.39727380000000001,null,0.53320520000000005]
[0.39727380000000001,null,0.53320520000000005]
[0.39727380000000001,null,0.53320520000000005]
[0.39727380000000001,null,0.53320520000000005]
[0.39727380000000001,null,0.53308359999999999]
[0.39727380000000001,null,0.53298639999999997]
[0.39718890000000001,null,0.53298639999999997]
[0.39718890000000001,null,0.53298639999999997]
[0.39718890000000001,null,0.53298639999999997]
[0.39718890000000001,null,0.53298639999999997]
[0.39706330000000001,null,0.53298639999999997]
[0.39706330000000001,null,0.53298639999999997]
[0.39706330000000001,null,0.53289589999999998]
[0.39706320000000001,null,0.53289589999999998]
[0.39706320000000001,null,0.53289589999999998]
[0.39706320000000001,null,0.53279880000000002]
[0.39706320000000001,null,0.53279880000000002]
[0.39697070000000001,null,0.53279880000000002]
[0.39697070000000001,null,0.53279880000000002]
[0.39697070000000001,null,0.53279880000000002]
[0.39697070000000001,null,0.53279880000000002]
[0.39697070000000001,null,0.53279869999999996]
[0.39689859999999999,null,0.53279869999999996]
[0.39689859999999999,null,0.53266950000000002]
[0.39689849999999999,null,0.53266950000000002]
[0.39689849999999999,null,0.53266950000000002]
[0.39680710000000002,null,0.53266950000000002]
[0.39672220000000002,null,0.53254780000000002]
[0.39672220000000002,null,0.53254780000000002]
[0.39672220000000002,null,0.53254780000000002]
[0.39672220000000002,null,0.53254780000000002]
[0.39672220000000002,null,0.53254780000000002]
[0.39672220000000002,null,0.53254780000000002]
[0.39672220000000002,null,0.5324506]
[0.39672220000000002,null,0.5324506]
[0.39672220000000002,null,0.5324506]
[0.39672220000000002,null,0.5324506]
[0.39672220000000002,null,0.53232409999999997]
[0.39672220000000002,null,0.53232409999999997]
[0.39672220000000002,null,0.53232409999999997]
[0.39672220000000002,null,0.53232409999999997]
[0.39672220000000002,null,0.53232400000000002]
[0.39672220000000002,null,0.53232400000000002]
[0.39672220000000002,null,0.53232400000000002]
[0.39672220000000002,null,0.53232400000000002]
[0.39672220000000002,null,0.53223359999999997]
[0.39656520000000001,null,0.53210429999999997]
[0.39656520000000001,null,0.53200709999999996]
[0.39656520000000001,null,0.53200709999999996]
[0.39656520000000001,null,0.53188550000000001]
[0.39656520000000001,null,0.53188550000000001]
[0.39656520000000001,null,0.53188550000000001]
[0.39656520000000001,null,0.53188550000000001]
[0.39656520000000001,null,0.53188550000000001]
[0.39656520000000001,null,0.53188550000000001]
[0.39647260000000001,null,0.53188550000000001]
[0.39647260000000001,null,0.53188550000000001]
[0.39647260000000001,null,0.53188550000000001]
[0.39647260000000001,null,0.53188550000000001]
[0.39647260000000001,null,0.53188550000000001]
[0.39647260000000001,null,0.53188550000000001]
[0.39638770000000001,null,0.53188550000000001]
[0.39638770000000001,null,0.53188550000000001]
[0.39638770000000001,null,0.53175620000000001]
[0.39638770000000001,null,0.53165899999999999]
[0.39629629999999999,null,0.53165899999999999]
[0.39617069999999999,null,0.53165899999999999]
[0.39609850000000002,null,0.53165899999999999]
[0.39609850000000002,null,0.53165899999999999]
[0.39609850000000002,null,0.53165899999999999]
[0.39609850000000002,null,0.53165899999999999]
[0.39609850000000002,null,0.53153740000000005]
[0.39609850000000002,null,0.53153740000000005]
[0.39609850000000002,null,0.53153740000000005]
[0.39609850000000002,null,0.53144020000000003]
[0.39600600000000002,null,0.53144020000000003]
[0.39600600000000002,null,0.53144020000000003]
[0.39600600000000002,null,0.53144020000000003]
[0.39600600000000002,null,0.53144020000000003]
[0.39600600000000002,null,0.53144020000000003]
[0.39600600000000002,null,0.53134970000000004]
[0.39600600000000002,null,0.53134970000000004]
[0.39600600000000002,null,0.53134970000000004]
[0.3959338,null,0.53134970000000004]
[0.3958489,null,0.53134970000000004]
[0.3958489,null,0.53125250000000002]
[0.3958489,null,0.53125250000000002]
[0.3958489,null,0.53125250000000002]
[0.3958489,null,0.53125250000000002]
[0.3958489,null,0.53112329999999996]
[0.3958489,null,0.53112329999999996]
[0.3958489,null,0.53112329999999996]
[0.3958489,null,0.53112329999999996]
[0.3958489,null,0.53112329999999996]
[0.3958489,null,0.53112329999999996]
[0.3958489,null,0.53112329999999996]
[0.39575640000000001,null,0.53112329999999996]
[0.39575640000000001,null,0.53112329999999996]
[0.39575640000000001,null,0.53112320000000002]
[0.39568419999999999,null,0.53100159999999996]
[0.39568419999999999,null,0.53100159999999996]
[0.39568419999999999,null,0.53090440000000005]
[0.39568419999999999,null,0.53090440000000005]
[0.39559280000000002,null,0.53090440000000005]
[0.39559280000000002,null,0.53077779999999997]
[0.39559280000000002,null,0.53064860000000003]
[0.39559280000000002,null,0.53064860000000003]
[0.39559280000000002,null,0.53064860000000003]
[0.39559280000000002,null,0.53064860000000003]
[0.39559280000000002,null,0.53064860000000003]
[0.39559280000000002,null,0.53064860000000003]
[0.39559280000000002,null,0.53064860000000003]
[0.39559280000000002,null,0.53064860000000003]
[0.39559280000000002,null,0.53064860000000003]
[0.39550790000000002,null,0.53064860000000003]
[0.39550790000000002,null,0.53064860000000003]
[0.39550790000000002,null,0.53064860000000003]
[0.39550790000000002,null,0.53055140000000001]
[0.39550790000000002,null,0.53055140000000001]
[0.39528970000000002,null,0.53055140000000001]
[0.39528970000000002,null,0.5304297]
[0.39528970000000002,null,0.5304297]
[0.39528970000000002,null,0.5304297]
[0.39528970000000002,null,0.5304297]
[0.39528970000000002,null,0.5304297]
[0.3952176,null,0.5304297]
[0.3952176,null,0.53033929999999996]
[0.3952176,null,0.53033929999999996]
[0.3952176,null,0.53033929999999996]
[0.3952176,null,0.53033929999999996]
[0.3952176,null,0.53033929999999996]
[0.3952176,null,0.53033929999999996]
[0.3952175,null,0.53033929999999996]
[0.3952175,null,0.53033920000000001]
[0.3952175,null,0.53024210000000005]
[0.3952175,null,0.53024210000000005]
[0.3952175,null,0.53011280000000005]
[0.39512609999999998,null,0.5299912]
[0.39512609999999998,null,0.5299912]
[0.39512609999999998,null,0.5299912]
[0.39512609999999998,null,0.5299912]
[0.39504119999999998,null,0.52999110000000005]
[0.39504119999999998,null,0.52999110000000005]
[0.39504119999999998,null,0.52999110000000005]
[0.39504119999999998,null,0.52999110000000005]
[0.39504119999999998,null,0.52999110000000005]
[0.39494869999999999,null,0.52999110000000005]
[0.39487650000000002,null,0.52999110000000005]
[0.39487650000000002,null,0.52999110000000005]
[0.39487650000000002,null,0.52999110000000005]
[0.39487650000000002,null,0.52999110000000005]
[0.39487650000000002,null,0.52999110000000005]
[0.39487650000000002,null,0.52999110000000005]
[0.39487650000000002,null,0.52999110000000005]
[0.39487650000000002,null,0.52999110000000005]
[0.39487650000000002,null,0.52999110000000005]
[0.39487650000000002,null,0.52999110000000005]
[0.39487650000000002,null,0.5298619]
[0.39487650000000002,null,0.52986180000000005]
[0.39487650000000002,null,0.52964299999999997]
[0.39487650000000002,null,0.52964299999999997]
[0.39487650000000002,null,0.52964299999999997]
[0.39487650000000002,null,0.52964299999999997]
[0.39487650000000002,null,0.52964299999999997]
[0.39479160000000002,null,0.52964299999999997]
[0.39479160000000002,null,0.5295164]
[0.3947195,null,0.5295164]
[0.3947195,null,0.5295164]
[0.3947195,null,0.52942599999999995]
[0.3947195,null,0.52942599999999995]
[0.3947195,null,0.52942599999999995]
[0.3947195,null,0.52942599999999995]
[0.3947195,null,0.52932880000000004]
[0.39459379999999999,null,0.52932880000000004]
[0.39450239999999998,null,0.52932880000000004]
[0.39450239999999998,null,0.52932880000000004]
[0.39450239999999998,null,0.52932880000000004]
[0.39450239999999998,null,0.52920719999999999]
[0.39450239999999998,null,0.52920719999999999]
[0.39450239999999998,null,0.52920719999999999]
[0.39450239999999998,null,0.52907789999999999]
[0.39450239999999998,null,0.52907789999999999]
[0.39440979999999998,null,0.52907789999999999]
[0.39440979999999998,null,0.52907789999999999]
[0.39440979999999998,null,0.52907789999999999]
[0.39440979999999998,null,0.52907789999999999]
[0.39440979999999998,null,0.52907789999999999]
[0.39433770000000001,null,0.52898069999999997]
[0.39433770000000001,null,0.52898069999999997]
[0.39425280000000001,null,0.52898069999999997]
[0.39425280000000001,null,0.52898069999999997]
[0.39425280000000001,null,0.52898069999999997]
[0.39425280000000001,null,0.52898069999999997]
[0.39425280000000001,null,0.52898069999999997]
[0.3941614,null,0.52898069999999997]
[0.3941614,null,0.52898069999999997]
[0.3941614,null,0.52898069999999997]
[0.3941614,null,0.52898069999999997]
[0.39416129999999999,null,0.52898069999999997]
[0.3940688,null,0.52898069999999997]
[0.3940688,null,0.52885899999999997]
[0.3940688,null,0.52885899999999997]
[0.3940688,null,0.52876860000000003]
[0.3940688,null,0.52876860000000003]
[0.39399669999999998,null,0.52876860000000003]
[0.39399669999999998,null,0.52863930000000003]
[0.39399669999999998,null,0.52854210000000001]
[0.39399669999999998,null,0.52854210000000001]
[0.39391179999999998,null,0.52854210000000001]
[0.39391179999999998,null,0.52854210000000001]
[0.39391179999999998,null,0.52854210000000001]
[0.39391179999999998,null,0.52854210000000001]
[0.39391179999999998,null,0.52854210000000001]
[0.39391179999999998,null,0.52854210000000001]
[0.39391179999999998,null,0.52841550000000004]
[0.39391179999999998,null,0.52841550000000004]
[0.39391179999999998,null,0.52841550000000004]
[0.39391179999999998,null,0.52841550000000004]
[0.39391179999999998,null,0.52841550000000004]
[0.39391179999999998,null,0.52841550000000004]
[0.39391179999999998,null,0.52841550000000004]
[0.39391179999999998,null,0.52841550000000004]
[0.39391179999999998,null,0.52829389999999998]
[0.39383960000000001,null,0.52816459999999998]
[0.39383960000000001,null,0.52806739999999996]
[0.39383960000000001,null,0.52806739999999996]
[0.39374819999999999,null,0.52806739999999996]
[0.39374819999999999,null,0.52806739999999996]
[0.39365559999999999,null,0.52806739999999996]
[0.39365559999999999,null,0.52806739999999996]
[0.39365559999999999,null,0.52806739999999996]
[0.39365559999999999,null,0.52806739999999996]
[0.39352999999999999,null,0.52806739999999996]
[0.39352999999999999,null,0.52806739999999996]
[0.39352999999999999,null,0.52806739999999996]
[0.39344509999999999,null,0.52806739999999996]
[0.39344509999999999,null,0.52806739999999996]
[0.39344509999999999,null,0.52797689999999997]
[0.39344509999999999,null,0.52797689999999997]
[0.39344509999999999,null,0.52787980000000001]
[0.39344509999999999,null,0.52787980000000001]
[0.39344509999999999,null,0.52787980000000001]
[0.39344509999999999,null,0.52787980000000001]
[0.39344509999999999,null,0.52787980000000001]
[0.39344509999999999,null,0.52787980000000001]
[0.39344509999999999,null,0.52787980000000001]
[0.39344509999999999,null,0.52787980000000001]
[0.39337290000000003,null,0.52787980000000001]
[0.39337290000000003,null,0.52787980000000001]
[0.39337290000000003,null,0.52775050000000001]
[0.39337290000000003,null,0.52762880000000001]
[0.39337290000000003,null,0.52762880000000001]
[0.39328039999999997,null,0.52762880000000001]
[0.39328039999999997,null,0.52762880000000001]
[0.39319549999999998,null,0.52762880000000001]
[0.39310410000000001,null,0.52762880000000001]
[0.39310410000000001,null,0.52753170000000005]
[0.39310410000000001,null,0.52753170000000005]
[0.39310410000000001,null,0.52753170000000005]
[0.39310410000000001,null,0.52753170000000005]
[0.39310410000000001,null,0.52753159999999999]
[0.39303189999999999,null,0.52753159999999999]
[0.39303189999999999,null,0.52753159999999999]
[0.39303189999999999,null,0.52753159999999999]
[0.39303189999999999,null,0.52753159999999999]
[0.39303189999999999,null,0.52744120000000005]
[0.39303189999999999,null,0.52744120000000005]
[0.39303189999999999,null,0.52744120000000005]
[0.39303189999999999,null,0.52744120000000005]
[0.39303189999999999,null,0.52744120000000005]
[0.39303189999999999,null,0.52744120000000005]
[0.39303189999999999,null,0.52718529999999997]
[0.39293939999999999,null,0.52718529999999997]
[0.39293939999999999,null,0.52718529999999997]
[0.3928545,null,0.52718529999999997]
[0.3928545,null,0.52708820000000001]
[0.3928545,null,0.5269665]
[0.3928545,null,0.5269665]
[0.3928545,null,0.5269665]
[0.3928545,null,0.5269665]
[0.3928545,null,0.5269665]
[0.3928545,null,0.5269665]
[0.3928545,null,0.5269665]
[0.3928545,null,0.5269665]
[0.3928545,null,0.5269665]
[0.3928545,null,0.5269665]
[0.3928545,null,0.5269665]
[0.3928545,null,0.52686929999999998]
[0.3928545,null,0.52686929999999998]
[0.39276299999999997,null,0.52686929999999998]
[0.39267049999999998,null,0.52686929999999998]
[0.39267049999999998,null,0.52673999999999999]
[0.39259830000000001,null,0.52673999999999999]
[0.39259830000000001,null,0.52673999999999999]
[0.39259830000000001,null,0.52661840000000004]
[0.39259830000000001,null,0.52661840000000004]
[0.39251340000000001,null,0.52661840000000004]
[0.39251340000000001,null,0.52661840000000004]
[0.39251340000000001,null,0.52661840000000004]
[0.39251340000000001,null,0.52661840000000004]
[0.39251340000000001,null,0.52661840000000004]
[0.39251340000000001,null,0.52661840000000004]
[0.39251340000000001,null,0.52661840000000004]
[0.39251340000000001,null,0.52643070000000003]
[0.39251340000000001,null,0.52643070000000003]
[0.39251340000000001,null,0.52643070000000003]
[0.39251340000000001,null,0.52643070000000003]
[0.39251340000000001,null,0.52643070000000003]
[0.39251340000000001,null,0.52643070000000003]
[0.39242199999999999,null,0.52643070000000003]
[0.39242199999999999,null,0.52630909999999997]
[0.39242199999999999,null,0.52630909999999997]
[0.39242199999999999,null,0.52630909999999997]
[0.39242199999999999,null,0.52617979999999998]
[0.39242199999999999,null,0.52617979999999998]
[0.39229629999999999,null,0.52617979999999998]
[0.39229629999999999,null,0.52617979999999998]
[0.39213170000000003,null,0.52617979999999998]
[0.39213170000000003,null,0.52617979999999998]
[0.39204679999999997,null,0.52608259999999996]
[0.39204679999999997,null,0.52608259999999996]
[0.39204679999999997,null,0.52608259999999996]
[0.39204679999999997,null,0.52608259999999996]
[0.39204679999999997,null,0.52608259999999996]
[0.39204679999999997,null,0.52608259999999996]
[0.39204679999999997,null,0.52608259999999996]
[0.39204679999999997,null,0.52595599999999998]
[0.39204679999999997,null,0.52595599999999998]
[0.39204679999999997,null,0.52595599999999998]
[0.39204679999999997,null,0.52595599999999998]
[0.39204679999999997,null,0.52595599999999998]
[0.39195530000000001,null,0.52595599999999998]
[0.39195530000000001,null,0.52585890000000002]
[0.39195530000000001,null,0.52572960000000002]
[0.39195530000000001,null,0.52572960000000002]
[0.39195530000000001,null,0.52560790000000002]
[0.39195530000000001,null,0.52560790000000002]
[0.39188319999999999,null,0.52560790000000002]
[0.39188319999999999,null,0.52560790000000002]
[0.39188319999999999,null,0.52560790000000002]
[0.39179059999999999,null,0.5255107]
[0.39170569999999999,null,0.5255107]
[0.39170569999999999,null,0.52542029999999995]
[0.39170569999999999,null,0.52542029999999995]
[0.39170569999999999,null,0.52542029999999995]
[0.39170569999999999,null,0.52542029999999995]
[0.39170569999999999,null,0.52542029999999995]
[0.39170569999999999,null,0.52542029999999995]
[0.39170569999999999,null,0.52542029999999995]
[0.39170569999999999,null,0.52542029999999995]
[0.39170569999999999,null,0.52542029999999995]
[0.39170569999999999,null,0.52529099999999995]
[0.39170569999999999,null,0.52529099999999995]
[0.39170569999999999,null,0.52529099999999995]
[0.39170569999999999,null,0.52516940000000001]
[0.39170569999999999,null,0.52516940000000001]
[0.39170569999999999,null,0.52516929999999995]
[0.39170569999999999,null,0.52516929999999995]
[0.39170569999999999,null,0.52516929999999995]
[0.39170569999999999,null,0.52516929999999995]
[0.39163360000000003,null,0.52516929999999995]
[0.39154099999999997,null,0.52516929999999995]
[0.39145609999999997,null,0.52507219999999999]
[0.39145609999999997,null,0.52507219999999999]
[0.39145609999999997,null,0.52507219999999999]
[0.39145609999999997,null,0.52507219999999999]
[0.39145609999999997,null,0.52507219999999999]
[0.39136470000000001,null,0.52507219999999999]
[0.39136470000000001,null,0.52507219999999999]
[0.39136470000000001,null,0.52507219999999999]
[0.39136470000000001,null,0.52507219999999999]
[0.39136470000000001,null,0.52507219999999999]
[0.39136470000000001,null,0.52507219999999999]
[0.39136470000000001,null,0.52507219999999999]
[0.39136470000000001,null,0.5249817]
[0.39136470000000001,null,0.5249817]
[0.39136470000000001,null,0.5249817]
[0.39123910000000001,null,0.5249817]
[0.39123910000000001,null,0.5249817]
[0.39116689999999998,null,0.5248524]
[0.39116689999999998,null,0.5248524]
[0.39116689999999998,null,0.52475519999999998]
[0.39116689999999998,null,0.52475519999999998]
[0.39116689999999998,null,0.52475519999999998]
[0.39107439999999999,null,0.52463360000000003]
[0.39107439999999999,null,0.52463360000000003]
[0.39107439999999999,null,0.52463360000000003]
[0.39107439999999999,null,0.52463360000000003]
[0.39107439999999999,null,0.52463360000000003]
[0.39107439999999999,null,0.52463360000000003]
[0.39098949999999999,null,0.52463360000000003]
[0.39098949999999999,null,0.52463360000000003]
[0.39098949999999999,null,0.52463360000000003]
[0.39098949999999999,null,0.52463360000000003]
[0.39098949999999999,null,0.52463360000000003]
[0.39098949999999999,null,0.52453640000000001]
[0.39089800000000002,null,0.52453640000000001]
[0.39089800000000002,null,0.52453640000000001]
[0.39089800000000002,null,0.52453640000000001]
[0.3908259,null,0.52440980000000004]
[0.3908259,null,0.52440980000000004]
[0.3908259,null,0.52440980000000004]
[0.3908259,null,0.52440980000000004]
[0.3908259,null,0.52440980000000004]
[0.3908259,null,0.52440980000000004]
[0.3908259,null,0.52440980000000004]
[0.390741,null,0.52440980000000004]
[0.390741,null,0.52440980000000004]
[0.390741,null,0.52440980000000004]
[0.390741,null,0.52440980000000004]
[0.390741,null,0.52440980000000004]
[0.390741,null,0.52415889999999998]
[0.390741,null,0.52406839999999999]
[0.39064840000000001,null,0.52397130000000003]
[0.39064840000000001,null,0.52397130000000003]
[0.39064840000000001,null,0.52397130000000003]
[0.39064840000000001,null,0.52397119999999997]
[0.39064840000000001,null,0.52397119999999997]
[0.39055699999999999,null,0.52397119999999997]
[0.39055699999999999,null,0.52397119999999997]
[0.39055699999999999,null,0.52397119999999997]
[0.39055699999999999,null,0.52397119999999997]
[0.39055699999999999,null,0.52397119999999997]
[0.39055699999999999,null,0.52397119999999997]
[0.39048480000000002,null,0.52397119999999997]
[0.39048480000000002,null,0.52387410000000001]
[0.39048480000000002,null,0.52387410000000001]
[0.39048480000000002,null,0.52387410000000001]
[0.39039990000000002,null,0.52387410000000001]
[0.39039990000000002,null,0.52375240000000001]
[0.39039990000000002,null,0.52375240000000001]
[0.39039990000000002,null,0.52375240000000001]
[0.39039990000000002,null,0.52375240000000001]
[0.39039990000000002,null,0.52362310000000001]
[0.39039990000000002,null,0.52362310000000001]
[0.39039990000000002,null,0.52362310000000001]
[0.39039990000000002,null,0.52362310000000001]
[0.39039990000000002,null,0.52362310000000001]
[0.39039990000000002,null,0.52352600000000005]
[0.39039990000000002,null,0.52352589999999999]
[0.39039990000000002,null,0.52352589999999999]
[0.39039990000000002,null,0.52352589999999999]
[0.39039990000000002,null,0.52352589999999999]
[0.39030740000000003,null,0.52352589999999999]
[0.39030740000000003,null,0.52352589999999999]
[0.3902159,null,0.52352589999999999]
[0.39014379999999999,null,0.52352589999999999]
[0.39014379999999999,null,0.52339939999999996]
[0.39014379999999999,null,0.52330220000000005]
[0.39014379999999999,null,0.52330220000000005]
[0.39014379999999999,null,0.52330220000000005]
[0.39001819999999998,null,0.52330220000000005]
[0.39001819999999998,null,0.52321169999999995]
[0.39001819999999998,null,0.52321169999999995]
[0.39001819999999998,null,0.52321169999999995]
[0.39001819999999998,null,0.52321169999999995]
[0.39001819999999998,null,0.5230901]
[0.39001819999999998,null,0.5230901]
[0.39001819999999998,null,0.5229608]
[0.38993329999999998,null,0.5229608]
[0.38993329999999998,null,0.5229608]
[0.38993329999999998,null,0.5229608]
[0.38993329999999998,null,0.5229608]
[0.38993329999999998,null,0.5229608]
[0.38993329999999998,null,0.5229608]
[0.38993329999999998,null,0.52286359999999998]
[0.38993329999999998,null,0.52286359999999998]
[0.38993329999999998,null,0.52286359999999998]
[0.38993329999999998,null,0.52286359999999998]
[0.38984180000000002,null,0.52286359999999998]
[0.3897697,null,0.52286359999999998]
[0.3897697,null,0.52286359999999998]
[0.3897697,null,0.52286359999999998]
[0.3897697,null,0.52286359999999998]
[0.3897697,null,0.52286359999999998]
[0.3897697,null,0.52273429999999999]
[0.3897697,null,0.52263720000000002]
[0.3897697,null,0.52263709999999997]
[0.3897697,null,0.52263709999999997]
[0.3896771,null,0.52263709999999997]
[0.3896771,null,0.52263709999999997]
[0.3896771,null,0.52263709999999997]
[0.3896771,null,0.52263709999999997]
[0.3896771,null,0.52263709999999997]
[0.3896771,null,0.52263709999999997]
[0.3896771,null,0.52263709999999997]
[0.3895922,null,0.52251550000000002]
[0.3895922,null,0.5224183]
[0.3895922,null,0.5224183]
[0.38952009999999998,null,0.5224183]
[0.38952009999999998,null,0.5224183]
[0.38952009999999998,null,0.5224183]
[0.38952009999999998,null,0.5224183]
[0.38952009999999998,null,0.5224183]
[0.38952009999999998,null,0.5224183]
[0.38952009999999998,null,0.5224183]
[0.38952009999999998,null,0.5224183]
[0.38952009999999998,null,0.5224183]
[0.38952009999999998,null,0.5224183]
[0.38952009999999998,null,0.5224183]
[0.38944790000000001,null,0.52232780000000001]
[0.38944790000000001,null,0.52232780000000001]
[0.38936300000000001,null,0.52232780000000001]
[0.38936300000000001,null,0.52210900000000005]
[0.38927050000000002,null,0.52210900000000005]
[0.38927050000000002,null,0.52210900000000005]
[0.38927050000000002,null,0.52210900000000005]
[0.38927050000000002,null,0.52210900000000005]
[0.38927050000000002,null,0.52210900000000005]
[0.38914490000000002,null,0.52210900000000005]
[0.38914490000000002,null,0.52198239999999996]
[0.38914490000000002,null,0.52198239999999996]
[0.38914490000000002,null,0.52185320000000002]
[0.38905339999999999,null,0.521756]
[0.38905339999999999,null,0.521756]
[0.38905339999999999,null,0.521756]
[0.38905339999999999,null,0.521756]
[0.38905339999999999,null,0.521756]
[0.38905339999999999,null,0.521756]
[0.38905339999999999,null,0.521756]
[0.38896849999999999,null,0.521756]
[0.38896849999999999,null,0.521756]
[0.38896849999999999,null,0.521756]
[0.38896849999999999,null,0.521756]
[0.38896849999999999,null,0.52153709999999998]
[0.38889639999999998,null,0.52153709999999998]
[0.38889639999999998,null,0.52153709999999998]
[0.38880379999999998,null,0.52153709999999998]
[0.38880379999999998,null,0.52149190000000001]
[0.38880379999999998,null,0.52144670000000004]
[0.38880379999999998,null,0.52144670000000004]
[0.38880379999999998,null,0.52144670000000004]
[0.38880379999999998,null,0.52144670000000004]
[0.38880379999999998,null,0.52144670000000004]
[0.38880379999999998,null,0.52144670000000004]
[0.38880379999999998,null,0.52144670000000004]
[0.38880379999999998,null,0.52144670000000004]
[0.38880379999999998,null,0.52134950000000002]
[0.38880379999999998,null,0.52134950000000002]
[0.38880379999999998,null,0.52134950000000002]
[0.38880379999999998,null,0.52134950000000002]
[0.38880379999999998,null,0.52134950000000002]
[0.38880379999999998,null,0.52134950000000002]
[0.38880379999999998,null,0.52122020000000002]
[0.38880379999999998,null,0.52122020000000002]
[0.38880379999999998,null,0.52122020000000002]
[0.38873170000000001,null,0.521123]
[0.38873170000000001,null,0.521123]
[0.38873170000000001,null,0.521123]
[0.38873170000000001,null,0.521123]
[0.38864680000000001,null,0.521123]
[0.38855529999999999,null,0.52100139999999995]
[0.38855529999999999,null,0.52100139999999995]
[0.3884628,null,0.52100139999999995]
[0.3884628,null,0.52100139999999995]
[0.3884628,null,0.52100139999999995]
[0.3884628,null,0.52091089999999995]
[0.3884628,null,0.52091089999999995]
[0.3884628,null,0.52081370000000005]
[0.3884628,null,0.52081370000000005]
[0.3884628,null,0.52081370000000005]
[0.3884628,null,0.52081370000000005]
[0.3884628,null,0.52081370000000005]
[0.3884628,null,0.52081370000000005]
[0.3884628,null,0.52068449999999999]
[0.3884628,null,0.52068449999999999]
[0.38839059999999997,null,0.52068449999999999]
[0.38839059999999997,null,0.52055790000000002]
[0.38839059999999997,null,0.52043620000000002]
[0.38826500000000003,null,0.52043620000000002]
[0.38826500000000003,null,0.52043620000000002]
[0.38826500000000003,null,0.52043620000000002]
[0.38826500000000003,null,0.52043620000000002]
[0.38817360000000001,null,0.52043620000000002]
[0.38817360000000001,null,0.52043620000000002]
[0.38808870000000001,null,0.52043620000000002]
[0.38808870000000001,null,0.52043620000000002]
[0.38808870000000001,null,0.52043620000000002]
[0.38808870000000001,null,0.520339]
[0.38808870000000001,null,0.520339]
[0.38808870000000001,null,0.520339]
[0.38799610000000001,null,0.52020980000000006]
[0.38799610000000001,null,0.52020980000000006]
[0.38799610000000001,null,0.5202097]
[0.38799610000000001,null,0.5202097]
[0.38792399999999999,null,0.5202097]
[0.38792399999999999,null,0.5202097]
[0.38792399999999999,null,0.5202097]
[0.38792399999999999,null,0.52008810000000005]
[0.38792399999999999,null,0.52008810000000005]
[0.38792399999999999,null,0.52008810000000005]
[0.38792399999999999,null,0.52008810000000005]
[0.38792399999999999,null,0.51999090000000003]
[0.38783909999999999,null,0.51999090000000003]
[0.38783909999999999,null,0.51990049999999999]
[0.38783909999999999,null,0.51990049999999999]
[0.38783909999999999,null,0.51990049999999999]
[0.38774760000000003,null,0.51990049999999999]
[0.38774760000000003,null,0.51990049999999999]
[0.38774760000000003,null,0.51990049999999999]
[0.38774760000000003,null,0.51990049999999999]
[0.38774760000000003,null,0.51977119999999999]
[0.38774760000000003,null,0.51977119999999999]
[0.38774760000000003,null,0.51977119999999999]
[0.38774760000000003,null,0.51967399999999997]
[0.38774760000000003,null,0.51967399999999997]
[0.38774760000000003,null,0.51967399999999997]
[0.38774760000000003,null,0.51967399999999997]
[0.38765509999999997,null,0.51967399999999997]
[0.38758290000000001,null,0.51955229999999997]
[0.38758290000000001,null,0.51955229999999997]
[0.38758290000000001,null,0.51955229999999997]
[0.38758290000000001,null,0.51955229999999997]
[0.38749800000000001,null,0.51955229999999997]
[0.38749800000000001,null,0.51955229999999997]
[0.38749800000000001,null,0.51955229999999997]
[0.38749800000000001,null,0.51945520000000001]
[0.38749800000000001,null,0.51945520000000001]
[0.38749800000000001,null,0.51945520000000001]
[0.38749800000000001,null,0.51945520000000001]
[0.38749800000000001,null,0.51932860000000003]
[0.38749800000000001,null,0.51928339999999995]
[0.38749800000000001,null,0.51923810000000004]
[0.38749800000000001,null,0.51923810000000004]
[0.38749800000000001,null,0.51923810000000004]
[0.38749800000000001,null,0.51910880000000004]
[0.38741310000000001,null,0.51910880000000004]
[0.38741310000000001,null,0.51910880000000004]
[0.38722909999999999,null,0.51910880000000004]
[0.38710349999999999,null,0.51910880000000004]
[0.38710349999999999,null,0.51910880000000004]
[0.38710349999999999,null,0.51898719999999998]
[0.38710349999999999,null,0.51898719999999998]
[0.38710349999999999,null,0.51898719999999998]
[0.38710349999999999,null,0.51888999999999996]
[0.38710349999999999,null,0.51888999999999996]
[0.38703140000000003,null,0.51888999999999996]
[0.38703140000000003,null,0.51888999999999996]
[0.38703140000000003,null,0.51888999999999996]
[0.38703140000000003,null,0.51888999999999996]
[0.38703140000000003,null,0.51888999999999996]
[0.38703140000000003,null,0.51888999999999996]
[0.38703140000000003,null,0.51888999999999996]
[0.38703140000000003,null,0.51888999999999996]
[0.38703140000000003,null,0.51888999999999996]
[0.38703140000000003,null,0.51888999999999996]
[0.38703140000000003,null,0.51888999999999996]
[0.38703140000000003,null,0.51888999999999996]
[0.38703140000000003,null,0.51888999999999996]
[0.3869592,null,0.51888999999999996]
[0.3869592,null,0.51876069999999996]
[0.3869592,null,0.51876069999999996]
[0.3869592,null,0.51876069999999996]
[0.3869592,null,0.51866350000000006]
[0.3869592,null,0.51866350000000006]
[0.3868743,null,0.51857310000000001]
[0.3868743,null,0.51845140000000001]
[0.3868743,null,0.51845140000000001]
[0.3868743,null,0.51845140000000001]
[0.38678289999999999,null,0.51845140000000001]
[0.38678289999999999,null,0.51845140000000001]
[0.38678289999999999,null,0.51845140000000001]
[0.38669029999999999,null,0.51845140000000001]
[0.38669029999999999,null,0.51845140000000001]
[0.38669029999999999,null,0.51845140000000001]
[0.38669029999999999,null,0.51835419999999999]
[0.38661820000000002,null,0.51835419999999999]
[0.38661820000000002,null,0.51835419999999999]
[0.38661820000000002,null,0.51835419999999999]
[0.38661820000000002,null,0.51835419999999999]
[0.38661820000000002,null,0.51835419999999999]
[0.38661820000000002,null,0.51809839999999996]
[0.38661820000000002,null,0.51809839999999996]
[0.38661820000000002,null,0.51809839999999996]
[0.38653330000000002,null,0.51809839999999996]
[0.38653330000000002,null,0.51797669999999996]
[0.38653330000000002,null,0.51797669999999996]
[0.38653330000000002,null,0.51797669999999996]
[0.38653330000000002,null,0.51797669999999996]
[0.38653330000000002,null,0.5178796]
[0.38653330000000002,null,0.51787950000000005]
[0.38653330000000002,null,0.51787950000000005]
[0.3864611,null,0.51787950000000005]
[0.3864611,null,0.51787950000000005]
[0.3863355,null,0.51787950000000005]
[0.3863355,null,0.51787950000000005]
[0.3863355,null,0.51787950000000005]
[0.3863355,null,0.5177891]
[0.3863355,null,0.5177891]
[0.3863355,null,0.5177891]
[0.386243,null,0.5177891]
[0.386243,null,0.5177891]
[0.386243,null,0.5177891]
[0.386243,null,0.5177891]
[0.3861581,null,0.5177891]
[0.38606659999999998,null,0.51769189999999998]
[0.38606659999999998,null,0.51769189999999998]
[0.38606659999999998,null,0.51756259999999998]
[0.38606659999999998,null,0.51756259999999998]
[0.38606659999999998,null,0.51756259999999998]
[0.38606659999999998,null,0.51756259999999998]
[0.38606659999999998,null,0.51744100000000004]
[0.38606659999999998,null,0.51744100000000004]
[0.38606659999999998,null,0.51744100000000004]
[0.38606659999999998,null,0.51744100000000004]
[0.38606659999999998,null,0.51744100000000004]
[0.38597409999999999,null,0.51744100000000004]
[0.38597409999999999,null,0.51734380000000002]
[0.38597409999999999,null,0.51734380000000002]
[0.38597409999999999,null,0.51734380000000002]
[0.38590190000000002,null,0.51734380000000002]
[0.38590190000000002,null,0.51734380000000002]
[0.3858105,null,0.51734380000000002]
[0.3858105,null,0.51722210000000002]
[0.3858105,null,0.51722210000000002]
[0.3857256,null,0.51722210000000002]
[0.3857256,null,0.51722210000000002]
[0.3857256,null,0.51722210000000002]
[0.3857256,null,0.51722210000000002]
[0.3857256,null,0.51709280000000002]
[0.3857256,null,0.51709280000000002]
[0.3857256,null,0.51699569999999995]
[0.3857256,null,0.51699569999999995]
[0.3857256,null,0.51699569999999995]
[0.3857256,null,0.51699569999999995]
[0.3857256,null,0.51699569999999995]
[0.3857256,null,0.51690519999999995]
[0.3857256,null,0.51690519999999995]
[0.385633,null,0.51690519999999995]
[0.385633,null,0.51678360000000001]
[0.385633,null,0.51665700000000003]
[0.385633,null,0.51665700000000003]
[0.385633,null,0.51665700000000003]
[0.385633,null,0.51665700000000003]
[0.385633,null,0.51665700000000003]
[0.38556089999999998,null,0.51665700000000003]
[0.38556089999999998,null,0.51655980000000001]
[0.38556089999999998,null,0.51655980000000001]
[0.38556089999999998,null,0.51655980000000001]
[0.38556089999999998,null,0.51655980000000001]
[0.38556089999999998,null,0.51655980000000001]
[0.38556089999999998,null,0.51655980000000001]
[0.38547599999999999,null,0.51655980000000001]
[0.38547599999999999,null,0.51643050000000001]
[0.38547599999999999,null,0.51643050000000001]
[0.38547599999999999,null,0.51643050000000001]
[0.38547599999999999,null,0.51643050000000001]
[0.38535039999999998,null,0.51643050000000001]
[0.38535039999999998,null,0.51643050000000001]
[0.38535039999999998,null,0.51643050000000001]
[0.38535039999999998,null,0.5163333]
[0.38535039999999998,null,0.51621170000000005]
[0.38525890000000002,null,0.51621170000000005]
[0.38525890000000002,null,0.51621170000000005]
[0.38525890000000002,null,0.51621170000000005]
[0.38525890000000002,null,0.51621170000000005]
[0.3851868,null,0.51621170000000005]
[0.3851868,null,0.51621170000000005]
[0.3851868,null,0.51621170000000005]
[0.3851868,null,0.51621170000000005]
[0.3851868,null,0.51621170000000005]
[0.3851868,null,0.51621170000000005]
[0.3851019,null,0.51608240000000005]
[0.3851019,null,0.51608240000000005]
[0.3850093,null,0.51608240000000005]
[0.3850093,null,0.51608240000000005]
[0.3850093,null,0.51608240000000005]
[0.3850093,null,0.51608240000000005]
[0.3850093,null,0.51608240000000005]
[0.3850093,null,0.51598520000000003]
[0.3850093,null,0.51598520000000003]
[0.3850093,null,0.51598520000000003]
[0.3850093,null,0.51598520000000003]
[0.3850093,null,0.51598520000000003]
[0.3850093,null,0.51598520000000003]
[0.3850093,null,0.51598520000000003]
[0.3850093,null,0.51598520000000003]
[0.3850093,null,0.51598520000000003]
[0.3850093,null,0.515737]
[0.3850093,null,0.51569180000000003]
[0.3850093,null,0.51564650000000001]
[0.3850093,null,0.51564650000000001]
[0.3850093,null,0.51564650000000001]
[0.3849244,null,0.51564650000000001]
[0.3849244,null,0.51564650000000001]
[0.38485229999999998,null,0.51564650000000001]
[0.38485229999999998,null,0.51554929999999999]
[0.38476080000000001,null,0.51554929999999999]
[0.38466830000000002,null,0.51542010000000005]
[0.38466830000000002,null,0.51542010000000005]
[0.38466830000000002,null,0.51542010000000005]
[0.38466830000000002,null,0.51542010000000005]
[0.38466830000000002,null,0.51542010000000005]
[0.38466830000000002,null,0.51542010000000005]
[0.38454270000000002,null,0.51542010000000005]
[0.38454270000000002,null,0.51542010000000005]
[0.38454270000000002,null,0.51542010000000005]
[0.38454270000000002,null,0.51541999999999999]
[0.38454270000000002,null,0.51541999999999999]
[0.38454270000000002,null,0.51541999999999999]
[0.38454270000000002,null,0.51541999999999999]
[0.38454270000000002,null,0.51541999999999999]
[0.38454270000000002,null,0.51532290000000003]
[0.38454270000000002,null,0.51520120000000003]
[0.38454270000000002,null,0.51520120000000003]
[0.38454270000000002,null,0.51520120000000003]
[0.38454270000000002,null,0.51520120000000003]
[0.38454270000000002,null,0.51520120000000003]
[0.38454270000000002,null,0.51520120000000003]
[0.38447049999999999,null,0.51520120000000003]
[0.38447049999999999,null,0.51520120000000003]
[0.38438559999999999,null,0.51520120000000003]
[0.38438559999999999,null,0.51520120000000003]
[0.38438559999999999,null,0.51507190000000003]
[0.38438559999999999,null,0.51507190000000003]
[0.3842931,null,0.51507190000000003]
[0.3842931,null,0.51507190000000003]
[0.38420159999999998,null,0.51507190000000003]
[0.38420159999999998,null,0.51507190000000003]
[0.38420159999999998,null,0.51498149999999998]
[0.38420159999999998,null,0.51498149999999998]
[0.38420159999999998,null,0.51498149999999998]
[0.38420159999999998,null,0.51498149999999998]
[0.38420159999999998,null,0.51488429999999996]
[0.38420159999999998,null,0.51488429999999996]
[0.38420159999999998,null,0.51488429999999996]
[0.38420159999999998,null,0.51488429999999996]
[0.38420159999999998,null,0.51476259999999996]
[0.38411669999999998,null,0.51476259999999996]
[0.38411669999999998,null,0.51476259999999996]
[0.38411669999999998,null,0.51476259999999996]
[0.38404460000000001,null,0.51476259999999996]
[0.38404460000000001,null,0.51476259999999996]
[0.38404460000000001,null,0.51476259999999996]
[0.38404460000000001,null,0.51476259999999996]
[0.38404460000000001,null,0.51476259999999996]
[0.38404460000000001,null,0.5146655]
[0.38404460000000001,null,0.51466540000000005]
[0.38404460000000001,null,0.5145362]
[0.38404460000000001,null,0.5145362]
[0.38404460000000001,null,0.51440960000000002]
[0.38404460000000001,null,0.51440960000000002]
[0.38404460000000001,null,0.51440960000000002]
[0.38404460000000001,null,0.51440960000000002]
[0.38404460000000001,null,0.51440960000000002]
[0.38395200000000002,null,0.51428790000000002]
[0.38395200000000002,null,0.51428790000000002]
[0.38395200000000002,null,0.51428790000000002]
[0.3838606,null,0.51428790000000002]
[0.3838606,null,0.51419079999999995]
[0.3838606,null,0.51419079999999995]
[0.3837757,null,0.51419079999999995]
[0.3837757,null,0.51419079999999995]
[0.38365009999999999,null,0.51419079999999995]
[0.38365009999999999,null,0.51419079999999995]
[0.38365009999999999,null,0.51419079999999995]
[0.38365009999999999,null,0.51410029999999995]
[0.38365009999999999,null,0.51410029999999995]
[0.38365009999999999,null,0.51410029999999995]
[0.38357790000000003,null,0.51397099999999996]
[0.38357790000000003,null,0.51397099999999996]
[0.38357790000000003,null,0.51397099999999996]
[0.38357790000000003,null,0.51397099999999996]
[0.38357790000000003,null,0.51397099999999996]
[0.38357790000000003,null,0.51387380000000005]
[0.38357790000000003,null,0.51387380000000005]
[0.38349299999999997,null,0.51387380000000005]
[0.38349299999999997,null,0.51387380000000005]
[0.38349299999999997,null,0.51387380000000005]
[0.38349299999999997,null,0.51387380000000005]
[0.38349299999999997,null,0.51387380000000005]
[0.38349299999999997,null,0.51387380000000005]
[0.38349299999999997,null,0.51387380000000005]
[0.38340160000000001,null,0.51387380000000005]
[0.38340160000000001,null,0.51387380000000005]
[0.38340160000000001,null,0.51387380000000005]
[0.38340160000000001,null,0.51387380000000005]
[0.38340160000000001,null,0.51387380000000005]
[0.38330900000000001,null,0.51387380000000005]
[0.38330900000000001,null,0.51375219999999999]
[0.38330900000000001,null,0.51352569999999997]
[0.38330900000000001,null,0.51352569999999997]
[0.38330900000000001,null,0.51352569999999997]
[0.38330900000000001,null,0.51352569999999997]
[0.38322410000000001,null,0.51352569999999997]
[0.38322410000000001,null,0.51352569999999997]
[0.38322410000000001,null,0.51352569999999997]
[0.38322410000000001,null,0.51352569999999997]
[0.38322410000000001,null,0.51352569999999997]
[0.38315199999999999,null,0.51352569999999997]
[0.38315199999999999,null,0.51352569999999997]
[0.38315199999999999,null,0.51352569999999997]
[0.38315199999999999,null,0.51352569999999997]
[0.38315199999999999,null,0.51352569999999997]
[0.38315199999999999,null,0.5133991]
[0.38315199999999999,null,0.51330869999999995]
[0.38315199999999999,null,0.51330869999999995]
[0.38315199999999999,null,0.51330869999999995]
[0.38315199999999999,null,0.51330869999999995]
[0.38315199999999999,null,0.51317939999999995]
[0.38315199999999999,null,0.51317939999999995]
[0.38315199999999999,null,0.51317939999999995]
[0.38315199999999999,null,0.51317939999999995]
[0.38315199999999999,null,0.51296059999999999]
[0.38315199999999999,null,0.51296059999999999]
[0.38315199999999999,null,0.51296059999999999]
[0.38306050000000003,null,0.51296059999999999]
[0.38306050000000003,null,0.51296059999999999]
[0.38306050000000003,null,0.51296059999999999]
[0.38296799999999998,null,0.51296059999999999]
[0.38296799999999998,null,0.51296059999999999]
[0.38296799999999998,null,0.51296059999999999]
[0.38296799999999998,null,0.51286339999999997]
[0.38296799999999998,null,0.51286339999999997]
[0.38296799999999998,null,0.51286339999999997]
[0.38268530000000001,null,0.51286339999999997]
[0.38268530000000001,null,0.51286339999999997]
[0.38268530000000001,null,0.51286339999999997]
[0.38268530000000001,null,0.51286339999999997]
[0.38268530000000001,null,0.51286339999999997]
[0.38268530000000001,null,0.51286339999999997]
[0.38268530000000001,null,0.51286339999999997]
[0.38268530000000001,null,0.51286339999999997]
[0.38268530000000001,null,0.51286339999999997]
[0.38268530000000001,null,0.51286339999999997]
[0.38268530000000001,null,0.51286339999999997]
[0.38268530000000001,null,0.51276619999999995]
[0.38268530000000001,null,0.51276619999999995]
[0.38268530000000001,null,0.51264449999999995]
[0.38268530000000001,null,0.51251530000000001]
[0.38268530000000001,null,0.51251530000000001]
[0.38268530000000001,null,0.51251530000000001]
[0.38261319999999999,null,0.51242480000000001]
[0.38261319999999999,null,0.51242480000000001]
[0.38261319999999999,null,0.51242480000000001]
[0.38261319999999999,null,0.51242480000000001]
[0.38261319999999999,null,0.51242480000000001]
[0.38261319999999999,null,0.51232759999999999]
[0.38261319999999999,null,0.51232759999999999]
[0.38261319999999999,null,0.51232759999999999]
[0.38243680000000002,null,0.51232759999999999]
[0.38243680000000002,null,0.51232759999999999]
[0.38243680000000002,null,0.51232759999999999]
[0.38243680000000002,null,0.51232759999999999]
[0.38234430000000003,null,0.51220100000000002]
[0.38234430000000003,null,0.51220100000000002]
[0.38234430000000003,null,0.51220100000000002]
[0.38234430000000003,null,0.51220100000000002]
[0.38234430000000003,null,0.51220100000000002]
[0.38234430000000003,null,0.51207939999999996]
[0.38234430000000003,null,0.51195009999999996]
[0.38234430000000003,null,0.51195009999999996]
[0.38234430000000003,null,0.51185290000000006]
[0.38234430000000003,null,0.51185290000000006]
[0.38234430000000003,null,0.51185290000000006]
[0.3822721,null,0.51185290000000006]
[0.3822721,null,0.51185290000000006]
[0.3822721,null,0.51179209999999997]
[0.3821872,null,0.5117313]
[0.3821872,null,0.5117313]
[0.3821872,null,0.5117313]
[0.3821872,null,0.5117313]
[0.3821872,null,0.5117313]
[0.3820616,null,0.5117313]
[0.3820616,null,0.5117313]
[0.3820616,null,0.5117313]
[0.3820616,null,0.5117313]
[0.3820616,null,0.5117313]
[0.3820616,null,0.5117313]
[0.3820616,null,0.51164080000000001]
[0.3820616,null,0.51154359999999999]
[0.3820616,null,0.51154359999999999]
[0.3820616,null,0.51154359999999999]
[0.3820616,null,0.51154359999999999]
[0.3820616,null,0.51154359999999999]
[0.3820616,null,0.51154359999999999]
[0.38188529999999998,null,0.51154359999999999]
[0.38188529999999998,null,0.51154359999999999]
[0.38181310000000002,null,0.51154359999999999]
[0.38181310000000002,null,0.51154359999999999]
[0.38181310000000002,null,0.51141429999999999]
[0.38181310000000002,null,0.51141429999999999]
[0.38181310000000002,null,0.51141429999999999]
[0.38172060000000002,null,0.51141429999999999]
[0.38172060000000002,null,0.51129270000000004]
[0.38172060000000002,null,0.51129270000000004]
[0.38172060000000002,null,0.51129270000000004]
[0.38172060000000002,null,0.51129270000000004]
[0.38172060000000002,null,0.51119550000000002]
[0.38172060000000002,null,0.51119550000000002]
[0.38172060000000002,null,0.51119550000000002]
[0.38172060000000002,null,0.51119550000000002]
[0.38172060000000002,null,0.51119550000000002]
[0.38172060000000002,null,0.51119550000000002]
[0.38172060000000002,null,0.51119550000000002]
[0.38172060000000002,null,0.51119550000000002]
[0.38172060000000002,null,0.51119550000000002]
[0.38172060000000002,null,0.51119550000000002]
[0.38172060000000002,null,0.51119550000000002]
[0.38172060000000002,null,0.51106620000000003]
[0.38172060000000002,null,0.51106620000000003]
[0.38172060000000002,null,0.51106620000000003]
[0.38172060000000002,null,0.51084249999999998]
[0.38172060000000002,null,0.51084249999999998]
[0.38172060000000002,null,0.51084249999999998]
[0.3815635,null,0.51084249999999998]
[0.38147209999999998,null,0.51075199999999998]
[0.38147209999999998,null,0.51063040000000004]
[0.38147209999999998,null,0.51063040000000004]
[0.38147209999999998,null,0.51063040000000004]
[0.38147209999999998,null,0.51063040000000004]
[0.38137949999999998,null,0.51063040000000004]
[0.38137949999999998,null,0.51063040000000004]
[0.38137949999999998,null,0.51063040000000004]
[0.38137949999999998,null,0.51063040000000004]
[0.38137949999999998,null,0.51063029999999998]
[0.38137949999999998,null,0.51063029999999998]
[0.38137949999999998,null,0.51063029999999998]
[0.38137949999999998,null,0.51063029999999998]
[0.38137949999999998,null,0.51063029999999998]
[0.38137949999999998,null,0.51053320000000002]
[0.38137949999999998,null,0.51040390000000002]
[0.38137949999999998,null,0.51040390000000002]
[0.38137949999999998,null,0.51040390000000002]
[0.38137949999999998,null,0.51040390000000002]
[0.38137949999999998,null,0.51040390000000002]
[0.38125389999999998,null,0.51040390000000002]
[0.38125389999999998,null,0.51040390000000002]
[0.38125389999999998,null,0.51028220000000002]
[0.38116899999999998,null,0.51028220000000002]
[0.38109690000000002,null,0.51028220000000002]
[0.38109690000000002,null,0.51028220000000002]
[0.38100539999999999,null,0.51028220000000002]
[0.38100539999999999,null,0.51028220000000002]
[0.38100539999999999,null,0.51028220000000002]
[0.38100539999999999,null,0.51028220000000002]
[0.38100539999999999,null,0.51018509999999995]
[0.38100539999999999,null,0.51018509999999995]
[0.38100539999999999,null,0.510185]
[0.38100539999999999,null,0.510185]
[0.3809205,null,0.510185]
[0.3809205,null,0.510185]
[0.3809205,null,0.510185]
[0.380828,null,0.510185]
[0.380828,null,0.510185]
[0.380828,null,0.51009459999999995]
[0.380828,null,0.50983869999999998]
[0.380828,null,0.50974160000000002]
[0.380828,null,0.50974160000000002]
[0.380828,null,0.50974160000000002]
[0.380828,null,0.50974160000000002]
[0.38075579999999998,null,0.50974149999999996]
[0.38075579999999998,null,0.50961990000000001]
[0.38075579999999998,null,0.50961990000000001]
[0.38066440000000001,null,0.50961990000000001]
[0.38066440000000001,null,0.50961990000000001]
[0.38066440000000001,null,0.50961990000000001]
[0.38066440000000001,null,0.50961990000000001]
[0.38066440000000001,null,0.50961990000000001]
[0.38066440000000001,null,0.50961990000000001]
[0.38066440000000001,null,0.50961990000000001]
[0.38057180000000002,null,0.50961990000000001]
[0.38057180000000002,null,0.50961990000000001]
[0.38057180000000002,null,0.50961990000000001]
[0.38057180000000002,null,0.50961990000000001]
[0.38057180000000002,null,0.5093934]
[0.38057180000000002,null,0.5093934]
[0.38057180000000002,null,0.5093934]
[0.38048690000000002,null,0.5093934]
[0.38048690000000002,null,0.5093934]
[0.38048690000000002,null,0.5093934]
[0.38048690000000002,null,0.5093934]
[0.38048690000000002,null,0.5093934]
[0.38048690000000002,null,0.50927180000000005]
[0.38048690000000002,null,0.50927180000000005]
[0.38036130000000001,null,0.50927180000000005]
[0.38036130000000001,null,0.50918129999999995]
[0.38036130000000001,null,0.50918129999999995]
[0.38026880000000002,null,0.50908410000000004]
[0.38026880000000002,null,0.50908410000000004]
[0.38026880000000002,null,0.50908410000000004]
[0.3801966,null,0.50908410000000004]
[0.3801966,null,0.50908410000000004]
[0.3801966,null,0.50908410000000004]
[0.3801966,null,0.50895489999999999]
[0.3801966,null,0.50895489999999999]
[0.3801966,null,0.50895480000000004]
[0.3801966,null,0.50895480000000004]
[0.38010519999999998,null,0.50895480000000004]
[0.38010519999999998,null,0.50895480000000004]
[0.38010519999999998,null,0.50889399999999996]
[0.38010519999999998,null,0.50883319999999999]
[0.38010519999999998,null,0.50873599999999997]
[0.38010519999999998,null,0.50873599999999997]
[0.38010519999999998,null,0.50873599999999997]
[0.38010519999999998,null,0.50873599999999997]
[0.38010519999999998,null,0.50873599999999997]
[0.38010519999999998,null,0.50873599999999997]
[0.38010519999999998,null,0.50873599999999997]
[0.38002029999999998,null,0.50873599999999997]
[0.38002029999999998,null,0.50873599999999997]
[0.38002029999999998,null,0.50873599999999997]
[0.38002029999999998,null,0.50873599999999997]
[0.38002029999999998,null,0.50860669999999997]
[0.37994810000000001,null,0.50860669999999997]
[0.37985560000000002,null,0.50860669999999997]
[0.37985560000000002,null,0.50850960000000001]
[0.37985560000000002,null,0.50850960000000001]
[0.37985560000000002,null,0.50850949999999995]
[0.37985560000000002,null,0.50850949999999995]
[0.37985560000000002,null,0.50850949999999995]
[0.37985560000000002,null,0.50850949999999995]
[0.37985560000000002,null,0.50850949999999995]
[0.37985560000000002,null,0.5083879]
[0.37985560000000002,null,0.5083879]
[0.37985560000000002,null,0.50826130000000003]
[0.37985560000000002,null,0.50826130000000003]
[0.37985560000000002,null,0.50826130000000003]
[0.37973000000000001,null,0.50826130000000003]
[0.37972990000000001,null,0.50826130000000003]
[0.37972990000000001,null,0.50826130000000003]
[0.37972990000000001,null,0.50826130000000003]
[0.37972990000000001,null,0.50826130000000003]
[0.37963849999999999,null,0.50816410000000001]
[0.37963849999999999,null,0.50807369999999996]
[0.37963849999999999,null,0.50807369999999996]
[0.37955359999999999,null,0.50807369999999996]
[0.37955359999999999,null,0.50807369999999996]
[0.37955359999999999,null,0.50807369999999996]
[0.37955359999999999,null,0.50807369999999996]
[0.37955359999999999,null,0.50807369999999996]
[0.37948150000000003,null,0.50807369999999996]
[0.37948150000000003,null,0.50794439999999996]
[0.37948150000000003,null,0.50782269999999996]
[0.37948150000000003,null,0.50782269999999996]
[0.37938889999999997,null,0.50782269999999996]
[0.37938889999999997,null,0.50782269999999996]
[0.37938889999999997,null,0.50782269999999996]
[0.37938889999999997,null,0.50782269999999996]
[0.37938889999999997,null,0.5077256]
[0.37938889999999997,null,0.5077256]
[0.37938889999999997,null,0.5077256]
[0.37938889999999997,null,0.5077256]
[0.37938889999999997,null,0.5077256]
[0.37938889999999997,null,0.5077256]
[0.37938889999999997,null,0.5077256]
[0.37938889999999997,null,0.5077256]
[0.37938889999999997,null,0.5077256]
[0.37938889999999997,null,0.5077256]
[0.37938889999999997,null,0.5077256]
[0.37938889999999997,null,0.5077256]
[0.37938889999999997,null,0.50772550000000005]
[0.37938889999999997,null,0.50772550000000005]
[0.37938889999999997,null,0.50772550000000005]
[0.37938889999999997,null,0.50762839999999998]
[0.37938889999999997,null,0.50749909999999998]
[0.37931670000000001,null,0.50749909999999998]
[0.37914039999999999,null,0.50737739999999998]
[0.37914039999999999,null,0.50737739999999998]
[0.37914039999999999,null,0.50737739999999998]
[0.37904789999999999,null,0.50737739999999998]
[0.37904789999999999,null,0.50737739999999998]
[0.37904789999999999,null,0.50728700000000004]
[0.37904789999999999,null,0.50728700000000004]
[0.37904789999999999,null,0.50716039999999996]
[0.37904789999999999,null,0.50716039999999996]
[0.37904789999999999,null,0.50716039999999996]
[0.37904789999999999,null,0.50716039999999996]
[0.37904789999999999,null,0.50716039999999996]
[0.37904789999999999,null,0.50716039999999996]
[0.37904789999999999,null,0.50716039999999996]
[0.37904789999999999,null,0.50693390000000005]
[0.37904789999999999,null,0.50693390000000005]
[0.37904789999999999,null,0.50693390000000005]
[0.37904789999999999,null,0.50693390000000005]
[0.37904789999999999,null,0.50693390000000005]
[0.37904789999999999,null,0.50693390000000005]
[0.37892219999999999,null,0.50693390000000005]
[0.37892219999999999,null,0.50693390000000005]
[0.37892219999999999,null,0.50693390000000005]
[0.37892219999999999,null,0.50693390000000005]
[0.37892219999999999,null,0.50693390000000005]
[0.37892219999999999,null,0.50693390000000005]
[0.37874590000000002,null,0.50681229999999999]
[0.37874590000000002,null,0.50681229999999999]
[0.37874590000000002,null,0.50681229999999999]
[0.37874590000000002,null,0.50671509999999997]
[0.37874590000000002,null,0.50671509999999997]
[0.37874590000000002,null,0.50671509999999997]
[0.3786738,null,0.50671509999999997]
[0.3786738,null,0.50671509999999997]
[0.3786738,null,0.50658579999999998]
[0.3786738,null,0.50658579999999998]
[0.3786738,null,0.50649540000000004]
[0.3786738,null,0.50649540000000004]
[0.3786738,null,0.50649540000000004]
[0.3786738,null,0.50649540000000004]
[0.3786737,null,0.50649540000000004]
[0.3786737,null,0.50649540000000004]
[0.3786737,null,0.50649540000000004]
[0.3786737,null,0.50649540000000004]
[0.37858120000000001,null,0.50649529999999998]
[0.37858120000000001,null,0.50649529999999998]
[0.37858120000000001,null,0.50637370000000004]
[0.37858120000000001,null,0.50637370000000004]
[0.37858120000000001,null,0.50637370000000004]
[0.37858120000000001,null,0.50624709999999995]
[0.37858120000000001,null,0.50624709999999995]
[0.37858120000000001,null,0.50624709999999995]
[0.37848979999999999,null,0.50614990000000004]
[0.37848979999999999,null,0.50614990000000004]
[0.37848979999999999,null,0.50614990000000004]
[0.37848969999999998,null,0.50614990000000004]
[0.37848969999999998,null,0.50614990000000004]
[0.37833270000000002,null,0.50614990000000004]
[0.37833270000000002,null,0.50614990000000004]
[0.37833270000000002,null,0.50614990000000004]
[0.37833270000000002,null,0.50602069999999999]
[0.37833270000000002,null,0.50602069999999999]
[0.37833270000000002,null,0.50589899999999999]
[0.37833270000000002,null,0.50589899999999999]
[0.37833270000000002,null,0.50589899999999999]
[0.37833270000000002,null,0.50589899999999999]
[0.37833270000000002,null,0.50589899999999999]
[0.37833270000000002,null,0.50589899999999999]
[0.37833270000000002,null,0.50589899999999999]
[0.37833270000000002,null,0.50589899999999999]
[0.37833270000000002,null,0.50589899999999999]
[0.37833270000000002,null,0.50589899999999999]
[0.37820710000000002,null,0.50580179999999997]
[0.37820710000000002,null,0.50580179999999997]
[0.37820710000000002,null,0.50580179999999997]
[0.3781349,null,0.50571140000000003]
[0.3780501,null,0.50571140000000003]
[0.3780501,null,0.50571140000000003]
[0.37805,null,0.50571140000000003]
[0.3779575,null,0.50571140000000003]
[0.3779575,null,0.50571140000000003]
[0.3779575,null,0.50571140000000003]
[0.3779575,null,0.50558970000000003]
[0.3779575,null,0.50558970000000003]
[0.3779575,null,0.50558970000000003]
[0.3779575,null,0.50558970000000003]
[0.3779575,null,0.50558970000000003]
[0.3779575,null,0.50558970000000003]
[0.37786609999999998,null,0.50546040000000003]
[0.37786609999999998,null,0.50546040000000003]
[0.37786609999999998,null,0.50546040000000003]
[0.37786599999999998,null,0.50546040000000003]
[0.37786599999999998,null,0.50546040000000003]
[0.37786599999999998,null,0.50546040000000003]
[0.37786599999999998,null,0.50546040000000003]
[0.37786599999999998,null,0.50546040000000003]
[0.37786599999999998,null,0.50536320000000001]
[0.37786599999999998,null,0.50536320000000001]
[0.37779390000000002,null,0.50536320000000001]
[0.37770900000000002,null,0.50536320000000001]
[0.37770900000000002,null,0.50524159999999996]
[0.37770900000000002,null,0.50511499999999998]
[0.37770900000000002,null,0.50511499999999998]
[0.37770900000000002,null,0.50511499999999998]
[0.37770900000000002,null,0.50511499999999998]
[0.37770900000000002,null,0.50511499999999998]
[0.37770900000000002,null,0.50502460000000005]
[0.37770900000000002,null,0.50492740000000003]
[0.37770900000000002,null,0.50492740000000003]
[0.37770900000000002,null,0.50492740000000003]
[0.37770900000000002,null,0.50492740000000003]
[0.37770900000000002,null,0.50492740000000003]
[0.37770900000000002,null,0.50492740000000003]
[0.37770900000000002,null,0.50492740000000003]
[0.37770900000000002,null,0.50479810000000003]
[0.37770900000000002,null,0.50479810000000003]
[0.37761650000000002,null,0.50479810000000003]
[0.37761650000000002,null,0.50479810000000003]
[0.37761650000000002,null,0.50479810000000003]
[0.37761640000000002,null,0.50479810000000003]
[0.37745289999999998,null,0.50467640000000002]
[0.37745289999999998,null,0.50467640000000002]
[0.37745289999999998,null,0.50467640000000002]
[0.37745289999999998,null,0.50467640000000002]
[0.37736799999999998,null,0.50467640000000002]
[0.37736799999999998,null,0.50467640000000002]
[0.37736799999999998,null,0.50457929999999995]
[0.37724229999999997,null,0.50457929999999995]
[0.37724229999999997,null,0.50457929999999995]
[0.37724229999999997,null,0.50457929999999995]
[0.37724229999999997,null,0.50457929999999995]
[0.37724229999999997,null,0.50457929999999995]
[0.37724229999999997,null,0.50457920000000001]
[0.37724229999999997,null,0.50457920000000001]
[0.37724229999999997,null,0.50457920000000001]
[0.37724229999999997,null,0.50444999999999995]
[0.37724229999999997,null,0.50444999999999995]
[0.37724229999999997,null,0.50444999999999995]
[0.37724229999999997,null,0.50444999999999995]
[0.37724229999999997,null,0.50444999999999995]
[0.37724229999999997,null,0.50444999999999995]
[0.37724229999999997,null,0.50444999999999995]
[0.37724229999999997,null,0.50444999999999995]
[0.37724229999999997,null,0.50432829999999995]
[0.37724229999999997,null,0.50432829999999995]
[0.37717020000000001,null,0.50432829999999995]
[0.37717020000000001,null,0.50432829999999995]
[0.37717020000000001,null,0.50432829999999995]
[0.37707760000000001,null,0.50432829999999995]
[0.37699280000000002,null,0.50423110000000004]
[0.37699280000000002,null,0.50423110000000004]
[0.37690129999999999,null,0.50423110000000004]
[0.37690129999999999,null,0.50410189999999999]
[0.37690129999999999,null,0.50388480000000002]
[0.37690129999999999,null,0.50388480000000002]
[0.37690129999999999,null,0.50388480000000002]
[0.37690129999999999,null,0.50388480000000002]
[0.37690129999999999,null,0.50388480000000002]
[0.37690129999999999,null,0.50388480000000002]
[0.37690129999999999,null,0.50388480000000002]
[0.37690129999999999,null,0.50388480000000002]
[0.37690129999999999,null,0.50388480000000002]
[0.37690129999999999,null,0.50388480000000002]
[0.37690129999999999,null,0.50388480000000002]
[0.37690129999999999,null,0.50388480000000002]
[0.37682919999999998,null,0.50388480000000002]
[0.37682919999999998,null,0.50376319999999997]
[0.37682909999999997,null,0.50363389999999997]
[0.37682909999999997,null,0.50363389999999997]
[0.37682909999999997,null,0.50363389999999997]
[0.37682909999999997,null,0.50353669999999995]
[0.37682909999999997,null,0.50353669999999995]
[0.37682909999999997,null,0.50353669999999995]
[0.37673659999999998,null,0.50353669999999995]
[0.37673659999999998,null,0.50353669999999995]
[0.37673659999999998,null,0.50353669999999995]
[0.37673659999999998,null,0.50353669999999995]
[0.37673659999999998,null,0.50353669999999995]
[0.37673659999999998,null,0.50353669999999995]
[0.37665169999999998,null,0.50353669999999995]
[0.37643470000000001,null,0.50353669999999995]
[0.37643460000000001,null,0.50343950000000004]
[0.37643460000000001,null,0.50343950000000004]
[0.37643460000000001,null,0.50343950000000004]
[0.37643460000000001,null,0.50343950000000004]
[0.37643460000000001,null,0.50343950000000004]
[0.37643460000000001,null,0.50343950000000004]
[0.37636249999999999,null,0.50343950000000004]
[0.37636249999999999,null,0.50343950000000004]
[0.37636249999999999,null,0.50334900000000005]
[0.37636249999999999,null,0.50322739999999999]
[0.37636249999999999,null,0.50322739999999999]
[0.37636249999999999,null,0.50322739999999999]
[0.37636249999999999,null,0.50322739999999999]
[0.37636249999999999,null,0.50313019999999997]
[0.37636249999999999,null,0.50300089999999997]
[0.37636249999999999,null,0.50300089999999997]
[0.37636249999999999,null,0.50300089999999997]
[0.37636249999999999,null,0.50300089999999997]
[0.37636249999999999,null,0.50300089999999997]
[0.37626989999999999,null,0.50287930000000003]
[0.37626989999999999,null,0.50287930000000003]
[0.37626989999999999,null,0.50287930000000003]
[0.37618499999999999,null,0.50287930000000003]
[0.37618499999999999,null,0.50287930000000003]
[0.37618499999999999,null,0.50287930000000003]
[0.37618499999999999,null,0.50287930000000003]
[0.37609359999999997,null,0.50287930000000003]
[0.37609359999999997,null,0.50287930000000003]
[0.37609359999999997,null,0.50287930000000003]
[0.37609359999999997,null,0.50275270000000005]
[0.37609359999999997,null,0.50275270000000005]
[0.37609359999999997,null,0.50265550000000003]
[0.37609359999999997,null,0.50265550000000003]
[0.37609359999999997,null,0.50265550000000003]
[0.37602140000000001,null,0.50265550000000003]
[0.37602140000000001,null,0.50265550000000003]
[0.37602140000000001,null,0.50265550000000003]
[0.37602140000000001,null,0.50265550000000003]
[0.37602140000000001,null,0.50265550000000003]
[0.37592890000000001,null,0.50265550000000003]
[0.37592890000000001,null,0.50265550000000003]
[0.37592890000000001,null,0.50265550000000003]
[0.37592890000000001,null,0.50265550000000003]
[0.37592890000000001,null,0.50253389999999998]
[0.37584400000000001,null,0.50253389999999998]
[0.37584400000000001,null,0.50253389999999998]
[0.37584400000000001,null,0.50253389999999998]
[0.37571840000000001,null,0.50253389999999998]
[0.37571840000000001,null,0.50253389999999998]
[0.37571840000000001,null,0.50244339999999998]
[0.37571840000000001,null,0.50231409999999999]
[0.37571840000000001,null,0.50221700000000002]
[0.37564619999999999,null,0.50221700000000002]
[0.37564619999999999,null,0.50221689999999997]
[0.37564619999999999,null,0.50221689999999997]
[0.37564619999999999,null,0.50221689999999997]
[0.37555480000000002,null,0.50221689999999997]
[0.37555480000000002,null,0.50221689999999997]
[0.37555480000000002,null,0.50221689999999997]
[0.37555480000000002,null,0.50221689999999997]
[0.37555480000000002,null,0.50221689999999997]
[0.37555480000000002,null,0.50221689999999997]
[0.37546220000000002,null,0.50221689999999997]
[0.37546220000000002,null,0.50221689999999997]
[0.37546220000000002,null,0.50221689999999997]
[0.3753901,null,0.50221689999999997]
[0.3753901,null,0.50221689999999997]
[0.3753901,null,0.50221689999999997]
[0.3753901,null,0.50221689999999997]
[0.3753901,null,0.50211980000000001]
[0.3753901,null,0.50211980000000001]
[0.37530520000000001,null,0.50211980000000001]
[0.37530520000000001,null,0.5019981]
[0.37530520000000001,null,0.5018688]
[0.37530520000000001,null,0.5018688]
[0.37530520000000001,null,0.5018688]
[0.37530520000000001,null,0.5018688]
[0.37530520000000001,null,0.5018688]
[0.37530520000000001,null,0.5018688]
[0.37530520000000001,null,0.50174220000000003]
[0.37530520000000001,null,0.50174220000000003]
[0.37530520000000001,null,0.50174220000000003]
[0.37530520000000001,null,0.50174220000000003]
[0.37530520000000001,null,0.50174220000000003]
[0.37530520000000001,null,0.50174220000000003]
[0.37530520000000001,null,0.50164509999999995]
[0.37523299999999998,null,0.50164509999999995]
[0.37523299999999998,null,0.50164509999999995]
[0.37523299999999998,null,0.50164509999999995]
[0.37523299999999998,null,0.50164509999999995]
[0.37523299999999998,null,0.50164509999999995]
[0.37523299999999998,null,0.50164509999999995]
[0.37514160000000002,null,0.50151579999999996]
[0.37505670000000002,null,0.50151579999999996]
[0.37505670000000002,null,0.50151579999999996]
[0.37505670000000002,null,0.50141860000000005]
[0.37496420000000003,null,0.50132810000000005]
[0.37496420000000003,null,0.50132810000000005]
[0.37496420000000003,null,0.5012065]
[0.37496420000000003,null,0.5012065]
[0.37496420000000003,null,0.5012065]
[0.37496420000000003,null,0.5012065]
[0.37496410000000002,null,0.5012065]
[0.37496410000000002,null,0.5012065]
[0.37496410000000002,null,0.5012065]
[0.37496410000000002,null,0.50115790000000005]
[0.37483850000000002,null,0.50110929999999998]
[0.37483850000000002,null,0.50110929999999998]
[0.37483850000000002,null,0.50097999999999998]
[0.37483850000000002,null,0.50097999999999998]
[0.37483850000000002,null,0.50097999999999998]
[0.3747664,null,0.50097999999999998]
[0.3747664,null,0.50097999999999998]
[0.3747664,null,0.50097999999999998]
[0.3747664,null,0.50097999999999998]
[0.3747664,null,0.50097999999999998]
[0.3747664,null,0.50097999999999998]
[0.3747664,null,0.50097999999999998]
[0.3747664,null,0.50097999999999998]
[0.3747664,null,0.50097999999999998]
[0.3747664,null,0.50097999999999998]
[0.3747664,null,0.50097999999999998]
[0.37467489999999998,null,0.50097999999999998]
[0.37467489999999998,null,0.50097999999999998]
[0.37467489999999998,null,0.50088279999999996]
[0.37458999999999998,null,0.50088279999999996]
[0.37449749999999998,null,0.50079240000000003]
[0.37449749999999998,null,0.50067070000000002]
[0.37449749999999998,null,0.50054149999999997]
[0.37449749999999998,null,0.50054140000000003]
[0.37449749999999998,null,0.50054140000000003]
[0.37449749999999998,null,0.50054140000000003]
[0.37449749999999998,null,0.50054140000000003]
[0.37449749999999998,null,0.50054140000000003]
[0.37449749999999998,null,0.50044429999999995]
[0.37449749999999998,null,0.50044429999999995]
[0.37449749999999998,null,0.50031769999999998]
[0.37449749999999998,null,0.50031769999999998]
[0.37449749999999998,null,0.50031769999999998]
[0.37442530000000002,null,0.50031769999999998]
[0.37442530000000002,null,0.50031769999999998]
[0.37442530000000002,null,0.50031769999999998]
[0.37442530000000002,null,0.50031769999999998]
[0.37442530000000002,null,0.50031769999999998]
[0.37442530000000002,null,0.50031769999999998]
[0.37442530000000002,null,0.50031769999999998]
[0.37442530000000002,null,0.50031769999999998]
[0.37442530000000002,null,0.50022049999999996]
[0.37433280000000002,null,0.50022049999999996]
[0.37433280000000002,null,0.50022049999999996]
[0.37433280000000002,null,0.50022049999999996]
[0.37424790000000002,null,0.50022049999999996]
[0.37424790000000002,null,0.50009879999999995]
[0.37424790000000002,null,0.50009879999999995]
[0.37424790000000002,null,0.49996960000000001]
[0.37424790000000002,null,0.49996960000000001]
[0.37424790000000002,null,0.49996960000000001]
[0.37424790000000002,null,0.49996960000000001]
[0.3741564,null,0.49996960000000001]
[0.3741564,null,0.49996960000000001]
[0.3741564,null,0.49996960000000001]
[0.3741564,null,0.49996960000000001]
[0.3741564,null,0.49987910000000002]
[0.3741564,null,0.49987910000000002]
[0.3741564,null,0.49987910000000002]
[0.3741564,null,0.49987910000000002]
[0.3741564,null,0.49987910000000002]
[0.3741564,null,0.4997819]
[0.3741564,null,0.4997819]
[0.3741564,null,0.4997819]
[0.3741564,null,0.4997819]
[0.3740308,null,0.4997819]
[0.3740308,null,0.4997819]
[0.37395869999999998,null,0.4997819]
[0.37395869999999998,null,0.4997819]
[0.37395869999999998,null,0.4997819]
[0.37387379999999998,null,0.4997819]
[0.37387379999999998,null,0.4996603]
[0.37387379999999998,null,0.4996603]
[0.37387379999999998,null,0.499531]
[0.37387379999999998,null,0.499531]
[0.37387379999999998,null,0.499531]
[0.37387379999999998,null,0.49943379999999998]
[0.37378119999999998,null,0.49943379999999998]
[0.37378119999999998,null,0.49943379999999998]
[0.37378119999999998,null,0.49943379999999998]
[0.37378119999999998,null,0.49943379999999998]
[0.37378119999999998,null,0.49943379999999998]
[0.37378119999999998,null,0.49943379999999998]
[0.37378119999999998,null,0.49943379999999998]
[0.37378119999999998,null,0.49943379999999998]
[0.37378119999999998,null,0.49943379999999998]
[0.37378119999999998,null,0.49943379999999998]
[0.37368980000000002,null,0.49943379999999998]
[0.37368980000000002,null,0.49943379999999998]
[0.3735327,null,0.49943379999999998]
[0.3735327,null,0.49943379999999998]
[0.3735327,null,0.49933660000000002]
[0.3735327,null,0.49924619999999997]
[0.3735327,null,0.49912450000000003]
[0.3735327,null,0.49912450000000003]
[0.3735327,null,0.49912450000000003]
[0.3735327,null,0.49912450000000003]
[0.3735327,null,0.49899789999999999]
[0.3735327,null,0.49899789999999999]
[0.3735327,null,0.49899789999999999]
[0.3735327,null,0.4988687]
[0.3735327,null,0.4988687]
[0.3735327,null,0.4988687]
[0.3735327,null,0.4988687]
[0.3735327,null,0.4988687]
[0.3735327,null,0.4988686]
[0.3735327,null,0.4988686]
[0.3735327,null,0.4988686]
[0.3735327,null,0.4988686]
[0.3735327,null,0.4988686]
[0.3735327,null,0.49877149999999998]
[0.3735327,null,0.49877149999999998]
[0.3735327,null,0.49877149999999998]
[0.3735327,null,0.49877149999999998]
[0.3735327,null,0.49877149999999998]
[0.3735327,null,0.4987106]
[0.3735327,null,0.49864979999999998]
[0.3735327,null,0.49864979999999998]
[0.37324239999999997,null,0.49864979999999998]
[0.37306610000000001,null,0.49864979999999998]
[0.37306610000000001,null,0.49864979999999998]
[0.37306610000000001,null,0.49864979999999998]
[0.37306610000000001,null,0.49864979999999998]
[0.37306610000000001,null,0.49852049999999998]
[0.37306610000000001,null,0.49852049999999998]
[0.37306610000000001,null,0.49852049999999998]
[0.37306610000000001,null,0.49852049999999998]
[0.37306610000000001,null,0.49852049999999998]
[0.37306610000000001,null,0.49852049999999998]
[0.37306610000000001,null,0.49852049999999998]
[0.37306610000000001,null,0.49852049999999998]
[0.37306610000000001,null,0.49839889999999998]
[0.37306610000000001,null,0.49839889999999998]
[0.37306610000000001,null,0.49839889999999998]
[0.37306610000000001,null,0.49839889999999998]
[0.37306610000000001,null,0.49839889999999998]
[0.37306610000000001,null,0.49821120000000002]
[0.37306610000000001,null,0.49821120000000002]
[0.37306610000000001,null,0.49821120000000002]
[0.37306610000000001,null,0.49821120000000002]
[0.37306610000000001,null,0.49821120000000002]
[0.37299389999999999,null,0.49808200000000002]
[0.37299389999999999,null,0.49808200000000002]
[0.37299389999999999,null,0.49808200000000002]
[0.37290899999999999,null,0.49808190000000002]
[0.37290899999999999,null,0.49808190000000002]
[0.37290899999999999,null,0.49808190000000002]
[0.37290899999999999,null,0.49808190000000002]
[0.37290899999999999,null,0.49808190000000002]
[0.37290899999999999,null,0.49808190000000002]
[0.37290899999999999,null,0.49808190000000002]
[0.37281760000000003,null,0.49808190000000002]
[0.37281760000000003,null,0.49796030000000002]
[0.37281760000000003,null,0.49796030000000002]
[0.37281760000000003,null,0.49796030000000002]
[0.37281760000000003,null,0.49796030000000002]
[0.37281760000000003,null,0.49783369999999999]
[0.37281760000000003,null,0.49783369999999999]
[0.37281760000000003,null,0.49773650000000003]
[0.37281760000000003,null,0.49773650000000003]
[0.37281760000000003,null,0.49773650000000003]
[0.37281760000000003,null,0.49773650000000003]
[0.37272499999999997,null,0.49773650000000003]
[0.37265290000000001,null,0.49773650000000003]
[0.37265290000000001,null,0.49773650000000003]
[0.37265290000000001,null,0.49773650000000003]
[0.37256800000000001,null,0.49760729999999997]
[0.37256800000000001,null,0.49760720000000003]
[0.37244240000000001,null,0.49760720000000003]
[0.37244240000000001,null,0.49760720000000003]
[0.37244240000000001,null,0.49760720000000003]
[0.37244240000000001,null,0.49751010000000001]
[0.37244240000000001,null,0.49751010000000001]
[0.37244240000000001,null,0.49729800000000002]
[0.37244240000000001,null,0.49729800000000002]
[0.37244240000000001,null,0.49729800000000002]
[0.37244240000000001,null,0.49729800000000002]
[0.37244240000000001,null,0.49729800000000002]
[0.37244240000000001,null,0.49729800000000002]
[0.37244240000000001,null,0.49729800000000002]
[0.37244240000000001,null,0.49729800000000002]
[0.37244240000000001,null,0.49729800000000002]
[0.37244240000000001,null,0.49729800000000002]
[0.37244240000000001,null,0.49729800000000002]
[0.37237019999999998,null,0.49729800000000002]
[0.37237019999999998,null,0.49729800000000002]
[0.37237019999999998,null,0.49729800000000002]
[0.37237019999999998,null,0.49729800000000002]
[0.37227880000000002,null,0.49729800000000002]
[0.37227880000000002,null,0.49729790000000001]
[0.37227880000000002,null,0.49729790000000001]
[0.37227880000000002,null,0.49729790000000001]
[0.37227880000000002,null,0.49729790000000001]
[0.37219390000000002,null,0.49717630000000002]
[0.37219390000000002,null,0.4969499]
[0.37210130000000002,null,0.4969498]
[0.37210130000000002,null,0.4969498]
[0.37210130000000002,null,0.4969498]
[0.37210130000000002,null,0.4969498]
[0.37210130000000002,null,0.4969498]
[0.37210130000000002,null,0.4969498]
[0.37210130000000002,null,0.4969498]
[0.37210130000000002,null,0.4969498]
[0.37210130000000002,null,0.4969498]
[0.37210130000000002,null,0.4969498]
[0.37210130000000002,null,0.4969498]
[0.37210130000000002,null,0.4969498]
[0.37210130000000002,null,0.4969498]
[0.37210130000000002,null,0.4969498]
[0.37210130000000002,null,0.4969498]
[0.3720099,null,0.4969498]
[0.3720099,null,0.4969498]
[0.3720099,null,0.4969498]
[0.37193769999999998,null,0.4969498]
[0.37193769999999998,null,0.4969498]
[0.37181209999999998,null,0.49685269999999998]
[0.37181209999999998,null,0.49685259999999998]
[0.37181209999999998,null,0.49685259999999998]
[0.37172719999999998,null,0.49673099999999998]
[0.37172719999999998,null,0.49673099999999998]
[0.37172719999999998,null,0.49673099999999998]
[0.37172719999999998,null,0.49673099999999998]
[0.37172719999999998,null,0.49673099999999998]
[0.37172719999999998,null,0.49673099999999998]
[0.37172719999999998,null,0.49660169999999998]
[0.37172719999999998,null,0.49660169999999998]
[0.37172719999999998,null,0.49628749999999999]
[0.37172719999999998,null,0.49628749999999999]
[0.37163469999999998,null,0.49628749999999999]
[0.37163469999999998,null,0.49628749999999999]
[0.37163469999999998,null,0.49628749999999999]
[0.37156250000000002,null,0.49628749999999999]
[0.37156250000000002,null,0.49628749999999999]
[0.37156250000000002,null,0.49628749999999999]
[0.37156250000000002,null,0.49628749999999999]
[0.37156250000000002,null,0.49628749999999999]
[0.37156250000000002,null,0.49628749999999999]
[0.37156250000000002,null,0.49628749999999999]
[0.37156250000000002,null,0.49619029999999997]
[0.37156250000000002,null,0.49619029999999997]
[0.37156250000000002,null,0.49619029999999997]
[0.37156250000000002,null,0.49606869999999997]
[0.37156250000000002,null,0.49606869999999997]
[0.37156250000000002,null,0.49606869999999997]
[0.37156250000000002,null,0.49606869999999997]
[0.37147760000000002,null,0.49606869999999997]
[0.3713862,null,0.49606869999999997]
[0.37131399999999998,null,0.49606869999999997]
[0.37131399999999998,null,0.49606869999999997]
[0.37131399999999998,null,0.49606869999999997]
[0.37131399999999998,null,0.49597150000000001]
[0.37131399999999998,null,0.49597150000000001]
[0.37131399999999998,null,0.49597150000000001]
[0.37131399999999998,null,0.49597150000000001]
[0.37131399999999998,null,0.49597150000000001]
[0.37131399999999998,null,0.49597150000000001]
[0.37131399999999998,null,0.49597150000000001]
[0.37131399999999998,null,0.49597150000000001]
[0.37131399999999998,null,0.49584220000000001]
[0.37131399999999998,null,0.49584220000000001]
[0.37122149999999998,null,0.49575170000000002]
[0.37122149999999998,null,0.49575170000000002]
[0.37122149999999998,null,0.49575170000000002]
[0.37122149999999998,null,0.49575170000000002]
[0.37109579999999998,null,0.49575170000000002]
[0.37109579999999998,null,0.4956546]
[0.37109579999999998,null,0.4955329]
[0.37109579999999998,null,0.4955329]
[0.37101099999999998,null,0.4955329]
[0.37093880000000001,null,0.4955329]
[0.37084739999999999,null,0.4955329]
[0.37084739999999999,null,0.4955329]
[0.37084739999999999,null,0.4955329]
[0.37084739999999999,null,0.4955329]
[0.37084739999999999,null,0.4955329]
[0.37084739999999999,null,0.4955329]
[0.37084739999999999,null,0.4955329]
[0.37084739999999999,null,0.4955329]
[0.37084739999999999,null,0.4955329]
[0.37084739999999999,null,0.4955329]
[0.37084729999999999,null,0.4954036]
[0.37084729999999999,null,0.4954036]
[0.37084729999999999,null,0.4954036]
[0.37084729999999999,null,0.4954036]
[0.37084729999999999,null,0.4954036]
[0.37084729999999999,null,0.4954036]
[0.3707548,null,0.4954036]
[0.3707548,null,0.4954036]
[0.3707548,null,0.4954036]
[0.3707548,null,0.49530639999999998]
[0.3707548,null,0.49530639999999998]
[0.3707548,null,0.49517990000000001]
[0.3706699,null,0.49517990000000001]
[0.3706699,null,0.49517990000000001]
[0.3706699,null,0.4951798]
[0.37059779999999998,null,0.4951798]
[0.37059779999999998,null,0.4950582]
[0.37050630000000001,null,0.49496099999999998]
[0.37050630000000001,null,0.49496099999999998]
[0.37050630000000001,null,0.49496099999999998]
[0.37050630000000001,null,0.49474129999999999]
[0.37050630000000001,null,0.49474129999999999]
[0.37050630000000001,null,0.49474129999999999]
[0.37050630000000001,null,0.49474129999999999]
[0.37050630000000001,null,0.49474129999999999]
[0.37050630000000001,null,0.49474129999999999]
[0.37050630000000001,null,0.49474129999999999]
[0.37050630000000001,null,0.49474129999999999]
[0.37050630000000001,null,0.49474129999999999]
[0.37050630000000001,null,0.49474129999999999]
[0.37050630000000001,null,0.49474129999999999]
[0.37050630000000001,null,0.49474129999999999]
[0.37050630000000001,null,0.49474129999999999]
[0.37041380000000002,null,0.49474129999999999]
[0.37041380000000002,null,0.49474129999999999]
[0.37034159999999999,null,0.49464409999999998]
[0.37034159999999999,null,0.49464409999999998]
[0.37034159999999999,null,0.49464409999999998]
[0.37025019999999997,null,0.49464409999999998]
[0.37025019999999997,null,0.49464409999999998]
[0.37025019999999997,null,0.49464409999999998]
[0.37016529999999997,null,0.49464409999999998]
[0.37003970000000003,null,0.49464409999999998]
[0.37003970000000003,null,0.49464409999999998]
[0.37003970000000003,null,0.49464409999999998]
[0.37003960000000002,null,0.49464409999999998]
[0.37003960000000002,null,0.49464409999999998]
[0.37003960000000002,null,0.49464409999999998]
[0.37003960000000002,null,0.49451479999999998]
[0.37003960000000002,null,0.494454]
[0.37003960000000002,null,0.49439319999999998]
[0.37003960000000002,null,0.49439319999999998]
[0.37003960000000002,null,0.49439319999999998]
[0.37003960000000002,null,0.49429600000000001]
[0.37003960000000002,null,0.49429600000000001]
[0.37003960000000002,null,0.49429600000000001]
[0.36994709999999997,null,0.49420550000000002]
[0.36994709999999997,null,0.49420550000000002]
[0.36994709999999997,null,0.49420550000000002]
[0.36994709999999997,null,0.49420550000000002]
[0.36994709999999997,null,0.49420550000000002]
[0.36994709999999997,null,0.49420550000000002]
[0.36994709999999997,null,0.49420550000000002]
[0.36994709999999997,null,0.49420550000000002]
[0.36987490000000001,null,0.49420550000000002]
[0.36987490000000001,null,0.49420550000000002]
[0.36978349999999999,null,0.49408390000000002]
[0.36978349999999999,null,0.49395460000000002]
[0.36978349999999999,null,0.49395460000000002]
[0.36978349999999999,null,0.4938574]
[0.36978349999999999,null,0.4938574]
[0.36978349999999999,null,0.49373080000000003]
[0.36978349999999999,null,0.49373080000000003]
[0.36969859999999999,null,0.49373080000000003]
[0.36969859999999999,null,0.49373080000000003]
[0.36969859999999999,null,0.49373080000000003]
[0.36969859999999999,null,0.49373080000000003]
[0.36969859999999999,null,0.49373080000000003]
[0.36969859999999999,null,0.49373080000000003]
[0.36969859999999999,null,0.49373080000000003]
[0.36969859999999999,null,0.49373080000000003]
[0.36969859999999999,null,0.49373080000000003]
[0.36969859999999999,null,0.49363360000000001]
[0.36969859999999999,null,0.49363360000000001]
[0.36969859999999999,null,0.49363360000000001]
[0.36969859999999999,null,0.49363360000000001]
[0.36957299999999998,null,0.49363360000000001]
[0.36957299999999998,null,0.49363360000000001]
[0.36957299999999998,null,0.49351200000000001]
[0.36957299999999998,null,0.49351200000000001]
[0.36948039999999999,null,0.49351200000000001]
[0.36948039999999999,null,0.49338270000000001]
[0.36948039999999999,null,0.49338270000000001]
[0.36948039999999999,null,0.49338270000000001]
[0.36939549999999999,null,0.49338270000000001]
[0.36939549999999999,null,0.49329230000000002]
[0.36932340000000002,null,0.49329230000000002]
[0.36932340000000002,null,0.49329230000000002]
[0.36932340000000002,null,0.49329220000000001]
[0.36932340000000002,null,0.49329220000000001]
[0.36932340000000002,null,0.4931951]
[0.36932340000000002,null,0.4931951]
[0.36932340000000002,null,0.4931951]
[0.36932340000000002,null,0.4931951]
[0.36932340000000002,null,0.4931951]
[0.36932340000000002,null,0.4931951]
[0.36932340000000002,null,0.4931951]
[0.36932340000000002,null,0.4930734]
[0.36932340000000002,null,0.4930734]
[0.36932340000000002,null,0.4930734]
[0.3692319,null,0.4930734]
[0.36914710000000001,null,0.4930734]
[0.36914710000000001,null,0.4930734]
[0.369147,null,0.49294680000000002]
[0.36905450000000001,null,0.49294680000000002]
[0.36905450000000001,null,0.49294680000000002]
[0.36905450000000001,null,0.49294680000000002]
[0.36905450000000001,null,0.4928497]
[0.36905450000000001,null,0.4928497]
[0.36905450000000001,null,0.4928497]
[0.36898229999999999,null,0.4928497]
[0.36898229999999999,null,0.4928496]
[0.36898229999999999,null,0.4927204]
[0.36898229999999999,null,0.4927204]
[0.36898229999999999,null,0.4927204]
[0.36885669999999998,null,0.4927204]
[0.36885669999999998,null,0.4927204]
[0.36885669999999998,null,0.4927204]
[0.36885669999999998,null,0.4927204]
[0.36885669999999998,null,0.4927204]
[0.36885669999999998,null,0.4927204]
[0.36885669999999998,null,0.4927204]
[0.36885669999999998,null,0.4927204]
[0.36885669999999998,null,0.4927204]
[0.36877179999999998,null,0.49250830000000001]
[0.36877179999999998,null,0.49241109999999999]
[0.36867929999999999,null,0.49241109999999999]
[0.36867929999999999,null,0.49241109999999999]
[0.36858780000000002,null,0.49241109999999999]
[0.36858780000000002,null,0.49241109999999999]
[0.36858780000000002,null,0.49241109999999999]
[0.36858780000000002,null,0.49241109999999999]
[0.36858780000000002,null,0.49241109999999999]
[0.36858780000000002,null,0.49241109999999999]
[0.36858780000000002,null,0.49241109999999999]
[0.36858780000000002,null,0.49241109999999999]
[0.36858780000000002,null,0.49241109999999999]
[0.36858780000000002,null,0.49241109999999999]
[0.36858780000000002,null,0.49241109999999999]
[0.36858780000000002,null,0.49241109999999999]
[0.36858780000000002,null,0.49241109999999999]
[0.36858780000000002,null,0.49241109999999999]
[0.36858780000000002,null,0.49218460000000003]
[0.36850290000000002,null,0.49218460000000003]
[0.36850290000000002,null,0.492058]
[0.3684308,null,0.492058]
[0.3684308,null,0.492058]
[0.3684308,null,0.492058]
[0.3684308,null,0.492058]
[0.3684308,null,0.492058]
[0.3684308,null,0.492058]
[0.3684308,null,0.492058]
[0.3684308,null,0.492058]
[0.3684308,null,0.492058]
[0.3684308,null,0.492058]
[0.3684308,null,0.4919364]
[0.3684308,null,0.4919364]
[0.3684308,null,0.4918459]
[0.3683382,null,0.4918459]
[0.3683382,null,0.4918459]
[0.3683382,null,0.4918459]
[0.36824679999999999,null,0.4918459]
[0.36824679999999999,null,0.4918459]
[0.36824679999999999,null,0.4918459]
[0.36824679999999999,null,0.4918459]
[0.36817460000000002,null,0.49174869999999998]
[0.36817460000000002,null,0.49174869999999998]
[0.36817460000000002,null,0.49174869999999998]
[0.36817460000000002,null,0.49161949999999999]
[0.36817460000000002,null,0.49161949999999999]
[0.36817460000000002,null,0.49161949999999999]
[0.36808980000000002,null,0.49161949999999999]
[0.36808980000000002,null,0.49161939999999998]
[0.36808980000000002,null,0.49152230000000002]
[0.36808980000000002,null,0.49152230000000002]
[0.36808980000000002,null,0.49152230000000002]
[0.36808970000000002,null,0.49152230000000002]
[0.36808970000000002,null,0.49152230000000002]
[0.36808970000000002,null,0.49152230000000002]
[0.36808970000000002,null,0.49152230000000002]
[0.36808970000000002,null,0.49152230000000002]
[0.36808970000000002,null,0.49146139999999999]
[0.36796410000000002,null,0.49140060000000002]
[0.36796410000000002,null,0.49140060000000002]
[0.36796410000000002,null,0.49140060000000002]
[0.36796410000000002,null,0.49140060000000002]
[0.36796410000000002,null,0.49140060000000002]
[0.36796410000000002,null,0.49140060000000002]
[0.36796410000000002,null,0.49140060000000002]
[0.367892,null,0.49140060000000002]
[0.367892,null,0.49140060000000002]
[0.3677994,null,0.49117690000000003]
[0.3677994,null,0.49117690000000003]
[0.3677994,null,0.49104759999999997]
[0.3677994,null,0.49095709999999998]
[0.3677994,null,0.49095709999999998]
[0.36770799999999998,null,0.49095709999999998]
[0.36770799999999998,null,0.49095709999999998]
[0.36770799999999998,null,0.49095709999999998]
[0.36770799999999998,null,0.49095709999999998]
[0.36762309999999998,null,0.49095709999999998]
[0.36762309999999998,null,0.49095709999999998]
[0.36762309999999998,null,0.49095709999999998]
[0.36762309999999998,null,0.49095709999999998]
[0.36762309999999998,null,0.49095709999999998]
[0.36762309999999998,null,0.49095709999999998]
[0.36762309999999998,null,0.49095709999999998]
[0.36762309999999998,null,0.49095709999999998]
[0.36762309999999998,null,0.49085990000000002]
[0.36762309999999998,null,0.49085990000000002]
[0.36762309999999998,null,0.49085990000000002]
[0.36762309999999998,null,0.49085990000000002]
[0.36762309999999998,null,0.49085990000000002]
[0.36762309999999998,null,0.49073830000000002]
[0.36753049999999998,null,0.49073830000000002]
[0.36753049999999998,null,0.49073830000000002]
[0.36745840000000002,null,0.49073830000000002]
[0.36745840000000002,null,0.49073830000000002]
[0.36745840000000002,null,0.49073830000000002]
[0.36745840000000002,null,0.49073830000000002]
[0.36745840000000002,null,0.49073830000000002]
[0.36745840000000002,null,0.49073830000000002]
[0.36745840000000002,null,0.49060900000000002]
[0.36745840000000002,null,0.49060900000000002]
[0.3673669,null,0.49060900000000002]
[0.3673669,null,0.49060900000000002]
[0.3673669,null,0.49060900000000002]
[0.3673669,null,0.49060900000000002]
[0.36724129999999999,null,0.49060900000000002]
[0.36724129999999999,null,0.4905118]
[0.36724129999999999,null,0.4905118]
[0.36715639999999999,null,0.4905118]
[0.36715639999999999,null,0.4905118]
[0.36715639999999999,null,0.4905118]
[0.36715639999999999,null,0.4905118]
[0.36715639999999999,null,0.4905118]
[0.36715639999999999,null,0.4905118]
[0.36715639999999999,null,0.4905118]
[0.3670639,null,0.49042140000000001]
[0.3670639,null,0.49032419999999999]
[0.3670639,null,0.49032419999999999]
[0.3670639,null,0.49032419999999999]
[0.36699169999999998,null,0.49032419999999999]
[0.36699169999999998,null,0.49032419999999999]
[0.36699169999999998,null,0.49007590000000001]
[0.36699169999999998,null,0.49007590000000001]
[0.36699169999999998,null,0.49007590000000001]
[0.36699169999999998,null,0.49007590000000001]
[0.36699169999999998,null,0.49007590000000001]
[0.36699169999999998,null,0.49007590000000001]
[0.36699169999999998,null,0.49007590000000001]
[0.36699169999999998,null,0.49007590000000001]
[0.36690679999999998,null,0.48994670000000001]
[0.36690679999999998,null,0.48984949999999999]
[0.36690679999999998,null,0.48984949999999999]
[0.36681540000000001,null,0.48984949999999999]
[0.36681540000000001,null,0.48984949999999999]
[0.36681540000000001,null,0.48984949999999999]
[0.36681540000000001,null,0.48984949999999999]
[0.36681540000000001,null,0.48984949999999999]
[0.36681540000000001,null,0.48984949999999999]
[0.36681540000000001,null,0.48984949999999999]
[0.36681540000000001,null,0.48984949999999999]
[0.36681540000000001,null,0.48972779999999999]
[0.36681540000000001,null,0.48972779999999999]
[0.36681540000000001,null,0.48972779999999999]
[0.36681540000000001,null,0.48972779999999999]
[0.36681540000000001,null,0.48972779999999999]
[0.36681540000000001,null,0.48972779999999999]
[0.36681540000000001,null,0.48972779999999999]
[0.36681540000000001,null,0.48972779999999999]
[0.36672280000000002,null,0.48972779999999999]
[0.3666507,null,0.48972779999999999]
[0.3666507,null,0.48963060000000003]
[0.3666507,null,0.48963060000000003]
[0.3666507,null,0.48963060000000003]
[0.3666507,null,0.48963060000000003]
[0.36652509999999999,null,0.48954019999999998]
[0.36652509999999999,null,0.48954019999999998]
[0.36652509999999999,null,0.48954019999999998]
[0.36644019999999999,null,0.48954019999999998]
[0.36644019999999999,null,0.48941089999999998]
[0.36644019999999999,null,0.48941089999999998]
[0.36644019999999999,null,0.48941089999999998]
[0.36644019999999999,null,0.48941089999999998]
[0.36644019999999999,null,0.48928919999999998]
[0.36644019999999999,null,0.48928919999999998]
[0.36644019999999999,null,0.48928919999999998]
[0.36634870000000003,null,0.48928919999999998]
[0.36634870000000003,null,0.48928919999999998]
[0.36634870000000003,null,0.48919210000000002]
[0.36625619999999998,null,0.48919210000000002]
[0.36618400000000001,null,0.48919210000000002]
[0.36618400000000001,null,0.48919210000000002]
[0.36618400000000001,null,0.48919210000000002]
[0.36618400000000001,null,0.48919210000000002]
[0.36618400000000001,null,0.48919210000000002]
[0.36618400000000001,null,0.48919210000000002]
[0.36618400000000001,null,0.48919210000000002]
[0.36618400000000001,null,0.48919210000000002]
[0.36618400000000001,null,0.48919200000000002]
[0.36609910000000001,null,0.48919200000000002]
[0.36609910000000001,null,0.48906549999999999]
[0.36609910000000001,null,0.48906549999999999]
[0.36609910000000001,null,0.48906549999999999]
[0.36609910000000001,null,0.48894379999999998]
[0.36609910000000001,null,0.48894379999999998]
[0.36609910000000001,null,0.48894379999999998]
[0.36609910000000001,null,0.48894379999999998]
[0.36609910000000001,null,0.48884660000000002]
[0.36609910000000001,null,0.48884660000000002]
[0.36609910000000001,null,0.48884660000000002]
[0.36609910000000001,null,0.48862689999999998]
[0.36609910000000001,null,0.48862689999999998]
[0.36609910000000001,null,0.48862689999999998]
[0.36609910000000001,null,0.48862689999999998]
[0.36609910000000001,null,0.48862689999999998]
[0.36609910000000001,null,0.48862689999999998]
[0.36609910000000001,null,0.48862689999999998]
[0.36609910000000001,null,0.48862689999999998]
[0.36609910000000001,null,0.48862689999999998]
[0.36609910000000001,null,0.48862689999999998]
[0.36609910000000001,null,0.48862689999999998]
[0.36600660000000002,null,0.48862689999999998]
[0.36592170000000002,null,0.48862689999999998]
[0.36592170000000002,null,0.48862689999999998]
[0.36592170000000002,null,0.48852970000000001]
[0.36583019999999999,null,0.48852970000000001]
[0.36575809999999997,null,0.48852970000000001]
[0.36575809999999997,null,0.48852970000000001]
[0.36575809999999997,null,0.48852970000000001]
[0.36575809999999997,null,0.48846889999999998]
[0.36575809999999997,null,0.48840810000000001]
[0.36575809999999997,null,0.48840810000000001]
[0.36575809999999997,null,0.48840810000000001]
[0.36575809999999997,null,0.48840810000000001]
[0.36575809999999997,null,0.48840810000000001]
[0.36575809999999997,null,0.48840810000000001]
[0.36575809999999997,null,0.48840810000000001]
[0.36575809999999997,null,0.48840810000000001]
[0.36563250000000003,null,0.48840810000000001]
[0.36563250000000003,null,0.48840810000000001]
[0.36563250000000003,null,0.48827880000000001]
[0.36553989999999997,null,0.48827880000000001]
[0.36553989999999997,null,0.48827880000000001]
[0.36553989999999997,null,0.48827880000000001]
[0.36553989999999997,null,0.48818159999999999]
[0.36553989999999997,null,0.48818159999999999]
[0.36553989999999997,null,0.48818159999999999]
[0.36553989999999997,null,0.48818159999999999]
[0.36553989999999997,null,0.48818159999999999]
[0.36553989999999997,null,0.48818159999999999]
[0.36553989999999997,null,0.48818159999999999]
[0.36553989999999997,null,0.4880911]
[0.36553989999999997,null,0.48796460000000003]
[0.36544850000000001,null,0.48796460000000003]
[0.36537629999999999,null,0.48796460000000003]
[0.36537629999999999,null,0.48796460000000003]
[0.36537629999999999,null,0.48796460000000003]
[0.36529139999999999,null,0.48796460000000003]
[0.36529139999999999,null,0.48796460000000003]
[0.36529139999999999,null,0.48796460000000003]
[0.36529139999999999,null,0.48796460000000003]
[0.36529139999999999,null,0.48796460000000003]
[0.36529139999999999,null,0.48796460000000003]
[0.36529139999999999,null,0.48786740000000001]
[0.36529139999999999,null,0.48773810000000001]
[0.36529139999999999,null,0.48773810000000001]
[0.36529139999999999,null,0.48773810000000001]
[0.36529139999999999,null,0.48773810000000001]
[0.36529139999999999,null,0.48773810000000001]
[0.36516579999999998,null,0.48773810000000001]
[0.36516579999999998,null,0.48773810000000001]
[0.36516579999999998,null,0.48773810000000001]
[0.36507319999999999,null,0.48773810000000001]
[0.36507319999999999,null,0.48773810000000001]
[0.36507319999999999,null,0.48761640000000001]
[0.36507319999999999,null,0.48761640000000001]
[0.36507319999999999,null,0.48761640000000001]
[0.36507319999999999,null,0.48761640000000001]
[0.36507319999999999,null,0.48751929999999999]
[0.36507319999999999,null,0.48751929999999999]
[0.36507319999999999,null,0.48751929999999999]
[0.36498829999999999,null,0.48751929999999999]
[0.36489690000000002,null,0.48751929999999999]
[0.36489690000000002,null,0.48751929999999999]
[0.36489690000000002,null,0.48751929999999999]
[0.36489690000000002,null,0.48751929999999999]
[0.36489690000000002,null,0.48751929999999999]
[0.36489690000000002,null,0.48751929999999999]
[0.36489690000000002,null,0.48751929999999999]
[0.36489690000000002,null,0.48751919999999999]
[0.36489690000000002,null,0.4874288]
[0.3648248,null,0.4874288]
[0.3648248,null,0.48733159999999998]
[0.3648247,null,0.487205]
[0.3648247,null,0.487205]
[0.3648247,null,0.487205]
[0.3648247,null,0.4870758]
[0.3648247,null,0.4870758]
[0.3648247,null,0.4869541]
[0.3648247,null,0.4869541]
[0.3648247,null,0.4869541]
[0.3648247,null,0.4869541]
[0.3648247,null,0.4869541]
[0.3648247,null,0.4869541]
[0.36473329999999998,null,0.4869541]
[0.36473329999999998,null,0.48685689999999998]
[0.36460769999999998,null,0.48685689999999998]
[0.36451509999999998,null,0.48685689999999998]
[0.36451509999999998,null,0.48685689999999998]
[0.36451509999999998,null,0.48685689999999998]
[0.36451509999999998,null,0.48685689999999998]
[0.36451509999999998,null,0.48685689999999998]
[0.36451509999999998,null,0.48685689999999998]
[0.36451509999999998,null,0.48685689999999998]
[0.36443019999999998,null,0.48685689999999998]
[0.36443019999999998,null,0.48685689999999998]
[0.36443019999999998,null,0.48685689999999998]
[0.36443019999999998,null,0.48685689999999998]
[0.36435810000000002,null,0.48685689999999998]
[0.36435810000000002,null,0.48685689999999998]
[0.36435810000000002,null,0.48685689999999998]
[0.36435810000000002,null,0.48675970000000002]
[0.36435810000000002,null,0.48675970000000002]
[0.36435810000000002,null,0.48663050000000002]
[0.36435810000000002,null,0.48663050000000002]
[0.36435810000000002,null,0.48663050000000002]
[0.36435810000000002,null,0.48653999999999997]
[0.36435810000000002,null,0.48653999999999997]
[0.36435810000000002,null,0.48653999999999997]
[0.36435810000000002,null,0.48641839999999997]
[0.36435810000000002,null,0.48641839999999997]
[0.36426550000000002,null,0.48641839999999997]
[0.3641741,null,0.48641830000000003]
[0.3641741,null,0.48641830000000003]
[0.3641741,null,0.48641830000000003]
[0.3641741,null,0.48641830000000003]
[0.3641741,null,0.48641830000000003]
[0.3641741,null,0.48641830000000003]
[0.3641741,null,0.48641830000000003]
[0.3641741,null,0.48641830000000003]
[0.3641741,null,0.48632120000000001]
[0.3641741,null,0.48632120000000001]
[0.3641741,null,0.48632120000000001]
[0.3641741,null,0.48632120000000001]
[0.3641741,null,0.48632120000000001]
[0.3641741,null,0.48619459999999998]
[0.3641741,null,0.48619459999999998]
[0.3641741,null,0.48619459999999998]
[0.3640892,null,0.48619459999999998]
[0.3640892,null,0.48619459999999998]
[0.3640892,null,0.48619459999999998]
[0.3640892,null,0.48619459999999998]
[0.3640892,null,0.48619459999999998]
[0.3640892,null,0.48606529999999998]
[0.3640892,null,0.48594369999999998]
[0.3640892,null,0.48594369999999998]
[0.3640892,null,0.48594359999999998]
[0.36392560000000002,null,0.48584650000000001]
[0.36392560000000002,null,0.48584650000000001]
[0.36383300000000002,null,0.48584650000000001]
[0.36383300000000002,null,0.48584650000000001]
[0.36383300000000002,null,0.48584650000000001]
[0.36370740000000001,null,0.48584650000000001]
[0.36370740000000001,null,0.48584650000000001]
[0.36362250000000002,null,0.48584650000000001]
[0.36362250000000002,null,0.48584650000000001]
[0.36362250000000002,null,0.48584650000000001]
[0.36362250000000002,null,0.48584650000000001]
[0.36362250000000002,null,0.48584650000000001]
[0.36362250000000002,null,0.48584650000000001]
[0.36362250000000002,null,0.48575600000000002]
[0.36362250000000002,null,0.48575600000000002]
[0.36362250000000002,null,0.48575600000000002]
[0.36362250000000002,null,0.48575600000000002]
[0.36362250000000002,null,0.48575600000000002]
[0.36362250000000002,null,0.48575600000000002]
[0.36362250000000002,null,0.48575600000000002]
[0.36362250000000002,null,0.48575600000000002]
[0.36362250000000002,null,0.48575600000000002]
[0.36362250000000002,null,0.4856588]
[0.36362250000000002,null,0.4855372]
[0.36362250000000002,null,0.4855372]
[0.36362250000000002,null,0.4855372]
[0.36362250000000002,null,0.4855372]
[0.3635311,null,0.4854079]
[0.3635311,null,0.4854079]
[0.3635311,null,0.4854079]
[0.3635311,null,0.4854079]
[0.3635311,null,0.4854079]
[0.3635311,null,0.4854079]
[0.3635311,null,0.4854079]
[0.3635311,null,0.48531069999999998]
[0.3635311,null,0.48531069999999998]
[0.3635311,null,0.48531069999999998]
[0.3634385,null,0.48531069999999998]
[0.3633536,null,0.48531069999999998]
[0.3633536,null,0.48531069999999998]
[0.36328149999999998,null,0.48531069999999998]
[0.36328149999999998,null,0.48531069999999998]
[0.36328149999999998,null,0.48531069999999998]
[0.36328149999999998,null,0.48531069999999998]
[0.36328149999999998,null,0.48531069999999998]
[0.36328149999999998,null,0.48531069999999998]
[0.36328149999999998,null,0.48531069999999998]
[0.36328149999999998,null,0.48518139999999998]
[0.36328149999999998,null,0.48518139999999998]
[0.36328149999999998,null,0.48518139999999998]
[0.36328149999999998,null,0.48518139999999998]
[0.36328149999999998,null,0.48518139999999998]
[0.36328149999999998,null,0.48505979999999999]
[0.36315589999999998,null,0.48505979999999999]
[0.36315589999999998,null,0.48505979999999999]
[0.36315589999999998,null,0.48505979999999999]
[0.36315589999999998,null,0.48496260000000002]
[0.36315589999999998,null,0.48487209999999997]
[0.36315589999999998,null,0.48487209999999997]
[0.36306440000000001,null,0.48487209999999997]
[0.36306440000000001,null,0.48487209999999997]
[0.36306440000000001,null,0.48487209999999997]
[0.36297950000000001,null,0.4847456]
[0.36297950000000001,null,0.4847456]
[0.36297950000000001,null,0.4847456]
[0.36288700000000002,null,0.4847456]
[0.36288700000000002,null,0.4847456]
[0.36288700000000002,null,0.4847455]
[0.36288700000000002,null,0.4847455]
[0.36288700000000002,null,0.4846163]
[0.36288700000000002,null,0.4846163]
[0.36281479999999999,null,0.4846163]
[0.36281479999999999,null,0.4846163]
[0.36281479999999999,null,0.4846163]
[0.36281479999999999,null,0.4846163]
[0.36281479999999999,null,0.4846163]
[0.36281479999999999,null,0.4846163]
[0.36281479999999999,null,0.4846163]
[0.36281479999999999,null,0.4846163]
[0.36281479999999999,null,0.4844946]
[0.36281479999999999,null,0.48439739999999998]
[0.36281479999999999,null,0.48439739999999998]
[0.36281479999999999,null,0.48439739999999998]
[0.36281479999999999,null,0.48439739999999998]
[0.36281479999999999,null,0.48439739999999998]
[0.36281479999999999,null,0.48439739999999998]
[0.36281479999999999,null,0.48439739999999998]
[0.36272989999999999,null,0.48439739999999998]
[0.36272989999999999,null,0.48439739999999998]
[0.36272989999999999,null,0.48439739999999998]
[0.36272989999999999,null,0.48439739999999998]
[0.36272989999999999,null,0.48430699999999999]
[0.36272989999999999,null,0.48430699999999999]
[0.36272989999999999,null,0.48430699999999999]
[0.36272989999999999,null,0.48430699999999999]
[0.36254589999999998,null,0.48430699999999999]
[0.36254589999999998,null,0.48430699999999999]
[0.36254589999999998,null,0.48430699999999999]
[0.36247380000000001,null,0.48430699999999999]
[0.36247380000000001,null,0.48417769999999999]
[0.36247380000000001,null,0.48417769999999999]
[0.36247380000000001,null,0.48408050000000002]
[0.36234820000000001,null,0.48408050000000002]
[0.36234820000000001,null,0.48408050000000002]
[0.36234820000000001,null,0.48408050000000002]
[0.36234820000000001,null,0.48395890000000003]
[0.36234820000000001,null,0.48383229999999999]
[0.36234820000000001,null,0.48383229999999999]
[0.36234820000000001,null,0.48383229999999999]
[0.36234820000000001,null,0.48383229999999999]
[0.36234820000000001,null,0.48383229999999999]
[0.36234820000000001,null,0.48383229999999999]
[0.36234820000000001,null,0.48383229999999999]
[0.36234820000000001,null,0.48383229999999999]
[0.36234820000000001,null,0.48383229999999999]
[0.36234810000000001,null,0.48383229999999999]
[0.36234810000000001,null,0.48383229999999999]
[0.36226330000000001,null,0.48373509999999997]
[0.36226330000000001,null,0.48373509999999997]
[0.36226330000000001,null,0.48373509999999997]
[0.36226330000000001,null,0.48373509999999997]
[0.36226330000000001,null,0.48373509999999997]
[0.36226330000000001,null,0.48373509999999997]
[0.36226330000000001,null,0.48373509999999997]
[0.36217070000000001,null,0.48364459999999998]
[0.36217070000000001,null,0.48364459999999998]
[0.36217070000000001,null,0.48364459999999998]
[0.36200710000000003,null,0.48364459999999998]
[0.36200710000000003,null,0.48364459999999998]
[0.36200710000000003,null,0.48364459999999998]
[0.36200710000000003,null,0.48364459999999998]
[0.36200710000000003,null,0.48364459999999998]
[0.36200710000000003,null,0.48351529999999998]
[0.36200710000000003,null,0.48351529999999998]
[0.36200710000000003,null,0.48341820000000002]
[0.36200710000000003,null,0.48341820000000002]
[0.36200710000000003,null,0.48335729999999999]
[0.36188150000000002,null,0.48329650000000002]
[0.36188150000000002,null,0.48329650000000002]
[0.36188150000000002,null,0.48329650000000002]
[0.36188150000000002,null,0.48329650000000002]
[0.36188150000000002,null,0.48329650000000002]
[0.36188150000000002,null,0.48329650000000002]
[0.36188150000000002,null,0.48329650000000002]
[0.36188150000000002,null,0.48316989999999999]
[0.36188150000000002,null,0.48316989999999999]
[0.36188150000000002,null,0.48316989999999999]
[0.36188150000000002,null,0.48316989999999999]
[0.36178890000000002,null,0.48316989999999999]
[0.36178890000000002,null,0.48307280000000002]
[0.36170409999999997,null,0.48307280000000002]
[0.36170409999999997,null,0.48307280000000002]
[0.36170400000000003,null,0.48307270000000002]
[0.36170400000000003,null,0.48307270000000002]
[0.36170400000000003,null,0.48307270000000002]
[0.36170400000000003,null,0.48294350000000003]
[0.36163190000000001,null,0.48294350000000003]
[0.36163190000000001,null,0.48294350000000003]
[0.36154049999999999,null,0.48294350000000003]
[0.36154049999999999,null,0.48282180000000002]
[0.36154049999999999,null,0.48282180000000002]
[0.36154049999999999,null,0.48282180000000002]
[0.36154049999999999,null,0.48273139999999998]
[0.36154039999999998,null,0.48273139999999998]
[0.36154039999999998,null,0.48273139999999998]
[0.36154039999999998,null,0.48273139999999998]
[0.36154039999999998,null,0.48263420000000001]
[0.36154039999999998,null,0.48263420000000001]
[0.36154039999999998,null,0.48263420000000001]
[0.36154039999999998,null,0.48263420000000001]
[0.36154039999999998,null,0.48263420000000001]
[0.36154039999999998,null,0.48263420000000001]
[0.36154039999999998,null,0.48263420000000001]
[0.36154039999999998,null,0.48263420000000001]
[0.36144789999999999,null,0.48263420000000001]
[0.36144789999999999,null,0.48250490000000001]
[0.36144789999999999,null,0.48250490000000001]
[0.36140549999999999,null,0.48250490000000001]
[0.36136299999999999,null,0.48250490000000001]
[0.36136299999999999,null,0.48250490000000001]
[0.36136299999999999,null,0.48250490000000001]
[0.36136299999999999,null,0.48250490000000001]
[0.36136299999999999,null,0.48250490000000001]
[0.36136299999999999,null,0.48250490000000001]
[0.36136299999999999,null,0.48250490000000001]
[0.36116520000000002,null,0.48250490000000001]
[0.3610738,null,0.48250490000000001]
[0.3610738,null,0.48250490000000001]
[0.3610738,null,0.48250490000000001]
[0.3610738,null,0.48250490000000001]
[0.3610738,null,0.48238320000000001]
[0.3610738,null,0.48238320000000001]
[0.3610738,null,0.48215950000000002]
[0.3610738,null,0.48215950000000002]
[0.3610738,null,0.48206900000000003]
[0.3610738,null,0.48193979999999997]
[0.3610738,null,0.48193979999999997]
[0.3610738,null,0.48193979999999997]
[0.3610738,null,0.48193979999999997]
[0.3610738,null,0.48193970000000003]
[0.3610738,null,0.48193970000000003]
[0.3610738,null,0.48193970000000003]
[0.3610738,null,0.48193970000000003]
[0.3609889,null,0.48193970000000003]
[0.3609889,null,0.48193970000000003]
[0.3609889,null,0.48193970000000003]
[0.3609889,null,0.48193970000000003]
[0.3609889,null,0.48184260000000001]
[0.3609889,null,0.48184260000000001]
[0.3608963,null,0.48184260000000001]
[0.3608963,null,0.48184260000000001]
[0.36082419999999998,null,0.48184260000000001]
[0.36082419999999998,null,0.48184260000000001]
[0.36082419999999998,null,0.48184260000000001]
[0.36082419999999998,null,0.48184260000000001]
[0.36082419999999998,null,0.48184250000000001]
[0.36082419999999998,null,0.48184250000000001]
[0.36082419999999998,null,0.48184250000000001]
[0.36082419999999998,null,0.48184250000000001]
[0.36082419999999998,null,0.48174539999999999]
[0.36082419999999998,null,0.48174539999999999]
[0.36082419999999998,null,0.48162369999999999]
[0.36082419999999998,null,0.48149439999999999]
[0.36082419999999998,null,0.48149439999999999]
[0.36073270000000002,null,0.48149439999999999]
[0.36073270000000002,null,0.48149439999999999]
[0.36073270000000002,null,0.481404]
[0.36064790000000002,null,0.481404]
[0.36064790000000002,null,0.481404]
[0.36055530000000002,null,0.481404]
[0.36055530000000002,null,0.481404]
[0.36055530000000002,null,0.481404]
[0.36042970000000002,null,0.481404]
[0.36042970000000002,null,0.481404]
[0.36042970000000002,null,0.481404]
[0.36042970000000002,null,0.481404]
[0.36042970000000002,null,0.481404]
[0.36042970000000002,null,0.481404]
[0.36042970000000002,null,0.481404]
[0.36042970000000002,null,0.481404]
[0.36042970000000002,null,0.481404]
[0.36042970000000002,null,0.481404]
[0.36042970000000002,null,0.481404]
[0.36042970000000002,null,0.481404]
[0.36042970000000002,null,0.481404]
[0.3603575,null,0.481404]
[0.3603575,null,0.481404]
[0.3603575,null,0.4812823]
[0.3603575,null,0.481153]
[0.3603575,null,0.48102650000000002]
[0.3603575,null,0.48102650000000002]
[0.3603575,null,0.4809293]
[0.3603575,null,0.4809293]
[0.3603575,null,0.4809293]
[0.3603575,null,0.4809293]
[0.3603575,null,0.4809293]
[0.360265,null,0.4809293]
[0.360265,null,0.4809293]
[0.360265,null,0.4809293]
[0.360265,null,0.4809293]
[0.360265,null,0.4809293]
[0.360265,null,0.4809293]
[0.360265,null,0.4809293]
[0.360265,null,0.4809293]
[0.360265,null,0.4809293]
[0.360265,null,0.4809293]
[0.360265,null,0.4809293]
[0.360265,null,0.4809293]
[0.360265,null,0.4809293]
[0.36017349999999998,null,0.4809293]
[0.36017349999999998,null,0.4809293]
[0.36008859999999998,null,0.48083880000000001]
[0.36008859999999998,null,0.48074159999999999]
[0.36008859999999998,null,0.48074159999999999]
[0.36008859999999998,null,0.48074159999999999]
[0.36008859999999998,null,0.48074159999999999]
[0.35996299999999998,null,0.48074159999999999]
[0.35996299999999998,null,0.48074159999999999]
[0.35996299999999998,null,0.48074159999999999]
[0.35987049999999998,null,0.4806124]
[0.35987049999999998,null,0.4806124]
[0.35987049999999998,null,0.4806124]
[0.35987049999999998,null,0.4806124]
[0.35987049999999998,null,0.48061229999999999]
[0.35987049999999998,null,0.48049069999999999]
[0.35987049999999998,null,0.48049069999999999]
[0.35987049999999998,null,0.48049069999999999]
[0.35979830000000002,null,0.48049069999999999]
[0.35979830000000002,null,0.48039349999999997]
[0.35979830000000002,null,0.48039349999999997]
[0.35979830000000002,null,0.48039349999999997]
[0.35979830000000002,null,0.48039349999999997]
[0.35979830000000002,null,0.48039349999999997]
[0.35979830000000002,null,0.48039349999999997]
[0.35979830000000002,null,0.48039349999999997]
[0.35979830000000002,null,0.48039349999999997]
[0.35979830000000002,null,0.4802669]
[0.35979830000000002,null,0.4802669]
[0.35979830000000002,null,0.4802669]
[0.35979830000000002,null,0.4802669]
[0.35979830000000002,null,0.4802669]
[0.35979830000000002,null,0.4802669]
[0.35979830000000002,null,0.4802669]
[0.3597069,null,0.4802669]
[0.3597069,null,0.4802669]
[0.3597069,null,0.4802669]
[0.359622,null,0.4802669]
[0.359622,null,0.4802669]
[0.359622,null,0.48016979999999998]
[0.359622,null,0.48004049999999998]
[0.359622,null,0.48004049999999998]
[0.3595294,null,0.48004049999999998]
[0.35945729999999998,null,0.48004049999999998]
[0.35945729999999998,null,0.47994999999999999]
[0.35945729999999998,null,0.47994999999999999]
[0.35945729999999998,null,0.47994999999999999]
[0.35945729999999998,null,0.47994999999999999]
[0.35945729999999998,null,0.47994999999999999]
[0.35945729999999998,null,0.47994999999999999]
[0.35945729999999998,null,0.47982839999999999]
[0.35945729999999998,null,0.47982839999999999]
[0.35945729999999998,null,0.47973120000000002]
[0.35945729999999998,null,0.47973120000000002]
[0.35945729999999998,null,0.47973120000000002]
[0.35945729999999998,null,0.47973120000000002]
[0.35945729999999998,null,0.47973120000000002]
[0.35945729999999998,null,0.47973120000000002]
[0.35945729999999998,null,0.47973120000000002]
[0.35945729999999998,null,0.47973120000000002]
[0.35945729999999998,null,0.47973120000000002]
[0.35945729999999998,null,0.47973120000000002]
[0.35924020000000001,null,0.47973120000000002]
[0.35924020000000001,null,0.47960190000000003]
[0.35924020000000001,null,0.47960190000000003]
[0.35924020000000001,null,0.47947529999999999]
[0.35924020000000001,null,0.47947529999999999]
[0.35924020000000001,null,0.47947529999999999]
[0.35915530000000001,null,0.47947529999999999]
[0.35906280000000002,null,0.47947529999999999]
[0.35899059999999999,null,0.47937809999999997]
[0.35899059999999999,null,0.47937809999999997]
[0.35899059999999999,null,0.47937809999999997]
[0.35899059999999999,null,0.47937809999999997]
[0.35899059999999999,null,0.47937809999999997]
[0.35899059999999999,null,0.47937809999999997]
[0.35899059999999999,null,0.47925649999999997]
[0.35899059999999999,null,0.47925649999999997]
[0.35899059999999999,null,0.47925649999999997]
[0.35899059999999999,null,0.47925649999999997]
[0.35899059999999999,null,0.47925649999999997]
[0.35899059999999999,null,0.47925649999999997]
[0.35899059999999999,null,0.47925649999999997]
[0.35899059999999999,null,0.47925649999999997]
[0.35899059999999999,null,0.47925649999999997]
[0.35899059999999999,null,0.47925649999999997]
[0.35899059999999999,null,0.47916599999999998]
[0.35899059999999999,null,0.47906880000000002]
[0.35889919999999997,null,0.47906880000000002]
[0.35889919999999997,null,0.47906880000000002]
[0.35889910000000003,null,0.47906880000000002]
[0.35889910000000003,null,0.47906880000000002]
[0.35880659999999998,null,0.47906880000000002]
[0.35880659999999998,null,0.47906880000000002]
[0.35880659999999998,null,0.47906880000000002]
[0.35872169999999998,null,0.47906880000000002]
[0.35872169999999998,null,0.47893960000000002]
[0.35872169999999998,null,0.47893960000000002]
[0.35872169999999998,null,0.47893960000000002]
[0.35872169999999998,null,0.47893960000000002]
[0.35872169999999998,null,0.47893960000000002]
[0.35864960000000001,null,0.47881790000000002]
[0.35864960000000001,null,0.47881790000000002]
[0.35864960000000001,null,0.47881790000000002]
[0.35864960000000001,null,0.47881790000000002]
[0.35864960000000001,null,0.47881790000000002]
[0.35864960000000001,null,0.4787207]
[0.35864960000000001,null,0.47859420000000003]
[0.35864960000000001,null,0.47859410000000002]
[0.35864960000000001,null,0.47859410000000002]
[0.35864960000000001,null,0.47859410000000002]
[0.35864960000000001,null,0.47859410000000002]
[0.35864960000000001,null,0.47859410000000002]
[0.35864960000000001,null,0.47859410000000002]
[0.35864960000000001,null,0.47859410000000002]
[0.35864960000000001,null,0.47859410000000002]
[0.35855700000000001,null,0.47859410000000002]
[0.35855700000000001,null,0.47859410000000002]
[0.35843140000000001,null,0.47859410000000002]
[0.35843140000000001,null,0.47859410000000002]
[0.35834650000000001,null,0.47859410000000002]
[0.35834650000000001,null,0.47859410000000002]
[0.35834650000000001,null,0.47859410000000002]
[0.35834650000000001,null,0.47859410000000002]
[0.35834650000000001,null,0.47837439999999998]
[0.35834650000000001,null,0.47837439999999998]
[0.35834650000000001,null,0.47837439999999998]
[0.35834650000000001,null,0.47837439999999998]
[0.35834650000000001,null,0.47837439999999998]
[0.35834650000000001,null,0.47825279999999998]
[0.35834650000000001,null,0.47825279999999998]
[0.35825499999999999,null,0.47825269999999998]
[0.35816249999999999,null,0.47815560000000001]
[0.35816249999999999,null,0.47815560000000001]
[0.35816249999999999,null,0.47815560000000001]
[0.35809039999999998,null,0.47815560000000001]
[0.35809039999999998,null,0.47815560000000001]
[0.35809039999999998,null,0.47815560000000001]
[0.35809039999999998,null,0.47815560000000001]
[0.35809039999999998,null,0.47815560000000001]
[0.35809039999999998,null,0.47815560000000001]
[0.35809039999999998,null,0.47815560000000001]
[0.35809039999999998,null,0.47815560000000001]
[0.35809029999999997,null,0.47815560000000001]
[0.35809029999999997,null,0.47815560000000001]
[0.35809029999999997,null,0.47815560000000001]
[0.35809029999999997,null,0.47815560000000001]
[0.35809029999999997,null,0.47815560000000001]
[0.35809029999999997,null,0.47815560000000001]
[0.35809029999999997,null,0.47815560000000001]
[0.35809029999999997,null,0.47815550000000001]
[0.35809029999999997,null,0.47815550000000001]
[0.35809029999999997,null,0.47815550000000001]
[0.35809029999999997,null,0.47793180000000002]
[0.35800549999999998,null,0.47793180000000002]
[0.35800549999999998,null,0.47781010000000002]
[0.35791400000000001,null,0.47768090000000002]
[0.35791400000000001,null,0.47768090000000002]
[0.35791400000000001,null,0.47768090000000002]
[0.35791400000000001,null,0.47768090000000002]
[0.35791400000000001,null,0.47768090000000002]
[0.35791400000000001,null,0.47759040000000003]
[0.35791400000000001,null,0.47759040000000003]
[0.35791400000000001,null,0.47759040000000003]
[0.35778840000000001,null,0.47759040000000003]
[0.35778840000000001,null,0.47759040000000003]
[0.35778840000000001,null,0.47759040000000003]
[0.35778840000000001,null,0.47759040000000003]
[0.35778840000000001,null,0.47759040000000003]
[0.35774210000000001,null,0.47749320000000001]
[0.35760439999999999,null,0.47749320000000001]
[0.35760439999999999,null,0.47749320000000001]
[0.35760439999999999,null,0.47749320000000001]
[0.35760439999999999,null,0.47749320000000001]
[0.35753220000000002,null,0.47749320000000001]
[0.35753220000000002,null,0.47749320000000001]
[0.35744730000000002,null,0.47749320000000001]
[0.35744730000000002,null,0.47749320000000001]
[0.35744730000000002,null,0.47749320000000001]
[0.35744730000000002,null,0.47749320000000001]
[0.35744730000000002,null,0.47737160000000001]
[0.35744730000000002,null,0.47737160000000001]
[0.35744730000000002,null,0.47737160000000001]
[0.35744730000000002,null,0.47737160000000001]
[0.35744730000000002,null,0.47737160000000001]
[0.35744730000000002,null,0.47737160000000001]
[0.35744730000000002,null,0.47737160000000001]
[0.35744730000000002,null,0.47727439999999999]
[0.35744730000000002,null,0.47727439999999999]
[0.35744730000000002,null,0.47714509999999999]
[0.35744730000000002,null,0.47714509999999999]
[0.35744730000000002,null,0.47714509999999999]
[0.35744730000000002,null,0.47714509999999999]
[0.35744730000000002,null,0.47714509999999999]
[0.35735479999999997,null,0.47714509999999999]
[0.35735479999999997,null,0.47714509999999999]
[0.35735479999999997,null,0.4770547]
[0.35735479999999997,null,0.4770546]
[0.35735479999999997,null,0.4770546]
[0.35726989999999997,null,0.4770546]
[0.35726989999999997,null,0.4770546]
[0.35726989999999997,null,0.4770546]
[0.35726989999999997,null,0.47692810000000002]
[0.35717840000000001,null,0.47692810000000002]
[0.35710629999999999,null,0.4768309]
[0.35698069999999998,null,0.4768309]
[0.35698069999999998,null,0.4768309]
[0.35698069999999998,null,0.4768309]
[0.35698069999999998,null,0.4767092]
[0.35698069999999998,null,0.4767092]
[0.35698069999999998,null,0.4767092]
[0.35698069999999998,null,0.4767092]
[0.35698069999999998,null,0.4767092]
[0.35698069999999998,null,0.4767092]
[0.35698069999999998,null,0.4767092]
[0.35698069999999998,null,0.4767092]
[0.35698069999999998,null,0.4767092]
[0.35698069999999998,null,0.47658]
[0.35698069999999998,null,0.47658]
[0.35698069999999998,null,0.47658]
[0.35698069999999998,null,0.47658]
[0.35698069999999998,null,0.4765799]
[0.35698069999999998,null,0.4765799]
[0.35688809999999999,null,0.47648279999999998]
[0.35688809999999999,null,0.47648279999999998]
[0.35688809999999999,null,0.47648279999999998]
[0.35688809999999999,null,0.47648279999999998]
[0.35688809999999999,null,0.47648279999999998]
[0.35688809999999999,null,0.47639229999999999]
[0.35688809999999999,null,0.47639229999999999]
[0.35681600000000002,null,0.47639229999999999]
[0.3567245,null,0.47639229999999999]
[0.3566396,null,0.47639229999999999]
[0.3566396,null,0.47639229999999999]
[0.3566396,null,0.47639229999999999]
[0.3566396,null,0.47639229999999999]
[0.3566396,null,0.47639229999999999]
[0.3566396,null,0.47639229999999999]
[0.3566396,null,0.47639229999999999]
[0.3566396,null,0.47629510000000003]
[0.3566396,null,0.47629510000000003]
[0.3566396,null,0.47629510000000003]
[0.3566396,null,0.4760469]
[0.3566396,null,0.4759176]
[0.3566396,null,0.4759176]
[0.3566396,null,0.4759176]
[0.3566396,null,0.4759176]
[0.3566396,null,0.4759176]
[0.35654710000000001,null,0.4759176]
[0.35654710000000001,null,0.4759176]
[0.35654710000000001,null,0.4759176]
[0.35654710000000001,null,0.4759176]
[0.35654710000000001,null,0.4759176]
[0.35654710000000001,null,0.4759176]
[0.35654710000000001,null,0.47582039999999998]
[0.35654710000000001,null,0.47582039999999998]
[0.35654710000000001,null,0.47582039999999998]
[0.35654710000000001,null,0.47582039999999998]
[0.35654710000000001,null,0.47582039999999998]
[0.35646220000000001,null,0.47582039999999998]
[0.3563366,null,0.47582039999999998]
[0.3563366,null,0.47582039999999998]
[0.3563366,null,0.47582039999999998]
[0.3563366,null,0.47582039999999998]
[0.3563366,null,0.47582039999999998]
[0.3563366,null,0.47572999999999999]
[0.35624509999999998,null,0.47572999999999999]
[0.35624509999999998,null,0.47560829999999998]
[0.35624509999999998,null,0.47560829999999998]
[0.35617300000000002,null,0.47547899999999998]
[0.35617300000000002,null,0.47538190000000002]
[0.35617300000000002,null,0.47538190000000002]
[0.35617300000000002,null,0.47538190000000002]
[0.35617300000000002,null,0.47538190000000002]
[0.35617300000000002,null,0.47538190000000002]
[0.35617300000000002,null,0.47538190000000002]
[0.35617300000000002,null,0.47538190000000002]
[0.35608040000000002,null,0.47538190000000002]
[0.35608040000000002,null,0.47538190000000002]
[0.35608040000000002,null,0.47538180000000002]
[0.35608040000000002,null,0.47538180000000002]
[0.35608040000000002,null,0.47538180000000002]
[0.35608040000000002,null,0.47538180000000002]
[0.35608040000000002,null,0.47538180000000002]
[0.35608040000000002,null,0.47538180000000002]
[0.35608040000000002,null,0.4752847]
[0.35608040000000002,null,0.4752847]
[0.35608040000000002,null,0.4752847]
[0.35608040000000002,null,0.4752847]
[0.35599550000000002,null,0.4752847]
[0.35599550000000002,null,0.47515810000000003]
[0.35599550000000002,null,0.47515810000000003]
[0.35599550000000002,null,0.47515810000000003]
[0.35599550000000002,null,0.47515810000000003]
[0.35599550000000002,null,0.47515810000000003]
[0.35599550000000002,null,0.47515810000000003]
[0.3559041,null,0.47503640000000003]
[0.3559041,null,0.47503640000000003]
[0.3559041,null,0.47503640000000003]
[0.3559041,null,0.47503640000000003]
[0.3559041,null,0.47490719999999997]
[0.3559041,null,0.47490719999999997]
[0.3559041,null,0.47490719999999997]
[0.3558115,null,0.47490710000000003]
[0.3556859,null,0.47490710000000003]
[0.3556859,null,0.47471950000000002]
[0.35561379999999998,null,0.47471950000000002]
[0.35561379999999998,null,0.47471950000000002]
[0.35561379999999998,null,0.47471950000000002]
[0.35561379999999998,null,0.47471950000000002]
[0.35561379999999998,null,0.47471950000000002]
[0.35561379999999998,null,0.47471950000000002]
[0.35561379999999998,null,0.47471950000000002]
[0.35561379999999998,null,0.47471950000000002]
[0.35561379999999998,null,0.47471950000000002]
[0.35561369999999998,null,0.47471950000000002]
[0.35552889999999998,null,0.47471950000000002]
[0.35552889999999998,null,0.47471950000000002]
[0.35552889999999998,null,0.47471950000000002]
[0.35552889999999998,null,0.47471950000000002]
[0.35552889999999998,null,0.47471950000000002]
[0.35543740000000001,null,0.47471950000000002]
[0.35543740000000001,null,0.47471950000000002]
[0.35543740000000001,null,0.47471950000000002]
[0.35543740000000001,null,0.47471950000000002]
[0.35543740000000001,null,0.4746223]
[0.35543740000000001,null,0.4746223]
[0.35543740000000001,null,0.4745007]
[0.35543740000000001,null,0.4745007]
[0.35543740000000001,null,0.4745007]
[0.35543740000000001,null,0.4745007]
[0.35543740000000001,null,0.4743714]
[0.35543740000000001,null,0.4743714]
[0.35543740000000001,null,0.4743714]
[0.35543740000000001,null,0.4743714]
[0.35534490000000002,null,0.4743714]
[0.35534490000000002,null,0.4743714]
[0.35534490000000002,null,0.4743714]
[0.35526000000000002,null,0.4743714]
[0.35526000000000002,null,0.4743714]
[0.35526000000000002,null,0.4743714]
[0.35526000000000002,null,0.47418379999999999]
[0.35526000000000002,null,0.47418379999999999]
[0.3551878,null,0.47418379999999999]
[0.3551878,null,0.47418379999999999]
[0.3551878,null,0.47418379999999999]
[0.35506219999999999,null,0.47418379999999999]
[0.35506219999999999,null,0.47418379999999999]
[0.35506219999999999,null,0.47418379999999999]
[0.35506219999999999,null,0.47418379999999999]
[0.35506219999999999,null,0.47418379999999999]
[0.35506219999999999,null,0.47405720000000001]
[0.35506219999999999,null,0.47405720000000001]
[0.35506219999999999,null,0.47405720000000001]
[0.35506219999999999,null,0.47405720000000001]
[0.35506219999999999,null,0.47405720000000001]
[0.35497069999999997,null,0.47405720000000001]
[0.35497069999999997,null,0.47405720000000001]
[0.35497069999999997,null,0.47405720000000001]
[0.35497069999999997,null,0.47405720000000001]
[0.35487819999999998,null,0.47405720000000001]
[0.35487819999999998,null,0.47393550000000001]
[0.35487819999999998,null,0.47393550000000001]
[0.35479329999999998,null,0.47393550000000001]
[0.35479329999999998,null,0.47383829999999999]
[0.35479329999999998,null,0.47383829999999999]
[0.35479329999999998,null,0.47370909999999999]
[0.35479329999999998,null,0.47370909999999999]
[0.35479329999999998,null,0.47370909999999999]
[0.35479329999999998,null,0.47370909999999999]
[0.35479329999999998,null,0.47370909999999999]
[0.35479329999999998,null,0.47370909999999999]
[0.35479329999999998,null,0.47370909999999999]
[0.35479329999999998,null,0.47370909999999999]
[0.35479329999999998,null,0.47370909999999999]
[0.35479329999999998,null,0.47370909999999999]
[0.35479329999999998,null,0.47370909999999999]
[0.35479329999999998,null,0.47370909999999999]
[0.35479329999999998,null,0.47370899999999999]
[0.35472120000000001,null,0.47370899999999999]
[0.35472120000000001,null,0.47370899999999999]
[0.35472120000000001,null,0.47370899999999999]
[0.35472120000000001,null,0.47370899999999999]
[0.35472110000000001,null,0.47361189999999997]
[0.35459550000000001,null,0.47361189999999997]
[0.35459550000000001,null,0.47349020000000003]
[0.35459550000000001,null,0.47349020000000003]
[0.35459550000000001,null,0.47349020000000003]
[0.35459550000000001,null,0.47339979999999998]
[0.35459550000000001,null,0.47327049999999998]
[0.35459550000000001,null,0.47327049999999998]
[0.35459550000000001,null,0.47327049999999998]
[0.35459550000000001,null,0.47327049999999998]
[0.35459550000000001,null,0.47327049999999998]
[0.35459550000000001,null,0.47327049999999998]
[0.35450300000000001,null,0.47327049999999998]
[0.35441810000000001,null,0.47327049999999998]
[0.35441810000000001,null,0.47327049999999998]
[0.35441810000000001,null,0.47327049999999998]
[0.35432659999999999,null,0.47327049999999998]
[0.35432659999999999,null,0.47327049999999998]
[0.35432659999999999,null,0.47317330000000002]
[0.35432659999999999,null,0.47317330000000002]
[0.35432659999999999,null,0.47317330000000002]
[0.35432659999999999,null,0.47310999999999998]
[0.35432659999999999,null,0.47304669999999999]
[0.35432659999999999,null,0.47304669999999999]
[0.35432659999999999,null,0.47304669999999999]
[0.35432659999999999,null,0.47304669999999999]
[0.35432659999999999,null,0.47304669999999999]
[0.35432659999999999,null,0.47304669999999999]
[0.35432659999999999,null,0.47304669999999999]
[0.35425450000000003,null,0.47304669999999999]
[0.35425450000000003,null,0.47304669999999999]
[0.35425450000000003,null,0.47304669999999999]
[0.35425450000000003,null,0.47292509999999999]
[0.35425450000000003,null,0.47292509999999999]
[0.35425450000000003,null,0.47292509999999999]
[0.35425450000000003,null,0.47292509999999999]
[0.35425450000000003,null,0.47279579999999999]
[0.35425450000000003,null,0.47270529999999999]
[0.35425450000000003,null,0.47270529999999999]
[0.35425450000000003,null,0.47270529999999999]
[0.35412890000000002,null,0.47260809999999998]
[0.35412890000000002,null,0.47260809999999998]
[0.35412890000000002,null,0.47260809999999998]
[0.35412890000000002,null,0.47260809999999998]
[0.35404400000000003,null,0.47260809999999998]
[0.3539525,null,0.47260809999999998]
[0.35386000000000001,null,0.47260809999999998]
[0.35386000000000001,null,0.47260809999999998]
[0.35386000000000001,null,0.47260809999999998]
[0.35386000000000001,null,0.47260809999999998]
[0.35386000000000001,null,0.47260809999999998]
[0.35386000000000001,null,0.47260809999999998]
[0.35386000000000001,null,0.47260809999999998]
[0.35386000000000001,null,0.47260809999999998]
[0.35386000000000001,null,0.47260809999999998]
[0.35386000000000001,null,0.47260809999999998]
[0.35386000000000001,null,0.47260809999999998]
[0.35386000000000001,null,0.47260809999999998]
[0.35386000000000001,null,0.47238930000000001]
[0.35386000000000001,null,0.47238930000000001]
[0.35386000000000001,null,0.47238930000000001]
[0.35378779999999999,null,0.47238930000000001]
[0.35378779999999999,null,0.47238930000000001]
[0.35378779999999999,null,0.47238930000000001]
[0.35370289999999999,null,0.47226000000000001]
[0.35370289999999999,null,0.47226000000000001]
[0.35370289999999999,null,0.47226000000000001]
[0.35370289999999999,null,0.47226000000000001]
[0.35370289999999999,null,0.47226000000000001]
[0.35370289999999999,null,0.47226000000000001]
[0.35370289999999999,null,0.47226000000000001]
[0.35370289999999999,null,0.47226000000000001]
[0.35370289999999999,null,0.47216960000000002]
[0.35370289999999999,null,0.47204299999999999]
[0.35370289999999999,null,0.47204299999999999]
[0.35370289999999999,null,0.47194580000000003]
[0.35370289999999999,null,0.47194580000000003]
[0.35370289999999999,null,0.47194580000000003]
[0.35361150000000002,null,0.47194580000000003]
[0.35361150000000002,null,0.47194580000000003]
[0.35348590000000002,null,0.47194580000000003]
[0.35339330000000002,null,0.47194580000000003]
[0.35339330000000002,null,0.47194580000000003]
[0.35339330000000002,null,0.47194580000000003]
[0.35339330000000002,null,0.47194580000000003]
[0.35339330000000002,null,0.47194580000000003]
[0.35339330000000002,null,0.47182410000000002]
[0.35339330000000002,null,0.47182410000000002]
[0.35339330000000002,null,0.47182410000000002]
[0.35339330000000002,null,0.47182410000000002]
[0.35339330000000002,null,0.47182410000000002]
[0.35339330000000002,null,0.47182410000000002]
[0.35330840000000002,null,0.47159770000000001]
[0.35330840000000002,null,0.47159770000000001]
[0.35330840000000002,null,0.47159770000000001]
[0.35330840000000002,null,0.47159770000000001]
[0.35330840000000002,null,0.47159770000000001]
[0.35330840000000002,null,0.47159770000000001]
[0.35330840000000002,null,0.47159770000000001]
[0.35330840000000002,null,0.47159770000000001]
[0.3532363,null,0.47159770000000001]
[0.3532363,null,0.47159770000000001]
[0.3532363,null,0.47159770000000001]
[0.3531437,null,0.47159770000000001]
[0.3531437,null,0.47159770000000001]
[0.3531437,null,0.47159770000000001]
[0.3531437,null,0.47159770000000001]
[0.3531437,null,0.47150720000000002]
[0.3531437,null,0.47141]
[0.3531437,null,0.47141]
[0.3531437,null,0.47141]
[0.3531437,null,0.47141]
[0.3531437,null,0.47141]
[0.3531437,null,0.4712884]
[0.35305229999999999,null,0.4712884]
[0.35305229999999999,null,0.4712884]
[0.35305229999999999,null,0.4712884]
[0.35296739999999999,null,0.4712884]
[0.35296739999999999,null,0.4711591]
[0.35296739999999999,null,0.4711591]
[0.35296739999999999,null,0.4711591]
[0.35296739999999999,null,0.47103250000000002]
[0.35296739999999999,null,0.47103250000000002]
[0.35296739999999999,null,0.47103250000000002]
[0.35296739999999999,null,0.47103250000000002]
[0.35296739999999999,null,0.47103250000000002]
[0.35296739999999999,null,0.47103250000000002]
[0.35284169999999998,null,0.47103250000000002]
[0.35284169999999998,null,0.47103250000000002]
[0.35284169999999998,null,0.4709353]
[0.35276960000000002,null,0.4709353]
[0.35276960000000002,null,0.4709353]
[0.35276960000000002,null,0.4709353]
[0.35267710000000002,null,0.4709353]
[0.35267710000000002,null,0.4709353]
[0.35267700000000002,null,0.4709353]
[0.35267700000000002,null,0.4709353]
[0.35267700000000002,null,0.4708137]
[0.35267700000000002,null,0.4708137]
[0.35267700000000002,null,0.4708137]
[0.35267700000000002,null,0.4708137]
[0.35267700000000002,null,0.4708137]
[0.35267700000000002,null,0.4708137]
[0.35267700000000002,null,0.4708137]
[0.35267700000000002,null,0.4708137]
[0.35267700000000002,null,0.4708137]
[0.35267700000000002,null,0.47072320000000001]
[0.35259220000000002,null,0.47059390000000001]
[0.35259220000000002,null,0.47059390000000001]
[0.35259220000000002,null,0.47049679999999999]
[0.3525007,null,0.47049679999999999]
[0.3525007,null,0.47049679999999999]
[0.3525007,null,0.47049679999999999]
[0.3525007,null,0.47049679999999999]
[0.3525007,null,0.47049679999999999]
[0.3525007,null,0.47049679999999999]
[0.3525007,null,0.47049679999999999]
[0.3525007,null,0.47049679999999999]
[0.3525007,null,0.47037509999999999]
[0.3525007,null,0.47037509999999999]
[0.3525007,null,0.47037509999999999]
[0.3525007,null,0.47037509999999999]
[0.3525007,null,0.47037509999999999]
[0.3525007,null,0.47037509999999999]
[0.3525007,null,0.47037509999999999]
[0.3525007,null,0.47037509999999999]
[0.3525007,null,0.47037509999999999]
[0.3525007,null,0.47037509999999999]
[0.3523751,null,0.47037509999999999]
[0.3523751,null,0.47037509999999999]
[0.35230289999999997,null,0.47037509999999999]
[0.35230289999999997,null,0.47037509999999999]
[0.35230289999999997,null,0.47027790000000003]
[0.35221799999999998,null,0.47027790000000003]
[0.35212549999999998,null,0.47027790000000003]
[0.35212549999999998,null,0.47027790000000003]
[0.35212549999999998,null,0.47027790000000003]
[0.35212549999999998,null,0.47027790000000003]
[0.35212549999999998,null,0.47015129999999999]
[0.35212549999999998,null,0.47015129999999999]
[0.35212549999999998,null,0.47015129999999999]
[0.35203400000000001,null,0.47002969999999999]
[0.35203400000000001,null,0.47002969999999999]
[0.35203400000000001,null,0.47002969999999999]
[0.35203400000000001,null,0.47002969999999999]
[0.35203400000000001,null,0.46993249999999998]
[0.35203400000000001,null,0.46984209999999998]
[0.35203400000000001,null,0.46984209999999998]
[0.35203400000000001,null,0.46984209999999998]
[0.35203400000000001,null,0.46984209999999998]
[0.35203400000000001,null,0.46984209999999998]
[0.35203400000000001,null,0.46984209999999998]
[0.35203400000000001,null,0.46971279999999999]
[0.35203400000000001,null,0.46971279999999999]
[0.35203400000000001,null,0.46971279999999999]
[0.35203400000000001,null,0.46971279999999999]
[0.35203400000000001,null,0.46971279999999999]
[0.35203400000000001,null,0.46971279999999999]
[0.35194150000000002,null,0.46971279999999999]
[0.35194150000000002,null,0.46971279999999999]
[0.35194150000000002,null,0.46971279999999999]
[0.35185660000000002,null,0.46971279999999999]
[0.35173100000000002,null,0.46971279999999999]
[0.35173100000000002,null,0.46971279999999999]
[0.35173100000000002,null,0.46971279999999999]
[0.35173100000000002,null,0.46961560000000002]
[0.35165879999999999,null,0.46961560000000002]
[0.35165879999999999,null,0.46961560000000002]
[0.35165879999999999,null,0.46961560000000002]
[0.35156739999999997,null,0.46961560000000002]
[0.35156739999999997,null,0.46961560000000002]
[0.35156739999999997,null,0.46961560000000002]
[0.35156739999999997,null,0.46961560000000002]
[0.35156739999999997,null,0.46949390000000002]
[0.35156739999999997,null,0.46949390000000002]
[0.35156739999999997,null,0.46936470000000002]
[0.35156739999999997,null,0.46936470000000002]
[0.35156739999999997,null,0.4692675]
[0.35148249999999998,null,0.4692675]
[0.35148249999999998,null,0.4692675]
[0.35148249999999998,null,0.4692675]
[0.35148249999999998,null,0.4692675]
[0.35148249999999998,null,0.4692675]
[0.35138989999999998,null,0.4692675]
[0.35138989999999998,null,0.4692675]
[0.35138989999999998,null,0.46917700000000001]
[0.35138989999999998,null,0.46917700000000001]
[0.35138989999999998,null,0.46917700000000001]
[0.35138989999999998,null,0.46917700000000001]
[0.35138989999999998,null,0.46917700000000001]
[0.35138989999999998,null,0.46917700000000001]
[0.35138989999999998,null,0.46917700000000001]
[0.35138989999999998,null,0.46917700000000001]
[0.35138989999999998,null,0.46917700000000001]
[0.35129850000000001,null,0.46917700000000001]
[0.35129850000000001,null,0.46905039999999998]
[0.35129850000000001,null,0.46895330000000002]
[0.35129850000000001,null,0.46895330000000002]
[0.35129850000000001,null,0.46895320000000001]
[0.35129850000000001,null,0.46895320000000001]
[0.35129850000000001,null,0.46895320000000001]
[0.35129850000000001,null,0.46883160000000001]
[0.35129850000000001,null,0.46870230000000002]
[0.35121360000000001,null,0.46870230000000002]
[0.35121360000000001,null,0.46870230000000002]
[0.35114139999999999,null,0.46870230000000002]
[0.35114139999999999,null,0.46870230000000002]
[0.35114139999999999,null,0.46870230000000002]
[0.35114139999999999,null,0.46870230000000002]
[0.35114139999999999,null,0.46870230000000002]
[0.3510489,null,0.46870230000000002]
[0.3510489,null,0.4686051]
[0.3510489,null,0.4686051]
[0.3510489,null,0.4686051]
[0.35092329999999999,null,0.4686051]
[0.35092329999999999,null,0.4686051]
[0.35092329999999999,null,0.4686051]
[0.35092329999999999,null,0.4686051]
[0.35092329999999999,null,0.46851470000000001]
[0.35092329999999999,null,0.46851470000000001]
[0.35092329999999999,null,0.46851470000000001]
[0.35092329999999999,null,0.468393]
[0.35092329999999999,null,0.468393]
[0.35092329999999999,null,0.468393]
[0.35092329999999999,null,0.468393]
[0.35092329999999999,null,0.468393]
[0.35092329999999999,null,0.468393]
[0.35092329999999999,null,0.468393]
[0.35083839999999999,null,0.468393]
[0.35074689999999997,null,0.4682637]
[0.35074689999999997,null,0.4682637]
[0.35074689999999997,null,0.4682637]
[0.35067480000000001,null,0.4682637]
[0.35067480000000001,null,0.4682637]
[0.35067480000000001,null,0.46816659999999999]
[0.35067480000000001,null,0.46816659999999999]
[0.35067480000000001,null,0.46816659999999999]
[0.35067480000000001,null,0.46816659999999999]
[0.35058220000000001,null,0.46816659999999999]
[0.35058220000000001,null,0.46816659999999999]
[0.35058220000000001,null,0.46816659999999999]
[0.35058220000000001,null,0.46804000000000001]
[0.35058220000000001,null,0.46804000000000001]
[0.35058220000000001,null,0.46804000000000001]
[0.35058220000000001,null,0.46794950000000002]
[0.35058220000000001,null,0.46794950000000002]
[0.35058220000000001,null,0.46794950000000002]
[0.35058220000000001,null,0.46794950000000002]
[0.35058220000000001,null,0.46794950000000002]
[0.35058220000000001,null,0.46782790000000002]
[0.35058220000000001,null,0.46782790000000002]
[0.35058220000000001,null,0.46782790000000002]
[0.35058220000000001,null,0.46782790000000002]
[0.35045660000000001,null,0.46782790000000002]
[0.35037170000000001,null,0.46782790000000002]
[0.35037170000000001,null,0.46782790000000002]
[0.35037170000000001,null,0.46782790000000002]
[0.35037170000000001,null,0.46782790000000002]
[0.35037170000000001,null,0.46782790000000002]
[0.35029959999999999,null,0.46782790000000002]
[0.35029959999999999,null,0.4677307]
[0.35029959999999999,null,0.4677307]
[0.35029959999999999,null,0.4677307]
[0.35029959999999999,null,0.4677307]
[0.35029959999999999,null,0.4677307]
[0.35011560000000003,null,0.4676014]
[0.35011560000000003,null,0.4676014]
[0.35011560000000003,null,0.4676014]
[0.35011560000000003,null,0.4676014]
[0.35011560000000003,null,0.4676014]
[0.35011560000000003,null,0.46751090000000001]
[0.35011560000000003,null,0.46751090000000001]
[0.35011560000000003,null,0.46751090000000001]
[0.35011560000000003,null,0.46751090000000001]
[0.35011560000000003,null,0.46751090000000001]
[0.35011560000000003,null,0.46751090000000001]
[0.35003069999999997,null,0.46751090000000001]
[0.35003069999999997,null,0.46751090000000001]
[0.35003069999999997,null,0.46745009999999998]
[0.35003069999999997,null,0.46738930000000001]
[0.35003069999999997,null,0.46738930000000001]
[0.35003069999999997,null,0.46738930000000001]
[0.35003069999999997,null,0.46738930000000001]
[0.35003069999999997,null,0.46729209999999999]
[0.35003069999999997,null,0.46729209999999999]
[0.35003069999999997,null,0.46729209999999999]
[0.35003069999999997,null,0.46729209999999999]
[0.35003069999999997,null,0.46729209999999999]
[0.35003069999999997,null,0.46716550000000001]
[0.35003069999999997,null,0.46716550000000001]
[0.34995850000000001,null,0.46716550000000001]
[0.3498329,null,0.46716550000000001]
[0.34974040000000001,null,0.46703630000000002]
[0.3497403,null,0.46703630000000002]
[0.3497403,null,0.46694580000000002]
[0.3497403,null,0.46694580000000002]
[0.3497403,null,0.46694580000000002]
[0.3497403,null,0.46694580000000002]
[0.3497403,null,0.46694580000000002]
[0.34965550000000001,null,0.46694580000000002]
[0.34965550000000001,null,0.46694580000000002]
[0.34956399999999999,null,0.46694580000000002]
[0.34956399999999999,null,0.46694580000000002]
[0.34956399999999999,null,0.46694580000000002]
[0.34956399999999999,null,0.466727]
[0.34956399999999999,null,0.466727]
[0.34956399999999999,null,0.466727]
[0.34956399999999999,null,0.466727]
[0.34956399999999999,null,0.4667269]
[0.34956399999999999,null,0.4667269]
[0.34956399999999999,null,0.4667269]
[0.34956399999999999,null,0.4667269]
[0.34956399999999999,null,0.4667269]
[0.34956399999999999,null,0.4667269]
[0.34956399999999999,null,0.4665977]
[0.34956399999999999,null,0.4665977]
[0.34956399999999999,null,0.4665977]
[0.34956399999999999,null,0.4665977]
[0.34947149999999999,null,0.4665977]
[0.34947149999999999,null,0.4665977]
[0.34947149999999999,null,0.4665977]
[0.34947139999999999,null,0.46650049999999998]
[0.34947139999999999,null,0.46650049999999998]
[0.34947139999999999,null,0.46650049999999998]
[0.34947139999999999,null,0.46650049999999998]
[0.34931440000000002,null,0.46640999999999999]
[0.34931440000000002,null,0.46640999999999999]
[0.34931440000000002,null,0.46640999999999999]
[0.34931440000000002,null,0.46640999999999999]
[0.34931440000000002,null,0.46628839999999999]
[0.34931440000000002,null,0.46628839999999999]
[0.34931440000000002,null,0.46628839999999999]
[0.34918880000000002,null,0.46628839999999999]
[0.34918880000000002,null,0.46628839999999999]
[0.34918880000000002,null,0.46616180000000002]
[0.34918880000000002,null,0.46616180000000002]
[0.34918880000000002,null,0.46616180000000002]
[0.3490973,null,0.46616180000000002]
[0.3490973,null,0.46616180000000002]
[0.3490973,null,0.4660646]
[0.3490973,null,0.4660646]
[0.3490973,null,0.4660646]
[0.3490973,null,0.4659353]
[0.3490973,null,0.4659353]
[0.3490973,null,0.4659353]
[0.3490973,null,0.4659353]
[0.34891990000000001,null,0.4659353]
[0.34891990000000001,null,0.4659353]
[0.34891990000000001,null,0.4659353]
[0.34891990000000001,null,0.4659353]
[0.34891990000000001,null,0.4659353]
[0.34891990000000001,null,0.4658137]
[0.34884779999999999,null,0.4658137]
[0.34884779999999999,null,0.4658137]
[0.34884779999999999,null,0.4658137]
[0.34884779999999999,null,0.4658137]
[0.34884769999999998,null,0.4658137]
[0.34884769999999998,null,0.4658137]
[0.34884769999999998,null,0.4658137]
[0.34884769999999998,null,0.46571649999999998]
[0.34884769999999998,null,0.46571649999999998]
[0.34884769999999998,null,0.46571649999999998]
[0.34884769999999998,null,0.46571649999999998]
[0.34884769999999998,null,0.46562599999999998]
[0.34884769999999998,null,0.46562599999999998]
[0.34884769999999998,null,0.46562599999999998]
[0.34884769999999998,null,0.46562599999999998]
[0.34884769999999998,null,0.46562599999999998]
[0.34884769999999998,null,0.46562599999999998]
[0.34884769999999998,null,0.46562599999999998]
[0.34884769999999998,null,0.46562599999999998]
[0.34884769999999998,null,0.46562599999999998]
[0.34875630000000002,null,0.46562599999999998]
[0.34875630000000002,null,0.46552890000000002]
[0.34875630000000002,null,0.46552890000000002]
[0.34875630000000002,null,0.46539960000000002]
[0.34875630000000002,null,0.46539960000000002]
[0.34875630000000002,null,0.46539960000000002]
[0.34875630000000002,null,0.46539960000000002]
[0.34867140000000002,null,0.46539960000000002]
[0.3485993,null,0.46539960000000002]
[0.3485993,null,0.46539960000000002]
[0.3485067,null,0.46527299999999999]
[0.3485067,null,0.46527299999999999]
[0.3485067,null,0.46527299999999999]
[0.3483811,null,0.46527299999999999]
[0.3483811,null,0.46515129999999999]
[0.3483811,null,0.46515129999999999]
[0.3483811,null,0.46515129999999999]
[0.3483811,null,0.46515129999999999]
[0.3483811,null,0.46515129999999999]
[0.3483811,null,0.46515129999999999]
[0.3483811,null,0.46515129999999999]
[0.3483811,null,0.46496369999999998]
[0.3483811,null,0.46496369999999998]
[0.3483811,null,0.46496369999999998]
[0.3483811,null,0.46496369999999998]
[0.3483811,null,0.46496369999999998]
[0.3483811,null,0.46496369999999998]
[0.3483811,null,0.46496369999999998]
[0.3483811,null,0.46496369999999998]
[0.3483811,null,0.46496369999999998]
[0.3483811,null,0.46496369999999998]
[0.3483811,null,0.46496369999999998]
[0.3483811,null,0.46496369999999998]
[0.3483811,null,0.46483439999999998]
[0.34828959999999998,null,0.46483439999999998]
[0.34821750000000001,null,0.46473720000000002]
[0.34821750000000001,null,0.46473720000000002]
[0.34813260000000001,null,0.46461560000000002]
[0.34804010000000002,null,0.46461560000000002]
[0.34804010000000002,null,0.46461560000000002]
[0.34804000000000002,null,0.46461560000000002]
[0.34804000000000002,null,0.46461560000000002]
[0.34804000000000002,null,0.46461560000000002]
[0.34804000000000002,null,0.46461560000000002]
[0.34804000000000002,null,0.46461560000000002]
[0.34804000000000002,null,0.46461560000000002]
[0.34804000000000002,null,0.46461560000000002]
[0.34804000000000002,null,0.46461560000000002]
[0.34804000000000002,null,0.46461560000000002]
[0.34804000000000002,null,0.46461560000000002]
[0.34804000000000002,null,0.46461560000000002]
[0.34804000000000002,null,0.46461560000000002]
[0.34804000000000002,null,0.46461560000000002]
[0.34804000000000002,null,0.46461560000000002]
[0.34804000000000002,null,0.4644279]
[0.34804000000000002,null,0.4644279]
[0.34804000000000002,null,0.46430139999999998]
[0.34791440000000001,null,0.46430139999999998]
[0.34791440000000001,null,0.46430139999999998]
[0.34791440000000001,null,0.46430139999999998]
[0.34791440000000001,null,0.46430139999999998]
[0.34782190000000002,null,0.46430139999999998]
[0.34782190000000002,null,0.46430139999999998]
[0.34782190000000002,null,0.4642405]
[0.34782190000000002,null,0.46417969999999997]
[0.34774969999999999,null,0.46417969999999997]
[0.34774969999999999,null,0.46405039999999997]
[0.34774969999999999,null,0.46405039999999997]
[0.34774969999999999,null,0.46405039999999997]
[0.34774969999999999,null,0.46405039999999997]
[0.3476648,null,0.46405039999999997]
[0.3476648,null,0.46405039999999997]
[0.3476648,null,0.46405039999999997]
[0.34757339999999998,null,0.46405039999999997]
[0.34757339999999998,null,0.46395320000000001]
[0.34757339999999998,null,0.46395320000000001]
[0.34757339999999998,null,0.46395320000000001]
[0.34757339999999998,null,0.46395320000000001]
[0.34757339999999998,null,0.46395320000000001]
[0.34757339999999998,null,0.46395320000000001]
[0.34757339999999998,null,0.46395320000000001]
[0.34757339999999998,null,0.46395320000000001]
[0.34757339999999998,null,0.46395320000000001]
[0.34748079999999998,null,0.46395320000000001]
[0.34748079999999998,null,0.46395320000000001]
[0.34748079999999998,null,0.46395320000000001]
[0.34748079999999998,null,0.46383160000000001]
[0.34748079999999998,null,0.46374110000000002]
[0.34739589999999998,null,0.46374110000000002]
[0.34739589999999998,null,0.46374110000000002]
[0.34739589999999998,null,0.46374110000000002]
[0.34739589999999998,null,0.46374110000000002]
[0.34739589999999998,null,0.46374110000000002]
[0.34739589999999998,null,0.46374110000000002]
[0.34739589999999998,null,0.4636439]
[0.34739589999999998,null,0.4636439]
[0.34739589999999998,null,0.4636439]
[0.34739589999999998,null,0.4636439]
[0.34739589999999998,null,0.4636439]
[0.34719820000000001,null,0.46351740000000002]
[0.34719820000000001,null,0.46351740000000002]
[0.34719820000000001,null,0.46351740000000002]
[0.34719820000000001,null,0.46351740000000002]
[0.34719820000000001,null,0.46351740000000002]
[0.34719820000000001,null,0.46338810000000002]
[0.34719820000000001,null,0.46338810000000002]
[0.34719820000000001,null,0.46338810000000002]
[0.34710669999999999,null,0.46338810000000002]
[0.34710669999999999,null,0.46338810000000002]
[0.34710669999999999,null,0.46338810000000002]
[0.34710669999999999,null,0.46338810000000002]
[0.34702179999999999,null,0.46338810000000002]
[0.34702179999999999,null,0.46326640000000002]
[0.34702179999999999,null,0.46326640000000002]
[0.34702179999999999,null,0.46326640000000002]
[0.3469293,null,0.46326640000000002]
[0.3469293,null,0.46326640000000002]
[0.3469293,null,0.46326640000000002]
[0.3469293,null,0.46307880000000001]
[0.3469293,null,0.46307880000000001]
[0.3469293,null,0.46307880000000001]
[0.3469293,null,0.46307880000000001]
[0.3469293,null,0.46307880000000001]
[0.3469293,null,0.46307880000000001]
[0.3469293,null,0.46307880000000001]
[0.3469293,null,0.46307880000000001]
[0.3469293,null,0.46307880000000001]
[0.34685709999999997,null,0.46307880000000001]
[0.34685709999999997,null,0.46307880000000001]
[0.34685709999999997,null,0.46307880000000001]
[0.34685709999999997,null,0.46307880000000001]
[0.34685709999999997,null,0.46307880000000001]
[0.34685709999999997,null,0.46307880000000001]
[0.34676570000000001,null,0.46307880000000001]
[0.34676570000000001,null,0.46307880000000001]
[0.34676570000000001,null,0.46307880000000001]
[0.34668080000000001,null,0.46307880000000001]
[0.34668080000000001,null,0.46307880000000001]
[0.34668080000000001,null,0.46307880000000001]
[0.34668080000000001,null,0.46295710000000001]
[0.34655520000000001,null,0.46295710000000001]
[0.34646260000000001,null,0.46285989999999999]
[0.34646260000000001,null,0.46260410000000002]
[0.34646260000000001,null,0.46260410000000002]
[0.34646260000000001,null,0.46260410000000002]
[0.34646260000000001,null,0.46260410000000002]
[0.34646260000000001,null,0.46260410000000002]
[0.34646260000000001,null,0.46260410000000002]
[0.34646260000000001,null,0.46260410000000002]
[0.34646260000000001,null,0.46260410000000002]
[0.34637770000000001,null,0.46260410000000002]
[0.34637770000000001,null,0.46260410000000002]
[0.34637770000000001,null,0.46251360000000002]
[0.34637770000000001,null,0.46251360000000002]
[0.34637770000000001,null,0.46251360000000002]
[0.34637770000000001,null,0.46251360000000002]
[0.34637770000000001,null,0.46251360000000002]
[0.34630559999999999,null,0.46251360000000002]
[0.34630559999999999,null,0.46251360000000002]
[0.34630559999999999,null,0.46251360000000002]
[0.34630559999999999,null,0.46251360000000002]
[0.34630559999999999,null,0.46241640000000001]
[0.34630559999999999,null,0.46241640000000001]
[0.34630559999999999,null,0.46241640000000001]
[0.34621410000000002,null,0.46241640000000001]
[0.34621410000000002,null,0.46241640000000001]
[0.34621410000000002,null,0.46241640000000001]
[0.34621410000000002,null,0.46241640000000001]
[0.34621410000000002,null,0.46229480000000001]
[0.34612159999999997,null,0.46229480000000001]
[0.34612159999999997,null,0.46229480000000001]
[0.34603669999999997,null,0.46229480000000001]
[0.34603669999999997,null,0.46229480000000001]
[0.34603669999999997,null,0.46229480000000001]
[0.34591110000000003,null,0.46229480000000001]
[0.34591110000000003,null,0.46229480000000001]
[0.34591110000000003,null,0.46229480000000001]
[0.34591110000000003,null,0.46216819999999997]
[0.34591110000000003,null,0.46216819999999997]
[0.34591110000000003,null,0.46203889999999997]
[0.34591100000000002,null,0.46203889999999997]
[0.34591100000000002,null,0.46203889999999997]
[0.34591100000000002,null,0.46203889999999997]
[0.34591100000000002,null,0.46203889999999997]
[0.34591100000000002,null,0.46203889999999997]
[0.34591100000000002,null,0.46203889999999997]
[0.34591100000000002,null,0.46194180000000001]
[0.34591100000000002,null,0.46185130000000002]
[0.34591100000000002,null,0.46185130000000002]
[0.34591100000000002,null,0.46185130000000002]
[0.34591100000000002,null,0.46185130000000002]
[0.34581849999999997,null,0.46185130000000002]
[0.34573359999999997,null,0.46185130000000002]
[0.34573359999999997,null,0.46185130000000002]
[0.34566150000000001,null,0.46185130000000002]
[0.34566150000000001,null,0.46185130000000002]
[0.34566150000000001,null,0.46185130000000002]
[0.34566150000000001,null,0.46185130000000002]
[0.34566150000000001,null,0.46185130000000002]
[0.34566150000000001,null,0.46185130000000002]
[0.34566150000000001,null,0.46185130000000002]
[0.34566150000000001,null,0.46185130000000002]
[0.34566150000000001,null,0.46185130000000002]
[0.34566150000000001,null,0.46185130000000002]
[0.34566140000000001,null,0.46172960000000002]
[0.34566140000000001,null,0.46172960000000002]
[0.34566140000000001,null,0.46172960000000002]
[0.34566140000000001,null,0.46172960000000002]
[0.34556999999999999,null,0.4616325]
[0.34556999999999999,null,0.4616325]
[0.34556999999999999,null,0.4616325]
[0.34547749999999999,null,0.4616324]
[0.34547749999999999,null,0.4616324]
[0.34547749999999999,null,0.4616324]
[0.34547749999999999,null,0.4616324]
[0.34547749999999999,null,0.4616324]
[0.34547749999999999,null,0.4616324]
[0.34547749999999999,null,0.4615032]
[0.34547749999999999,null,0.4615032]
[0.34547749999999999,null,0.46128609999999998]
[0.34547739999999999,null,0.46128609999999998]
[0.34547739999999999,null,0.46128609999999998]
[0.34547739999999999,null,0.46128609999999998]
[0.34539259999999999,null,0.46128609999999998]
[0.34539259999999999,null,0.46128609999999998]
[0.34539259999999999,null,0.46128609999999998]
[0.34539259999999999,null,0.46128609999999998]
[0.34526689999999999,null,0.46128609999999998]
[0.34526689999999999,null,0.46128609999999998]
[0.34526689999999999,null,0.46128609999999998]
[0.34519480000000002,null,0.46128609999999998]
[0.34519480000000002,null,0.46128609999999998]
[0.34519480000000002,null,0.46112809999999999]
[0.34519480000000002,null,0.46106730000000001]
[0.34510220000000003,null,0.46106730000000001]
[0.34510220000000003,null,0.46106730000000001]
[0.34510220000000003,null,0.46106730000000001]
[0.34501080000000001,null,0.46106730000000001]
[0.34501080000000001,null,0.46106730000000001]
[0.34501080000000001,null,0.46106730000000001]
[0.34501080000000001,null,0.46106730000000001]
[0.34501080000000001,null,0.46097680000000002]
[0.34501080000000001,null,0.46097680000000002]
[0.34501080000000001,null,0.46097680000000002]
[0.34501080000000001,null,0.46097680000000002]
[0.34492590000000001,null,0.46097680000000002]
[0.34492590000000001,null,0.46097680000000002]
[0.34492590000000001,null,0.46097680000000002]
[0.34492590000000001,null,0.46084760000000002]
[0.34492590000000001,null,0.46084760000000002]
[0.34492590000000001,null,0.46084760000000002]
[0.34492590000000001,null,0.46084760000000002]
[0.34492590000000001,null,0.4607504]
[0.34492590000000001,null,0.4607504]
[0.34492590000000001,null,0.4607504]
[0.34492590000000001,null,0.4607504]
[0.34492590000000001,null,0.46062380000000003]
[0.34492590000000001,null,0.46062380000000003]
[0.34492590000000001,null,0.46062380000000003]
[0.34492590000000001,null,0.46062380000000003]
[0.34463559999999999,null,0.46062380000000003]
[0.34463559999999999,null,0.46062380000000003]
[0.34463559999999999,null,0.46062380000000003]
[0.34463559999999999,null,0.46062380000000003]
[0.34463559999999999,null,0.46062380000000003]
[0.34463559999999999,null,0.46062380000000003]
[0.34463559999999999,null,0.46050210000000003]
[0.34463559999999999,null,0.46041169999999998]
[0.34463559999999999,null,0.46041169999999998]
[0.34463559999999999,null,0.46041169999999998]
[0.34463559999999999,null,0.46041169999999998]
[0.34463559999999999,null,0.46041169999999998]
[0.34463559999999999,null,0.46041169999999998]
[0.34463559999999999,null,0.46041169999999998]
[0.34463559999999999,null,0.46041169999999998]
[0.34455069999999999,null,0.46041169999999998]
[0.34445920000000002,null,0.46041169999999998]
[0.34445920000000002,null,0.46031450000000002]
[0.34445920000000002,null,0.46031450000000002]
[0.34445920000000002,null,0.46031450000000002]
[0.34445920000000002,null,0.46018520000000002]
[0.34445920000000002,null,0.46018520000000002]
[0.34445920000000002,null,0.46018520000000002]
[0.34445920000000002,null,0.46018520000000002]
[0.34445920000000002,null,0.46018520000000002]
[0.34445920000000002,null,0.46018520000000002]
[0.34445920000000002,null,0.46018520000000002]
[0.34445920000000002,null,0.46018520000000002]
[0.34445920000000002,null,0.46018520000000002]
[0.34445920000000002,null,0.46018520000000002]
[0.34445920000000002,null,0.46018520000000002]
[0.3443871,null,0.4599664]
[0.3442945,null,0.4599664]
[0.3442945,null,0.4599664]
[0.3441689,null,0.45983980000000002]
[0.3441689,null,0.45983980000000002]
[0.3441689,null,0.45983980000000002]
[0.3441689,null,0.45983980000000002]
[0.3441689,null,0.45974930000000003]
[0.3441689,null,0.45974930000000003]
[0.3441689,null,0.45974930000000003]
[0.3441689,null,0.45974930000000003]
[0.3441689,null,0.45974930000000003]
[0.3441689,null,0.45974930000000003]
[0.3441689,null,0.45974930000000003]
[0.3441689,null,0.45974930000000003]
[0.3441689,null,0.45974930000000003]
[0.344084,null,0.45974930000000003]
[0.344084,null,0.45974930000000003]
[0.344084,null,0.45974930000000003]
[0.344084,null,0.45974930000000003]
[0.344084,null,0.45965220000000001]
[0.344084,null,0.45965220000000001]
[0.344084,null,0.45965220000000001]
[0.344084,null,0.45965220000000001]
[0.34401189999999998,null,0.45965220000000001]
[0.34401189999999998,null,0.45965220000000001]
[0.34401189999999998,null,0.45965210000000001]
[0.34401189999999998,null,0.45965210000000001]
[0.34401189999999998,null,0.45952290000000001]
[0.34392040000000001,null,0.45952290000000001]
[0.34392040000000001,null,0.45952290000000001]
[0.34392040000000001,null,0.45943240000000002]
[0.34392040000000001,null,0.45943240000000002]
[0.34382790000000002,null,0.45943240000000002]
[0.34382790000000002,null,0.45931080000000002]
[0.34382790000000002,null,0.45931080000000002]
[0.34382790000000002,null,0.45931080000000002]
[0.34382790000000002,null,0.45931080000000002]
[0.34374300000000002,null,0.45931080000000002]
[0.34374300000000002,null,0.45931080000000002]
[0.34374300000000002,null,0.45931080000000002]
[0.34374300000000002,null,0.45931080000000002]
[0.34374300000000002,null,0.45931080000000002]
[0.34374300000000002,null,0.45931080000000002]
[0.34374300000000002,null,0.45931080000000002]
[0.34374300000000002,null,0.45931080000000002]
[0.34374300000000002,null,0.4592136]
[0.34361730000000001,null,0.4592136]
[0.34361730000000001,null,0.4592136]
[0.3435452,null,0.4592136]
[0.3435452,null,0.4592136]
[0.3435452,null,0.4592136]
[0.3435452,null,0.4592136]
[0.3435452,null,0.4592136]
[0.3435452,null,0.4592136]
[0.3435452,null,0.45908700000000002]
[0.3435452,null,0.45908700000000002]
[0.3435452,null,0.45908700000000002]
[0.3435452,null,0.45908700000000002]
[0.3435452,null,0.45908700000000002]
[0.3435452,null,0.45908700000000002]
[0.3435452,null,0.45908700000000002]
[0.3435452,null,0.45895770000000002]
[0.3435452,null,0.45895770000000002]
[0.3434603,null,0.45895770000000002]
[0.3434603,null,0.45895770000000002]
[0.34327629999999998,null,0.45895770000000002]
[0.34327629999999998,null,0.45895770000000002]
[0.34327629999999998,null,0.45864840000000001]
[0.34327629999999998,null,0.45864840000000001]
[0.34327629999999998,null,0.45864840000000001]
[0.34327629999999998,null,0.45864840000000001]
[0.34327629999999998,null,0.45864840000000001]
[0.34320420000000001,null,0.45864840000000001]
[0.34320420000000001,null,0.45864840000000001]
[0.34320420000000001,null,0.45864840000000001]
[0.34320420000000001,null,0.45864840000000001]
[0.34320420000000001,null,0.45864840000000001]
[0.34320420000000001,null,0.45864840000000001]
[0.34320420000000001,null,0.45864840000000001]
[0.34320420000000001,null,0.45864840000000001]
[0.34320420000000001,null,0.45864840000000001]
[0.34320420000000001,null,0.45864840000000001]
[0.34320420000000001,null,0.45855119999999999]
[0.34320420000000001,null,0.45855119999999999]
[0.34307850000000001,null,0.45855119999999999]
[0.34307850000000001,null,0.45855119999999999]
[0.34307850000000001,null,0.45855119999999999]
[0.34307850000000001,null,0.45855119999999999]
[0.34307850000000001,null,0.45855119999999999]
[0.34307850000000001,null,0.45855119999999999]
[0.34307850000000001,null,0.45855119999999999]
[0.34299360000000001,null,0.45855119999999999]
[0.34290110000000001,null,0.458422]
[0.34290110000000001,null,0.458422]
[0.34290110000000001,null,0.458422]
[0.34290110000000001,null,0.45829540000000002]
[0.34282889999999999,null,0.45829540000000002]
[0.34282889999999999,null,0.45820490000000003]
[0.34282889999999999,null,0.45820490000000003]
[0.34282889999999999,null,0.45820490000000003]
[0.34282889999999999,null,0.45820490000000003]
[0.34282889999999999,null,0.45820490000000003]
[0.34282889999999999,null,0.45810770000000001]
[0.34282889999999999,null,0.45810770000000001]
[0.34282889999999999,null,0.45798610000000001]
[0.34282889999999999,null,0.45798610000000001]
[0.34282889999999999,null,0.45798610000000001]
[0.34282889999999999,null,0.45798610000000001]
[0.34282889999999999,null,0.45798610000000001]
[0.34282889999999999,null,0.45798610000000001]
[0.34282889999999999,null,0.45798610000000001]
[0.34282889999999999,null,0.45798610000000001]
[0.34273749999999997,null,0.45798610000000001]
[0.34273749999999997,null,0.45798610000000001]
[0.34273749999999997,null,0.45798610000000001]
[0.34264489999999997,null,0.45798610000000001]
[0.34264489999999997,null,0.45798610000000001]
[0.34256009999999998,null,0.45798610000000001]
[0.34256009999999998,null,0.45798610000000001]
[0.34256009999999998,null,0.45788889999999999]
[0.34255999999999998,null,0.45775959999999999]
[0.34255999999999998,null,0.45775959999999999]
[0.34255999999999998,null,0.45775959999999999]
[0.34255999999999998,null,0.45775959999999999]
[0.34243440000000003,null,0.45775959999999999]
[0.34236230000000001,null,0.45775959999999999]
[0.34236230000000001,null,0.45775959999999999]
[0.34236230000000001,null,0.45775959999999999]
[0.34236230000000001,null,0.45775959999999999]
[0.34236230000000001,null,0.45775959999999999]
[0.34236230000000001,null,0.45775959999999999]
[0.34236230000000001,null,0.45775959999999999]
[0.34236230000000001,null,0.45763799999999999]
[0.34236230000000001,null,0.45763799999999999]
[0.34236230000000001,null,0.45751140000000001]
[0.34227740000000001,null,0.45751140000000001]
[0.34227740000000001,null,0.45751140000000001]
[0.34227740000000001,null,0.45751140000000001]
[0.34227740000000001,null,0.45751140000000001]
[0.34218480000000001,null,0.45741419999999999]
[0.34218480000000001,null,0.45741419999999999]
[0.34218480000000001,null,0.45741419999999999]
[0.34218480000000001,null,0.45741419999999999]
[0.34218480000000001,null,0.45741419999999999]
[0.34218480000000001,null,0.45741419999999999]
[0.34218480000000001,null,0.4573237]
[0.34218480000000001,null,0.4571945]
[0.34218480000000001,null,0.4571945]
[0.34218480000000001,null,0.4571945]
[0.34218480000000001,null,0.4571945]
[0.34218480000000001,null,0.4571945]
[0.34218480000000001,null,0.4571945]
[0.34218480000000001,null,0.4571945]
[0.34211269999999999,null,0.4571945]
[0.34211269999999999,null,0.4571945]
[0.34211269999999999,null,0.4571945]
[0.34193639999999997,null,0.45709729999999998]
[0.34193639999999997,null,0.45709729999999998]
[0.34193639999999997,null,0.45709729999999998]
[0.34193630000000003,null,0.45709729999999998]
[0.34193630000000003,null,0.45709729999999998]
[0.34193630000000003,null,0.45709729999999998]
[0.34193630000000003,null,0.45709729999999998]
[0.34193630000000003,null,0.45697559999999998]
[0.34193630000000003,null,0.45697559999999998]
[0.34184379999999998,null,0.45697559999999998]
[0.34184379999999998,null,0.45697559999999998]
[0.34184379999999998,null,0.45697559999999998]
[0.34184379999999998,null,0.45697559999999998]
[0.34171820000000003,null,0.45697559999999998]
[0.34171820000000003,null,0.45697559999999998]
[0.34171820000000003,null,0.45697559999999998]
[0.34171820000000003,null,0.45688519999999999]
[0.34171820000000003,null,0.45688519999999999]
[0.34171820000000003,null,0.45688519999999999]
[0.34171820000000003,null,0.45688519999999999]
[0.34171820000000003,null,0.45688519999999999]
[0.34164600000000001,null,0.45688519999999999]
[0.34156110000000001,null,0.45688519999999999]
[0.34156110000000001,null,0.45688519999999999]
[0.34156110000000001,null,0.45688519999999999]
[0.34156110000000001,null,0.45688519999999999]
[0.34156110000000001,null,0.45688509999999999]
[0.34156110000000001,null,0.45662930000000002]
[0.34156110000000001,null,0.45662930000000002]
[0.34156110000000001,null,0.4565321]
[0.34156110000000001,null,0.4565321]
[0.34156110000000001,null,0.4565321]
[0.34156110000000001,null,0.4565321]
[0.34156110000000001,null,0.4565321]
[0.34156110000000001,null,0.4565321]
[0.34156110000000001,null,0.4565321]
[0.34156110000000001,null,0.4565321]
[0.34146860000000001,null,0.45644170000000001]
[0.34146860000000001,null,0.45632]
[0.34146860000000001,null,0.45632]
[0.34146860000000001,null,0.45632]
[0.34146860000000001,null,0.45632]
[0.34138370000000001,null,0.45632]
[0.34125810000000001,null,0.45632]
[0.34116659999999999,null,0.45632]
[0.34116659999999999,null,0.45632]
[0.34116659999999999,null,0.45632]
[0.34116659999999999,null,0.45632]
[0.34116659999999999,null,0.45632]
[0.34116659999999999,null,0.45632]
[0.34116659999999999,null,0.45622279999999998]
[0.34116659999999999,null,0.45622279999999998]
[0.34116659999999999,null,0.45622279999999998]
[0.34116659999999999,null,0.45622279999999998]
[0.34116659999999999,null,0.45622279999999998]
[0.34107409999999999,null,0.45622279999999998]
[0.34107409999999999,null,0.45622279999999998]
[0.34107409999999999,null,0.45622279999999998]
[0.34100190000000002,null,0.45622279999999998]
[0.34100190000000002,null,0.45609349999999999]
[0.34100190000000002,null,0.45609349999999999]
[0.34100190000000002,null,0.45609349999999999]
[0.34100190000000002,null,0.45609349999999999]
[0.34100190000000002,null,0.45609349999999999]
[0.34100190000000002,null,0.45600309999999999]
[0.34091700000000003,null,0.45600309999999999]
[0.34091700000000003,null,0.45600309999999999]
[0.34091700000000003,null,0.45600309999999999]
[0.34091700000000003,null,0.45587650000000002]
[0.34091700000000003,null,0.45587650000000002]
[0.34091700000000003,null,0.45587650000000002]
[0.34091700000000003,null,0.45587650000000002]
[0.34091700000000003,null,0.45587650000000002]
[0.34091700000000003,null,0.45587650000000002]
[0.34091700000000003,null,0.45575490000000002]
[0.34091700000000003,null,0.4556577]
[0.34091700000000003,null,0.4556577]
[0.34091700000000003,null,0.4556577]
[0.34091700000000003,null,0.4556577]
[0.34091700000000003,null,0.4556577]
[0.34091700000000003,null,0.4556577]
[0.34082449999999997,null,0.4556577]
[0.34082449999999997,null,0.4556577]
[0.34082449999999997,null,0.4556577]
[0.34082449999999997,null,0.4556577]
[0.34069880000000002,null,0.4556577]
[0.34069880000000002,null,0.4556577]
[0.3406267,null,0.4556577]
[0.3406267,null,0.4556577]
[0.3406267,null,0.4555284]
[0.3406267,null,0.4555284]
[0.3406267,null,0.4555284]
[0.3406267,null,0.45543119999999998]
[0.34053519999999998,null,0.45534079999999999]
[0.34053519999999998,null,0.45534079999999999]
[0.34053519999999998,null,0.45534079999999999]
[0.34053519999999998,null,0.45534079999999999]
[0.34045039999999999,null,0.45534079999999999]
[0.34045039999999999,null,0.45534079999999999]
[0.34045039999999999,null,0.45534069999999999]
[0.34045039999999999,null,0.45534069999999999]
[0.34045039999999999,null,0.45534069999999999]
[0.34045039999999999,null,0.45534069999999999]
[0.34045039999999999,null,0.45534069999999999]
[0.34045039999999999,null,0.45534069999999999]
[0.34045039999999999,null,0.45534069999999999]
[0.34045039999999999,null,0.45534069999999999]
[0.34045039999999999,null,0.45534069999999999]
[0.34045039999999999,null,0.45521420000000001]
[0.34035779999999999,null,0.45509250000000001]
[0.34035779999999999,null,0.45509250000000001]
[0.34035779999999999,null,0.45499529999999999]
[0.34035779999999999,null,0.45499529999999999]
[0.34035779999999999,null,0.45499529999999999]
[0.34028570000000002,null,0.45499529999999999]
[0.34028570000000002,null,0.45499529999999999]
[0.34028570000000002,null,0.45499529999999999]
[0.34028570000000002,null,0.4549049]
[0.34028570000000002,null,0.4549049]
[0.34028560000000002,null,0.4547756]
[0.34028560000000002,null,0.4547756]
[0.34028560000000002,null,0.4547756]
[0.34028560000000002,null,0.4547756]
[0.34028560000000002,null,0.4547756]
[0.34020080000000003,null,0.4547756]
[0.34007510000000002,null,0.4547756]
[0.34007510000000002,null,0.4547756]
[0.34007510000000002,null,0.4547756]
[0.34007510000000002,null,0.4547756]
[0.34007510000000002,null,0.4547756]
[0.34007510000000002,null,0.4547756]
[0.34007510000000002,null,0.4547756]
[0.34007510000000002,null,0.4547756]
[0.34007510000000002,null,0.4547756]
[0.34007510000000002,null,0.4547756]
[0.34007510000000002,null,0.45467839999999998]
[0.34007510000000002,null,0.45467839999999998]
[0.34007510000000002,null,0.45467839999999998]
[0.34007510000000002,null,0.45455679999999998]
[0.34007510000000002,null,0.45455679999999998]
[0.34007510000000002,null,0.45455679999999998]
[0.3399837,null,0.45455679999999998]
[0.3398911,null,0.45446629999999999]
[0.3398911,null,0.45446629999999999]
[0.3398911,null,0.45433699999999999]
[0.3398911,null,0.45433699999999999]
[0.33981899999999998,null,0.45433699999999999]
[0.33981899999999998,null,0.45433699999999999]
[0.33981899999999998,null,0.45433699999999999]
[0.33981899999999998,null,0.45433699999999999]
[0.33981899999999998,null,0.45421040000000001]
[0.33973409999999998,null,0.45421040000000001]
[0.33973409999999998,null,0.45421040000000001]
[0.33973409999999998,null,0.45421040000000001]
[0.33973409999999998,null,0.45421040000000001]
[0.33973409999999998,null,0.45421040000000001]
[0.33973409999999998,null,0.45421040000000001]
[0.33973409999999998,null,0.45421040000000001]
[0.33973409999999998,null,0.45421040000000001]
[0.33973409999999998,null,0.45421040000000001]
[0.33964149999999999,null,0.45421040000000001]
[0.33964149999999999,null,0.45421040000000001]
[0.33951589999999998,null,0.4541133]
[0.33951589999999998,null,0.4541133]
[0.33951589999999998,null,0.45411319999999999]
[0.33951589999999998,null,0.45411319999999999]
[0.33951589999999998,null,0.4540228]
[0.33951589999999998,null,0.4540228]
[0.33951589999999998,null,0.4540228]
[0.33951589999999998,null,0.4540228]
[0.33951589999999998,null,0.4540228]
[0.33951589999999998,null,0.4539011]
[0.33951589999999998,null,0.4539011]
[0.33943099999999998,null,0.4539011]
[0.33935890000000002,null,0.4539011]
[0.33935890000000002,null,0.4539011]
[0.33935890000000002,null,0.45377190000000001]
[0.33935890000000002,null,0.45377190000000001]
[0.33935890000000002,null,0.45377190000000001]
[0.33935890000000002,null,0.45377190000000001]
[0.33935890000000002,null,0.45377190000000001]
[0.33935890000000002,null,0.45377190000000001]
[0.33935890000000002,null,0.45367469999999999]
[0.33935890000000002,null,0.45354810000000001]
[0.33935890000000002,null,0.45354810000000001]
[0.33935890000000002,null,0.45354810000000001]
[0.33935890000000002,null,0.45354810000000001]
[0.33926630000000002,null,0.45354810000000001]
[0.33926630000000002,null,0.45354810000000001]
[0.3391749,null,0.45354810000000001]
[0.3391749,null,0.45354810000000001]
[0.3391749,null,0.45354810000000001]
[0.33910269999999998,null,0.45354810000000001]
[0.33910269999999998,null,0.45354810000000001]
[0.33910269999999998,null,0.45354810000000001]
[0.33910269999999998,null,0.45354810000000001]
[0.33910269999999998,null,0.45354810000000001]
[0.33897709999999998,null,0.45354810000000001]
[0.33897709999999998,null,0.45354810000000001]
[0.33889219999999998,null,0.45354810000000001]
[0.33889219999999998,null,0.45354810000000001]
[0.33889219999999998,null,0.45354810000000001]
[0.33889219999999998,null,0.45345760000000002]
[0.33889219999999998,null,0.45345760000000002]
[0.33889219999999998,null,0.45345760000000002]
[0.33889219999999998,null,0.4533605]
[0.33889219999999998,null,0.4532312]
[0.33879969999999998,null,0.4532312]
[0.33879969999999998,null,0.4532312]
[0.33879969999999998,null,0.4532312]
[0.33879969999999998,null,0.4532312]
[0.33879969999999998,null,0.4532312]
[0.33879969999999998,null,0.4532312]
[0.33879969999999998,null,0.4532312]
[0.33879969999999998,null,0.4531095]
[0.33879969999999998,null,0.4531095]
[0.33879969999999998,null,0.4531095]
[0.33879969999999998,null,0.4531095]
[0.33879969999999998,null,0.45298290000000002]
[0.33879969999999998,null,0.45298290000000002]
[0.33864260000000002,null,0.45298290000000002]
[0.33864260000000002,null,0.45298290000000002]
[0.33864260000000002,null,0.45298290000000002]
[0.33864260000000002,null,0.45298290000000002]
[0.33864260000000002,null,0.45289249999999998]
[0.33864260000000002,null,0.45289249999999998]
[0.33864260000000002,null,0.45289249999999998]
[0.33864260000000002,null,0.45289249999999998]
[0.33855010000000002,null,0.45289249999999998]
[0.33855010000000002,null,0.45289249999999998]
[0.33855010000000002,null,0.45289249999999998]
[0.33855010000000002,null,0.45279530000000001]
[0.33855010000000002,null,0.45266600000000001]
[0.33855010000000002,null,0.45266600000000001]
[0.33855010000000002,null,0.45266600000000001]
[0.3384586,null,0.45266600000000001]
[0.3384586,null,0.45266600000000001]
[0.3384586,null,0.45266600000000001]
[0.3384586,null,0.45266600000000001]
[0.3384586,null,0.45266600000000001]
[0.3384586,null,0.45266600000000001]
[0.3384586,null,0.45266600000000001]
[0.3384586,null,0.45266600000000001]
[0.3383661,null,0.45266600000000001]
[0.3382812,null,0.45254440000000001]
[0.3382812,null,0.45254440000000001]
[0.33808339999999998,null,0.45254440000000001]
[0.33808339999999998,null,0.45254440000000001]
[0.33808339999999998,null,0.45254440000000001]
[0.33808339999999998,null,0.45254440000000001]
[0.33808339999999998,null,0.45254440000000001]
[0.33808339999999998,null,0.45232060000000002]
[0.33808339999999998,null,0.45232060000000002]
[0.33808339999999998,null,0.45232060000000002]
[0.33808339999999998,null,0.45223010000000002]
[0.33808339999999998,null,0.45210090000000003]
[0.33808339999999998,null,0.45210090000000003]
[0.33808339999999998,null,0.45210090000000003]
[0.33808339999999998,null,0.45210090000000003]
[0.33808339999999998,null,0.45210090000000003]
[0.33808339999999998,null,0.45210090000000003]
[0.33808339999999998,null,0.45210090000000003]
[0.33808339999999998,null,0.45210090000000003]
[0.33808339999999998,null,0.45210090000000003]
[0.33808339999999998,null,0.45210090000000003]
[0.33808339999999998,null,0.45210090000000003]
[0.33808339999999998,null,0.45210090000000003]
[0.33808339999999998,null,0.45210090000000003]
[0.33808339999999998,null,0.45210090000000003]
[0.33808339999999998,null,0.45210090000000003]
[0.33799849999999998,null,0.45210090000000003]
[0.33792640000000002,null,0.45210090000000003]
[0.33792640000000002,null,0.45200370000000001]
[0.33792640000000002,null,0.45200370000000001]
[0.33783380000000002,null,0.45200370000000001]
[0.3377424,null,0.45200370000000001]
[0.3377424,null,0.45200370000000001]
[0.33761679999999999,null,0.45200370000000001]
[0.33761669999999999,null,0.45200370000000001]
[0.33761669999999999,null,0.45200370000000001]
[0.33761669999999999,null,0.45200370000000001]
[0.33761669999999999,null,0.45200370000000001]
[0.33761669999999999,null,0.45200370000000001]
[0.33761669999999999,null,0.45200370000000001]
[0.33761669999999999,null,0.45188200000000001]
[0.33761669999999999,null,0.45188200000000001]
[0.33761669999999999,null,0.4516944]
[0.33761669999999999,null,0.4516944]
[0.33761669999999999,null,0.4516944]
[0.33761669999999999,null,0.45156780000000002]
[0.33761669999999999,null,0.45156780000000002]
[0.33753179999999999,null,0.45156780000000002]
[0.33736719999999998,null,0.45156780000000002]
[0.33736719999999998,null,0.45156780000000002]
[0.33736719999999998,null,0.45143850000000002]
[0.33736719999999998,null,0.45143850000000002]
[0.33736709999999998,null,0.45143850000000002]
[0.33736709999999998,null,0.45143850000000002]
[0.33736709999999998,null,0.45143850000000002]
[0.33736709999999998,null,0.45143850000000002]
[0.33736709999999998,null,0.45143850000000002]
[0.33736709999999998,null,0.45143850000000002]
[0.33736709999999998,null,0.45143850000000002]
[0.33736709999999998,null,0.45143850000000002]
[0.33736709999999998,null,0.45143850000000002]
[0.33736709999999998,null,0.4513413]
[0.33736709999999998,null,0.4513413]
[0.33736709999999998,null,0.4513413]
[0.33736709999999998,null,0.4513413]
[0.33736709999999998,null,0.4513413]
[0.33715659999999997,null,0.4513413]
[0.33715659999999997,null,0.4513413]
[0.33715659999999997,null,0.4513413]
[0.33715659999999997,null,0.4513413]
[0.33715659999999997,null,0.4513413]
[0.33708450000000001,null,0.4513413]
[0.33699190000000001,null,0.4513413]
[0.33699190000000001,null,0.4513413]
[0.33699190000000001,null,0.45125090000000001]
[0.33690049999999999,null,0.45112920000000001]
[0.33690049999999999,null,0.45112920000000001]
[0.33690049999999999,null,0.45112920000000001]
[0.33690049999999999,null,0.45112920000000001]
[0.33690049999999999,null,0.45112920000000001]
[0.33690049999999999,null,0.45112920000000001]
[0.33690049999999999,null,0.45099990000000001]
[0.33690049999999999,null,0.45087339999999998]
[0.33690049999999999,null,0.45087339999999998]
[0.33690049999999999,null,0.45087339999999998]
[0.33690049999999999,null,0.45087339999999998]
[0.33690049999999999,null,0.45077620000000002]
[0.33690049999999999,null,0.45077620000000002]
[0.33677489999999999,null,0.45077620000000002]
[0.33677489999999999,null,0.45077620000000002]
[0.33668999999999999,null,0.45077620000000002]
[0.33668999999999999,null,0.45077620000000002]
[0.33661780000000002,null,0.45077620000000002]
[0.33661780000000002,null,0.45077620000000002]
[0.33661780000000002,null,0.45077620000000002]
[0.33661780000000002,null,0.45077620000000002]
[0.33652530000000003,null,0.45077620000000002]
[0.33652530000000003,null,0.45077620000000002]
[0.33652530000000003,null,0.45064690000000002]
[0.33652530000000003,null,0.45064690000000002]
[0.33652530000000003,null,0.45064690000000002]
[0.33652530000000003,null,0.45064690000000002]
[0.33652530000000003,null,0.45064690000000002]
[0.33652530000000003,null,0.45064690000000002]
[0.33652530000000003,null,0.45064690000000002]
[0.33652530000000003,null,0.45064690000000002]
[0.33652530000000003,null,0.45064690000000002]
[0.33644039999999997,null,0.4504281]
[0.33644039999999997,null,0.4504281]
[0.33644039999999997,null,0.4503376]
[0.33644039999999997,null,0.4503376]
[0.33634890000000001,null,0.4503376]
[0.33634890000000001,null,0.4503376]
[0.33634890000000001,null,0.4503376]
[0.33634890000000001,null,0.4503376]
[0.33634890000000001,null,0.4503376]
[0.33627679999999999,null,0.4503376]
[0.33627679999999999,null,0.4503376]
[0.33627679999999999,null,0.4503376]
[0.33627679999999999,null,0.4503376]
[0.33627679999999999,null,0.4503376]
[0.33627679999999999,null,0.4503376]
[0.33627679999999999,null,0.4503376]
[0.33615119999999998,null,0.45020830000000001]
[0.33615109999999998,null,0.45020830000000001]
[0.33605859999999999,null,0.45020830000000001]
[0.33605859999999999,null,0.45020830000000001]
[0.33605859999999999,null,0.45020830000000001]
[0.33605859999999999,null,0.45020830000000001]
[0.33605859999999999,null,0.45020830000000001]
[0.33605859999999999,null,0.45020830000000001]
[0.33605859999999999,null,0.45020830000000001]
[0.33605859999999999,null,0.45020830000000001]
[0.33605859999999999,null,0.45020830000000001]
[0.33605859999999999,null,0.45003650000000001]
[0.33598640000000002,null,0.44989410000000002]
[0.33598640000000002,null,0.44989410000000002]
[0.33598640000000002,null,0.44989410000000002]
[0.33598640000000002,null,0.44989410000000002]
[0.33590160000000002,null,0.44989410000000002]
[0.33590160000000002,null,0.44983329999999999]
[0.33590160000000002,null,0.44983329999999999]
[0.33590160000000002,null,0.44977250000000002]
[0.33590160000000002,null,0.44977250000000002]
[0.33590160000000002,null,0.44977250000000002]
[0.33590160000000002,null,0.44977240000000002]
[0.33590160000000002,null,0.44977240000000002]
[0.33590160000000002,null,0.44977240000000002]
[0.33590160000000002,null,0.44977240000000002]
[0.33590160000000002,null,0.44977240000000002]
[0.33590160000000002,null,0.44977240000000002]
[0.33590160000000002,null,0.44977240000000002]
[0.33590160000000002,null,0.44964320000000002]
[0.33590160000000002,null,0.44964320000000002]
[0.33590150000000002,null,0.44964320000000002]
[0.33590150000000002,null,0.44964320000000002]
[0.33590150000000002,null,0.44964320000000002]
[0.33580900000000002,null,0.44964320000000002]
[0.33580900000000002,null,0.449546]
[0.3357369,null,0.449546]
[0.33564539999999998,null,0.449546]
[0.33564539999999998,null,0.449546]
[0.33551979999999998,null,0.449546]
[0.33551979999999998,null,0.449546]
[0.33551979999999998,null,0.449546]
[0.33551979999999998,null,0.44945550000000001]
[0.33551979999999998,null,0.44945550000000001]
[0.33551979999999998,null,0.44945550000000001]
[0.33551979999999998,null,0.44945550000000001]
[0.33551979999999998,null,0.44933390000000001]
[0.33551979999999998,null,0.44933390000000001]
[0.33551979999999998,null,0.44933390000000001]
[0.33551979999999998,null,0.44933390000000001]
[0.33551979999999998,null,0.44933390000000001]
[0.33551979999999998,null,0.44933390000000001]
[0.33551979999999998,null,0.44933390000000001]
[0.33551979999999998,null,0.44933390000000001]
[0.33551979999999998,null,0.44933390000000001]
[0.33551979999999998,null,0.44923669999999999]
[0.33551979999999998,null,0.44923669999999999]
[0.33551979999999998,null,0.44923669999999999]
[0.33543489999999998,null,0.44923669999999999]
[0.33543489999999998,null,0.44923669999999999]
[0.33543489999999998,null,0.44923669999999999]
[0.33543489999999998,null,0.44923669999999999]
[0.33543489999999998,null,0.44923669999999999]
[0.33534229999999998,null,0.44923669999999999]
[0.33534229999999998,null,0.44923669999999999]
[0.33534229999999998,null,0.44911010000000001]
[0.33534229999999998,null,0.44911010000000001]
[0.33534229999999998,null,0.44898080000000001]
[0.33534229999999998,null,0.44898080000000001]
[0.33527020000000002,null,0.44898080000000001]
[0.33527020000000002,null,0.44889040000000002]
[0.33527020000000002,null,0.44889040000000002]
[0.33518530000000002,null,0.44889040000000002]
[0.33518530000000002,null,0.44889040000000002]
[0.33518530000000002,null,0.4487932]
[0.33518530000000002,null,0.4487932]
[0.33505970000000002,null,0.4487932]
[0.33505970000000002,null,0.4487932]
[0.33505970000000002,null,0.4486715]
[0.33505970000000002,null,0.4486715]
[0.33505970000000002,null,0.4486715]
[0.33505970000000002,null,0.4486715]
[0.33505970000000002,null,0.4486715]
[0.33505970000000002,null,0.4486715]
[0.33505970000000002,null,0.4486715]
[0.33505970000000002,null,0.4486715]
[0.33496819999999999,null,0.4486715]
[0.33496819999999999,null,0.4486715]
[0.33496819999999999,null,0.4486715]
[0.3348757,null,0.4486715]
[0.3348757,null,0.4486715]
[0.3348757,null,0.4486715]
[0.3348757,null,0.4486715]
[0.3348757,null,0.4486715]
[0.3347908,null,0.4486715]
[0.3347908,null,0.4486715]
[0.3347908,null,0.4486715]
[0.3347908,null,0.4486715]
[0.3347908,null,0.44857429999999998]
[0.3347908,null,0.44848389999999999]
[0.3347908,null,0.44848389999999999]
[0.33471859999999998,null,0.44848389999999999]
[0.33459299999999997,null,0.44835459999999999]
[0.33459299999999997,null,0.44835459999999999]
[0.33459299999999997,null,0.44835459999999999]
[0.33459299999999997,null,0.44835459999999999]
[0.33459299999999997,null,0.44835459999999999]
[0.33459299999999997,null,0.44835459999999999]
[0.33459299999999997,null,0.44835459999999999]
[0.33459299999999997,null,0.44810640000000002]
[0.33459299999999997,null,0.44810640000000002]
[0.33459299999999997,null,0.44810640000000002]
[0.33459299999999997,null,0.44810640000000002]
[0.33459299999999997,null,0.44810640000000002]
[0.33459299999999997,null,0.44810640000000002]
[0.33459299999999997,null,0.44810640000000002]
[0.33452090000000001,null,0.44810640000000002]
[0.33452090000000001,null,0.44810640000000002]
[0.33452090000000001,null,0.44810640000000002]
[0.33452090000000001,null,0.44810640000000002]
[0.33442830000000001,null,0.44810640000000002]
[0.33442830000000001,null,0.44810640000000002]
[0.33434340000000001,null,0.44810640000000002]
[0.33434340000000001,null,0.44810640000000002]
[0.33434340000000001,null,0.44810640000000002]
[0.33434340000000001,null,0.4480092]
[0.33434340000000001,null,0.4480092]
[0.33425199999999999,null,0.4480092]
[0.33425199999999999,null,0.4480092]
[0.33425199999999999,null,0.4479187]
[0.33425199999999999,null,0.4479187]
[0.33425199999999999,null,0.4479187]
[0.33425199999999999,null,0.4479187]
[0.33425199999999999,null,0.4479187]
[0.33425199999999999,null,0.4479187]
[0.33425199999999999,null,0.4479187]
[0.33425199999999999,null,0.4479187]
[0.33417980000000003,null,0.4479187]
[0.33417980000000003,null,0.4479187]
[0.33417980000000003,null,0.4479187]
[0.33417980000000003,null,0.4479187]
[0.33405420000000002,null,0.4479187]
[0.33405420000000002,null,0.4479187]
[0.33396160000000003,null,0.4479187]
[0.33396160000000003,null,0.4479187]
[0.33387679999999997,null,0.4477894]
[0.33387679999999997,null,0.44766289999999997]
[0.33387679999999997,null,0.44766289999999997]
[0.33387679999999997,null,0.44766289999999997]
[0.33387679999999997,null,0.44756570000000001]
[0.33387679999999997,null,0.44744400000000001]
[0.33387679999999997,null,0.44744400000000001]
[0.33387679999999997,null,0.44735360000000002]
[0.33387679999999997,null,0.44735360000000002]
[0.33387679999999997,null,0.44735360000000002]
[0.33387679999999997,null,0.44735360000000002]
[0.33387670000000003,null,0.44735360000000002]
[0.33387670000000003,null,0.44735360000000002]
[0.33387670000000003,null,0.44735360000000002]
[0.33387670000000003,null,0.44735360000000002]
[0.33387670000000003,null,0.44735360000000002]
[0.33387670000000003,null,0.44735360000000002]
[0.33387670000000003,null,0.44735360000000002]
[0.33387670000000003,null,0.44735360000000002]
[0.33387670000000003,null,0.44735360000000002]
[0.33387670000000003,null,0.44735360000000002]
[0.33371210000000001,null,0.44735360000000002]
[0.33371210000000001,null,0.44735360000000002]
[0.33371210000000001,null,0.44735360000000002]
[0.33371200000000001,null,0.44735360000000002]
[0.33362720000000001,null,0.4472564]
[0.33362720000000001,null,0.4472564]
[0.33362720000000001,null,0.4472564]
[0.33362720000000001,null,0.4472564]
[0.33362720000000001,null,0.44716590000000001]
[0.33362720000000001,null,0.44716590000000001]
[0.33362720000000001,null,0.44716590000000001]
[0.33362720000000001,null,0.44716590000000001]
[0.33362720000000001,null,0.44704430000000001]
[0.33362720000000001,null,0.44704430000000001]
[0.33353569999999999,null,0.44704430000000001]
[0.33353569999999999,null,0.44704430000000001]
[0.33353569999999999,null,0.44691769999999997]
[0.33353569999999999,null,0.44691769999999997]
[0.33353569999999999,null,0.44691769999999997]
[0.33353569999999999,null,0.44678839999999997]
[0.33353569999999999,null,0.44678839999999997]
[0.33353569999999999,null,0.44678839999999997]
[0.33353569999999999,null,0.44678839999999997]
[0.33353569999999999,null,0.44678839999999997]
[0.33331749999999999,null,0.44678839999999997]
[0.33323269999999999,null,0.44678839999999997]
[0.33323269999999999,null,0.44678839999999997]
[0.33323259999999999,null,0.44678839999999997]
[0.33316050000000003,null,0.44669120000000001]
[0.33316050000000003,null,0.44669120000000001]
[0.33316050000000003,null,0.44669120000000001]
[0.33316050000000003,null,0.44669120000000001]
[0.33316050000000003,null,0.44669120000000001]
[0.33316050000000003,null,0.44669120000000001]
[0.33316050000000003,null,0.44669120000000001]
[0.33316050000000003,null,0.44669120000000001]
[0.33316050000000003,null,0.44669120000000001]
[0.33316050000000003,null,0.44669120000000001]
[0.33316050000000003,null,0.44660080000000002]
[0.33316050000000003,null,0.44660080000000002]
[0.33316050000000003,null,0.44660080000000002]
[0.33316050000000003,null,0.44660080000000002]
[0.33316050000000003,null,0.44660080000000002]
[0.33316050000000003,null,0.44660080000000002]
[0.33316050000000003,null,0.44660080000000002]
[0.33316050000000003,null,0.44660080000000002]
[0.33295000000000002,null,0.44660080000000002]
[0.33295000000000002,null,0.44660080000000002]
[0.33295000000000002,null,0.44660080000000002]
[0.33295000000000002,null,0.44647910000000002]
[0.33291389999999998,null,0.446382]
[0.33278639999999998,null,0.4463819]
[0.33278639999999998,null,0.44625540000000002]
[0.33278639999999998,null,0.44625540000000002]
[0.33278639999999998,null,0.44625540000000002]
[0.33278639999999998,null,0.44625540000000002]
[0.33269379999999998,null,0.44612610000000003]
[0.33269379999999998,null,0.44612610000000003]
[0.33269379999999998,null,0.44612610000000003]
[0.33269379999999998,null,0.44612610000000003]
[0.33269379999999998,null,0.44612610000000003]
[0.33269379999999998,null,0.44612610000000003]
[0.33269379999999998,null,0.44612610000000003]
[0.33269379999999998,null,0.44612610000000003]
[0.33269379999999998,null,0.44612610000000003]
[0.33269379999999998,null,0.44612610000000003]
[0.33269379999999998,null,0.44612610000000003]
[0.33269379999999998,null,0.44603559999999998]
[0.33269379999999998,null,0.44603559999999998]
[0.33269379999999998,null,0.44603559999999998]
[0.33269379999999998,null,0.44603559999999998]
[0.33269379999999998,null,0.44603559999999998]
[0.33269379999999998,null,0.44603559999999998]
[0.33269379999999998,null,0.44603559999999998]
[0.33262170000000002,null,0.44593840000000001]
[0.33253680000000002,null,0.44593840000000001]
[0.33253680000000002,null,0.44593840000000001]
[0.33253680000000002,null,0.44581680000000001]
[0.33253680000000002,null,0.44581680000000001]
[0.33253680000000002,null,0.44581680000000001]
[0.33253680000000002,null,0.44581680000000001]
[0.33253680000000002,null,0.44581680000000001]
[0.33253680000000002,null,0.44581680000000001]
[0.33253680000000002,null,0.44581680000000001]
[0.33253680000000002,null,0.44581680000000001]
[0.33253680000000002,null,0.44569019999999998]
[0.33253680000000002,null,0.44569019999999998]
[0.33253680000000002,null,0.44569019999999998]
[0.33241120000000002,null,0.44559979999999999]
[0.33231860000000002,null,0.44559969999999999]
[0.33231860000000002,null,0.44547049999999999]
[0.3322465,null,0.44547049999999999]
[0.33215499999999998,null,0.44547049999999999]
[0.33215499999999998,null,0.44547049999999999]
[0.33215499999999998,null,0.44547049999999999]
[0.33215499999999998,null,0.44547049999999999]
[0.33215499999999998,null,0.44547049999999999]
[0.33215499999999998,null,0.44547049999999999]
[0.33215499999999998,null,0.44537330000000003]
[0.33207009999999998,null,0.44537330000000003]
[0.33207009999999998,null,0.44537330000000003]
[0.33207009999999998,null,0.44537330000000003]
[0.33207009999999998,null,0.44537330000000003]
[0.33207009999999998,null,0.44537330000000003]
[0.33207009999999998,null,0.44537330000000003]
[0.33207009999999998,null,0.44537330000000003]
[0.33207009999999998,null,0.44537330000000003]
[0.33207009999999998,null,0.44528279999999998]
[0.33197759999999998,null,0.44528279999999998]
[0.33197759999999998,null,0.44528279999999998]
[0.33197759999999998,null,0.44516119999999998]
[0.33197759999999998,null,0.44516119999999998]
[0.33197759999999998,null,0.44516119999999998]
[0.33197759999999998,null,0.44516119999999998]
[0.33197759999999998,null,0.44516119999999998]
[0.33190540000000002,null,0.44506400000000002]
[0.33190540000000002,null,0.44506400000000002]
[0.33190540000000002,null,0.44506400000000002]
[0.33190540000000002,null,0.44493739999999998]
[0.33190540000000002,null,0.44493739999999998]
[0.33190540000000002,null,0.44493739999999998]
[0.33177980000000001,null,0.44493739999999998]
[0.33177980000000001,null,0.44493739999999998]
[0.33177980000000001,null,0.44493739999999998]
[0.33177980000000001,null,0.44493739999999998]
[0.33177980000000001,null,0.44493739999999998]
[0.33177980000000001,null,0.44493739999999998]
[0.33177980000000001,null,0.44493739999999998]
[0.33168720000000002,null,0.44493739999999998]
[0.33168720000000002,null,0.44493739999999998]
[0.33168720000000002,null,0.44493739999999998]
[0.33168720000000002,null,0.44480809999999998]
[0.33168720000000002,null,0.44480809999999998]
[0.33168720000000002,null,0.44480809999999998]
[0.33168720000000002,null,0.44480809999999998]
[0.33168720000000002,null,0.44459599999999999]
[0.33168720000000002,null,0.44459599999999999]
[0.33152359999999997,null,0.44459599999999999]
[0.33152359999999997,null,0.44459599999999999]
[0.33143879999999998,null,0.44459599999999999]
[0.33143879999999998,null,0.44459599999999999]
[0.33143879999999998,null,0.44459599999999999]
[0.33143879999999998,null,0.44459599999999999]
[0.33143879999999998,null,0.44449880000000003]
[0.33143879999999998,null,0.44449880000000003]
[0.33143879999999998,null,0.44449880000000003]
[0.33143879999999998,null,0.44449880000000003]
[0.33143879999999998,null,0.44449880000000003]
[0.33143869999999997,null,0.44449880000000003]
[0.33143869999999997,null,0.44449880000000003]
[0.33143869999999997,null,0.44449880000000003]
[0.33143869999999997,null,0.44449880000000003]
[0.33143869999999997,null,0.44449880000000003]
[0.33143869999999997,null,0.44449880000000003]
[0.33143869999999997,null,0.44449880000000003]
[0.33143869999999997,null,0.44440839999999998]
[0.33143869999999997,null,0.4442818]
[0.33131310000000003,null,0.4442818]
[0.33131310000000003,null,0.4442818]
[0.33124100000000001,null,0.44421709999999998]
[0.33124100000000001,null,0.44415250000000001]
[0.33114840000000001,null,0.44415250000000001]
[0.33114840000000001,null,0.44415250000000001]
[0.33106350000000001,null,0.44415250000000001]
[0.33106350000000001,null,0.44415250000000001]
[0.33106350000000001,null,0.44415250000000001]
[0.33106350000000001,null,0.44415250000000001]
[0.33106350000000001,null,0.44415250000000001]
[0.33106350000000001,null,0.44415250000000001]
[0.33106350000000001,null,0.44415250000000001]
[0.33106350000000001,null,0.44415250000000001]
[0.33106350000000001,null,0.44415250000000001]
[0.33106350000000001,null,0.44415250000000001]
[0.33106350000000001,null,0.44406200000000001]
[0.33106350000000001,null,0.44394040000000001]
[0.33099139999999999,null,0.44394040000000001]
[0.33090649999999999,null,0.44394040000000001]
[0.33090649999999999,null,0.44394040000000001]
[0.33081500000000003,null,0.44394040000000001]
[0.33081500000000003,null,0.44394040000000001]
[0.33081500000000003,null,0.44394040000000001]
[0.33081500000000003,null,0.44394040000000001]
[0.33081500000000003,null,0.44394040000000001]
[0.33081500000000003,null,0.44394040000000001]
[0.33081500000000003,null,0.44394040000000001]
[0.33081500000000003,null,0.44394040000000001]
[0.33072249999999997,null,0.44394040000000001]
[0.33072249999999997,null,0.44394040000000001]
[0.33072249999999997,null,0.44394040000000001]
[0.33072249999999997,null,0.44394040000000001]
[0.33072249999999997,null,0.44371389999999999]
[0.33072249999999997,null,0.44371389999999999]
[0.33072249999999997,null,0.44371389999999999]
[0.33059690000000003,null,0.44371389999999999]
[0.33059690000000003,null,0.44371389999999999]
[0.33059690000000003,null,0.44371389999999999]
[0.33059690000000003,null,0.44358740000000002]
[0.33059690000000003,null,0.44358740000000002]
[0.33059690000000003,null,0.44358740000000002]
[0.33051199999999997,null,0.44358740000000002]
[0.33043980000000001,null,0.44358730000000002]
[0.33043980000000001,null,0.44358730000000002]
[0.33043980000000001,null,0.44349690000000003]
[0.33043980000000001,null,0.44337520000000002]
[0.33043980000000001,null,0.44337520000000002]
[0.33043980000000001,null,0.44337520000000002]
[0.33043980000000001,null,0.44337520000000002]
[0.33043980000000001,null,0.44337520000000002]
[0.33043980000000001,null,0.44337520000000002]
[0.33043980000000001,null,0.44337520000000002]
[0.33043980000000001,null,0.44337520000000002]
[0.33034730000000001,null,0.44337520000000002]
[0.33034730000000001,null,0.44337520000000002]
[0.33034730000000001,null,0.44337520000000002]
[0.33034730000000001,null,0.44327810000000001]
[0.33034730000000001,null,0.44327810000000001]
[0.33034730000000001,null,0.44327810000000001]
[0.33034730000000001,null,0.44327810000000001]
[0.33034730000000001,null,0.44327810000000001]
[0.33022170000000001,null,0.44327810000000001]
[0.33006459999999999,null,0.44314880000000001]
[0.33006459999999999,null,0.44314880000000001]
[0.33006459999999999,null,0.44314880000000001]
[0.33006459999999999,null,0.44314880000000001]
[0.33006459999999999,null,0.44314880000000001]
[0.33006459999999999,null,0.44314880000000001]
[0.33006459999999999,null,0.44308799999999998]
[0.32997320000000002,null,0.44302710000000001]
[0.32997320000000002,null,0.44302710000000001]
[0.32997320000000002,null,0.44290059999999998]
[0.32997320000000002,null,0.44290049999999997]
[0.32997320000000002,null,0.44290049999999997]
[0.32997320000000002,null,0.44290049999999997]
[0.32997320000000002,null,0.44290049999999997]
[0.32997320000000002,null,0.44290049999999997]
[0.32997320000000002,null,0.44281009999999998]
[0.32997320000000002,null,0.44281009999999998]
[0.32997320000000002,null,0.44271290000000002]
[0.32997320000000002,null,0.44271290000000002]
[0.32997320000000002,null,0.44271290000000002]
[0.32988060000000002,null,0.44271290000000002]
[0.32988060000000002,null,0.44271290000000002]
[0.32988060000000002,null,0.44271290000000002]
[0.3298085,null,0.44271290000000002]
[0.3298085,null,0.44271290000000002]
[0.3298085,null,0.44271290000000002]
[0.3298085,null,0.44271290000000002]
[0.3298085,null,0.44271290000000002]
[0.3298085,null,0.44271290000000002]
[0.32972360000000001,null,0.44271290000000002]
[0.32972360000000001,null,0.44271290000000002]
[0.32972360000000001,null,0.44271290000000002]
[0.32972360000000001,null,0.44271290000000002]
[0.32972360000000001,null,0.44271290000000002]
[0.32972360000000001,null,0.44262240000000003]
[0.32972360000000001,null,0.44262240000000003]
[0.32972360000000001,null,0.44262240000000003]
[0.32972360000000001,null,0.44262240000000003]
[0.32972360000000001,null,0.44262240000000003]
[0.32972360000000001,null,0.4423742]
[0.3295979,null,0.4422449]
[0.3295979,null,0.4422449]
[0.3295054,null,0.4422449]
[0.3295054,null,0.4422449]
[0.3295054,null,0.4422449]
[0.3295054,null,0.4422449]
[0.3295054,null,0.4422449]
[0.3295054,null,0.44214779999999998]
[0.3295054,null,0.44214779999999998]
[0.32941389999999998,null,0.44214779999999998]
[0.32941389999999998,null,0.44214769999999998]
[0.32932909999999999,null,0.44214769999999998]
[0.32932909999999999,null,0.44214769999999998]
[0.32932909999999999,null,0.44214769999999998]
[0.32932909999999999,null,0.44214769999999998]
[0.32932909999999999,null,0.44214769999999998]
[0.32932909999999999,null,0.44214769999999998]
[0.32932909999999999,null,0.44214769999999998]
[0.32932909999999999,null,0.44214769999999998]
[0.32932909999999999,null,0.44214769999999998]
[0.32932909999999999,null,0.44214769999999998]
[0.32932909999999999,null,0.44214769999999998]
[0.32932909999999999,null,0.44214769999999998]
[0.32932909999999999,null,0.44214769999999998]
[0.32932909999999999,null,0.44214769999999998]
[0.32932899999999998,null,0.44214769999999998]
[0.32925690000000002,null,0.44205729999999999]
[0.32925690000000002,null,0.44193559999999998]
[0.32925690000000002,null,0.44180639999999999]
[0.32925690000000002,null,0.44180639999999999]
[0.32925690000000002,null,0.44180639999999999]
[0.32925690000000002,null,0.44167980000000001]
[0.32925690000000002,null,0.44167980000000001]
[0.32925690000000002,null,0.44167980000000001]
[0.32925690000000002,null,0.44158259999999999]
[0.32917200000000002,null,0.44158259999999999]
[0.32895390000000002,null,0.44158259999999999]
[0.32895380000000002,null,0.44158259999999999]
[0.32895380000000002,null,0.44158259999999999]
[0.32895380000000002,null,0.44158259999999999]
[0.32895380000000002,null,0.44158259999999999]
[0.32895380000000002,null,0.44158259999999999]
[0.32895380000000002,null,0.44158259999999999]
[0.32895380000000002,null,0.44158259999999999]
[0.32895380000000002,null,0.44158259999999999]
[0.32895380000000002,null,0.44158259999999999]
[0.32895380000000002,null,0.44158259999999999]
[0.32895380000000002,null,0.44158259999999999]
[0.32895380000000002,null,0.44158259999999999]
[0.32895380000000002,null,0.44158259999999999]
[0.32895380000000002,null,0.44158259999999999]
[0.32895380000000002,null,0.4414921]
[0.32895380000000002,null,0.4414921]
[0.32895380000000002,null,0.4414921]
[0.32895380000000002,null,0.4414921]
[0.32895380000000002,null,0.4414921]
[0.32895380000000002,null,0.4414921]
[0.32895380000000002,null,0.4414921]
[0.3288817,null,0.4414921]
[0.3288817,null,0.4414921]
[0.3288817,null,0.4414921]
[0.3288817,null,0.44136550000000002]
[0.32861279999999998,null,0.44124390000000002]
[0.32861279999999998,null,0.44124390000000002]
[0.32861279999999998,null,0.44111460000000002]
[0.32861279999999998,null,0.44111460000000002]
[0.32861279999999998,null,0.44111460000000002]
[0.32861279999999998,null,0.4410174]
[0.32848719999999998,null,0.4410174]
[0.32848719999999998,null,0.4410174]
[0.32848719999999998,null,0.4410174]
[0.32848719999999998,null,0.4410174]
[0.32848719999999998,null,0.4410174]
[0.32848719999999998,null,0.4410174]
[0.32848719999999998,null,0.4410174]
[0.32848719999999998,null,0.4410174]
[0.32848719999999998,null,0.4410174]
[0.32848719999999998,null,0.44092700000000001]
[0.32848719999999998,null,0.44092700000000001]
[0.32848719999999998,null,0.44092700000000001]
[0.32848719999999998,null,0.44092700000000001]
[0.32848719999999998,null,0.44092700000000001]
[0.32848719999999998,null,0.44092700000000001]
[0.32848719999999998,null,0.44092700000000001]
[0.32848719999999998,null,0.44092700000000001]
[0.32848719999999998,null,0.44092700000000001]
[0.32848719999999998,null,0.44092700000000001]
[0.32848719999999998,null,0.44092700000000001]
[0.32848719999999998,null,0.44092700000000001]
[0.32848719999999998,null,0.44092700000000001]
[0.32848719999999998,null,0.44092700000000001]
[0.32848719999999998,null,0.44080530000000001]
[0.32839459999999998,null,0.44080530000000001]
[0.32823760000000002,null,0.44071490000000002]
[0.32823760000000002,null,0.44071490000000002]
[0.32823760000000002,null,0.44071490000000002]
[0.32823760000000002,null,0.44058560000000002]
[0.32823760000000002,null,0.44045899999999999]
[0.32823760000000002,null,0.44045899999999999]
[0.32823760000000002,null,0.44036180000000003]
[0.32823760000000002,null,0.44036180000000003]
[0.32823760000000002,null,0.44036180000000003]
[0.32823760000000002,null,0.44036180000000003]
[0.32811200000000001,null,0.44036180000000003]
[0.32811200000000001,null,0.44036180000000003]
[0.32811200000000001,null,0.44036180000000003]
[0.32811200000000001,null,0.44036180000000003]
[0.32811200000000001,null,0.44036180000000003]
[0.32811200000000001,null,0.44036180000000003]
[0.32811200000000001,null,0.44036180000000003]
[0.32811190000000001,null,0.44036180000000003]
[0.32811190000000001,null,0.44036180000000003]
[0.32811190000000001,null,0.44036180000000003]
[0.32811190000000001,null,0.44036180000000003]
[0.32811190000000001,null,0.44036180000000003]
[0.32811190000000001,null,0.44027139999999998]
[0.32793559999999999,null,0.44027139999999998]
[0.32786349999999997,null,0.44027139999999998]
[0.32786349999999997,null,0.44027139999999998]
[0.32777089999999998,null,0.44027139999999998]
[0.32777089999999998,null,0.44027139999999998]
[0.32777089999999998,null,0.44027129999999998]
[0.32777089999999998,null,0.44002039999999998]
[0.32777089999999998,null,0.44002039999999998]
[0.32777089999999998,null,0.44002039999999998]
[0.32777089999999998,null,0.44002039999999998]
[0.32777089999999998,null,0.44002039999999998]
[0.32777089999999998,null,0.44002039999999998]
[0.32777089999999998,null,0.44002039999999998]
[0.32777089999999998,null,0.43992320000000001]
[0.32777089999999998,null,0.43992320000000001]
[0.32777089999999998,null,0.43992320000000001]
[0.32777089999999998,null,0.43992320000000001]
[0.32777089999999998,null,0.43979669999999998]
[0.32777089999999998,null,0.43979669999999998]
[0.32777089999999998,null,0.43979669999999998]
[0.32777089999999998,null,0.43970619999999999]
[0.32777089999999998,null,0.43970619999999999]
[0.32777089999999998,null,0.43970619999999999]
[0.32777089999999998,null,0.43970619999999999]
[0.32764529999999997,null,0.43970619999999999]
[0.32756039999999997,null,0.43970619999999999]
[0.32756039999999997,null,0.43970619999999999]
[0.32756039999999997,null,0.43970619999999999]
[0.32756039999999997,null,0.43970619999999999]
[0.32756039999999997,null,0.43970619999999999]
[0.32748820000000001,null,0.43970619999999999]
[0.32739570000000001,null,0.43970619999999999]
[0.32739570000000001,null,0.43970619999999999]
[0.32739570000000001,null,0.43958449999999999]
[0.32739570000000001,null,0.43958449999999999]
[0.32739570000000001,null,0.43958449999999999]
[0.32739570000000001,null,0.43958449999999999]
[0.32739570000000001,null,0.4394941]
[0.32739570000000001,null,0.43926759999999998]
[0.32739570000000001,null,0.43926759999999998]
[0.32739570000000001,null,0.43926759999999998]
[0.32730419999999999,null,0.43926759999999998]
[0.32730419999999999,null,0.43926759999999998]
[0.32730419999999999,null,0.43926759999999998]
[0.32721939999999999,null,0.43926759999999998]
[0.32721939999999999,null,0.43914110000000001]
[0.32721939999999999,null,0.43914110000000001]
[0.32721939999999999,null,0.439141]
[0.32721939999999999,null,0.439141]
[0.32721939999999999,null,0.439141]
[0.32721939999999999,null,0.439141]
[0.32721939999999999,null,0.439141]
[0.32721939999999999,null,0.439141]
[0.32721939999999999,null,0.439141]
[0.32721929999999999,null,0.439141]
[0.32714720000000003,null,0.439141]
[0.32714720000000003,null,0.439141]
[0.32714720000000003,null,0.439141]
[0.32702160000000002,null,0.4390194]
[0.32702160000000002,null,0.4390194]
[0.32702160000000002,null,0.4390194]
[0.32702160000000002,null,0.4390194]
[0.32702160000000002,null,0.4390194]
[0.32692900000000003,null,0.4390194]
[0.32692900000000003,null,0.4390194]
[0.32692900000000003,null,0.43892219999999998]
[0.32684410000000003,null,0.43883169999999999]
[0.32684410000000003,null,0.43883169999999999]
[0.32684410000000003,null,0.43883169999999999]
[0.32684410000000003,null,0.43883169999999999]
[0.32677200000000001,null,0.43883169999999999]
[0.32677200000000001,null,0.43883169999999999]
[0.32677200000000001,null,0.43870520000000002]
[0.32677200000000001,null,0.43870520000000002]
[0.32677200000000001,null,0.43870520000000002]
[0.32677200000000001,null,0.43857590000000002]
[0.32677200000000001,null,0.43857590000000002]
[0.32677200000000001,null,0.43857590000000002]
[0.32677200000000001,null,0.43857590000000002]
[0.32677200000000001,null,0.43857590000000002]
[0.32677200000000001,null,0.43857590000000002]
[0.32677200000000001,null,0.43857590000000002]
[0.32677200000000001,null,0.43857590000000002]
[0.32677200000000001,null,0.43857590000000002]
[0.32677200000000001,null,0.43857590000000002]
[0.32677200000000001,null,0.43857590000000002]
[0.3266464,null,0.4383571]
[0.32655489999999998,null,0.4383571]
[0.32655489999999998,null,0.4383571]
[0.32655489999999998,null,0.4383571]
[0.32637749999999999,null,0.4383571]
[0.32637749999999999,null,0.438357]
[0.32637749999999999,null,0.438357]
[0.32637749999999999,null,0.438357]
[0.32637749999999999,null,0.438357]
[0.32630530000000002,null,0.438357]
[0.32630530000000002,null,0.438357]
[0.32630530000000002,null,0.438357]
[0.32630530000000002,null,0.43826660000000001]
[0.32630530000000002,null,0.43826660000000001]
[0.32630530000000002,null,0.43826660000000001]
[0.32630530000000002,null,0.43826660000000001]
[0.32630530000000002,null,0.43826660000000001]
[0.32630530000000002,null,0.43813730000000001]
[0.32630530000000002,null,0.43813730000000001]
[0.32630530000000002,null,0.43813730000000001]
[0.32630530000000002,null,0.43813730000000001]
[0.32621280000000002,null,0.43813730000000001]
[0.32621280000000002,null,0.43813730000000001]
[0.32621280000000002,null,0.43807649999999998]
[0.32621280000000002,null,0.43801570000000001]
[0.32621280000000002,null,0.43801570000000001]
[0.32621280000000002,null,0.4380156]
[0.32612790000000003,null,0.4380156]
[0.32600230000000002,null,0.4380156]
[0.32600230000000002,null,0.4380156]
[0.32600230000000002,null,0.43779190000000001]
[0.3259301,null,0.43779190000000001]
[0.3259301,null,0.43770140000000002]
[0.3259301,null,0.43770140000000002]
[0.3259301,null,0.43770140000000002]
[0.3259301,null,0.43770140000000002]
[0.3259301,null,0.43770140000000002]
[0.3259301,null,0.43770140000000002]
[0.3259301,null,0.43770140000000002]
[0.3259301,null,0.43770140000000002]
[0.3259301,null,0.43770140000000002]
[0.3259301,null,0.43770140000000002]
[0.3259301,null,0.43770140000000002]
[0.3259301,null,0.43770140000000002]
[0.3259301,null,0.43770140000000002]
[0.3259301,null,0.43770140000000002]
[0.3259301,null,0.43770140000000002]
[0.3259301,null,0.43770140000000002]
[0.3259301,null,0.43757220000000002]
[0.3259301,null,0.43757220000000002]
[0.3259301,null,0.43757220000000002]
[0.3259301,null,0.43745050000000002]
[0.3259301,null,0.43745050000000002]
[0.3259301,null,0.43745050000000002]
[0.3258452,null,0.43745050000000002]
[0.32575379999999998,null,0.43745050000000002]
[0.32566119999999998,null,0.43745050000000002]
[0.32553559999999998,null,0.43745050000000002]
[0.32553559999999998,null,0.43745050000000002]
[0.32553559999999998,null,0.43745050000000002]
[0.32553559999999998,null,0.43745050000000002]
[0.32553559999999998,null,0.43732389999999999]
[0.32553559999999998,null,0.43732389999999999]
[0.32546340000000001,null,0.43732389999999999]
[0.32546340000000001,null,0.43732389999999999]
[0.32546340000000001,null,0.43732389999999999]
[0.32546340000000001,null,0.43713629999999998]
[0.32546340000000001,null,0.43713629999999998]
[0.32546340000000001,null,0.43713629999999998]
[0.32546340000000001,null,0.43713629999999998]
[0.32546340000000001,null,0.43713629999999998]
[0.32546340000000001,null,0.43700699999999998]
[0.32546340000000001,null,0.43700699999999998]
[0.32546340000000001,null,0.43700699999999998]
[0.32546340000000001,null,0.43700699999999998]
[0.32546340000000001,null,0.43700699999999998]
[0.32546340000000001,null,0.43700699999999998]
[0.32546340000000001,null,0.43700699999999998]
[0.32537850000000001,null,0.43700699999999998]
[0.32537850000000001,null,0.43700699999999998]
[0.32537850000000001,null,0.43700699999999998]
[0.32537850000000001,null,0.43700699999999998]
[0.32537850000000001,null,0.43700699999999998]
[0.32537850000000001,null,0.43700699999999998]
[0.32537850000000001,null,0.43700699999999998]
[0.32528600000000002,null,0.43700699999999998]
[0.3252138,null,0.4368804]
[0.3252138,null,0.43678319999999998]
[0.3252138,null,0.43678319999999998]
[0.3252138,null,0.43666159999999998]
[0.3252138,null,0.43666159999999998]
[0.3252138,null,0.43666159999999998]
[0.3252138,null,0.43666159999999998]
[0.32508819999999999,null,0.43666159999999998]
[0.32508819999999999,null,0.43657109999999999]
[0.32508819999999999,null,0.43657109999999999]
[0.32508819999999999,null,0.43657109999999999]
[0.32508819999999999,null,0.43657109999999999]
[0.32508819999999999,null,0.43657109999999999]
[0.32508819999999999,null,0.43657109999999999]
[0.32491189999999998,null,0.43657109999999999]
[0.32491189999999998,null,0.43657109999999999]
[0.32491189999999998,null,0.43657109999999999]
[0.32491189999999998,null,0.43657109999999999]
[0.32491189999999998,null,0.43657109999999999]
[0.32491189999999998,null,0.43657109999999999]
[0.32491189999999998,null,0.43644179999999999]
[0.32481929999999998,null,0.43644179999999999]
[0.32481929999999998,null,0.43644179999999999]
[0.32481929999999998,null,0.43644179999999999]
[0.32481929999999998,null,0.43644179999999999]
[0.32481929999999998,null,0.43644179999999999]
[0.32481929999999998,null,0.43644179999999999]
[0.32474720000000001,null,0.43631530000000002]
[0.32474720000000001,null,0.43631530000000002]
[0.32474720000000001,null,0.4362181]
[0.32474720000000001,null,0.4362181]
[0.32474720000000001,null,0.4362181]
[0.32474720000000001,null,0.4360964]
[0.32474720000000001,null,0.436006]
[0.32474720000000001,null,0.436006]
[0.32474720000000001,null,0.436006]
[0.32474720000000001,null,0.436006]
[0.32459949999999999,null,0.436006]
[0.32453670000000001,null,0.436006]
[0.32444410000000001,null,0.436006]
[0.32444410000000001,null,0.436006]
[0.32444410000000001,null,0.436006]
[0.32444410000000001,null,0.436006]
[0.32444410000000001,null,0.436006]
[0.32444410000000001,null,0.436006]
[0.32444410000000001,null,0.436006]
[0.32444410000000001,null,0.436006]
[0.32444410000000001,null,0.436006]
[0.32444410000000001,null,0.436006]
[0.32444410000000001,null,0.436006]
[0.32444410000000001,null,0.436006]
[0.32444410000000001,null,0.436006]
[0.32444410000000001,null,0.436006]
[0.32444410000000001,null,0.436006]
[0.32444410000000001,null,0.436006]
[0.32437199999999999,null,0.43587939999999997]
[0.32428709999999999,null,0.43575770000000003]
[0.32428709999999999,null,0.43575770000000003]
[0.32428709999999999,null,0.43575770000000003]
[0.32428709999999999,null,0.43562840000000003]
[0.32428709999999999,null,0.43553799999999998]
[0.3241945,null,0.43553799999999998]
[0.3241945,null,0.43553799999999998]
[0.32410309999999998,null,0.43553799999999998]
[0.32410309999999998,null,0.43553799999999998]
[0.32410309999999998,null,0.43553799999999998]
[0.32410309999999998,null,0.43553799999999998]
[0.32410309999999998,null,0.43544080000000002]
[0.32410309999999998,null,0.43544080000000002]
[0.32410309999999998,null,0.43544080000000002]
[0.32410309999999998,null,0.43544080000000002]
[0.32410309999999998,null,0.43544080000000002]
[0.32397740000000003,null,0.43544080000000002]
[0.32397740000000003,null,0.43544080000000002]
[0.32397740000000003,null,0.43544080000000002]
[0.32389259999999997,null,0.43544080000000002]
[0.32389259999999997,null,0.43544080000000002]
[0.32389259999999997,null,0.43544080000000002]
[0.32389259999999997,null,0.43544080000000002]
[0.32389259999999997,null,0.43544080000000002]
[0.32389259999999997,null,0.43544080000000002]
[0.32389259999999997,null,0.43544080000000002]
[0.32389259999999997,null,0.43544080000000002]
[0.32389259999999997,null,0.43544080000000002]
[0.32389259999999997,null,0.43531910000000001]
[0.32389259999999997,null,0.43522870000000002]
[0.32389259999999997,null,0.43522870000000002]
[0.32389250000000003,null,0.43522870000000002]
[0.32382040000000001,null,0.43522870000000002]
[0.32382040000000001,null,0.43497279999999999]
[0.32382040000000001,null,0.43497279999999999]
[0.32382040000000001,null,0.43497279999999999]
[0.32372790000000001,null,0.43497279999999999]
[0.32372790000000001,null,0.43497279999999999]
[0.32372790000000001,null,0.43497279999999999]
[0.32364300000000001,null,0.43497279999999999]
[0.32364300000000001,null,0.43497279999999999]
[0.32364300000000001,null,0.43497279999999999]
[0.32364300000000001,null,0.43497279999999999]
[0.32364300000000001,null,0.43497279999999999]
[0.32364300000000001,null,0.43497279999999999]
[0.32364300000000001,null,0.43497279999999999]
[0.32364300000000001,null,0.43487559999999997]
[0.32351730000000001,null,0.43487559999999997]
[0.32342589999999999,null,0.43487559999999997]
[0.32342589999999999,null,0.43487559999999997]
[0.32342589999999999,null,0.43487559999999997]
[0.32342589999999999,null,0.43487559999999997]
[0.32342589999999999,null,0.43487559999999997]
[0.32342589999999999,null,0.4347491]
[0.32342589999999999,null,0.4347491]
[0.32342589999999999,null,0.43465860000000001]
[0.32334099999999999,null,0.43465860000000001]
[0.32324849999999999,null,0.43465860000000001]
[0.32324849999999999,null,0.43465860000000001]
[0.32324849999999999,null,0.43465860000000001]
[0.32324849999999999,null,0.43465860000000001]
[0.32324849999999999,null,0.43465860000000001]
[0.32317630000000003,null,0.43465860000000001]
[0.32317630000000003,null,0.43465860000000001]
[0.32317630000000003,null,0.43465860000000001]
[0.32317630000000003,null,0.43465860000000001]
[0.32317630000000003,null,0.43452930000000001]
[0.32317630000000003,null,0.43452930000000001]
[0.32317630000000003,null,0.43452930000000001]
[0.32317630000000003,null,0.43440770000000001]
[0.32317630000000003,null,0.43440770000000001]
[0.32317630000000003,null,0.43440770000000001]
[0.32309139999999997,null,0.43440770000000001]
[0.32309139999999997,null,0.43440770000000001]
[0.32309139999999997,null,0.43431049999999999]
[0.32309139999999997,null,0.43431049999999999]
[0.32309139999999997,null,0.43431049999999999]
[0.32309139999999997,null,0.43431049999999999]
[0.32309139999999997,null,0.43431049999999999]
[0.32309139999999997,null,0.43431049999999999]
[0.32309139999999997,null,0.43431049999999999]
[0.32309139999999997,null,0.43431049999999999]
[0.32309139999999997,null,0.43418390000000001]
[0.32296580000000003,null,0.43418390000000001]
[0.32296580000000003,null,0.43418390000000001]
[0.32296580000000003,null,0.43418390000000001]
[0.32296580000000003,null,0.43418390000000001]
[0.32296580000000003,null,0.43418390000000001]
[0.32287320000000003,null,0.43406220000000001]
[0.32287320000000003,null,0.43397180000000002]
[0.32287320000000003,null,0.43397180000000002]
[0.32278829999999997,null,0.43397180000000002]
[0.32278829999999997,null,0.43397180000000002]
[0.32278829999999997,null,0.43397180000000002]
[0.32271620000000001,null,0.4338746]
[0.32271620000000001,null,0.4338746]
[0.32271620000000001,null,0.4338746]
[0.32271620000000001,null,0.4338746]
[0.32271620000000001,null,0.4338746]
[0.32271620000000001,null,0.4338746]
[0.32271620000000001,null,0.4338746]
[0.32271620000000001,null,0.4338746]
[0.32271620000000001,null,0.4338746]
[0.32271620000000001,null,0.4337453]
[0.32271620000000001,null,0.4337453]
[0.32271620000000001,null,0.4337453]
[0.32259060000000001,null,0.4337453]
[0.32259060000000001,null,0.4337453]
[0.32249909999999998,null,0.4337453]
[0.32249909999999998,null,0.4336237]
[0.32249909999999998,null,0.43340659999999998]
[0.32249909999999998,null,0.43340659999999998]
[0.32249909999999998,null,0.43340659999999998]
[0.32249909999999998,null,0.43340659999999998]
[0.32241419999999998,null,0.43340659999999998]
[0.32241419999999998,null,0.43340659999999998]
[0.32241419999999998,null,0.43340659999999998]
[0.32232169999999999,null,0.43340659999999998]
[0.32232169999999999,null,0.43330950000000001]
[0.32232169999999999,null,0.43330950000000001]
[0.32232169999999999,null,0.43330950000000001]
[0.32224950000000002,null,0.43330950000000001]
[0.32224950000000002,null,0.43330950000000001]
[0.32224950000000002,null,0.43330950000000001]
[0.32224950000000002,null,0.43330950000000001]
[0.32224950000000002,null,0.43330950000000001]
[0.32216460000000002,null,0.43330940000000001]
[0.32203900000000002,null,0.43318780000000001]
[0.32203900000000002,null,0.43318780000000001]
[0.32203900000000002,null,0.43309730000000002]
[0.32203900000000002,null,0.43309730000000002]
[0.32203900000000002,null,0.43309730000000002]
[0.32203900000000002,null,0.43296810000000002]
[0.32203900000000002,null,0.43296810000000002]
[0.32203900000000002,null,0.43296810000000002]
[0.32203900000000002,null,0.43284149999999999]
[0.32203900000000002,null,0.43284149999999999]
[0.32203900000000002,null,0.43284149999999999]
[0.32203900000000002,null,0.43284149999999999]
[0.32203900000000002,null,0.43284149999999999]
[0.32203900000000002,null,0.43284149999999999]
[0.32203900000000002,null,0.43284149999999999]
[0.3219669,null,0.43274430000000003]
[0.3219668,null,0.43274430000000003]
[0.3219668,null,0.43274430000000003]
[0.32184119999999999,null,0.43274430000000003]
[0.32184119999999999,null,0.43274430000000003]
[0.3217563,null,0.43274430000000003]
[0.3217563,null,0.43274430000000003]
[0.3216638,null,0.43274430000000003]
[0.3216638,null,0.43274430000000003]
[0.32157229999999998,null,0.43274430000000003]
[0.32157229999999998,null,0.43274430000000003]
[0.32157229999999998,null,0.43262260000000002]
[0.32157229999999998,null,0.43253219999999998]
[0.32157229999999998,null,0.43253219999999998]
[0.32157229999999998,null,0.43253219999999998]
[0.32157229999999998,null,0.43253219999999998]
[0.32157229999999998,null,0.43253219999999998]
[0.32157229999999998,null,0.43253219999999998]
[0.32157229999999998,null,0.4324056]
[0.32157229999999998,null,0.4324056]
[0.32157229999999998,null,0.4324056]
[0.32157229999999998,null,0.4324056]
[0.32157229999999998,null,0.4324056]
[0.32148749999999998,null,0.4324056]
[0.32148739999999998,null,0.4324056]
[0.32148739999999998,null,0.4324056]
[0.32136179999999998,null,0.43230839999999998]
[0.32136179999999998,null,0.43230839999999998]
[0.32136179999999998,null,0.43217909999999998]
[0.32128970000000001,null,0.43217909999999998]
[0.32119710000000001,null,0.43217909999999998]
[0.32119710000000001,null,0.43217909999999998]
[0.32119710000000001,null,0.43217909999999998]
[0.32119710000000001,null,0.43217909999999998]
[0.32119710000000001,null,0.43217909999999998]
[0.32119710000000001,null,0.43205749999999998]
[0.32119710000000001,null,0.43205749999999998]
[0.32119710000000001,null,0.43205749999999998]
[0.32111220000000001,null,0.43196699999999999]
[0.32111220000000001,null,0.43196699999999999]
[0.32111220000000001,null,0.43196699999999999]
[0.32111220000000001,null,0.43196699999999999]
[0.32111220000000001,null,0.43196699999999999]
[0.32111220000000001,null,0.43196699999999999]
[0.32111220000000001,null,0.43196699999999999]
[0.3210208,null,0.43196699999999999]
[0.32089519999999999,null,0.43196699999999999]
[0.32089519999999999,null,0.43196699999999999]
[0.32089519999999999,null,0.43196699999999999]
[0.32080259999999999,null,0.43196699999999999]
[0.32080259999999999,null,0.43196699999999999]
[0.32080259999999999,null,0.43196699999999999]
[0.32080259999999999,null,0.43196699999999999]
[0.32080259999999999,null,0.43196699999999999]
[0.32080259999999999,null,0.43196699999999999]
[0.32080259999999999,null,0.43184040000000001]
[0.32080259999999999,null,0.4317433]
[0.32080259999999999,null,0.4316528]
[0.32071769999999999,null,0.4316528]
[0.32071769999999999,null,0.4316528]
[0.32071769999999999,null,0.4316528]
[0.32071769999999999,null,0.4314019]
[0.32064559999999998,null,0.4314019]
[0.32064559999999998,null,0.4314019]
[0.32064559999999998,null,0.4314019]
[0.32064559999999998,null,0.4314019]
[0.32064559999999998,null,0.4314019]
[0.32064559999999998,null,0.4314019]
[0.32064559999999998,null,0.4314019]
[0.32064559999999998,null,0.4314019]
[0.32064559999999998,null,0.4314019]
[0.32064559999999998,null,0.4314019]
[0.32055299999999998,null,0.4314019]
[0.32042739999999997,null,0.4314019]
[0.32034249999999997,null,0.4314019]
[0.32034249999999997,null,0.4314019]
[0.32034249999999997,null,0.43130469999999999]
[0.32034249999999997,null,0.43130469999999999]
[0.32034249999999997,null,0.43130469999999999]
[0.32034249999999997,null,0.43130469999999999]
[0.32034249999999997,null,0.43117810000000001]
[0.32034249999999997,null,0.43117810000000001]
[0.32034249999999997,null,0.43105650000000001]
[0.32034249999999997,null,0.43105650000000001]
[0.32034249999999997,null,0.43105650000000001]
[0.32034249999999997,null,0.43105640000000001]
[0.32034249999999997,null,0.43105640000000001]
[0.32034249999999997,null,0.43096600000000002]
[0.32034249999999997,null,0.43096600000000002]
[0.32025100000000001,null,0.43096600000000002]
[0.32025100000000001,null,0.43096600000000002]
[0.32025100000000001,null,0.43083670000000002]
[0.32009399999999999,null,0.43083670000000002]
[0.32009399999999999,null,0.43083670000000002]
[0.32009399999999999,null,0.43083670000000002]
[0.32009399999999999,null,0.43083670000000002]
[0.32009399999999999,null,0.43083670000000002]
[0.32009399999999999,null,0.43083670000000002]
[0.32009399999999999,null,0.43083670000000002]
[0.31996839999999999,null,0.43083670000000002]
[0.31987579999999999,null,0.43083670000000002]
[0.31987579999999999,null,0.43083670000000002]
[0.31987579999999999,null,0.43083670000000002]
[0.31987579999999999,null,0.43083670000000002]
[0.31987579999999999,null,0.43083670000000002]
[0.31987579999999999,null,0.43083670000000002]
[0.31987579999999999,null,0.43083670000000002]
[0.31987579999999999,null,0.43083670000000002]
[0.31987579999999999,null,0.43083670000000002]
[0.31987579999999999,null,0.4307395]
[0.31979089999999999,null,0.4307395]
[0.31979089999999999,null,0.4307395]
[0.31979089999999999,null,0.4307395]
[0.31971880000000003,null,0.4307395]
[0.31971880000000003,null,0.4307395]
[0.31971880000000003,null,0.4307395]
[0.31971880000000003,null,0.4307395]
[0.31971880000000003,null,0.43061290000000002]
[0.31971880000000003,null,0.43061290000000002]
[0.31971880000000003,null,0.43040079999999997]
[0.31971880000000003,null,0.43040079999999997]
[0.31971880000000003,null,0.43040079999999997]
[0.31971880000000003,null,0.43040079999999997]
[0.31971880000000003,null,0.43040079999999997]
[0.31971880000000003,null,0.43027159999999998]
[0.31971880000000003,null,0.43027159999999998]
[0.31971880000000003,null,0.43027159999999998]
[0.31971880000000003,null,0.43027159999999998]
[0.31959320000000002,null,0.43027159999999998]
[0.31950060000000002,null,0.43027159999999998]
[0.31941570000000002,null,0.43027159999999998]
[0.31941570000000002,null,0.43027159999999998]
[0.31932430000000001,null,0.43027159999999998]
[0.31932430000000001,null,0.43027159999999998]
[0.31932430000000001,null,0.43027149999999997]
[0.31932430000000001,null,0.43027149999999997]
[0.31932430000000001,null,0.430145]
[0.31932430000000001,null,0.430145]
[0.31932430000000001,null,0.43005450000000001]
[0.31932430000000001,null,0.43005450000000001]
[0.31932430000000001,null,0.43005450000000001]
[0.31932430000000001,null,0.42995729999999999]
[0.31932430000000001,null,0.42995729999999999]
[0.31932430000000001,null,0.42995729999999999]
[0.31932430000000001,null,0.42995729999999999]
[0.31916719999999998,null,0.42995729999999999]
[0.31916719999999998,null,0.42995729999999999]
[0.31907469999999999,null,0.42995729999999999]
[0.31907469999999999,null,0.42983569999999999]
[0.31907469999999999,null,0.42983569999999999]
[0.31907469999999999,null,0.42983569999999999]
[0.31907469999999999,null,0.42983569999999999]
[0.31907469999999999,null,0.42983569999999999]
[0.31907469999999999,null,0.42983569999999999]
[0.31907469999999999,null,0.42983569999999999]
[0.31907469999999999,null,0.42983569999999999]
[0.31907469999999999,null,0.42983569999999999]
[0.31907469999999999,null,0.42983569999999999]
[0.31907469999999999,null,0.42983569999999999]
[0.31907469999999999,null,0.42983569999999999]
[0.31894909999999999,null,0.42957980000000001]
[0.31886419999999999,null,0.42957980000000001]
[0.31886419999999999,null,0.42957980000000001]
[0.31886419999999999,null,0.4293922]
[0.31886419999999999,null,0.4293922]
[0.31886419999999999,null,0.4293922]
[0.31886419999999999,null,0.4293922]
[0.31886419999999999,null,0.4293922]
[0.31886419999999999,null,0.4292705]
[0.31886419999999999,null,0.4292705]
[0.31877159999999999,null,0.4292705]
[0.31877159999999999,null,0.4292705]
[0.31877159999999999,null,0.4292705]
[0.31877159999999999,null,0.4292705]
[0.31877159999999999,null,0.4292705]
[0.31877159999999999,null,0.4292705]
[0.31877159999999999,null,0.4292705]
[0.31877159999999999,null,0.4292705]
[0.31877159999999999,null,0.4292705]
[0.31868669999999999,null,0.4292705]
[0.31859530000000003,null,0.4292705]
[0.31859530000000003,null,0.4292705]
[0.31859530000000003,null,0.4292705]
[0.31859530000000003,null,0.4292705]
[0.31859530000000003,null,0.42918000000000001]
[0.31859530000000003,null,0.42905080000000001]
[0.3185231,null,0.42895359999999999]
[0.3185231,null,0.42895359999999999]
[0.3183975,null,0.42882700000000001]
[0.3183975,null,0.42882700000000001]
[0.3183975,null,0.42882700000000001]
[0.3183975,null,0.42882700000000001]
[0.3183975,null,0.42882700000000001]
[0.3183975,null,0.42882700000000001]
[0.318305,null,0.42882700000000001]
[0.318305,null,0.42882700000000001]
[0.318305,null,0.42882700000000001]
[0.318305,null,0.42882700000000001]
[0.318305,null,0.42882700000000001]
[0.318305,null,0.42882700000000001]
[0.31822010000000001,null,0.42882700000000001]
[0.31822010000000001,null,0.42882700000000001]
[0.31822010000000001,null,0.42882700000000001]
[0.31822010000000001,null,0.42870540000000001]
[0.31822010000000001,null,0.42870540000000001]
[0.31822010000000001,null,0.42861490000000002]
[0.31822010000000001,null,0.42861490000000002]
[0.31822010000000001,null,0.42861490000000002]
[0.31822010000000001,null,0.42861490000000002]
[0.31822010000000001,null,0.42861490000000002]
[0.31822010000000001,null,0.42861490000000002]
[0.31822010000000001,null,0.42861490000000002]
[0.31822010000000001,null,0.42861490000000002]
[0.31822010000000001,null,0.4283884]
[0.31822010000000001,null,0.4283884]
[0.3180944,null,0.4283884]
[0.31802229999999998,null,0.42826189999999997]
[0.31802229999999998,null,0.42826189999999997]
[0.31802229999999998,null,0.42826189999999997]
[0.31793739999999998,null,0.42826189999999997]
[0.31793739999999998,null,0.42826189999999997]
[0.31793739999999998,null,0.42826189999999997]
[0.31793739999999998,null,0.42826189999999997]
[0.31793739999999998,null,0.42826189999999997]
[0.31784479999999998,null,0.42826189999999997]
[0.31784479999999998,null,0.42826189999999997]
[0.31784479999999998,null,0.42826189999999997]
[0.31784479999999998,null,0.42826189999999997]
[0.31784479999999998,null,0.42817139999999998]
[0.31784479999999998,null,0.42817139999999998]
[0.31784479999999998,null,0.42817139999999998]
[0.31784479999999998,null,0.42817139999999998]
[0.31784479999999998,null,0.42817139999999998]
[0.31784479999999998,null,0.42804969999999998]
[0.31784479999999998,null,0.42804969999999998]
[0.31775999999999999,null,0.42804969999999998]
[0.31775999999999999,null,0.42804969999999998]
[0.31775999999999999,null,0.42804969999999998]
[0.31775999999999999,null,0.42804969999999998]
[0.31775989999999998,null,0.42804969999999998]
[0.31775989999999998,null,0.42804969999999998]
[0.31775989999999998,null,0.4277939]
[0.31763429999999998,null,0.4277939]
[0.31763429999999998,null,0.4277939]
[0.31763429999999998,null,0.4277939]
[0.31746960000000002,null,0.4277939]
[0.3173782,null,0.4277939]
[0.3173782,null,0.4277939]
[0.3173782,null,0.42769669999999999]
[0.3173782,null,0.42760619999999999]
[0.3173782,null,0.42760619999999999]
[0.3173782,null,0.42760619999999999]
[0.3173782,null,0.42760619999999999]
[0.3173357,null,0.42760619999999999]
[0.3172933,null,0.42748459999999999]
[0.3172933,null,0.42748459999999999]
[0.3172933,null,0.42748459999999999]
[0.3172933,null,0.42748459999999999]
[0.3172933,null,0.42748459999999999]
[0.3172933,null,0.42748459999999999]
[0.3172933,null,0.42748459999999999]
[0.3172933,null,0.42748459999999999]
[0.3172933,null,0.42748459999999999]
[0.3172933,null,0.42748459999999999]
[0.3172933,null,0.42735800000000002]
[0.3172933,null,0.42735800000000002]
[0.3172933,null,0.42735800000000002]
[0.3172933,null,0.42735800000000002]
[0.3172007,null,0.42735800000000002]
[0.3172007,null,0.42735800000000002]
[0.3172007,null,0.42722870000000002]
[0.3171158,null,0.42722870000000002]
[0.3171158,null,0.42722870000000002]
[0.3169902,null,0.42722870000000002]
[0.3169902,null,0.42713830000000003]
[0.3169902,null,0.42713830000000003]
[0.31691809999999998,null,0.42713830000000003]
[0.31691809999999998,null,0.42713830000000003]
[0.31691809999999998,null,0.42713830000000003]
[0.31691809999999998,null,0.42704110000000001]
[0.31691809999999998,null,0.42704110000000001]
[0.31691809999999998,null,0.42691449999999997]
[0.31691809999999998,null,0.42691449999999997]
[0.31691809999999998,null,0.42691449999999997]
[0.31691809999999998,null,0.42691449999999997]
[0.31691809999999998,null,0.42691449999999997]
[0.31691809999999998,null,0.42691449999999997]
[0.31683319999999998,null,0.42691449999999997]
[0.31670759999999998,null,0.42691449999999997]
[0.31670759999999998,null,0.42679289999999998]
[0.31670759999999998,null,0.42670239999999998]
[0.31670759999999998,null,0.42670239999999998]
[0.31670759999999998,null,0.42670239999999998]
[0.31670749999999998,null,0.42670239999999998]
[0.31670749999999998,null,0.42670239999999998]
[0.31670749999999998,null,0.42670239999999998]
[0.31661499999999998,null,0.42670239999999998]
[0.31661499999999998,null,0.42670239999999998]
[0.31652360000000002,null,0.42670239999999998]
[0.31645139999999999,null,0.42670239999999998]
[0.31645139999999999,null,0.42670239999999998]
[0.31645139999999999,null,0.42670239999999998]
[0.31645139999999999,null,0.42670239999999998]
[0.31645139999999999,null,0.42670239999999998]
[0.31636649999999999,null,0.42660520000000002]
[0.31636649999999999,null,0.42660520000000002]
[0.31636649999999999,null,0.42660520000000002]
[0.31636649999999999,null,0.42634939999999999]
[0.31636649999999999,null,0.42634939999999999]
[0.31624089999999999,null,0.42622769999999999]
[0.31624089999999999,null,0.42622769999999999]
[0.31624089999999999,null,0.42622769999999999]
[0.31624089999999999,null,0.42622769999999999]
[0.31624089999999999,null,0.42622769999999999]
[0.31624089999999999,null,0.42622769999999999]
[0.31624089999999999,null,0.42622769999999999]
[0.31624089999999999,null,0.42622769999999999]
[0.31624089999999999,null,0.42622769999999999]
[0.31624089999999999,null,0.42622769999999999]
[0.31615599999999999,null,0.42622769999999999]
[0.31615599999999999,null,0.42622769999999999]
[0.31615599999999999,null,0.42622769999999999]
[0.31615599999999999,null,0.42622769999999999]
[0.31608380000000003,null,0.42622769999999999]
[0.31608380000000003,null,0.42613719999999999]
[0.31608380000000003,null,0.42613719999999999]
[0.31599129999999997,null,0.42613719999999999]
[0.31599129999999997,null,0.42613719999999999]
[0.31586570000000003,null,0.42613719999999999]
[0.31586570000000003,null,0.42613719999999999]
[0.31578079999999997,null,0.42613719999999999]
[0.31578079999999997,null,0.42588900000000002]
[0.31578079999999997,null,0.42588900000000002]
[0.31578079999999997,null,0.42588900000000002]
[0.31578079999999997,null,0.42588900000000002]
[0.31578079999999997,null,0.4257918]
[0.31578079999999997,null,0.4257918]
[0.31578079999999997,null,0.4257918]
[0.31568930000000001,null,0.4257918]
[0.31568930000000001,null,0.4257918]
[0.31568930000000001,null,0.4257918]
[0.31568930000000001,null,0.4257918]
[0.31560440000000001,null,0.4256625]
[0.31560440000000001,null,0.4256625]
[0.31560440000000001,null,0.4256625]
[0.31560440000000001,null,0.4256625]
[0.31560440000000001,null,0.4256625]
[0.31560440000000001,null,0.4256625]
[0.31560440000000001,null,0.42553600000000003]
[0.31560440000000001,null,0.42553600000000003]
[0.31560440000000001,null,0.42553600000000003]
[0.31560440000000001,null,0.42553600000000003]
[0.31551190000000001,null,0.42553600000000003]
[0.31543969999999999,null,0.42553590000000002]
[0.31535489999999999,null,0.42544549999999998]
[0.31522919999999999,null,0.42544549999999998]
[0.31522919999999999,null,0.42544549999999998]
[0.31522919999999999,null,0.42544549999999998]
[0.31522919999999999,null,0.42544549999999998]
[0.31522919999999999,null,0.42544549999999998]
[0.31522919999999999,null,0.42544549999999998]
[0.31522919999999999,null,0.42544549999999998]
[0.31522919999999999,null,0.42544549999999998]
[0.31522919999999999,null,0.42544549999999998]
[0.31514429999999999,null,0.42534830000000001]
[0.31514429999999999,null,0.42534830000000001]
[0.31514429999999999,null,0.42522169999999998]
[0.31514429999999999,null,0.42522169999999998]
[0.31514429999999999,null,0.42522169999999998]
[0.31514429999999999,null,0.42522169999999998]
[0.31514429999999999,null,0.42522169999999998]
[0.31514429999999999,null,0.42522169999999998]
[0.31514429999999999,null,0.42510009999999998]
[0.31514429999999999,null,0.42510009999999998]
[0.31507220000000002,null,0.42510009999999998]
[0.31507220000000002,null,0.42510009999999998]
[0.31497960000000003,null,0.42510009999999998]
[0.31497960000000003,null,0.42510009999999998]
[0.31497960000000003,null,0.42510009999999998]
[0.31497960000000003,null,0.42510009999999998]
[0.31489470000000003,null,0.42500959999999999]
[0.31476910000000002,null,0.42500959999999999]
[0.31476910000000002,null,0.42488029999999999]
[0.3146777,null,0.42478320000000003]
[0.3146777,null,0.42478320000000003]
[0.3146777,null,0.42478320000000003]
[0.3146777,null,0.42478320000000003]
[0.3146777,null,0.42478320000000003]
[0.3146777,null,0.42478320000000003]
[0.3146777,null,0.42478320000000003]
[0.3146777,null,0.4246566]
[0.3146777,null,0.4246566]
[0.3146777,null,0.42453489999999999]
[0.31452059999999998,null,0.42453489999999999]
[0.31452059999999998,null,0.42453489999999999]
[0.31452059999999998,null,0.4244445]
[0.31452059999999998,null,0.4244445]
[0.31452059999999998,null,0.4244445]
[0.31452059999999998,null,0.4244445]
[0.31442809999999999,null,0.4244445]
[0.31442809999999999,null,0.4244445]
[0.31442809999999999,null,0.4244445]
[0.31442809999999999,null,0.4244445]
[0.31442809999999999,null,0.4244445]
[0.31442809999999999,null,0.4244445]
[0.31442809999999999,null,0.4244445]
[0.31442809999999999,null,0.4244445]
[0.31430249999999998,null,0.4244445]
[0.31430249999999998,null,0.4244445]
[0.31430239999999998,null,0.4244445]
[0.31421759999999999,null,0.4244445]
[0.31421759999999999,null,0.42431790000000003]
[0.31421759999999999,null,0.42431790000000003]
[0.31421759999999999,null,0.42431790000000003]
[0.31421759999999999,null,0.42431790000000003]
[0.31421759999999999,null,0.42431790000000003]
[0.31421759999999999,null,0.42431790000000003]
[0.31421759999999999,null,0.42431790000000003]
[0.31421759999999999,null,0.42431790000000003]
[0.31413269999999999,null,0.42422070000000001]
[0.31406050000000002,null,0.42422070000000001]
[0.31406050000000002,null,0.42422070000000001]
[0.31406050000000002,null,0.42422070000000001]
[0.31406050000000002,null,0.42422070000000001]
[0.31406050000000002,null,0.42413020000000001]
[0.31406050000000002,null,0.42400100000000002]
[0.31406050000000002,null,0.42400100000000002]
[0.31406050000000002,null,0.42400100000000002]
[0.31388310000000003,null,0.42400100000000002]
[0.31388310000000003,null,0.42387930000000001]
[0.31388310000000003,null,0.42387930000000001]
[0.31375750000000002,null,0.42387930000000001]
[0.31375750000000002,null,0.42387930000000001]
[0.31375750000000002,null,0.42387930000000001]
[0.313666,null,0.42387930000000001]
[0.313666,null,0.42387930000000001]
[0.313666,null,0.42387930000000001]
[0.313666,null,0.42387930000000001]
[0.313666,null,0.42387930000000001]
[0.313666,null,0.42375269999999998]
[0.313666,null,0.42375269999999998]
[0.313666,null,0.42375269999999998]
[0.313666,null,0.42375269999999998]
[0.313666,null,0.42365550000000002]
[0.313666,null,0.42365550000000002]
[0.3135811,null,0.42365550000000002]
[0.3135811,null,0.42365550000000002]
[0.3135811,null,0.42365550000000002]
[0.31350899999999998,null,0.42356510000000003]
[0.31350899999999998,null,0.42356510000000003]
[0.31350899999999998,null,0.42356510000000003]
[0.31350899999999998,null,0.42356510000000003]
[0.31350899999999998,null,0.42356510000000003]
[0.31341639999999998,null,0.42356510000000003]
[0.31341639999999998,null,0.42344340000000003]
[0.31329079999999998,null,0.42344340000000003]
[0.31329079999999998,null,0.42344340000000003]
[0.31329079999999998,null,0.42344340000000003]
[0.31320589999999998,null,0.42344340000000003]
[0.31320589999999998,null,0.42344340000000003]
[0.31320589999999998,null,0.42344340000000003]
[0.31320589999999998,null,0.42344340000000003]
[0.31320589999999998,null,0.42344340000000003]
[0.31320589999999998,null,0.42331679999999999]
[0.31320589999999998,null,0.42331679999999999]
[0.31320589999999998,null,0.42331679999999999]
[0.31320589999999998,null,0.4231876]
[0.31320589999999998,null,0.42309039999999998]
[0.31320589999999998,null,0.42309039999999998]
[0.31320589999999998,null,0.42309039999999998]
[0.31312099999999998,null,0.42309039999999998]
[0.31312099999999998,null,0.42309039999999998]
[0.31302849999999999,null,0.42309039999999998]
[0.31293700000000002,null,0.42309039999999998]
[0.3128649,null,0.42309039999999998]
[0.3128649,null,0.42309039999999998]
[0.3128649,null,0.42309039999999998]
[0.3128649,null,0.42309039999999998]
[0.31273919999999999,null,0.42309039999999998]
[0.31273919999999999,null,0.42309039999999998]
[0.31273919999999999,null,0.42309039999999998]
[0.31273919999999999,null,0.42309039999999998]
[0.31273919999999999,null,0.42309039999999998]
[0.31273919999999999,null,0.42299989999999998]
[0.31273919999999999,null,0.42299989999999998]
[0.31273919999999999,null,0.42299989999999998]
[0.31273919999999999,null,0.42299989999999998]
[0.31273919999999999,null,0.42287829999999998]
[0.31273919999999999,null,0.42287829999999998]
[0.31273919999999999,null,0.42287829999999998]
[0.31273919999999999,null,0.42287829999999998]
[0.3126543,null,0.42287829999999998]
[0.3126543,null,0.42274899999999999]
[0.3126543,null,0.42265180000000002]
[0.3126543,null,0.42265180000000002]
[0.3126543,null,0.42252519999999999]
[0.3126543,null,0.42252519999999999]
[0.3126543,null,0.42252519999999999]
[0.31252869999999999,null,0.42252519999999999]
[0.31252869999999999,null,0.42252519999999999]
[0.3124362,null,0.42252519999999999]
[0.31236399999999998,null,0.42252519999999999]
[0.31236399999999998,null,0.42252519999999999]
[0.31236399999999998,null,0.42252519999999999]
[0.31236399999999998,null,0.4224348]
[0.31236399999999998,null,0.4224348]
[0.31236399999999998,null,0.4224348]
[0.31236399999999998,null,0.4224348]
[0.31227909999999998,null,0.4224348]
[0.31227909999999998,null,0.4224348]
[0.31218770000000001,null,0.4224348]
[0.31218770000000001,null,0.4224348]
[0.31218770000000001,null,0.4224348]
[0.31218770000000001,null,0.4224348]
[0.31218770000000001,null,0.4224348]
[0.31218770000000001,null,0.4224348]
[0.31218770000000001,null,0.42230820000000002]
[0.31218770000000001,null,0.42230820000000002]
[0.31218770000000001,null,0.42230820000000002]
[0.31218770000000001,null,0.42230820000000002]
[0.31218770000000001,null,0.42230820000000002]
[0.31211549999999999,null,0.42230820000000002]
[0.31198989999999999,null,0.42230820000000002]
[0.31198989999999999,null,0.42230820000000002]
[0.31198989999999999,null,0.42218650000000002]
[0.31189729999999999,null,0.42218650000000002]
[0.31181249999999999,null,0.42218650000000002]
[0.31181249999999999,null,0.42196280000000003]
[0.31181249999999999,null,0.42174299999999998]
[0.31181249999999999,null,0.42174299999999998]
[0.31181249999999999,null,0.42174299999999998]
[0.31181249999999999,null,0.42174299999999998]
[0.31181249999999999,null,0.42174299999999998]
[0.31181249999999999,null,0.42174299999999998]
[0.31181249999999999,null,0.42174299999999998]
[0.31181239999999999,null,0.42174299999999998]
[0.31181239999999999,null,0.42174299999999998]
[0.31181239999999999,null,0.42174299999999998]
[0.31181239999999999,null,0.42174299999999998]
[0.31172759999999999,null,0.42174299999999998]
[0.31172759999999999,null,0.42174299999999998]
[0.31160189999999999,null,0.42174299999999998]
[0.31160189999999999,null,0.42174299999999998]
[0.31143720000000003,null,0.42174299999999998]
[0.31143720000000003,null,0.42174299999999998]
[0.31143720000000003,null,0.42174299999999998]
[0.31143720000000003,null,0.42174299999999998]
[0.31143720000000003,null,0.42174299999999998]
[0.31143720000000003,null,0.42174299999999998]
[0.31143720000000003,null,0.42174299999999998]
[0.31143720000000003,null,0.42174299999999998]
[0.31143720000000003,null,0.42174299999999998]
[0.31143720000000003,null,0.42174299999999998]
[0.31143720000000003,null,0.4216164]
[0.31143720000000003,null,0.42148720000000001]
[0.31143720000000003,null,0.42139670000000001]
[0.31143720000000003,null,0.42139670000000001]
[0.31143720000000003,null,0.42129949999999999]
[0.31143720000000003,null,0.42129949999999999]
[0.31143720000000003,null,0.42129949999999999]
[0.31143720000000003,null,0.42117789999999999]
[0.31143720000000003,null,0.42117789999999999]
[0.31135230000000003,null,0.42117789999999999]
[0.31122670000000002,null,0.42117789999999999]
[0.31122670000000002,null,0.42117789999999999]
[0.31122670000000002,null,0.42117789999999999]
[0.31104270000000001,null,0.42117789999999999]
[0.31104270000000001,null,0.42117789999999999]
[0.31104270000000001,null,0.42117789999999999]
[0.31104270000000001,null,0.42117789999999999]
[0.31097059999999999,null,0.42117789999999999]
[0.31088569999999999,null,0.42117789999999999]
[0.31088569999999999,null,0.42105130000000002]
[0.31088569999999999,null,0.42105130000000002]
[0.31088569999999999,null,0.42105130000000002]
[0.31088569999999999,null,0.42105130000000002]
[0.31088569999999999,null,0.42105130000000002]
[0.31088569999999999,null,0.42105130000000002]
[0.31088569999999999,null,0.4209541]
[0.31079309999999999,null,0.4209541]
[0.31079309999999999,null,0.4209541]
[0.31079309999999999,null,0.4209541]
[0.31079309999999999,null,0.42086370000000001]
[0.31079309999999999,null,0.420742]
[0.31066749999999999,null,0.42061539999999997]
[0.31066749999999999,null,0.42061539999999997]
[0.31066749999999999,null,0.42061539999999997]
[0.31066749999999999,null,0.42061539999999997]
[0.31066749999999999,null,0.42061539999999997]
[0.31066749999999999,null,0.42061539999999997]
[0.31058259999999999,null,0.42048609999999997]
[0.31058259999999999,null,0.42048609999999997]
[0.31058259999999999,null,0.42048609999999997]
[0.31058259999999999,null,0.42048609999999997]
[0.31058259999999999,null,0.42048609999999997]
[0.31045699999999998,null,0.42048609999999997]
[0.31045699999999998,null,0.42048609999999997]
[0.31045699999999998,null,0.42048609999999997]
[0.31038480000000002,null,0.4203595]
[0.31038480000000002,null,0.4203595]
[0.31038480000000002,null,0.42026239999999998]
[0.31038480000000002,null,0.42026239999999998]
[0.31038480000000002,null,0.42026239999999998]
[0.31029230000000002,null,0.42026239999999998]
[0.31029230000000002,null,0.42026239999999998]
[0.31029230000000002,null,0.42017189999999999]
[0.3101159,null,0.42017189999999999]
[0.3101159,null,0.42017189999999999]
[0.3101159,null,0.42017189999999999]
[0.3101159,null,0.42017189999999999]
[0.3101159,null,0.42017189999999999]
[0.3101159,null,0.42005029999999999]
[0.3101159,null,0.42005029999999999]
[0.3101159,null,0.41992370000000001]
[0.3101159,null,0.41992370000000001]
[0.3101159,null,0.41992370000000001]
[0.3101159,null,0.41992370000000001]
[0.3101159,null,0.41992370000000001]
[0.3099903,null,0.41992370000000001]
[0.3099903,null,0.41992370000000001]
[0.30991819999999998,null,0.41992370000000001]
[0.30991819999999998,null,0.41992370000000001]
[0.30991819999999998,null,0.41992370000000001]
[0.30991819999999998,null,0.41979440000000001]
[0.30991819999999998,null,0.41970390000000002]
[0.30982559999999998,null,0.41970390000000002]
[0.30982559999999998,null,0.41970390000000002]
[0.30982559999999998,null,0.41970390000000002]
[0.30982559999999998,null,0.41970390000000002]
[0.30982559999999998,null,0.41970390000000002]
[0.30982559999999998,null,0.41970390000000002]
[0.30982559999999998,null,0.41970390000000002]
[0.30982559999999998,null,0.41970390000000002]
[0.30982559999999998,null,0.41957739999999999]
[0.30982559999999998,null,0.41957729999999999]
[0.30974069999999998,null,0.41945569999999999]
[0.30974069999999998,null,0.41945569999999999]
[0.30974069999999998,null,0.41935850000000002]
[0.30961509999999998,null,0.41935850000000002]
[0.30961509999999998,null,0.41935850000000002]
[0.30961509999999998,null,0.41935850000000002]
[0.30952360000000001,null,0.41935850000000002]
[0.30952360000000001,null,0.41935850000000002]
[0.30952360000000001,null,0.41935850000000002]
[0.30952360000000001,null,0.41935850000000002]
[0.30952360000000001,null,0.41926809999999998]
[0.30952360000000001,null,0.41926809999999998]
[0.30952360000000001,null,0.41926809999999998]
[0.30952360000000001,null,0.41926809999999998]
[0.30936659999999999,null,0.41926809999999998]
[0.3092741,null,0.41926809999999998]
[0.3092741,null,0.41926809999999998]
[0.3092741,null,0.41926809999999998]
[0.3092741,null,0.4191415]
[0.3092741,null,0.4191415]
[0.3092741,null,0.4191415]
[0.3092741,null,0.4191415]
[0.3092741,null,0.4191415]
[0.3092741,null,0.4190122]
[0.30914839999999999,null,0.4190122]
[0.30914839999999999,null,0.4190122]
[0.30914839999999999,null,0.4190122]
[0.30914839999999999,null,0.4190122]
[0.30914839999999999,null,0.4190122]
[0.30914839999999999,null,0.41891499999999998]
[0.30914839999999999,null,0.41891499999999998]
[0.30914839999999999,null,0.41891499999999998]
[0.30914839999999999,null,0.41879339999999998]
[0.30914839999999999,null,0.41879339999999998]
[0.30914839999999999,null,0.41870289999999999]
[0.30914839999999999,null,0.41870289999999999]
[0.30914839999999999,null,0.41870289999999999]
[0.30914839999999999,null,0.41870289999999999]
[0.30914839999999999,null,0.41870289999999999]
[0.30906349999999999,null,0.41857630000000001]
[0.30906349999999999,null,0.41857630000000001]
[0.30893789999999999,null,0.41857630000000001]
[0.30884539999999999,null,0.41857630000000001]
[0.30875390000000003,null,0.41857630000000001]
[0.30868180000000001,null,0.41857630000000001]
[0.30868180000000001,null,0.41857630000000001]
[0.30868180000000001,null,0.41857630000000001]
[0.30868180000000001,null,0.41857630000000001]
[0.30868180000000001,null,0.41857630000000001]
[0.30868180000000001,null,0.41857630000000001]
[0.30868180000000001,null,0.41857630000000001]
[0.30868180000000001,null,0.41857630000000001]
[0.30868180000000001,null,0.41844700000000001]
[0.30868180000000001,null,0.41844700000000001]
[0.30859690000000001,null,0.41844700000000001]
[0.30859690000000001,null,0.41835660000000002]
[0.30859690000000001,null,0.41835660000000002]
[0.30859690000000001,null,0.41835660000000002]
[0.30859690000000001,null,0.4182594]
[0.30859690000000001,null,0.4182594]
[0.30859690000000001,null,0.4182594]
[0.30859690000000001,null,0.4182594]
[0.30859690000000001,null,0.4182594]
[0.30859690000000001,null,0.41813280000000003]
[0.3084712,null,0.41813280000000003]
[0.3084712,null,0.41813280000000003]
[0.3084712,null,0.41801120000000003]
[0.30837870000000001,null,0.41801120000000003]
[0.30837870000000001,null,0.41801120000000003]
[0.30830649999999998,null,0.41801120000000003]
[0.30830649999999998,null,0.41801120000000003]
[0.30830649999999998,null,0.41801120000000003]
[0.30830649999999998,null,0.41801120000000003]
[0.30818089999999998,null,0.41801120000000003]
[0.30818089999999998,null,0.41792069999999998]
[0.30818089999999998,null,0.41792069999999998]
[0.30809599999999998,null,0.41792069999999998]
[0.30809599999999998,null,0.41792069999999998]
[0.30809599999999998,null,0.41792069999999998]
[0.30809599999999998,null,0.41792069999999998]
[0.30809599999999998,null,0.41792069999999998]
[0.30809599999999998,null,0.41792069999999998]
[0.30809599999999998,null,0.41782350000000001]
[0.30800349999999999,null,0.41782350000000001]
[0.30800349999999999,null,0.41782350000000001]
[0.30800349999999999,null,0.41769689999999998]
[0.30800349999999999,null,0.41756769999999999]
[0.30791200000000002,null,0.41756769999999999]
[0.30791200000000002,null,0.41756769999999999]
[0.30791200000000002,null,0.41756769999999999]
[0.30791200000000002,null,0.41756769999999999]
[0.30782710000000002,null,0.41756769999999999]
[0.30782710000000002,null,0.41756769999999999]
[0.307755,null,0.41735559999999999]
[0.3076294,null,0.41735549999999999]
[0.3076294,null,0.41735549999999999]
[0.3076294,null,0.41735549999999999]
[0.3076294,null,0.41722900000000002]
[0.3076294,null,0.41722900000000002]
[0.3076294,null,0.41722900000000002]
[0.3076294,null,0.41722900000000002]
[0.3076294,null,0.41722900000000002]
[0.3076294,null,0.41722900000000002]
[0.3075368,null,0.41722900000000002]
[0.3075368,null,0.4171318]
[0.3074519,null,0.4171318]
[0.3074519,null,0.4171318]
[0.3074519,null,0.4171318]
[0.3074519,null,0.4171318]
[0.3074519,null,0.4170413]
[0.3074519,null,0.4170413]
[0.3074519,null,0.4170413]
[0.3073263,null,0.4169197]
[0.3073263,null,0.4169197]
[0.3073263,null,0.4169197]
[0.30725409999999997,null,0.4169197]
[0.30725409999999997,null,0.41679310000000003]
[0.30725409999999997,null,0.41679310000000003]
[0.30725409999999997,null,0.41679310000000003]
[0.30725409999999997,null,0.41679310000000003]
[0.30716159999999998,null,0.41679310000000003]
[0.30707669999999998,null,0.41679310000000003]
[0.30707669999999998,null,0.41679310000000003]
[0.30707669999999998,null,0.41679310000000003]
[0.30707669999999998,null,0.41679310000000003]
[0.30707669999999998,null,0.41669590000000001]
[0.30707669999999998,null,0.41643999999999998]
[0.30698530000000002,null,0.41643999999999998]
[0.30698530000000002,null,0.41643999999999998]
[0.30698530000000002,null,0.41643999999999998]
[0.30685960000000001,null,0.41643999999999998]
[0.30685960000000001,null,0.41643999999999998]
[0.30685960000000001,null,0.41643999999999998]
[0.30685960000000001,null,0.41634959999999999]
[0.30685960000000001,null,0.41634959999999999]
[0.30685960000000001,null,0.41634959999999999]
[0.30685960000000001,null,0.41634959999999999]
[0.30678749999999999,null,0.41634959999999999]
[0.30678749999999999,null,0.41622789999999998]
[0.30678749999999999,null,0.41622789999999998]
[0.30678749999999999,null,0.41622789999999998]
[0.30678749999999999,null,0.41610140000000001]
[0.30669489999999999,null,0.41610140000000001]
[0.30669489999999999,null,0.41610140000000001]
[0.30669489999999999,null,0.41610140000000001]
[0.30669489999999999,null,0.41610140000000001]
[0.30660999999999999,null,0.41610140000000001]
[0.30648439999999999,null,0.41610140000000001]
[0.30648439999999999,null,0.41610130000000001]
[0.30648439999999999,null,0.41610130000000001]
[0.30648439999999999,null,0.41610130000000001]
[0.30648439999999999,null,0.41597479999999998]
[0.30648439999999999,null,0.41588429999999998]
[0.30648439999999999,null,0.41588429999999998]
[0.30648439999999999,null,0.41588429999999998]
[0.30641230000000003,null,0.41588429999999998]
[0.30641230000000003,null,0.41588429999999998]
[0.30641230000000003,null,0.41578710000000002]
[0.30641230000000003,null,0.41578710000000002]
[0.30641230000000003,null,0.41566550000000002]
[0.30641230000000003,null,0.41566550000000002]
[0.30632740000000003,null,0.41566550000000002]
[0.30632740000000003,null,0.41566550000000002]
[0.30632740000000003,null,0.41566550000000002]
[0.30632740000000003,null,0.41566550000000002]
[0.30614340000000001,null,0.41566550000000002]
[0.30614340000000001,null,0.41566550000000002]
[0.30614340000000001,null,0.41566550000000002]
[0.30614340000000001,null,0.41566550000000002]
[0.30614340000000001,null,0.41566550000000002]
[0.30614340000000001,null,0.41566550000000002]
[0.30614340000000001,null,0.41553889999999999]
[0.30614340000000001,null,0.41540959999999999]
[0.30614340000000001,null,0.41540959999999999]
[0.3060177,null,0.41540959999999999]
[0.3060177,null,0.41540959999999999]
[0.3060177,null,0.41540959999999999]
[0.3060177,null,0.41540959999999999]
[0.30592520000000001,null,0.4153192]
[0.30576819999999999,null,0.4153192]
[0.30576819999999999,null,0.4153192]
[0.30576819999999999,null,0.4153192]
[0.30576819999999999,null,0.4153191]
[0.30576819999999999,null,0.4153191]
[0.30576819999999999,null,0.41522199999999998]
[0.30576819999999999,null,0.41510029999999998]
[0.30576809999999999,null,0.41510029999999998]
[0.30576809999999999,null,0.41510029999999998]
[0.30576809999999999,null,0.41510029999999998]
[0.30576809999999999,null,0.41510029999999998]
[0.30576809999999999,null,0.4149737]
[0.30576809999999999,null,0.4149737]
[0.30564249999999998,null,0.4149737]
[0.30546509999999999,null,0.4149737]
[0.30546509999999999,null,0.4149737]
[0.30546509999999999,null,0.4149737]
[0.30546509999999999,null,0.4149737]
[0.30539290000000002,null,0.4149737]
[0.30539290000000002,null,0.4149737]
[0.30539290000000002,null,0.4149737]
[0.30539290000000002,null,0.4149737]
[0.30539290000000002,null,0.4149737]
[0.30539290000000002,null,0.4149737]
[0.30539290000000002,null,0.4149737]
[0.30530040000000003,null,0.4149737]
[0.30517480000000002,null,0.41484710000000002]
[0.3050833,null,0.41475669999999998]
[0.3050833,null,0.41475669999999998]
[0.3050833,null,0.41475669999999998]
[0.3050833,null,0.41475669999999998]
[0.3050833,null,0.41475669999999998]
[0.3050833,null,0.41465950000000001]
[0.3050833,null,0.41465950000000001]
[0.3050833,null,0.41465950000000001]
[0.3050833,null,0.41465950000000001]
[0.3050833,null,0.41440860000000002]
[0.3049984,null,0.41440860000000002]
[0.3049984,null,0.41440860000000002]
[0.3049984,null,0.41428199999999998]
[0.3049984,null,0.41428199999999998]
[0.3049984,null,0.41428199999999998]
[0.30490590000000001,null,0.41428199999999998]
[0.3047802,null,0.41428199999999998]
[0.3047802,null,0.41428199999999998]
[0.30470809999999998,null,0.41428199999999998]
[0.30470809999999998,null,0.41428199999999998]
[0.30470809999999998,null,0.41428199999999998]
[0.30470809999999998,null,0.41428199999999998]
[0.30470809999999998,null,0.41428199999999998]
[0.30470809999999998,null,0.41428199999999998]
[0.30470809999999998,null,0.41428199999999998]
[0.30470809999999998,null,0.41419149999999999]
[0.30470809999999998,null,0.41419149999999999]
[0.30470809999999998,null,0.41419149999999999]
[0.30462319999999998,null,0.41419149999999999]
[0.30462319999999998,null,0.41419149999999999]
[0.30462319999999998,null,0.41419149999999999]
[0.30462319999999998,null,0.41419149999999999]
[0.30462319999999998,null,0.41406490000000001]
[0.30453059999999998,null,0.4139678]
[0.30453059999999998,null,0.4139678]
[0.30453059999999998,null,0.4139678]
[0.30443920000000002,null,0.4139678]
[0.30431360000000002,null,0.41384609999999999]
[0.3042414,null,0.41384609999999999]
[0.3042414,null,0.41384609999999999]
[0.3042414,null,0.41384609999999999]
[0.3042414,null,0.41384609999999999]
[0.3042414,null,0.41384609999999999]
[0.3042414,null,0.41384609999999999]
[0.3042414,null,0.41371950000000002]
[0.3042414,null,0.41371950000000002]
[0.3042414,null,0.41371950000000002]
[0.3042414,null,0.41371950000000002]
[0.3042414,null,0.41359030000000002]
[0.3042414,null,0.41359030000000002]
[0.3042414,null,0.41349979999999997]
[0.3042414,null,0.41349979999999997]
[0.3042414,null,0.41349979999999997]
[0.3042414,null,0.41349979999999997]
[0.3042414,null,0.41349979999999997]
[0.3042414,null,0.41349979999999997]
[0.3041565,null,0.41349979999999997]
[0.3039384,null,0.41349979999999997]
[0.3039384,null,0.41349979999999997]
[0.3039384,null,0.41349979999999997]
[0.3039384,null,0.41349979999999997]
[0.3039384,null,0.41349979999999997]
[0.3039384,null,0.41349979999999997]
[0.30386619999999998,null,0.41337810000000003]
[0.30386619999999998,null,0.41337810000000003]
[0.30386619999999998,null,0.4132516]
[0.30386619999999998,null,0.41315439999999998]
[0.30386619999999998,null,0.41315439999999998]
[0.30386619999999998,null,0.41315439999999998]
[0.30377369999999998,null,0.41315439999999998]
[0.30377359999999998,null,0.41315439999999998]
[0.30364799999999997,null,0.41315439999999998]
[0.30364799999999997,null,0.41315439999999998]
[0.30356309999999997,null,0.41306389999999998]
[0.30356309999999997,null,0.41306389999999998]
[0.30347170000000001,null,0.41306389999999998]
[0.30347170000000001,null,0.41306389999999998]
[0.30347170000000001,null,0.41306389999999998]
[0.30347170000000001,null,0.41306389999999998]
[0.30347170000000001,null,0.41293459999999998]
[0.30347170000000001,null,0.41293459999999998]
[0.30339949999999999,null,0.41280810000000001]
[0.30339949999999999,null,0.41280810000000001]
[0.30339949999999999,null,0.41280810000000001]
[0.30339949999999999,null,0.41280810000000001]
[0.30339949999999999,null,0.41280810000000001]
[0.30339949999999999,null,0.41280810000000001]
[0.30339949999999999,null,0.41280810000000001]
[0.30339949999999999,null,0.41280810000000001]
[0.30339949999999999,null,0.41280810000000001]
[0.30339949999999999,null,0.41280810000000001]
[0.30331459999999999,null,0.41271089999999999]
[0.30331459999999999,null,0.41271089999999999]
[0.30322209999999999,null,0.41271089999999999]
[0.30322209999999999,null,0.41258430000000001]
[0.30309649999999999,null,0.41246260000000001]
[0.30309649999999999,null,0.41246260000000001]
[0.30309649999999999,null,0.41246260000000001]
[0.30309649999999999,null,0.41246260000000001]
[0.30302430000000002,null,0.41237220000000002]
[0.30302430000000002,null,0.41237220000000002]
[0.30302430000000002,null,0.41237220000000002]
[0.30302430000000002,null,0.41237220000000002]
[0.30302430000000002,null,0.41237220000000002]
[0.30302430000000002,null,0.41237220000000002]
[0.30293940000000003,null,0.41237220000000002]
[0.30293940000000003,null,0.41237220000000002]
[0.30293940000000003,null,0.41224559999999999]
[0.30284689999999997,null,0.41224559999999999]
[0.30284689999999997,null,0.41224559999999999]
[0.30284689999999997,null,0.41224559999999999]
[0.30284689999999997,null,0.41224559999999999]
[0.30275540000000001,null,0.41224559999999999]
[0.30275540000000001,null,0.41211629999999999]
[0.30275540000000001,null,0.41211629999999999]
[0.30275540000000001,null,0.41211629999999999]
[0.30275540000000001,null,0.41211629999999999]
[0.30275540000000001,null,0.41211629999999999]
[0.30275540000000001,null,0.41211629999999999]
[0.30275540000000001,null,0.41192869999999998]
[0.30275540000000001,null,0.4118021]
[0.30275540000000001,null,0.4118021]
[0.30267050000000001,null,0.4118021]
[0.30267050000000001,null,0.4118021]
[0.30254490000000001,null,0.4118021]
[0.30247279999999999,null,0.4118021]
[0.30247279999999999,null,0.4116805]
[0.30247279999999999,null,0.4116804]
[0.30247279999999999,null,0.4116804]
[0.30238019999999999,null,0.4116804]
[0.30238019999999999,null,0.4116804]
[0.30238019999999999,null,0.4116804]
[0.30238019999999999,null,0.4116804]
[0.30238019999999999,null,0.4116804]
[0.30238019999999999,null,0.4116804]
[0.30238019999999999,null,0.41159000000000001]
[0.30238019999999999,null,0.41159000000000001]
[0.30238019999999999,null,0.41146339999999998]
[0.30238019999999999,null,0.41146339999999998]
[0.30238019999999999,null,0.41146339999999998]
[0.30228880000000002,null,0.41146339999999998]
[0.302091,null,0.41146339999999998]
[0.302091,null,0.41146339999999998]
[0.302091,null,0.41146339999999998]
[0.302091,null,0.41146339999999998]
[0.302091,null,0.41146339999999998]
[0.3019984,null,0.41146339999999998]
[0.3019984,null,0.41146339999999998]
[0.3019135,null,0.41146339999999998]
[0.3019135,null,0.41146339999999998]
[0.3019135,null,0.41146339999999998]
[0.3019135,null,0.41146339999999998]
[0.3019135,null,0.41146339999999998]
[0.3019135,null,0.41136620000000002]
[0.3019135,null,0.41114919999999999]
[0.30184139999999998,null,0.41114919999999999]
[0.30184139999999998,null,0.41114919999999999]
[0.30184139999999998,null,0.41114919999999999]
[0.30171579999999998,null,0.41102749999999999]
[0.30171579999999998,null,0.41102749999999999]
[0.30171579999999998,null,0.41089829999999999]
[0.30171579999999998,null,0.41089829999999999]
[0.30162319999999998,null,0.41089829999999999]
[0.30162319999999998,null,0.41089829999999999]
[0.30162319999999998,null,0.41089829999999999]
[0.30153829999999998,null,0.41089819999999999]
[0.30153829999999998,null,0.41089819999999999]
[0.30153829999999998,null,0.41089819999999999]
[0.30153829999999998,null,0.41089819999999999]
[0.30153829999999998,null,0.41089819999999999]
[0.30153829999999998,null,0.41089819999999999]
[0.30153829999999998,null,0.41089819999999999]
[0.30153829999999998,null,0.41089819999999999]
[0.30141269999999998,null,0.41089819999999999]
[0.30141269999999998,null,0.41089819999999999]
[0.30141269999999998,null,0.4108078]
[0.30141269999999998,null,0.4108078]
[0.30141269999999998,null,0.4108078]
[0.30141269999999998,null,0.41068120000000002]
[0.30134050000000001,null,0.41068120000000002]
[0.3011566,null,0.41068120000000002]
[0.3011566,null,0.41068120000000002]
[0.3011566,null,0.41068120000000002]
[0.3011566,null,0.41055950000000002]
[0.3010717,null,0.41055950000000002]
[0.3010717,null,0.41043030000000003]
[0.3010717,null,0.41043030000000003]
[0.3010717,null,0.41033310000000001]
[0.3010717,null,0.41033310000000001]
[0.3010717,null,0.41033310000000001]
[0.30094599999999999,null,0.41033310000000001]
[0.30094599999999999,null,0.41033310000000001]
[0.30094599999999999,null,0.41033310000000001]
[0.30094599999999999,null,0.41033310000000001]
[0.30094599999999999,null,0.41033310000000001]
[0.30094599999999999,null,0.41033310000000001]
[0.30094599999999999,null,0.41020649999999997]
[0.30087390000000003,null,0.41020649999999997]
[0.30078899999999997,null,0.41011599999999998]
[0.30078899999999997,null,0.41011599999999998]
[0.30078899999999997,null,0.41011599999999998]
[0.30078899999999997,null,0.41011599999999998]
[0.30078899999999997,null,0.41011599999999998]
[0.30069639999999997,null,0.41011599999999998]
[0.30069639999999997,null,0.41011599999999998]
[0.30069639999999997,null,0.41011599999999998]
[0.30069639999999997,null,0.41011599999999998]
[0.30069639999999997,null,0.41011599999999998]
[0.30069639999999997,null,0.41011599999999998]
[0.30069639999999997,null,0.40989720000000002]
[0.30053279999999999,null,0.40989720000000002]
[0.30053279999999999,null,0.40989720000000002]
[0.30053279999999999,null,0.40989720000000002]
[0.30040719999999999,null,0.40989720000000002]
[0.30040719999999999,null,0.40989720000000002]
[0.30031469999999999,null,0.40977059999999998]
[0.30031469999999999,null,0.40977059999999998]
[0.30031469999999999,null,0.40977059999999998]
[0.30031469999999999,null,0.40977059999999998]
[0.30022979999999999,null,0.40977059999999998]
[0.30022979999999999,null,0.40964139999999999]
[0.30022979999999999,null,0.4095509]
[0.30022979999999999,null,0.4095509]
[0.30022979999999999,null,0.4095509]
[0.30022979999999999,null,0.4095509]
[0.30022979999999999,null,0.4095509]
[0.30013719999999999,null,0.4095509]
[0.30013719999999999,null,0.40942430000000002]
[0.30001159999999999,null,0.40942430000000002]
[0.30001159999999999,null,0.40942430000000002]
[0.30001159999999999,null,0.40942430000000002]
[0.30001159999999999,null,0.40942430000000002]
[0.30001159999999999,null,0.40942430000000002]
[0.30001159999999999,null,0.40942430000000002]
[0.30001159999999999,null,0.40942430000000002]
[0.29992669999999999,null,0.40942430000000002]
[0.29992669999999999,null,0.40942430000000002]
[0.29992669999999999,null,0.40942430000000002]
[0.29992669999999999,null,0.40942430000000002]
[0.29985460000000003,null,0.40942430000000002]
[0.29972890000000002,null,0.40942430000000002]
[0.29972890000000002,null,0.4092055]
[0.2996375,null,0.4092055]
[0.2996375,null,0.40911500000000001]
[0.2996375,null,0.40911500000000001]
[0.2996375,null,0.40898839999999997]
[0.2996375,null,0.40898839999999997]
[0.2996375,null,0.40898839999999997]
[0.2995449,null,0.40898839999999997]
[0.2995449,null,0.40898839999999997]
[0.2995449,null,0.40885919999999998]
[0.2995449,null,0.40885919999999998]
[0.2995449,null,0.40885919999999998]
[0.2993344,null,0.40885919999999998]
[0.2993344,null,0.40885919999999998]
[0.2993344,null,0.4087326]
[0.2993344,null,0.4087326]
[0.2993344,null,0.4087326]
[0.29926229999999998,null,0.4087326]
[0.29926229999999998,null,0.4087326]
[0.29926229999999998,null,0.4087326]
[0.29926229999999998,null,0.4087326]
[0.29926229999999998,null,0.4087326]
[0.29926229999999998,null,0.4087326]
[0.29926229999999998,null,0.4087326]
[0.29926229999999998,null,0.4087326]
[0.29926229999999998,null,0.4087326]
[0.29926229999999998,null,0.4087326]
[0.29916969999999998,null,0.4087326]
[0.29916969999999998,null,0.4087326]
[0.29916969999999998,null,0.4087326]
[0.29904409999999998,null,0.40864210000000001]
[0.29895919999999998,null,0.40864210000000001]
[0.29895919999999998,null,0.40864210000000001]
[0.29895919999999998,null,0.40864210000000001]
[0.29895919999999998,null,0.40864210000000001]
[0.29895919999999998,null,0.40864210000000001]
[0.29895919999999998,null,0.40851549999999998]
[0.29895919999999998,null,0.40851549999999998]
[0.29895919999999998,null,0.40851549999999998]
[0.29888700000000001,null,0.40838619999999998]
[0.29888700000000001,null,0.40838619999999998]
[0.29876140000000001,null,0.40838619999999998]
[0.29866999999999999,null,0.40838619999999998]
[0.29866999999999999,null,0.40838619999999998]
[0.29866999999999999,null,0.40838619999999998]
[0.29866999999999999,null,0.40838619999999998]
[0.29866999999999999,null,0.40838619999999998]
[0.29857739999999999,null,0.40838619999999998]
[0.29857739999999999,null,0.40828910000000002]
[0.29849249999999999,null,0.40816740000000001]
[0.29849249999999999,null,0.40816740000000001]
[0.29849249999999999,null,0.40816740000000001]
[0.29849249999999999,null,0.40804079999999998]
[0.29849249999999999,null,0.40804079999999998]
[0.29849249999999999,null,0.40795039999999999]
[0.29849249999999999,null,0.40795039999999999]
[0.29849249999999999,null,0.40795039999999999]
[0.29849249999999999,null,0.40795039999999999]
[0.29849249999999999,null,0.40795039999999999]
[0.29849249999999999,null,0.40795039999999999]
[0.2984,null,0.40795039999999999]
[0.2984,null,0.40795039999999999]
[0.29832779999999998,null,0.40795039999999999]
[0.29832779999999998,null,0.40795039999999999]
[0.29832779999999998,null,0.40795039999999999]
[0.29832779999999998,null,0.40795039999999999]
[0.29820219999999997,null,0.40795039999999999]
[0.29820219999999997,null,0.40782380000000001]
[0.29820219999999997,null,0.40782380000000001]
[0.29820219999999997,null,0.40782380000000001]
[0.29820219999999997,null,0.40782380000000001]
[0.29811729999999997,null,0.40782380000000001]
[0.29811729999999997,null,0.40782380000000001]
[0.29811729999999997,null,0.40782380000000001]
[0.29811729999999997,null,0.40760400000000002]
[0.29802590000000001,null,0.40760400000000002]
[0.29802590000000001,null,0.40760400000000002]
[0.29802590000000001,null,0.40748240000000002]
[0.29795369999999999,null,0.40748240000000002]
[0.29795369999999999,null,0.4073852]
[0.29786119999999999,null,0.4073852]
[0.29786119999999999,null,0.4073852]
[0.29786119999999999,null,0.4073852]
[0.29786119999999999,null,0.4073852]
[0.29773549999999999,null,0.4073852]
[0.29773549999999999,null,0.40725860000000003]
[0.29765069999999999,null,0.40725860000000003]
[0.29765059999999999,null,0.40725860000000003]
[0.29765059999999999,null,0.40725860000000003]
[0.29765059999999999,null,0.40725860000000003]
[0.29765059999999999,null,0.40725860000000003]
[0.29765059999999999,null,0.40725860000000003]
[0.29765059999999999,null,0.40725860000000003]
[0.29765059999999999,null,0.40725860000000003]
[0.29765059999999999,null,0.40725860000000003]
[0.29765059999999999,null,0.40725860000000003]
[0.29765059999999999,null,0.40725860000000003]
[0.29765059999999999,null,0.40725860000000003]
[0.29755809999999999,null,0.40725860000000003]
[0.29748590000000003,null,0.40725860000000003]
[0.29748590000000003,null,0.40725860000000003]
[0.29748590000000003,null,0.40725860000000003]
[0.29748590000000003,null,0.40716819999999998]
[0.29736030000000002,null,0.40716819999999998]
[0.29736030000000002,null,0.40716819999999998]
[0.29736030000000002,null,0.40694439999999998]
[0.29736030000000002,null,0.40694439999999998]
[0.29736030000000002,null,0.40694439999999998]
[0.2972689,null,0.40694439999999998]
[0.297184,null,0.40694439999999998]
[0.297184,null,0.40694439999999998]
[0.297184,null,0.40694439999999998]
[0.297184,null,0.40675430000000001]
[0.297184,null,0.40669349999999999]
[0.297184,null,0.40669349999999999]
[0.297184,null,0.40669349999999999]
[0.297184,null,0.40669349999999999]
[0.297184,null,0.40669349999999999]
[0.297184,null,0.40669349999999999]
[0.297184,null,0.40669349999999999]
[0.297184,null,0.40669349999999999]
[0.297184,null,0.40669349999999999]
[0.297184,null,0.40656690000000001]
[0.2969658,null,0.40647640000000002]
[0.2969658,null,0.40647640000000002]
[0.29689369999999998,null,0.40647640000000002]
[0.29689369999999998,null,0.40647640000000002]
[0.29689369999999998,null,0.40647640000000002]
[0.29689359999999998,null,0.40647640000000002]
[0.29689359999999998,null,0.40647640000000002]
[0.29689359999999998,null,0.40647640000000002]
[0.29689359999999998,null,0.40647640000000002]
[0.29680879999999998,null,0.40635480000000002]
[0.29671619999999999,null,0.40635480000000002]
[0.29671619999999999,null,0.40635480000000002]
[0.29671619999999999,null,0.40635480000000002]
[0.29671619999999999,null,0.40635480000000002]
[0.29671619999999999,null,0.40635480000000002]
[0.29671619999999999,null,0.40635480000000002]
[0.29671619999999999,null,0.4062576]
[0.29671619999999999,null,0.4062576]
[0.29671619999999999,null,0.4062576]
[0.29671619999999999,null,0.4062576]
[0.29659059999999998,null,0.40613100000000002]
[0.29659059999999998,null,0.40613100000000002]
[0.29649910000000002,null,0.40613100000000002]
[0.29649910000000002,null,0.40600170000000002]
[0.29640660000000002,null,0.40600170000000002]
[0.29640660000000002,null,0.40591129999999997]
[0.29640660000000002,null,0.40591129999999997]
[0.2962495,null,0.40591129999999997]
[0.2962495,null,0.40591129999999997]
[0.2962495,null,0.40591129999999997]
[0.2962495,null,0.40578959999999997]
[0.2962495,null,0.40578959999999997]
[0.2962495,null,0.40578959999999997]
[0.2962495,null,0.40578959999999997]
[0.2962495,null,0.40578959999999997]
[0.2962495,null,0.40556589999999998]
[0.2962495,null,0.40556589999999998]
[0.2962495,null,0.40556589999999998]
[0.2962495,null,0.40556589999999998]
[0.2962495,null,0.40556589999999998]
[0.2962495,null,0.40556589999999998]
[0.2962495,null,0.40556589999999998]
[0.2962495,null,0.40556589999999998]
[0.2962495,null,0.40556589999999998]
[0.296157,null,0.40556589999999998]
[0.2960314,null,0.40556589999999998]
[0.2960314,null,0.40556589999999998]
[0.29595919999999998,null,0.40556589999999998]
[0.29595919999999998,null,0.4054393]
[0.29587429999999998,null,0.4054393]
[0.29587429999999998,null,0.4054393]
[0.29587429999999998,null,0.4054393]
[0.29578290000000002,null,0.4054393]
[0.29578290000000002,null,0.4054393]
[0.29578290000000002,null,0.40522720000000001]
[0.29578290000000002,null,0.40522720000000001]
[0.29578290000000002,null,0.40522720000000001]
[0.29578290000000002,null,0.40522720000000001]
[0.29578290000000002,null,0.40522720000000001]
[0.2956182,null,0.40522720000000001]
[0.2956182,null,0.40512999999999999]
[0.2956182,null,0.40512999999999999]
[0.2956182,null,0.40512999999999999]
[0.2956182,null,0.40500340000000001]
[0.2956182,null,0.40487410000000001]
[0.2956182,null,0.40487410000000001]
[0.2956182,null,0.40487410000000001]
[0.29549259999999999,null,0.40487410000000001]
[0.29549259999999999,null,0.40487410000000001]
[0.29549259999999999,null,0.40487410000000001]
[0.29549249999999999,null,0.40487410000000001]
[0.29549249999999999,null,0.40487410000000001]
[0.29549249999999999,null,0.40487410000000001]
[0.29549249999999999,null,0.40487410000000001]
[0.29549249999999999,null,0.40487410000000001]
[0.2954,null,0.40487410000000001]
[0.2953151,null,0.40487410000000001]
[0.2953151,null,0.40487410000000001]
[0.2953151,null,0.40487410000000001]
[0.2953151,null,0.40475250000000002]
[0.2953151,null,0.40462589999999998]
[0.2953151,null,0.40462589999999998]
[0.2953151,null,0.40462589999999998]
[0.2953151,null,0.40453539999999999]
[0.2953151,null,0.40453539999999999]
[0.2953151,null,0.40453539999999999]
[0.2953151,null,0.40453539999999999]
[0.29522369999999998,null,0.40453539999999999]
[0.29522369999999998,null,0.40443820000000003]
[0.29515150000000001,null,0.40443820000000003]
[0.29515150000000001,null,0.40443820000000003]
[0.29515150000000001,null,0.40443820000000003]
[0.29505900000000002,null,0.40443820000000003]
[0.29493330000000001,null,0.4043117]
[0.29493330000000001,null,0.4041824]
[0.29493330000000001,null,0.4041824]
[0.29493330000000001,null,0.4041824]
[0.29493330000000001,null,0.4041824]
[0.29493330000000001,null,0.4041824]
[0.29484840000000001,null,0.4041824]
[0.29484840000000001,null,0.40406069999999999]
[0.29484840000000001,null,0.40406069999999999]
[0.29484840000000001,null,0.40406069999999999]
[0.29484840000000001,null,0.40393410000000002]
[0.29484840000000001,null,0.40393410000000002]
[0.29477629999999999,null,0.40393410000000002]
[0.29477629999999999,null,0.40393410000000002]
[0.29477629999999999,null,0.40384370000000003]
[0.29477629999999999,null,0.40384370000000003]
[0.29477629999999999,null,0.40384370000000003]
[0.29477629999999999,null,0.40384370000000003]
[0.29477629999999999,null,0.40384370000000003]
[0.29477629999999999,null,0.40384370000000003]
[0.29465069999999999,null,0.40384370000000003]
[0.29465069999999999,null,0.40384370000000003]
[0.29465069999999999,null,0.40384370000000003]
[0.29455809999999999,null,0.40384370000000003]
[0.29455809999999999,null,0.40374650000000001]
[0.29443249999999999,null,0.40374650000000001]
[0.29443249999999999,null,0.40374650000000001]
[0.29434100000000002,null,0.40374650000000001]
[0.29434100000000002,null,0.40361989999999998]
[0.29434100000000002,null,0.40361989999999998]
[0.29425620000000002,null,0.40361989999999998]
[0.29425620000000002,null,0.40361989999999998]
[0.29425610000000002,null,0.40349829999999998]
[0.29425610000000002,null,0.40349829999999998]
[0.29425610000000002,null,0.40349829999999998]
[0.29425610000000002,null,0.40349829999999998]
[0.294184,null,0.40349829999999998]
[0.294184,null,0.40349829999999998]
[0.294184,null,0.40349829999999998]
[0.294184,null,0.4032424]
[0.294184,null,0.4032424]
[0.2940914,null,0.4032424]
[0.2940914,null,0.4032424]
[0.2939658,null,0.4032424]
[0.2939658,null,0.4032424]
[0.2939658,null,0.4032424]
[0.2939658,null,0.4032424]
[0.2939658,null,0.4032424]
[0.2939658,null,0.4032424]
[0.2939658,null,0.4032424]
[0.2939658,null,0.4032424]
[0.2938809,null,0.4032424]
[0.2938809,null,0.4031207]
[0.2938809,null,0.40303030000000001]
[0.2938809,null,0.40290369999999998]
[0.2938809,null,0.40280650000000001]
[0.29380879999999998,null,0.40280650000000001]
[0.29371619999999998,null,0.40280650000000001]
[0.29371619999999998,null,0.40280650000000001]
[0.29371619999999998,null,0.40280650000000001]
[0.29371619999999998,null,0.40280650000000001]
[0.29362480000000002,null,0.40280650000000001]
[0.29362480000000002,null,0.40280650000000001]
[0.29362480000000002,null,0.40280650000000001]
[0.29362480000000002,null,0.40280650000000001]
[0.29362480000000002,null,0.40280650000000001]
[0.29353990000000002,null,0.40280650000000001]
[0.29341430000000002,null,0.40280650000000001]
[0.29341430000000002,null,0.40280650000000001]
[0.29341430000000002,null,0.40280650000000001]
[0.29341430000000002,null,0.40280650000000001]
[0.29334209999999999,null,0.40280650000000001]
[0.29334209999999999,null,0.40280650000000001]
[0.29334209999999999,null,0.40280650000000001]
[0.2932496,null,0.40280650000000001]
[0.2932496,null,0.40280650000000001]
[0.2932496,null,0.40246510000000002]
[0.2932496,null,0.402368]
[0.2932496,null,0.402368]
[0.2932496,null,0.40224140000000003]
[0.2932496,null,0.40224140000000003]
[0.2932496,null,0.40224140000000003]
[0.2931647,null,0.40224140000000003]
[0.2931647,null,0.40224140000000003]
[0.2931647,null,0.40224140000000003]
[0.2931647,null,0.40224140000000003]
[0.29309249999999998,null,0.40224140000000003]
[0.29300110000000001,null,0.40224140000000003]
[0.29300110000000001,null,0.40224140000000003]
[0.29287540000000001,null,0.40224140000000003]
[0.29287540000000001,null,0.40224140000000003]
[0.29287540000000001,null,0.40224140000000003]
[0.29287540000000001,null,0.40224140000000003]
[0.29278290000000001,null,0.40224140000000003]
[0.29278290000000001,null,0.40224140000000003]
[0.29278290000000001,null,0.40224140000000003]
[0.29278290000000001,null,0.40224140000000003]
[0.29278290000000001,null,0.40224140000000003]
[0.29278290000000001,null,0.40224140000000003]
[0.29278290000000001,null,0.40224140000000003]
[0.29278290000000001,null,0.40224140000000003]
[0.29269800000000001,null,0.40224140000000003]
[0.29269800000000001,null,0.4019027]
[0.29269800000000001,null,0.4019027]
[0.29269800000000001,null,0.4019027]
[0.29269800000000001,null,0.4019027]
[0.29269800000000001,null,0.4019027]
[0.29269800000000001,null,0.4019027]
[0.29260550000000002,null,0.4019027]
[0.29260540000000002,null,0.4019027]
[0.29247980000000001,null,0.4019027]
[0.29247980000000001,null,0.4019027]
[0.29247980000000001,null,0.4019027]
[0.29247980000000001,null,0.4019027]
[0.29247980000000001,null,0.40180549999999998]
[0.29240769999999999,null,0.40180549999999998]
[0.29240769999999999,null,0.40180549999999998]
[0.29240769999999999,null,0.40180549999999998]
[0.29231620000000003,null,0.40180549999999998]
[0.29222369999999998,null,0.40180549999999998]
[0.29222369999999998,null,0.40180549999999998]
[0.29213879999999998,null,0.40158579999999999]
[0.29213879999999998,null,0.40145920000000002]
[0.29213879999999998,null,0.40145920000000002]
[0.29213879999999998,null,0.40145920000000002]
[0.29213879999999998,null,0.40145920000000002]
[0.29213879999999998,null,0.40145920000000002]
[0.29201319999999997,null,0.40145920000000002]
[0.29201319999999997,null,0.40145920000000002]
[0.29201319999999997,null,0.40145920000000002]
[0.29201319999999997,null,0.40145920000000002]
[0.29201319999999997,null,0.40145920000000002]
[0.29201319999999997,null,0.40145920000000002]
[0.29201319999999997,null,0.40145920000000002]
[0.29201319999999997,null,0.40133750000000001]
[0.29194100000000001,null,0.40133750000000001]
[0.29184850000000001,null,0.40133750000000001]
[0.29184850000000001,null,0.40133750000000001]
[0.29184850000000001,null,0.4011499]
[0.29184850000000001,null,0.4011499]
[0.29184850000000001,null,0.4011499]
[0.29184850000000001,null,0.4011499]
[0.29184850000000001,null,0.4011499]
[0.29167100000000001,null,0.4011499]
[0.29167100000000001,null,0.4011499]
[0.29167100000000001,null,0.40102330000000003]
[0.29154540000000001,null,0.40102330000000003]
[0.29145389999999999,null,0.40102330000000003]
[0.29145389999999999,null,0.40102330000000003]
[0.29145389999999999,null,0.40102330000000003]
[0.29145389999999999,null,0.40102330000000003]
[0.29145389999999999,null,0.40102330000000003]
[0.29145389999999999,null,0.40102330000000003]
[0.29145389999999999,null,0.40102330000000003]
[0.29145389999999999,null,0.40102330000000003]
[0.29145389999999999,null,0.40102330000000003]
[0.29145389999999999,null,0.40102330000000003]
[0.29145389999999999,null,0.40102330000000003]
[0.29145389999999999,null,0.40102330000000003]
[0.29138180000000002,null,0.40093279999999998]
[0.29138180000000002,null,0.40081119999999998]
[0.29128920000000003,null,0.40081119999999998]
[0.29120439999999997,null,0.40081119999999998]
[0.29120439999999997,null,0.40068189999999998]
[0.29120439999999997,null,0.40058470000000002]
[0.29107870000000002,null,0.40058470000000002]
[0.29107870000000002,null,0.40058470000000002]
[0.29107870000000002,null,0.40045809999999998]
[0.29107870000000002,null,0.40045809999999998]
[0.29107870000000002,null,0.40045809999999998]
[0.29107870000000002,null,0.40045809999999998]
[0.29107870000000002,null,0.40045809999999998]
[0.29107870000000002,null,0.40045809999999998]
[0.29107870000000002,null,0.40045809999999998]
[0.29089470000000001,null,0.40045809999999998]
[0.29089470000000001,null,0.40045809999999998]
[0.29089470000000001,null,0.40045809999999998]
[0.29089470000000001,null,0.40045809999999998]
[0.29080980000000001,null,0.40045809999999998]
[0.29080980000000001,null,0.40045809999999998]
[0.29080980000000001,null,0.40045809999999998]
[0.29080980000000001,null,0.40045809999999998]
[0.29080980000000001,null,0.40045809999999998]
[0.29073769999999999,null,0.40045809999999998]
[0.29073769999999999,null,0.40045809999999998]
[0.29073769999999999,null,0.40036090000000002]
[0.29073769999999999,null,0.40023930000000002]
[0.29073769999999999,null,0.40023930000000002]
[0.29073769999999999,null,0.40014889999999997]
[0.29073769999999999,null,0.40014880000000003]
[0.29073769999999999,null,0.4000223]
[0.29073769999999999,null,0.4000223]
[0.29064509999999999,null,0.4000223]
[0.29064509999999999,null,0.4000223]
[0.29051949999999999,null,0.4000223]
[0.29051949999999999,null,0.4000223]
[0.29051949999999999,null,0.4000223]
[0.29051949999999999,null,0.4000223]
[0.29051949999999999,null,0.4000223]
[0.29051949999999999,null,0.4000223]
[0.29051949999999999,null,0.4000223]
[0.29051949999999999,null,0.4000223]
[0.29051949999999999,null,0.39989570000000002]
[0.29051949999999999,null,0.39976640000000002]
[0.29051949999999999,null,0.39976640000000002]
[0.29051949999999999,null,0.3996692]
[0.29043459999999999,null,0.3996692]
[0.29036250000000002,null,0.3996692]
[0.29036250000000002,null,0.3996692]
[0.29026990000000003,null,0.3996692]
[0.29017850000000001,null,0.3996692]
[0.29017850000000001,null,0.3996692]
[0.29017850000000001,null,0.3996692]
[0.29017850000000001,null,0.3996692]
[0.2900528,null,0.3996692]
[0.2900528,null,0.3996692]
[0.2900528,null,0.3996692]
[0.2900528,null,0.3996692]
[0.2900528,null,0.39957880000000001]
[0.2900528,null,0.39957880000000001]
[0.289968,null,0.39957880000000001]
[0.28989579999999998,null,0.39957880000000001]
[0.28989579999999998,null,0.39957870000000001]
[0.28989579999999998,null,0.39945710000000001]
[0.28989579999999998,null,0.39945710000000001]
[0.28989579999999998,null,0.39933049999999998]
[0.28980329999999999,null,0.39933049999999998]
[0.28980329999999999,null,0.39920119999999998]
[0.28980329999999999,null,0.39920119999999998]
[0.28980329999999999,null,0.39920119999999998]
[0.28980329999999999,null,0.39920119999999998]
[0.28980329999999999,null,0.39910410000000002]
[0.28980319999999998,null,0.39910410000000002]
[0.28980319999999998,null,0.39910410000000002]
[0.28980319999999998,null,0.39910410000000002]
[0.28980319999999998,null,0.39910410000000002]
[0.2896397,null,0.39910410000000002]
[0.28951399999999999,null,0.39910410000000002]
[0.28951399999999999,null,0.39910410000000002]
[0.28951399999999999,null,0.39910410000000002]
[0.28951399999999999,null,0.39910410000000002]
[0.28942909999999999,null,0.39910410000000002]
[0.28942909999999999,null,0.39910410000000002]
[0.2893366,null,0.39910410000000002]
[0.2893366,null,0.39910410000000002]
[0.2893366,null,0.39910410000000002]
[0.2893366,null,0.39910400000000001]
[0.2893366,null,0.39897749999999998]
[0.2893366,null,0.39888699999999999]
[0.2893366,null,0.39888699999999999]
[0.2893366,null,0.39888699999999999]
[0.2893366,null,0.39888699999999999]
[0.2893366,null,0.39888699999999999]
[0.2893366,null,0.39888699999999999]
[0.2893366,null,0.39888699999999999]
[0.2893366,null,0.39888699999999999]
[0.28917949999999998,null,0.39863609999999999]
[0.28917949999999998,null,0.39863609999999999]
[0.28917949999999998,null,0.39863609999999999]
[0.28917949999999998,null,0.39863609999999999]
[0.28917949999999998,null,0.39863609999999999]
[0.28917949999999998,null,0.39863609999999999]
[0.28886990000000001,null,0.39863609999999999]
[0.28886990000000001,null,0.39853889999999997]
[0.28886990000000001,null,0.39853889999999997]
[0.28886990000000001,null,0.3984123]
[0.28886990000000001,null,0.3984123]
[0.28886990000000001,null,0.3984123]
[0.28886990000000001,null,0.3984123]
[0.28886990000000001,null,0.3984123]
[0.28886990000000001,null,0.3984123]
[0.28886990000000001,null,0.3984123]
[0.28886990000000001,null,0.3984123]
[0.28886990000000001,null,0.3984123]
[0.28878500000000001,null,0.3984123]
[0.28871289999999999,null,0.3984123]
[0.28871289999999999,null,0.3984123]
[0.28871289999999999,null,0.3984123]
[0.28858729999999999,null,0.39832190000000001]
[0.28858729999999999,null,0.39832190000000001]
[0.28858729999999999,null,0.39832190000000001]
[0.28858719999999999,null,0.3982002]
[0.28849469999999999,null,0.3982002]
[0.28849469999999999,null,0.3982002]
[0.28849469999999999,null,0.3982002]
[0.28849469999999999,null,0.3982002]
[0.28849469999999999,null,0.3982002]
[0.28849469999999999,null,0.3982002]
[0.28849469999999999,null,0.39807090000000001]
[0.28849469999999999,null,0.39807090000000001]
[0.28849469999999999,null,0.39807090000000001]
[0.28840979999999999,null,0.39807090000000001]
[0.28840979999999999,null,0.39794429999999997]
[0.28840979999999999,null,0.39784720000000001]
[0.28840979999999999,null,0.39784720000000001]
[0.28833769999999997,null,0.39784720000000001]
[0.28821200000000002,null,0.39784720000000001]
[0.28821200000000002,null,0.39784720000000001]
[0.28821200000000002,null,0.39784720000000001]
[0.28821200000000002,null,0.39784720000000001]
[0.2881206,null,0.39784720000000001]
[0.2881206,null,0.39784720000000001]
[0.28802800000000001,null,0.39784720000000001]
[0.28802800000000001,null,0.39784720000000001]
[0.28802800000000001,null,0.39772550000000001]
[0.28802800000000001,null,0.39763510000000002]
[0.28802800000000001,null,0.39763510000000002]
[0.28794310000000001,null,0.39763500000000002]
[0.28794310000000001,null,0.39763500000000002]
[0.28794310000000001,null,0.39763500000000002]
[0.28794310000000001,null,0.39750849999999999]
[0.28787099999999999,null,0.39750849999999999]
[0.28774539999999998,null,0.39750849999999999]
[0.28774539999999998,null,0.39750849999999999]
[0.28774539999999998,null,0.39750849999999999]
[0.28774539999999998,null,0.39750849999999999]
[0.28774539999999998,null,0.39750849999999999]
[0.28774539999999998,null,0.39750849999999999]
[0.28774539999999998,null,0.39750849999999999]
[0.28774539999999998,null,0.39750849999999999]
[0.28774539999999998,null,0.39750849999999999]
[0.28766049999999999,null,0.39750849999999999]
[0.28756789999999999,null,0.39737919999999999]
[0.28756789999999999,null,0.39737919999999999]
[0.28756789999999999,null,0.39728200000000002]
[0.28756789999999999,null,0.39728200000000002]
[0.28747650000000002,null,0.39728200000000002]
[0.28747650000000002,null,0.39728200000000002]
[0.2874043,null,0.39728200000000002]
[0.2874043,null,0.39728200000000002]
[0.2874043,null,0.39715539999999999]
[0.2874043,null,0.39715539999999999]
[0.2874043,null,0.39715539999999999]
[0.2874043,null,0.39715539999999999]
[0.2872787,null,0.397065]
[0.2872787,null,0.397065]
[0.2872787,null,0.397065]
[0.2872787,null,0.397065]
[0.2872787,null,0.397065]
[0.2871938,null,0.397065]
[0.2871938,null,0.397065]
[0.2871938,null,0.397065]
[0.28702909999999998,null,0.397065]
[0.28702909999999998,null,0.397065]
[0.28702909999999998,null,0.3969433]
[0.28702909999999998,null,0.3969433]
[0.28702909999999998,null,0.3969433]
[0.28702909999999998,null,0.39681670000000002]
[0.28702909999999998,null,0.39681670000000002]
[0.28702909999999998,null,0.39681670000000002]
[0.28690349999999998,null,0.39668740000000002]
[0.28681200000000001,null,0.39659030000000001]
[0.28681200000000001,null,0.39659030000000001]
[0.28681200000000001,null,0.39659030000000001]
[0.28672710000000001,null,0.39659030000000001]
[0.28672710000000001,null,0.39659030000000001]
[0.28672710000000001,null,0.39659030000000001]
[0.28663460000000002,null,0.39659030000000001]
[0.28663460000000002,null,0.39659030000000001]
[0.28663460000000002,null,0.39659030000000001]
[0.28663460000000002,null,0.39659030000000001]
[0.28656239999999999,null,0.39659030000000001]
[0.28656239999999999,null,0.39659030000000001]
[0.28656239999999999,null,0.39659030000000001]
[0.28656239999999999,null,0.39659030000000001]
[0.28656239999999999,null,0.39659030000000001]
[0.28656239999999999,null,0.39649980000000001]
[0.28656239999999999,null,0.39649980000000001]
[0.2864776,null,0.39649980000000001]
[0.28635189999999999,null,0.39649980000000001]
[0.28635189999999999,null,0.39649980000000001]
[0.28635189999999999,null,0.39649980000000001]
[0.28635189999999999,null,0.39649980000000001]
[0.28635189999999999,null,0.39649980000000001]
[0.28635189999999999,null,0.39649980000000001]
[0.28635189999999999,null,0.39649980000000001]
[0.28635189999999999,null,0.39637810000000001]
[0.28635189999999999,null,0.39637810000000001]
[0.28635189999999999,null,0.39637810000000001]
[0.28627979999999997,null,0.39637810000000001]
[0.28627979999999997,null,0.39637810000000001]
[0.28627979999999997,null,0.39625159999999998]
[0.28627979999999997,null,0.39615440000000002]
[0.28618719999999997,null,0.39615440000000002]
[0.28618719999999997,null,0.39602510000000002]
[0.28609580000000001,null,0.39602510000000002]
[0.28609580000000001,null,0.39602510000000002]
[0.28609580000000001,null,0.39602510000000002]
[0.28609580000000001,null,0.39602510000000002]
[0.2859701,null,0.39602510000000002]
[0.2859701,null,0.39602510000000002]
[0.2859701,null,0.39602510000000002]
[0.2859701,null,0.39593469999999997]
[0.2859701,null,0.39593460000000003]
[0.2859701,null,0.39593460000000003]
[0.28579270000000001,null,0.39593460000000003]
[0.28572059999999999,null,0.39593460000000003]
[0.28572059999999999,null,0.39593460000000003]
[0.28572059999999999,null,0.39593460000000003]
[0.28572059999999999,null,0.39593460000000003]
[0.28572059999999999,null,0.39593460000000003]
[0.28572059999999999,null,0.39593460000000003]
[0.28572059999999999,null,0.39593460000000003]
[0.28572059999999999,null,0.39593460000000003]
[0.28572059999999999,null,0.39593460000000003]
[0.28572059999999999,null,0.39581300000000003]
[0.28555700000000001,null,0.39581300000000003]
[0.28555700000000001,null,0.39581300000000003]
[0.28555700000000001,null,0.39555709999999999]
[0.2853464,null,0.39555709999999999]
[0.2853464,null,0.39555709999999999]
[0.2853464,null,0.39555709999999999]
[0.2853464,null,0.39555709999999999]
[0.2853464,null,0.39555709999999999]
[0.2852539,null,0.39555709999999999]
[0.2852539,null,0.39545989999999998]
[0.2852539,null,0.39545989999999998]
[0.2852539,null,0.39545989999999998]
[0.2852539,null,0.39545989999999998]
[0.28518169999999998,null,0.39545989999999998]
[0.28518169999999998,null,0.39545989999999998]
[0.28518169999999998,null,0.39545989999999998]
[0.28518169999999998,null,0.39524779999999998]
[0.28518169999999998,null,0.39524779999999998]
[0.28518169999999998,null,0.39524779999999998]
[0.28518169999999998,null,0.39524779999999998]
[0.28518169999999998,null,0.39524779999999998]
[0.28510960000000002,null,0.39524779999999998]
[0.28501700000000002,null,0.39512120000000001]
[0.28501700000000002,null,0.39499200000000001]
[0.28501700000000002,null,0.39499200000000001]
[0.28493210000000002,null,0.39499200000000001]
[0.28493210000000002,null,0.39499200000000001]
[0.28493210000000002,null,0.39499200000000001]
[0.2848407,null,0.39489479999999999]
[0.2847151,null,0.39489479999999999]
[0.2847151,null,0.39489479999999999]
[0.2847151,null,0.39489479999999999]
[0.2847151,null,0.39489479999999999]
[0.2847151,null,0.39489479999999999]
[0.2846225,null,0.39489479999999999]
[0.2846225,null,0.39489479999999999]
[0.2846225,null,0.39489479999999999]
[0.28455039999999998,null,0.39489479999999999]
[0.28455039999999998,null,0.39489479999999999]
[0.28455039999999998,null,0.39489479999999999]
[0.28455039999999998,null,0.39489479999999999]
[0.28455039999999998,null,0.39489479999999999]
[0.28455039999999998,null,0.39476820000000001]
[0.28455039999999998,null,0.39467770000000002]
[0.28455039999999998,null,0.39467770000000002]
[0.28447820000000001,null,0.39467770000000002]
[0.28447820000000001,null,0.39455610000000002]
[0.28447820000000001,null,0.39455610000000002]
[0.28447820000000001,null,0.39455610000000002]
[0.28439330000000002,null,0.39455610000000002]
[0.2843019,null,0.39455610000000002]
[0.2843019,null,0.39455610000000002]
[0.2843019,null,0.39455610000000002]
[0.2843019,null,0.39455610000000002]
[0.2843019,null,0.39455610000000002]
[0.2843019,null,0.39455610000000002]
[0.2842093,null,0.39455610000000002]
[0.28408369999999999,null,0.3944589]
[0.28408369999999999,null,0.3944589]
[0.28408369999999999,null,0.3944589]
[0.28408369999999999,null,0.3944589]
[0.28408369999999999,null,0.3944589]
[0.28408369999999999,null,0.3944589]
[0.28401159999999998,null,0.3943296]
[0.28401159999999998,null,0.3943296]
[0.28401159999999998,null,0.3943296]
[0.28401159999999998,null,0.39423920000000001]
[0.28401159999999998,null,0.39423920000000001]
[0.28392010000000001,null,0.39411259999999998]
[0.28392010000000001,null,0.39411259999999998]
[0.28392010000000001,null,0.39411259999999998]
[0.28392010000000001,null,0.39411259999999998]
[0.28392010000000001,null,0.39411259999999998]
[0.28392010000000001,null,0.39411259999999998]
[0.28392010000000001,null,0.39411259999999998]
[0.28382760000000001,null,0.39399089999999998]
[0.28375539999999999,null,0.39399089999999998]
[0.28375539999999999,null,0.39399089999999998]
[0.28375539999999999,null,0.39399089999999998]
[0.28375539999999999,null,0.39399089999999998]
[0.28367049999999999,null,0.39399089999999998]
[0.28367049999999999,null,0.39399089999999998]
[0.28354489999999999,null,0.39399089999999998]
[0.28354489999999999,null,0.39399089999999998]
[0.28354489999999999,null,0.39399089999999998]
[0.28345340000000002,null,0.39399089999999998]
[0.28345340000000002,null,0.39399089999999998]
[0.28345340000000002,null,0.39399089999999998]
[0.28345340000000002,null,0.39389380000000002]
[0.28345340000000002,null,0.39389370000000001]
[0.28336090000000003,null,0.39380330000000002]
[0.28336090000000003,null,0.39380330000000002]
[0.28336090000000003,null,0.39380330000000002]
[0.28336090000000003,null,0.39380330000000002]
[0.28336090000000003,null,0.39380330000000002]
[0.28336090000000003,null,0.39367669999999999]
[0.28336090000000003,null,0.39367669999999999]
[0.28336090000000003,null,0.39367669999999999]
[0.28323530000000002,null,0.39367669999999999]
[0.28323530000000002,null,0.39367669999999999]
[0.2831631,null,0.39367669999999999]
[0.2831631,null,0.39367669999999999]
[0.2831631,null,0.39367669999999999]
[0.2831631,null,0.39355509999999999]
[0.2831631,null,0.39342579999999999]
[0.28307169999999998,null,0.39342579999999999]
[0.28307169999999998,null,0.39342579999999999]
[0.28307169999999998,null,0.39342579999999999]
[0.28298679999999998,null,0.39342579999999999]
[0.28298679999999998,null,0.39342579999999999]
[0.28298679999999998,null,0.39342579999999999]
[0.28298679999999998,null,0.39342579999999999]
[0.28289419999999998,null,0.39342579999999999]
[0.28289419999999998,null,0.39342579999999999]
[0.28282210000000002,null,0.39329920000000002]
[0.28282210000000002,null,0.39329920000000002]
[0.28282210000000002,null,0.39329920000000002]
[0.28282210000000002,null,0.39329920000000002]
[0.28282210000000002,null,0.39329920000000002]
[0.2827306,null,0.39329920000000002]
[0.282605,null,0.39329920000000002]
[0.282605,null,0.39320870000000002]
[0.28253279999999997,null,0.39320870000000002]
[0.28253279999999997,null,0.39320870000000002]
[0.28253279999999997,null,0.39311160000000001]
[0.28253279999999997,null,0.39311160000000001]
[0.28253279999999997,null,0.39311160000000001]
[0.28253279999999997,null,0.39311160000000001]
[0.28244799999999998,null,0.39311160000000001]
[0.28244799999999998,null,0.39311160000000001]
[0.28244799999999998,null,0.39311160000000001]
[0.28244789999999997,null,0.39311160000000001]
[0.28235539999999998,null,0.39311160000000001]
[0.28228330000000001,null,0.39311160000000001]
[0.28228330000000001,null,0.39311160000000001]
[0.28228330000000001,null,0.3929899]
[0.28228330000000001,null,0.3929899]
[0.28228330000000001,null,0.3929899]
[0.28228330000000001,null,0.3929899]
[0.28215760000000001,null,0.39273400000000003]
[0.28208549999999999,null,0.39273400000000003]
[0.28208549999999999,null,0.39273400000000003]
[0.28208549999999999,null,0.39273400000000003]
[0.28208549999999999,null,0.39273400000000003]
[0.28208549999999999,null,0.39273400000000003]
[0.28208549999999999,null,0.39264359999999998]
[0.28208549999999999,null,0.39254640000000002]
[0.28200059999999999,null,0.39254640000000002]
[0.28200059999999999,null,0.39254640000000002]
[0.28190910000000002,null,0.39254640000000002]
[0.28190910000000002,null,0.39254640000000002]
[0.281837,null,0.39254640000000002]
[0.281837,null,0.39254640000000002]
[0.281837,null,0.39254640000000002]
[0.281837,null,0.39254640000000002]
[0.28174440000000001,null,0.39254640000000002]
[0.28174440000000001,null,0.39254640000000002]
[0.28174440000000001,null,0.39254640000000002]
[0.2816188,null,0.39254640000000002]
[0.2816188,null,0.39254640000000002]
[0.2816188,null,0.39254640000000002]
[0.2816188,null,0.39248559999999999]
[0.2816188,null,0.39242470000000002]
[0.28154669999999998,null,0.3923276]
[0.28154669999999998,null,0.3923276]
[0.28154669999999998,null,0.3923276]
[0.28146179999999998,null,0.3923276]
[0.28146179999999998,null,0.3923276]
[0.28146179999999998,null,0.3923276]
[0.28146179999999998,null,0.3923276]
[0.28146179999999998,null,0.39220100000000002]
[0.28146179999999998,null,0.39220100000000002]
[0.28136919999999999,null,0.39220100000000002]
[0.28136919999999999,null,0.39207170000000002]
[0.28136919999999999,null,0.39207170000000002]
[0.28136919999999999,null,0.39207170000000002]
[0.28117140000000002,null,0.39207170000000002]
[0.28117140000000002,null,0.39207170000000002]
[0.28117140000000002,null,0.39207170000000002]
[0.28117140000000002,null,0.39207170000000002]
[0.28117140000000002,null,0.39207170000000002]
[0.28108,null,0.39207170000000002]
[0.28108,null,0.39207170000000002]
[0.28108,null,0.39207170000000002]
[0.28108,null,0.39207170000000002]
[0.28100779999999997,null,0.39198119999999997]
[0.28100779999999997,null,0.39198119999999997]
[0.28100779999999997,null,0.39198119999999997]
[0.28100779999999997,null,0.39188410000000001]
[0.28100779999999997,null,0.39188410000000001]
[0.28100779999999997,null,0.39188410000000001]
[0.28100779999999997,null,0.39188410000000001]
[0.28100779999999997,null,0.39188410000000001]
[0.28092299999999998,null,0.39188410000000001]
[0.28092299999999998,null,0.39188410000000001]
[0.28092289999999998,null,0.39188410000000001]
[0.28083039999999998,null,0.39176240000000001]
[0.28083039999999998,null,0.39176240000000001]
[0.28083039999999998,null,0.39163579999999998]
[0.28083039999999998,null,0.39163579999999998]
[0.28083039999999998,null,0.39163579999999998]
[0.28070479999999998,null,0.39163579999999998]
[0.28070479999999998,null,0.39163579999999998]
[0.28070479999999998,null,0.39163579999999998]
[0.28054119999999999,null,0.39163579999999998]
[0.28054119999999999,null,0.39163579999999998]
[0.28054119999999999,null,0.39163579999999998]
[0.28054119999999999,null,0.39163579999999998]
[0.28054119999999999,null,0.39144820000000002]
[0.28054119999999999,null,0.39144820000000002]
[0.28054119999999999,null,0.39144820000000002]
[0.28054119999999999,null,0.39144820000000002]
[0.28044859999999999,null,0.39144820000000002]
[0.28029159999999997,null,0.39131890000000003]
[0.28029159999999997,null,0.39131890000000003]
[0.28029159999999997,null,0.39131890000000003]
[0.28029159999999997,null,0.39119229999999999]
[0.28029159999999997,null,0.39107069999999999]
[0.28029159999999997,null,0.39107069999999999]
[0.28029159999999997,null,0.39107069999999999]
[0.28029159999999997,null,0.39107069999999999]
[0.28021940000000001,null,0.39107069999999999]
[0.28012799999999999,null,0.39107069999999999]
[0.28012799999999999,null,0.39107069999999999]
[0.28012799999999999,null,0.39107069999999999]
[0.28012799999999999,null,0.39107069999999999]
[0.28000239999999998,null,0.39107069999999999]
[0.28000239999999998,null,0.39107069999999999]
[0.28000239999999998,null,0.3909802]
[0.28000239999999998,null,0.3909802]
[0.27990979999999999,null,0.3909802]
[0.27990979999999999,null,0.3909802]
[0.27990979999999999,null,0.3909802]
[0.27982489999999999,null,0.3909802]
[0.27982489999999999,null,0.3909802]
[0.27975280000000002,null,0.3909802]
[0.27975280000000002,null,0.3909802]
[0.27975280000000002,null,0.39088299999999998]
[0.27975280000000002,null,0.39088299999999998]
[0.27975280000000002,null,0.39088299999999998]
[0.27975280000000002,null,0.39088299999999998]
[0.27975280000000002,null,0.39088299999999998]
[0.2796613,null,0.39088299999999998]
[0.2796613,null,0.3907564]
[0.2796613,null,0.39062720000000001]
[0.2795357,null,0.39062720000000001]
[0.27946349999999998,null,0.39062720000000001]
[0.27946349999999998,null,0.39062720000000001]
[0.27946349999999998,null,0.39062720000000001]
[0.27946349999999998,null,0.39062720000000001]
[0.27946349999999998,null,0.39062720000000001]
[0.27946349999999998,null,0.39062720000000001]
[0.27946349999999998,null,0.39050550000000001]
[0.27937859999999998,null,0.39050550000000001]
[0.27937859999999998,null,0.39050550000000001]
[0.27928609999999998,null,0.39050550000000001]
[0.27928609999999998,null,0.39050550000000001]
[0.27928609999999998,null,0.39040829999999999]
[0.27919470000000002,null,0.39040829999999999]
[0.27919470000000002,null,0.39040829999999999]
[0.2791225,null,0.39040829999999999]
[0.2791225,null,0.39040829999999999]
[0.2791225,null,0.39040829999999999]
[0.2791225,null,0.39040829999999999]
[0.2791225,null,0.39040829999999999]
[0.2791225,null,0.3903179]
[0.2791225,null,0.3903179]
[0.2791225,null,0.3903179]
[0.27905039999999998,null,0.3903179]
[0.27905039999999998,null,0.3903179]
[0.27905029999999997,null,0.39019619999999999]
[0.27905029999999997,null,0.39019619999999999]
[0.27892470000000003,null,0.39019619999999999]
[0.27892470000000003,null,0.39006689999999999]
[0.27892470000000003,null,0.39006689999999999]
[0.27892470000000003,null,0.39006689999999999]
[0.27883330000000001,null,0.39006689999999999]
[0.27883330000000001,null,0.39006689999999999]
[0.27883330000000001,null,0.39006689999999999]
[0.27867619999999999,null,0.39006689999999999]
[0.27867619999999999,null,0.38994040000000002]
[0.27867619999999999,null,0.38994040000000002]
[0.27858369999999999,null,0.38994040000000002]
[0.27858369999999999,null,0.38994040000000002]
[0.27858369999999999,null,0.38994040000000002]
[0.27851150000000002,null,0.38994040000000002]
[0.27851150000000002,null,0.38994030000000002]
[0.27838590000000002,null,0.38994030000000002]
[0.27838590000000002,null,0.3898432]
[0.27838590000000002,null,0.3898432]
[0.27838590000000002,null,0.3898432]
[0.27838590000000002,null,0.3898432]
[0.2783138,null,0.3898432]
[0.2783138,null,0.3898432]
[0.2783138,null,0.3898432]
[0.2783138,null,0.3898432]
[0.2783138,null,0.38975270000000001]
[0.2783138,null,0.38975270000000001]
[0.27822229999999998,null,0.38975270000000001]
[0.27815020000000001,null,0.38975270000000001]
[0.27815020000000001,null,0.38975270000000001]
[0.27797270000000002,null,0.38975270000000001]
[0.27797270000000002,null,0.38975270000000001]
[0.27797270000000002,null,0.38950449999999998]
[0.27797270000000002,null,0.38950449999999998]
[0.27797270000000002,null,0.38950449999999998]
[0.27797270000000002,null,0.38950449999999998]
[0.27797270000000002,null,0.38950449999999998]
[0.27797270000000002,null,0.38950449999999998]
[0.27784710000000001,null,0.38950449999999998]
[0.27777489999999999,null,0.38950449999999998]
[0.27777489999999999,null,0.38950449999999998]
[0.27777489999999999,null,0.38950449999999998]
[0.27777489999999999,null,0.38950449999999998]
[0.27777489999999999,null,0.38950449999999998]
[0.27770280000000003,null,0.38937519999999998]
[0.27770280000000003,null,0.38937519999999998]
[0.27770280000000003,null,0.38937519999999998]
[0.27761130000000001,null,0.38937519999999998]
[0.27761130000000001,null,0.38927800000000001]
[0.27761130000000001,null,0.38927800000000001]
[0.27761130000000001,null,0.38927800000000001]
[0.27761130000000001,null,0.38927800000000001]
[0.27752640000000001,null,0.38927800000000001]
[0.27736179999999999,null,0.38927800000000001]
[0.27736179999999999,null,0.38927800000000001]
[0.27736179999999999,null,0.38927800000000001]
[0.27736179999999999,null,0.38927800000000001]
[0.27723609999999999,null,0.38927800000000001]
[0.27723609999999999,null,0.38906099999999999]
[0.27723609999999999,null,0.38893929999999999]
[0.27723609999999999,null,0.38893929999999999]
[0.27723609999999999,null,0.38893929999999999]
[0.27723609999999999,null,0.38893929999999999]
[0.27723609999999999,null,0.38893929999999999]
[0.27714470000000002,null,0.38893929999999999]
[0.2770725,null,0.38893929999999999]
[0.2770725,null,0.38893929999999999]
[0.2770725,null,0.38893929999999999]
[0.2770725,null,0.38893929999999999]
[0.2770725,null,0.38893929999999999]
[0.2770725,null,0.38880999999999999]
[0.2769469,null,0.38880999999999999]
[0.2769469,null,0.38880999999999999]
[0.2768544,null,0.38880999999999999]
[0.2768543,null,0.38880999999999999]
[0.27678219999999998,null,0.38880999999999999]
[0.27678219999999998,null,0.38871289999999997]
[0.27678219999999998,null,0.38871289999999997]
[0.27678219999999998,null,0.38871289999999997]
[0.27669729999999998,null,0.38871289999999997]
[0.27669729999999998,null,0.38871280000000002]
[0.27669729999999998,null,0.38859120000000003]
[0.27660590000000002,null,0.38859120000000003]
[0.27660590000000002,null,0.38859120000000003]
[0.27653369999999999,null,0.38859120000000003]
[0.27640809999999999,null,0.38859120000000003]
[0.27640809999999999,null,0.38846459999999999]
[0.27640809999999999,null,0.38846459999999999]
[0.27640809999999999,null,0.38846459999999999]
[0.27640809999999999,null,0.38846459999999999]
[0.27640809999999999,null,0.38846459999999999]
[0.27631549999999999,null,0.3883742]
[0.27624339999999997,null,0.3883742]
[0.27624339999999997,null,0.3883742]
[0.27624339999999997,null,0.3883742]
[0.27624339999999997,null,0.3883742]
[0.27624339999999997,null,0.3883742]
[0.27624339999999997,null,0.3883742]
[0.27624339999999997,null,0.3883742]
[0.27624339999999997,null,0.3883742]
[0.2760456,null,0.3883742]
[0.2760456,null,0.3883742]
[0.2759607,null,0.3883741]
[0.2759607,null,0.3883741]
[0.27586820000000001,null,0.3883741]
[0.27586820000000001,null,0.38827699999999998]
[0.27586820000000001,null,0.38814769999999998]
[0.27586820000000001,null,0.38814769999999998]
[0.27577669999999999,null,0.38814769999999998]
[0.27570460000000002,null,0.38814769999999998]
[0.27570460000000002,null,0.38802110000000001]
[0.27570460000000002,null,0.38789950000000001]
[0.27570460000000002,null,0.38789950000000001]
[0.27570460000000002,null,0.38789950000000001]
[0.27570460000000002,null,0.38789950000000001]
[0.27570460000000002,null,0.38789950000000001]
[0.27570460000000002,null,0.38789950000000001]
[0.27570460000000002,null,0.38789950000000001]
[0.2756324,null,0.38789950000000001]
[0.2756324,null,0.38789950000000001]
[0.2756324,null,0.38789950000000001]
[0.2756324,null,0.38789950000000001]
[0.2756324,null,0.38789950000000001]
[0.2756324,null,0.38789950000000001]
[0.2755068,null,0.38789950000000001]
[0.2755068,null,0.38780900000000001]
[0.2754219,null,0.38780900000000001]
[0.2754219,null,0.38780900000000001]
[0.27523789999999998,null,0.38780900000000001]
[0.27523789999999998,null,0.38780900000000001]
[0.27523789999999998,null,0.38780900000000001]
[0.27523789999999998,null,0.38780900000000001]
[0.27523789999999998,null,0.3877118]
[0.27516570000000001,null,0.3875902]
[0.27516570000000001,null,0.3875902]
[0.27516570000000001,null,0.3874609]
[0.27516570000000001,null,0.3874609]
[0.27516570000000001,null,0.3874609]
[0.27507429999999999,null,0.38733430000000002]
[0.27507429999999999,null,0.38733430000000002]
[0.27507429999999999,null,0.38733430000000002]
[0.27507429999999999,null,0.38733430000000002]
[0.27500210000000003,null,0.38733430000000002]
[0.27500210000000003,null,0.38733430000000002]
[0.27500210000000003,null,0.38733430000000002]
[0.27500210000000003,null,0.38733430000000002]
[0.27500210000000003,null,0.38733430000000002]
[0.27500210000000003,null,0.38733430000000002]
[0.27487650000000002,null,0.38733430000000002]
[0.27487650000000002,null,0.38733430000000002]
[0.27479160000000002,null,0.38733430000000002]
[0.27479160000000002,null,0.38733430000000002]
[0.27479160000000002,null,0.38733430000000002]
[0.27471950000000001,null,0.38733430000000002]
[0.27471950000000001,null,0.38721260000000002]
[0.27471950000000001,null,0.38712220000000003]
[0.27453549999999999,null,0.38712220000000003]
[0.27453549999999999,null,0.38712220000000003]
[0.27453549999999999,null,0.38712220000000003]
[0.27453549999999999,null,0.38702500000000001]
[0.27453549999999999,null,0.38702500000000001]
[0.27453549999999999,null,0.38702500000000001]
[0.27446330000000002,null,0.38689570000000001]
[0.27446330000000002,null,0.38689570000000001]
[0.27446330000000002,null,0.38676909999999998]
[0.2743719,null,0.38676909999999998]
[0.2743719,null,0.38676909999999998]
[0.2743719,null,0.38676909999999998]
[0.2743719,null,0.38676909999999998]
[0.2743719,null,0.38676909999999998]
[0.2743719,null,0.38676909999999998]
[0.2742462,null,0.38676909999999998]
[0.2741537,null,0.38676909999999998]
[0.2741537,null,0.38676909999999998]
[0.27399669999999998,null,0.38676909999999998]
[0.27399669999999998,null,0.38676909999999998]
[0.27399669999999998,null,0.38676909999999998]
[0.27399669999999998,null,0.38676909999999998]
[0.27390520000000002,null,0.38676909999999998]
[0.27390520000000002,null,0.38664749999999998]
[0.27390520000000002,null,0.38664749999999998]
[0.27390520000000002,null,0.38664749999999998]
[0.27390520000000002,null,0.38664749999999998]
[0.27390520000000002,null,0.38664749999999998]
[0.2738331,null,0.3865209]
[0.2738331,null,0.3865209]
[0.2738331,null,0.3863916]
[0.2738331,null,0.3863916]
[0.2737405,null,0.3863916]
[0.2737405,null,0.3863916]
[0.2737405,null,0.38630120000000001]
[0.2737405,null,0.38630120000000001]
[0.27364909999999998,null,0.38630120000000001]
[0.27345130000000001,null,0.38630120000000001]
[0.27345130000000001,null,0.38630120000000001]
[0.27345130000000001,null,0.38620399999999999]
[0.27345130000000001,null,0.38620399999999999]
[0.27345130000000001,null,0.38620399999999999]
[0.27336640000000001,null,0.38620399999999999]
[0.27336640000000001,null,0.38620399999999999]
[0.27336640000000001,null,0.38620399999999999]
[0.27329419999999999,null,0.38620399999999999]
[0.27320169999999999,null,0.38620399999999999]
[0.27311029999999997,null,0.38620399999999999]
[0.27311020000000003,null,0.38620399999999999]
[0.27311020000000003,null,0.38620399999999999]
[0.27311020000000003,null,0.38620399999999999]
[0.27311020000000003,null,0.38620399999999999]
[0.27311020000000003,null,0.38620399999999999]
[0.27311020000000003,null,0.38608229999999999]
[0.27303810000000001,null,0.38608229999999999]
[0.27303810000000001,null,0.38595580000000002]
[0.27294659999999998,null,0.38595570000000001]
[0.27294659999999998,null,0.38595570000000001]
[0.27294659999999998,null,0.38595570000000001]
[0.27294659999999998,null,0.38595570000000001]
[0.27294659999999998,null,0.38595570000000001]
[0.27282099999999998,null,0.38595570000000001]
[0.27282099999999998,null,0.38595570000000001]
[0.27282099999999998,null,0.38595570000000001]
[0.27282099999999998,null,0.38595570000000001]
[0.27273609999999998,null,0.38595570000000001]
[0.27266400000000002,null,0.3857681]
[0.27248,null,0.3856388]
[0.27248,null,0.3856388]
[0.27248,null,0.3856388]
[0.27248,null,0.3856388]
[0.27248,null,0.3856388]
[0.27248,null,0.3856388]
[0.27248,null,0.3856388]
[0.27240779999999998,null,0.3856388]
[0.27240779999999998,null,0.3856388]
[0.27240779999999998,null,0.3856388]
[0.27240779999999998,null,0.3855172]
[0.27240779999999998,null,0.3855172]
[0.27240779999999998,null,0.3855172]
[0.27240779999999998,null,0.3855172]
[0.27240779999999998,null,0.3855172]
[0.27240779999999998,null,0.3855172]
[0.27240779999999998,null,0.3855172]
[0.27231529999999998,null,0.3855172]
[0.27231529999999998,null,0.3855172]
[0.27209820000000001,null,0.38539060000000003]
[0.27209820000000001,null,0.38539060000000003]
[0.27209820000000001,null,0.38539060000000003]
[0.27202609999999999,null,0.38526129999999997]
[0.27194119999999999,null,0.38526129999999997]
[0.27194119999999999,null,0.38516410000000001]
[0.27194119999999999,null,0.38516410000000001]
[0.27194119999999999,null,0.38516410000000001]
[0.27186900000000003,null,0.38516410000000001]
[0.27186900000000003,null,0.38507370000000002]
[0.27186900000000003,null,0.38507370000000002]
[0.27186900000000003,null,0.38507370000000002]
[0.27177760000000001,null,0.38507370000000002]
[0.27177760000000001,null,0.38507370000000002]
[0.27177760000000001,null,0.38507370000000002]
[0.27177760000000001,null,0.38507370000000002]
[0.27177760000000001,null,0.38507370000000002]
[0.27177760000000001,null,0.38507370000000002]
[0.27177760000000001,null,0.38507370000000002]
[0.27177760000000001,null,0.38507370000000002]
[0.27161289999999999,null,0.38495200000000002]
[0.27148719999999998,null,0.38495200000000002]
[0.27148719999999998,null,0.38495200000000002]
[0.27148719999999998,null,0.38495200000000002]
[0.27148719999999998,null,0.38495200000000002]
[0.27141510000000002,null,0.3848548]
[0.27141510000000002,null,0.3848548]
[0.27141510000000002,null,0.38463779999999997]
[0.27141510000000002,null,0.38450849999999998]
[0.2713236,null,0.38450849999999998]
[0.2713236,null,0.38450849999999998]
[0.2713236,null,0.38450849999999998]
[0.2712387,null,0.38450849999999998]
[0.2712387,null,0.38450849999999998]
[0.27116659999999998,null,0.38450849999999998]
[0.27116659999999998,null,0.38450849999999998]
[0.27116659999999998,null,0.38450849999999998]
[0.27116659999999998,null,0.38450849999999998]
[0.27116659999999998,null,0.38450849999999998]
[0.27116659999999998,null,0.38450849999999998]
[0.27107399999999998,null,0.38450849999999998]
[0.27107399999999998,null,0.38450849999999998]
[0.27107399999999998,null,0.38450849999999998]
[0.27085700000000001,null,0.38450849999999998]
[0.27078479999999999,null,0.38450849999999998]
[0.27078479999999999,null,0.38450849999999998]
[0.27078479999999999,null,0.38450849999999998]
[0.27078479999999999,null,0.38450849999999998]
[0.27078479999999999,null,0.38450849999999998]
[0.27078479999999999,null,0.38450849999999998]
[0.27069989999999999,null,0.38437919999999998]
[0.27069989999999999,null,0.38425759999999998]
[0.27069989999999999,null,0.38416709999999998]
[0.27069989999999999,null,0.38416709999999998]
[0.27062779999999997,null,0.38416709999999998]
[0.27062779999999997,null,0.38406990000000002]
[0.27062779999999997,null,0.38406990000000002]
[0.27053630000000001,null,0.38406990000000002]
[0.27053630000000001,null,0.38406990000000002]
[0.27053630000000001,null,0.38406990000000002]
[0.27046419999999999,null,0.38406990000000002]
[0.27037159999999999,null,0.38406990000000002]
[0.27037159999999999,null,0.38406990000000002]
[0.27037159999999999,null,0.38406990000000002]
[0.27037159999999999,null,0.38406990000000002]
[0.27006970000000002,null,0.38394339999999999]
[0.27006970000000002,null,0.38394339999999999]
[0.27006970000000002,null,0.38394339999999999]
[0.2699975,null,0.38394339999999999]
[0.2699975,null,0.38394339999999999]
[0.2699975,null,0.38394339999999999]
[0.2699975,null,0.38394339999999999]
[0.2699975,null,0.38394339999999999]
[0.2699975,null,0.38394329999999999]
[0.2699975,null,0.38394329999999999]
[0.2699975,null,0.38394329999999999]
[0.2699975,null,0.38382169999999999]
[0.2699975,null,0.38382169999999999]
[0.2699975,null,0.38382169999999999]
[0.2699975,null,0.38382169999999999]
[0.2699975,null,0.38369239999999999]
[0.26990609999999998,null,0.383602]
[0.26990609999999998,null,0.383602]
[0.26983390000000002,null,0.383602]
[0.26983390000000002,null,0.383602]
[0.26974140000000002,null,0.383602]
[0.26961570000000001,null,0.383602]
[0.26961570000000001,null,0.383602]
[0.26953080000000001,null,0.383602]
[0.26953080000000001,null,0.383602]
[0.26953080000000001,null,0.383602]
[0.2694587,null,0.383602]
[0.2694587,null,0.383602]
[0.2694587,null,0.38350479999999998]
[0.2694587,null,0.38350479999999998]
[0.2694587,null,0.38350479999999998]
[0.2694587,null,0.38350479999999998]
[0.2694587,null,0.3833782]
[0.2694587,null,0.3833782]
[0.26936719999999997,null,0.3833782]
[0.26929510000000001,null,0.3833782]
[0.26911770000000002,null,0.38328770000000001]
[0.26911770000000002,null,0.38328770000000001]
[0.26911770000000002,null,0.38328770000000001]
[0.26891989999999999,null,0.38328770000000001]
[0.26891989999999999,null,0.38328770000000001]
[0.26891989999999999,null,0.38328770000000001]
[0.26891989999999999,null,0.38328770000000001]
[0.26891989999999999,null,0.38328770000000001]
[0.26891989999999999,null,0.38328770000000001]
[0.26891989999999999,null,0.38328770000000001]
[0.26891989999999999,null,0.38328770000000001]
[0.26891989999999999,null,0.38328770000000001]
[0.26884770000000002,null,0.38303680000000001]
[0.2687563,null,0.38303680000000001]
[0.2687563,null,0.38303680000000001]
[0.2687563,null,0.38303680000000001]
[0.2687563,null,0.38293959999999999]
[0.26868409999999998,null,0.38293959999999999]
[0.26859919999999998,null,0.38293959999999999]
[0.26859919999999998,null,0.38293959999999999]
[0.26859919999999998,null,0.38293959999999999]
[0.26847359999999998,null,0.38293959999999999]
[0.26847359999999998,null,0.38293959999999999]
[0.26847359999999998,null,0.38293959999999999]
[0.26838109999999998,null,0.38293959999999999]
[0.26828960000000002,null,0.38293959999999999]
[0.26828960000000002,null,0.38293959999999999]
[0.26828960000000002,null,0.38293959999999999]
[0.26828960000000002,null,0.38293959999999999]
[0.26828960000000002,null,0.3828492]
[0.26828960000000002,null,0.3828492]
[0.2682175,null,0.3828492]
[0.2682175,null,0.3828492]
[0.2682175,null,0.3827199]
[0.2681326,null,0.3827199]
[0.2681326,null,0.3827199]
[0.2681326,null,0.38259330000000003]
[0.2681326,null,0.38259330000000003]
[0.26806039999999998,null,0.38247170000000003]
[0.26806039999999998,null,0.38247170000000003]
[0.26793479999999997,null,0.38247160000000002]
[0.26793479999999997,null,0.38247160000000002]
[0.26784330000000001,null,0.38247160000000002]
[0.26784330000000001,null,0.38247160000000002]
[0.26775080000000001,null,0.38247160000000002]
[0.26775080000000001,null,0.38247160000000002]
[0.26775080000000001,null,0.38247160000000002]
[0.26766590000000001,null,0.38247160000000002]
[0.26766590000000001,null,0.38247160000000002]
[0.26766590000000001,null,0.38247160000000002]
[0.26759379999999999,null,0.38237450000000001]
[0.26759379999999999,null,0.38237450000000001]
[0.26759379999999999,null,0.38237450000000001]
[0.26759379999999999,null,0.38237450000000001]
[0.26759369999999999,null,0.38237450000000001]
[0.26759369999999999,null,0.38237450000000001]
[0.26746809999999999,null,0.38237450000000001]
[0.26746809999999999,null,0.38237450000000001]
[0.26746809999999999,null,0.38237450000000001]
[0.26739600000000002,null,0.38237450000000001]
[0.26739600000000002,null,0.38237450000000001]
[0.26739600000000002,null,0.38237450000000001]
[0.26739600000000002,null,0.38237450000000001]
[0.26739600000000002,null,0.38237450000000001]
[0.26731110000000002,null,0.38228400000000001]
[0.26731110000000002,null,0.38228400000000001]
[0.2672389,null,0.38215739999999998]
[0.26714749999999998,null,0.38203579999999998]
[0.26705489999999998,null,0.38203579999999998]
[0.26705489999999998,null,0.38203579999999998]
[0.26705489999999998,null,0.38203579999999998]
[0.26705489999999998,null,0.38203579999999998]
[0.26705489999999998,null,0.38203579999999998]
[0.26705489999999998,null,0.38203579999999998]
[0.26698280000000002,null,0.38203579999999998]
[0.26698280000000002,null,0.38190649999999998]
[0.26698280000000002,null,0.38190649999999998]
[0.26676460000000002,null,0.38190649999999998]
[0.26676460000000002,null,0.38190649999999998]
[0.26676460000000002,null,0.38190649999999998]
[0.26676460000000002,null,0.38180930000000002]
[0.2666732,null,0.38180930000000002]
[0.2666732,null,0.38180930000000002]
[0.2666732,null,0.38180930000000002]
[0.2666732,null,0.38180930000000002]
[0.2666732,null,0.38180930000000002]
[0.26651609999999998,null,0.38180930000000002]
[0.26651609999999998,null,0.38180930000000002]
[0.26651609999999998,null,0.38180930000000002]
[0.26651609999999998,null,0.38180930000000002]
[0.26651609999999998,null,0.38168269999999999]
[0.26651609999999998,null,0.38168269999999999]
[0.26639049999999997,null,0.38168269999999999]
[0.26622580000000001,null,0.38156109999999999]
[0.26613429999999999,null,0.38156109999999999]
[0.26613429999999999,null,0.38156109999999999]
[0.26613429999999999,null,0.38156109999999999]
[0.26613429999999999,null,0.38156109999999999]
[0.26613429999999999,null,0.38156109999999999]
[0.26613429999999999,null,0.38147059999999999]
[0.26604949999999999,null,0.38147059999999999]
[0.26604949999999999,null,0.38147059999999999]
[0.26597730000000003,null,0.38147059999999999]
[0.26597730000000003,null,0.38134129999999999]
[0.26597730000000003,null,0.38134129999999999]
[0.26597730000000003,null,0.38124419999999998]
[0.26588590000000001,null,0.38124409999999997]
[0.26588580000000001,null,0.38124409999999997]
[0.26588580000000001,null,0.38124409999999997]
[0.26581369999999999,null,0.38124409999999997]
[0.26572109999999999,null,0.38124409999999997]
[0.26564900000000002,null,0.38124409999999997]
[0.26564900000000002,null,0.38124409999999997]
[0.26556410000000003,null,0.38124409999999997]
[0.265347,null,0.38124409999999997]
[0.265347,null,0.38124409999999997]
[0.26527489999999998,null,0.3809959]
[0.26527489999999998,null,0.3809959]
[0.26527489999999998,null,0.3809959]
[0.26527489999999998,null,0.3809959]
[0.26527489999999998,null,0.3809959]
[0.26518229999999998,null,0.38090550000000001]
[0.26518229999999998,null,0.38090550000000001]
[0.26518229999999998,null,0.38090550000000001]
[0.26509739999999998,null,0.38090550000000001]
[0.26509739999999998,null,0.38090550000000001]
[0.26502530000000002,null,0.38090540000000001]
[0.26502530000000002,null,0.38090540000000001]
[0.26502530000000002,null,0.38090540000000001]
[0.26489970000000002,null,0.38077620000000001]
[0.26489970000000002,null,0.38077620000000001]
[0.26473609999999997,null,0.38077620000000001]
[0.26473609999999997,null,0.38077620000000001]
[0.26473609999999997,null,0.38077620000000001]
[0.26473609999999997,null,0.38077620000000001]
[0.26465119999999998,null,0.38067899999999999]
[0.26465119999999998,null,0.38067899999999999]
[0.26465119999999998,null,0.38067899999999999]
[0.26448759999999999,null,0.38067899999999999]
[0.26448759999999999,null,0.38055729999999999]
[0.26448759999999999,null,0.38055729999999999]
[0.26448759999999999,null,0.38055729999999999]
[0.26448759999999999,null,0.38055729999999999]
[0.26444129999999999,null,0.38055729999999999]
[0.26439499999999999,null,0.38055729999999999]
[0.26439499999999999,null,0.38055729999999999]
[0.26439499999999999,null,0.38055729999999999]
[0.26439499999999999,null,0.3804669]
[0.26423140000000001,null,0.3804669]
[0.26423140000000001,null,0.3804669]
[0.26423140000000001,null,0.3804669]
[0.26414650000000001,null,0.38034030000000002]
[0.26414650000000001,null,0.38034030000000002]
[0.26414650000000001,null,0.38034030000000002]
[0.26414650000000001,null,0.38034030000000002]
[0.2640209,null,0.38034030000000002]
[0.2640209,null,0.38034030000000002]
[0.263936,null,0.38034030000000002]
[0.26386389999999998,null,0.3801138]
[0.26377240000000002,null,0.3801138]
[0.26377240000000002,null,0.3801138]
[0.26377240000000002,null,0.3801138]
[0.26377240000000002,null,0.3801138]
[0.26377240000000002,null,0.3801138]
[0.26377240000000002,null,0.3801138]
[0.263681,null,0.3799922]
[0.26360879999999998,null,0.3799922]
[0.26351629999999998,null,0.3799922]
[0.26343139999999998,null,0.3799922]
[0.26343139999999998,null,0.3799922]
[0.26343139999999998,null,0.3799922]
[0.26343139999999998,null,0.3799922]
[0.26343139999999998,null,0.3799922]
[0.26343139999999998,null,0.3799922]
[0.26343139999999998,null,0.3799922]
[0.26343139999999998,null,0.3799922]
[0.26335920000000002,null,0.3798629]
[0.26335920000000002,null,0.3798629]
[0.26335920000000002,null,0.3798629]
[0.26323360000000001,null,0.3798629]
[0.26314219999999999,null,0.3798629]
[0.26314219999999999,null,0.37977240000000001]
[0.26298510000000003,null,0.37977240000000001]
[0.26298510000000003,null,0.37977240000000001]
[0.26298510000000003,null,0.37967529999999999]
[0.26298510000000003,null,0.37967529999999999]
[0.26291300000000001,null,0.37967529999999999]
[0.26291300000000001,null,0.37954870000000002]
[0.26291300000000001,null,0.37954870000000002]
[0.26291300000000001,null,0.37954870000000002]
[0.26282040000000001,null,0.37942700000000001]
[0.26282040000000001,null,0.37942700000000001]
[0.26282040000000001,null,0.37942700000000001]
[0.26282040000000001,null,0.37942700000000001]
[0.26272899999999999,null,0.37942700000000001]
[0.26264409999999999,null,0.37942700000000001]
[0.26264409999999999,null,0.37942700000000001]
[0.26264409999999999,null,0.37942700000000001]
[0.26264409999999999,null,0.37942700000000001]
[0.26257190000000002,null,0.37942700000000001]
[0.26257190000000002,null,0.37942700000000001]
[0.26257190000000002,null,0.37942700000000001]
[0.26248050000000001,null,0.37942700000000001]
[0.26239560000000001,null,0.37932979999999999]
[0.26239560000000001,null,0.37932979999999999]
[0.26239560000000001,null,0.37932979999999999]
[0.26227,null,0.3792006]
[0.26227,null,0.3792006]
[0.26217849999999998,null,0.3792006]
[0.26217849999999998,null,0.3792006]
[0.26210640000000002,null,0.3792006]
[0.26210640000000002,null,0.3792006]
[0.26210640000000002,null,0.37911010000000001]
[0.26210640000000002,null,0.37911010000000001]
[0.26201380000000002,null,0.37911010000000001]
[0.26192890000000002,null,0.37911010000000001]
[0.2618568,null,0.37898349999999997]
[0.26176529999999998,null,0.37898349999999997]
[0.26176529999999998,null,0.37898349999999997]
[0.26169320000000001,null,0.37898349999999997]
[0.26169320000000001,null,0.37898349999999997]
[0.26169320000000001,null,0.37898349999999997]
[0.26169320000000001,null,0.37898349999999997]
[0.26160830000000002,null,0.37898349999999997]
[0.26160830000000002,null,0.37888630000000001]
[0.26151679999999999,null,0.37876470000000001]
[0.26144469999999997,null,0.37876470000000001]
[0.26144469999999997,null,0.37876470000000001]
[0.26144469999999997,null,0.37876470000000001]
[0.26144469999999997,null,0.37876470000000001]
[0.26144469999999997,null,0.37863540000000001]
[0.26128000000000001,null,0.37863540000000001]
[0.26119510000000001,null,0.37863540000000001]
[0.26110359999999999,null,0.37863540000000001]
[0.26097799999999999,null,0.37863540000000001]
[0.26097799999999999,null,0.37863540000000001]
[0.26097799999999999,null,0.37863540000000001]
[0.26090590000000002,null,0.37863540000000001]
[0.26090590000000002,null,0.37863540000000001]
[0.26090590000000002,null,0.37863540000000001]
[0.2608144,null,0.37863540000000001]
[0.2608144,null,0.37851370000000001]
[0.2608144,null,0.37851370000000001]
[0.26074229999999998,null,0.37851370000000001]
[0.26074229999999998,null,0.37851370000000001]
[0.26065739999999998,null,0.37841659999999999]
[0.26065739999999998,null,0.3783261]
[0.26065739999999998,null,0.3783261]
[0.26058520000000002,null,0.3783261]
[0.26058520000000002,null,0.3783261]
[0.26058520000000002,null,0.3781968]
[0.2604938,null,0.3781968]
[0.2604938,null,0.3781968]
[0.2604938,null,0.3781968]
[0.2604938,null,0.3781968]
[0.26042159999999998,null,0.3781968]
[0.26032909999999998,null,0.37807020000000002]
[0.26032909999999998,null,0.37807020000000002]
[0.26023760000000001,null,0.37807020000000002]
[0.26023760000000001,null,0.37807020000000002]
[0.26023760000000001,null,0.37797310000000001]
[0.26015270000000001,null,0.37797310000000001]
[0.2600806,null,0.37797310000000001]
[0.2600806,null,0.37797310000000001]
[0.2600806,null,0.37797310000000001]
[0.25995499999999999,null,0.37797310000000001]
[0.25995499999999999,null,0.37797310000000001]
[0.25979140000000001,null,0.37797310000000001]
[0.25970650000000001,null,0.37797310000000001]
[0.25970650000000001,null,0.377973]
[0.25970650000000001,null,0.3778514]
[0.25970650000000001,null,0.3778514]
[0.25970650000000001,null,0.37772210000000001]
[0.25961390000000001,null,0.37763170000000001]
[0.25961390000000001,null,0.37763170000000001]
[0.25952900000000001,null,0.37763170000000001]
[0.25945689999999999,null,0.37763170000000001]
[0.25945689999999999,null,0.37763170000000001]
[0.25945689999999999,null,0.37763170000000001]
[0.25936540000000002,null,0.37763170000000001]
[0.25936540000000002,null,0.37763170000000001]
[0.25936540000000002,null,0.37763170000000001]
[0.25936540000000002,null,0.37763170000000001]
[0.25936540000000002,null,0.37763170000000001]
[0.25936540000000002,null,0.37763170000000001]
[0.2592933,null,0.3775345]
[0.25920840000000001,null,0.3775345]
[0.25920840000000001,null,0.3775345]
[0.25920840000000001,null,0.3775345]
[0.25913619999999998,null,0.3775345]
[0.25901059999999998,null,0.3775345]
[0.25901059999999998,null,0.3775345]
[0.25901059999999998,null,0.3775345]
[0.25901059999999998,null,0.3775345]
[0.25893850000000002,null,0.3775345]
[0.25893850000000002,null,0.3774052]
[0.25884699999999999,null,0.3774052]
[0.25884699999999999,null,0.3774052]
[0.25884699999999999,null,0.3774052]
[0.25876209999999999,null,0.37728349999999999]
[0.25876209999999999,null,0.37728349999999999]
[0.25876209999999999,null,0.37728349999999999]
[0.25876209999999999,null,0.37728349999999999]
[0.25859850000000001,null,0.3771931]
[0.25859850000000001,null,0.3771931]
[0.25842110000000001,null,0.37706650000000003]
[0.25842110000000001,null,0.37706650000000003]
[0.25842110000000001,null,0.37696930000000001]
[0.25842110000000001,null,0.37696930000000001]
[0.25842110000000001,null,0.37696930000000001]
[0.25834889999999999,null,0.37696930000000001]
[0.25834889999999999,null,0.37696930000000001]
[0.25826399999999999,null,0.37696930000000001]
[0.25826399999999999,null,0.37696930000000001]
[0.25817259999999997,null,0.37696930000000001]
[0.25810040000000001,null,0.37696930000000001]
[0.25810040000000001,null,0.37696930000000001]
[0.25810040000000001,null,0.37696930000000001]
[0.25810040000000001,null,0.37696930000000001]
[0.25810040000000001,null,0.37696930000000001]
[0.25788990000000001,null,0.37696930000000001]
[0.25788990000000001,null,0.37696930000000001]
[0.25781779999999999,null,0.37696930000000001]
[0.25781779999999999,null,0.37696930000000001]
[0.25772630000000002,null,0.37684770000000001]
[0.2576542,null,0.37684770000000001]
[0.2575616,null,0.37684770000000001]
[0.2575616,null,0.37671840000000001]
[0.2574767,null,0.37662119999999999]
[0.2574767,null,0.37662119999999999]
[0.25738529999999998,null,0.37662119999999999]
[0.25738529999999998,null,0.37662119999999999]
[0.25738529999999998,null,0.37662119999999999]
[0.25731310000000002,null,0.37662119999999999]
[0.25731310000000002,null,0.37662119999999999]
[0.25731310000000002,null,0.37662119999999999]
[0.25731310000000002,null,0.37662119999999999]
[0.257241,null,0.37662119999999999]
[0.2571561,null,0.37662119999999999]
[0.25706469999999998,null,0.37662119999999999]
[0.25706459999999998,null,0.37662119999999999]
[0.25706459999999998,null,0.37649949999999999]
[0.25706459999999998,null,0.37628250000000002]
[0.25706459999999998,null,0.37628250000000002]
[0.25697209999999998,null,0.37628250000000002]
[0.25677430000000001,null,0.3761853]
[0.25677430000000001,null,0.3761853]
[0.25668940000000001,null,0.3761853]
[0.25659799999999999,null,0.3761853]
[0.25659799999999999,null,0.3761853]
[0.25659799999999999,null,0.3761853]
[0.25659799999999999,null,0.3761853]
[0.25659799999999999,null,0.3761853]
[0.25659799999999999,null,0.3761853]
[0.25659799999999999,null,0.3761853]
[0.25651309999999999,null,0.3761853]
[0.25642160000000003,null,0.3761853]
[0.25634950000000001,null,0.3761853]
[0.25634950000000001,null,0.3761853]
[0.25634950000000001,null,0.3761853]
[0.25634950000000001,null,0.376056]
[0.25634950000000001,null,0.376056]
[0.25618590000000002,null,0.37596560000000001]
[0.25618590000000002,null,0.37596560000000001]
[0.2561137,null,0.37584390000000001]
[0.2561137,null,0.37584390000000001]
[0.2560289,null,0.37584390000000001]
[0.2560289,null,0.37584390000000001]
[0.25593630000000001,null,0.37584390000000001]
[0.25593630000000001,null,0.37584390000000001]
[0.25593630000000001,null,0.37584390000000001]
[0.25584489999999999,null,0.37584390000000001]
[0.25575999999999999,null,0.37584390000000001]
[0.25575999999999999,null,0.37584390000000001]
[0.25575999999999999,null,0.37574679999999999]
[0.25568780000000002,null,0.37574679999999999]
[0.25568780000000002,null,0.37574679999999999]
[0.25568780000000002,null,0.37574679999999999]
[0.25568780000000002,null,0.37574679999999999]
[0.2556157,null,0.37574679999999999]
[0.2556157,null,0.37574679999999999]
[0.2555308,null,0.37574679999999999]
[0.2555308,null,0.37574679999999999]
[0.25543929999999998,null,0.37574679999999999]
[0.25543929999999998,null,0.37574669999999999]
[0.25543929999999998,null,0.37574669999999999]
[0.25543929999999998,null,0.37574669999999999]
[0.25536720000000002,null,0.37574669999999999]
[0.25536720000000002,null,0.37574669999999999]
[0.25536720000000002,null,0.37574669999999999]
[0.25527569999999999,null,0.37574669999999999]
[0.2551908,null,0.37574669999999999]
[0.25506519999999999,null,0.37561749999999999]
[0.25506519999999999,null,0.37549090000000002]
[0.25499309999999997,null,0.37549090000000002]
[0.25499309999999997,null,0.37536920000000001]
[0.25499309999999997,null,0.3752721]
[0.25490160000000001,null,0.3751816]
[0.25490160000000001,null,0.3751816]
[0.25481670000000001,null,0.3751816]
[0.25481670000000001,null,0.3751816]
[0.25465199999999999,null,0.3751816]
[0.25465199999999999,null,0.3751816]
[0.25465199999999999,null,0.3751816]
[0.25465199999999999,null,0.3751816]
[0.25456060000000003,null,0.3751816]
[0.2544884,null,0.3751816]
[0.2544884,null,0.3751816]
[0.2544884,null,0.3751816]
[0.2544035,null,0.3751816]
[0.2544035,null,0.3751816]
[0.25433139999999999,null,0.3751816]
[0.25433139999999999,null,0.3751816]
[0.25433139999999999,null,0.3751816]
[0.25423990000000002,null,0.3751816]
[0.25423990000000002,null,0.3751816]
[0.25423990000000002,null,0.3751816]
[0.2541678,null,0.3751816]
[0.2541678,null,0.3751816]
[0.2541678,null,0.37505230000000001]
[0.2540829,null,0.37505230000000001]
[0.2540829,null,0.37505230000000001]
[0.25386579999999997,null,0.37505230000000001]
[0.25386579999999997,null,0.37505230000000001]
[0.25386579999999997,null,0.37505230000000001]
[0.25386579999999997,null,0.37495509999999999]
[0.25386579999999997,null,0.3748647]
[0.25370219999999999,null,0.3748647]
[0.25370219999999999,null,0.37474299999999999]
[0.25370219999999999,null,0.37474299999999999]
[0.25370219999999999,null,0.37474299999999999]
[0.25352479999999999,null,0.37474299999999999]
[0.25352479999999999,null,0.37474299999999999]
[0.25352479999999999,null,0.37474299999999999]
[0.25343329999999997,null,0.37474299999999999]
[0.25343329999999997,null,0.37474299999999999]
[0.25343329999999997,null,0.37461640000000002]
[0.25343329999999997,null,0.37461640000000002]
[0.25336120000000001,null,0.37461640000000002]
[0.25336120000000001,null,0.37461640000000002]
[0.25336120000000001,null,0.37461640000000002]
[0.25320409999999999,null,0.37461640000000002]
[0.25320409999999999,null,0.37461640000000002]
[0.25320409999999999,null,0.37461640000000002]
[0.25311270000000002,null,0.37448720000000002]
[0.25311270000000002,null,0.37448720000000002]
[0.25311270000000002,null,0.37448720000000002]
[0.25311270000000002,null,0.37448720000000002]
[0.25311270000000002,null,0.37448720000000002]
[0.2530405,null,0.37448720000000002]
[0.25294800000000001,null,0.37448710000000002]
[0.25294800000000001,null,0.37448710000000002]
[0.25285649999999998,null,0.37448710000000002]
[0.25277159999999999,null,0.37439]
[0.25269950000000002,null,0.3742683]
[0.25269950000000002,null,0.3742683]
[0.25269950000000002,null,0.3742683]
[0.25269950000000002,null,0.37417790000000001]
[0.25257390000000002,null,0.37417790000000001]
[0.25257390000000002,null,0.37417790000000001]
[0.2524824,null,0.37417790000000001]
[0.2524824,null,0.37417790000000001]
[0.2524824,null,0.37417790000000001]
[0.2523975,null,0.37417790000000001]
[0.2523975,null,0.37417790000000001]
[0.25232539999999998,null,0.37417790000000001]
[0.25232539999999998,null,0.37417790000000001]
[0.25223390000000001,null,0.37417790000000001]
[0.25223390000000001,null,0.37417790000000001]
[0.25223390000000001,null,0.37417790000000001]
[0.25223390000000001,null,0.3741778]
[0.25207689999999999,null,0.37404860000000001]
[0.25207689999999999,null,0.37382979999999999]
[0.25207689999999999,null,0.37382979999999999]
[0.25198429999999999,null,0.37382979999999999]
[0.25198429999999999,null,0.37382969999999999]
[0.25182070000000001,null,0.37382969999999999]
[0.25182070000000001,null,0.37370320000000001]
[0.25182070000000001,null,0.37370320000000001]
[0.25173590000000001,null,0.37370320000000001]
[0.25161020000000001,null,0.37370320000000001]
[0.25161020000000001,null,0.37370320000000001]
[0.25161020000000001,null,0.37370320000000001]
[0.25151879999999999,null,0.37370320000000001]
[0.25151879999999999,null,0.37370320000000001]
[0.25144660000000002,null,0.37370320000000001]
[0.25144660000000002,null,0.37370320000000001]
[0.25144660000000002,null,0.37370320000000001]
[0.2512703,null,0.37370320000000001]
[0.2512703,null,0.37370320000000001]
[0.2512703,null,0.37361270000000002]
[0.2512703,null,0.37361270000000002]
[0.25119809999999998,null,0.37361270000000002]
[0.25110559999999998,null,0.37361270000000002]
[0.25101410000000002,null,0.37361270000000002]
[0.25101410000000002,null,0.37348340000000002]
[0.25101410000000002,null,0.3733862]
[0.250942,null,0.3733862]
[0.2508571,null,0.3733862]
[0.2508571,null,0.3733862]
[0.2508571,null,0.3733862]
[0.2508571,null,0.3733862]
[0.25076559999999998,null,0.3732646]
[0.25069350000000001,null,0.3732646]
[0.25069350000000001,null,0.3732646]
[0.25069350000000001,null,0.3732646]
[0.25062129999999999,null,0.3732646]
[0.25062129999999999,null,0.3732646]
[0.25062129999999999,null,0.3732646]
[0.25062129999999999,null,0.3732646]
[0.25041079999999999,null,0.3732646]
[0.25041079999999999,null,0.3732646]
[0.25041079999999999,null,0.3732646]
[0.25041079999999999,null,0.37316739999999998]
[0.25031940000000003,null,0.37316739999999998]
[0.25022680000000003,null,0.37316739999999998]
[0.25022680000000003,null,0.37316739999999998]
[0.25015470000000001,null,0.37316739999999998]
[0.25015470000000001,null,0.37316739999999998]
[0.25015470000000001,null,0.37303809999999998]
[0.25015470000000001,null,0.37303809999999998]
[0.25015470000000001,null,0.37291150000000001]
[0.25015470000000001,null,0.37282110000000002]
[0.25015470000000001,null,0.37282110000000002]
[0.25006980000000001,null,0.37282110000000002]
[0.24999759999999999,null,0.37282110000000002]
[0.24999759999999999,null,0.37282110000000002]
[0.24999759999999999,null,0.37282110000000002]
[0.2499062,null,0.3727239]
[0.2499062,null,0.3727239]
[0.2499062,null,0.3727239]
[0.2499062,null,0.3727239]
[0.2499062,null,0.3727239]
[0.2499062,null,0.3727239]
[0.24974150000000001,null,0.3727239]
[0.24956519999999999,null,0.3727239]
[0.24956519999999999,null,0.3727239]
[0.24948029999999999,null,0.3726023]
[0.24935460000000001,null,0.3726023]
[0.24928249999999999,null,0.37260219999999999]
[0.24928249999999999,null,0.37260219999999999]
[0.24928249999999999,null,0.37260219999999999]
[0.24928249999999999,null,0.37260219999999999]
[0.24928249999999999,null,0.37260219999999999]
[0.249191,null,0.37260219999999999]
[0.249191,null,0.37260219999999999]
[0.2491189,null,0.37260219999999999]
[0.2491189,null,0.37260219999999999]
[0.2491189,null,0.372473]
[0.2491189,null,0.37238250000000001]
[0.2491189,null,0.37238250000000001]
[0.24903400000000001,null,0.37238250000000001]
[0.24896180000000001,null,0.37238250000000001]
[0.24896180000000001,null,0.37238250000000001]
[0.24887039999999999,null,0.37226090000000001]
[0.24887039999999999,null,0.37216369999999999]
[0.24887039999999999,null,0.37216369999999999]
[0.24887039999999999,null,0.37216369999999999]
[0.24887039999999999,null,0.37216369999999999]
[0.24861430000000001,null,0.37216369999999999]
[0.24861420000000001,null,0.37216369999999999]
[0.24852940000000001,null,0.37203710000000001]
[0.24852940000000001,null,0.37203710000000001]
[0.24852940000000001,null,0.37203710000000001]
[0.24852940000000001,null,0.37203710000000001]
[0.24843789999999999,null,0.37203710000000001]
[0.24835299999999999,null,0.37203710000000001]
[0.24835299999999999,null,0.37190780000000001]
[0.2482809,null,0.37181059999999999]
[0.2482809,null,0.37181059999999999]
[0.2482809,null,0.37181059999999999]
[0.2482809,null,0.37181059999999999]
[0.2482809,null,0.37181059999999999]
[0.248196,null,0.37181059999999999]
[0.2480704,null,0.37181059999999999]
[0.2479789,null,0.37168899999999999]
[0.2479789,null,0.3715985]
[0.24790680000000001,null,0.3715985]
[0.24790670000000001,null,0.3715985]
[0.24790670000000001,null,0.3715985]
[0.24790670000000001,null,0.3715985]
[0.24783459999999999,null,0.3715985]
[0.24783459999999999,null,0.3715985]
[0.24783459999999999,null,0.3715985]
[0.24765719999999999,null,0.3715985]
[0.2475657,null,0.3715985]
[0.2475657,null,0.3715985]
[0.2475657,null,0.3715985]
[0.2475657,null,0.37150129999999998]
[0.24749360000000001,null,0.37137209999999998]
[0.24740210000000001,null,0.37137209999999998]
[0.24740210000000001,null,0.37137209999999998]
[0.24740210000000001,null,0.37137209999999998]
[0.24740210000000001,null,0.37137209999999998]
[0.24732999999999999,null,0.37137209999999998]
[0.2472451,null,0.37137209999999998]
[0.2472451,null,0.37137199999999998]
[0.2472451,null,0.37137199999999998]
[0.2472451,null,0.37137199999999998]
[0.2472451,null,0.37137199999999998]
[0.2472451,null,0.37124550000000001]
[0.2472451,null,0.37124550000000001]
[0.2471536,null,0.37102659999999998]
[0.24708150000000001,null,0.37102659999999998]
[0.24708150000000001,null,0.37102659999999998]
[0.24708150000000001,null,0.37102659999999998]
[0.24708150000000001,null,0.37102659999999998]
[0.24699660000000001,null,0.37102659999999998]
[0.24699660000000001,null,0.37102659999999998]
[0.24699660000000001,null,0.37102659999999998]
[0.24699660000000001,null,0.37102659999999998]
[0.24690400000000001,null,0.37102659999999998]
[0.24690400000000001,null,0.37102659999999998]
[0.24690400000000001,null,0.37102659999999998]
[0.2467404,null,0.37102659999999998]
[0.2467404,null,0.37080689999999999]
[0.2467404,null,0.37080689999999999]
[0.2466148,null,0.37080689999999999]
[0.2465299,null,0.37080689999999999]
[0.2465299,null,0.37080689999999999]
[0.2464385,null,0.37080689999999999]
[0.2464385,null,0.37068519999999999]
[0.2464385,null,0.37058809999999998]
[0.2464385,null,0.37058809999999998]
[0.2464385,null,0.37058809999999998]
[0.24636630000000001,null,0.37058809999999998]
[0.24627489999999999,null,0.37058809999999998]
[0.24627489999999999,null,0.37058809999999998]
[0.24627489999999999,null,0.37058809999999998]
[0.24627489999999999,null,0.37058809999999998]
[0.24627489999999999,null,0.37058809999999998]
[0.2461178,null,0.37058809999999998]
[0.2461178,null,0.37058809999999998]
[0.2461178,null,0.3704615]
[0.24604570000000001,null,0.3704615]
[0.24604570000000001,null,0.3704615]
[0.24595420000000001,null,0.3704615]
[0.24595420000000001,null,0.3704615]
[0.24586169999999999,null,0.3704615]
[0.24586169999999999,null,0.3704615]
[0.24586169999999999,null,0.3703398]
[0.24586169999999999,null,0.37024259999999998]
[0.24586169999999999,null,0.37024259999999998]
[0.24577679999999999,null,0.37024259999999998]
[0.2457046,null,0.37024259999999998]
[0.2456132,null,0.37011339999999998]
[0.2456132,null,0.37011339999999998]
[0.2456132,null,0.37011339999999998]
[0.2456132,null,0.37011339999999998]
[0.2456132,null,0.37011339999999998]
[0.24552170000000001,null,0.37011339999999998]
[0.24552170000000001,null,0.37002289999999999]
[0.24523909999999999,null,0.37002289999999999]
[0.24523909999999999,null,0.37002289999999999]
[0.24523909999999999,null,0.37002289999999999]
[0.24523909999999999,null,0.37002289999999999]
[0.24523909999999999,null,0.37002289999999999]
[0.24523909999999999,null,0.37002289999999999]
[0.24506269999999999,null,0.37002289999999999]
[0.24506269999999999,null,0.37002289999999999]
[0.2449906,null,0.37002289999999999]
[0.2449906,null,0.37002289999999999]
[0.244898,null,0.36980410000000002]
[0.244898,null,0.36980410000000002]
[0.24480660000000001,null,0.36980410000000002]
[0.24480660000000001,null,0.36980410000000002]
[0.24472169999999999,null,0.36980410000000002]
[0.24464949999999999,null,0.36980410000000002]
[0.24464949999999999,null,0.36980410000000002]
[0.24464949999999999,null,0.36980410000000002]
[0.24464949999999999,null,0.36967480000000003]
[0.2445647,null,0.36967480000000003]
[0.2444925,null,0.36967480000000003]
[0.24440110000000001,null,0.36967480000000003]
[0.24440110000000001,null,0.36967480000000003]
[0.24440110000000001,null,0.36967480000000003]
[0.24440100000000001,null,0.36967480000000003]
[0.24440100000000001,null,0.36954819999999999]
[0.24440100000000001,null,0.36954819999999999]
[0.24440100000000001,null,0.36954819999999999]
[0.24440100000000001,null,0.36954819999999999]
[0.24440100000000001,null,0.36954819999999999]
[0.24431620000000001,null,0.36954819999999999]
[0.24422469999999999,null,0.36954819999999999]
[0.2441526,null,0.3693361]
[0.24402689999999999,null,0.3693361]
[0.24402689999999999,null,0.36923889999999998]
[0.2439344,null,0.36923889999999998]
[0.2439344,null,0.36923889999999998]
[0.2439344,null,0.36923889999999998]
[0.2438429,null,0.36923889999999998]
[0.2438429,null,0.36910959999999998]
[0.2438429,null,0.36910959999999998]
[0.24377080000000001,null,0.36910959999999998]
[0.24377080000000001,null,0.36910959999999998]
[0.24368590000000001,null,0.36910959999999998]
[0.24368590000000001,null,0.36910959999999998]
[0.24368590000000001,null,0.36910959999999998]
[0.24368590000000001,null,0.36910959999999998]
[0.24368590000000001,null,0.36910959999999998]
[0.24368590000000001,null,0.36910959999999998]
[0.24368590000000001,null,0.36910959999999998]
[0.24350959999999999,null,0.36910959999999998]
[0.2434374,null,0.36910959999999998]
[0.2434374,null,0.36910959999999998]
[0.2434374,null,0.36901240000000002]
[0.2434374,null,0.36901240000000002]
[0.24334600000000001,null,0.36901240000000002]
[0.24327380000000001,null,0.36901240000000002]
[0.24327380000000001,null,0.36901240000000002]
[0.24327380000000001,null,0.36901240000000002]
[0.24327380000000001,null,0.36901240000000002]
[0.24318890000000001,null,0.36901240000000002]
[0.24318890000000001,null,0.36901240000000002]
[0.2430253,null,0.36889080000000002]
[0.2428997,null,0.36889080000000002]
[0.2428997,null,0.36889080000000002]
[0.2428071,null,0.36880030000000003]
[0.2428071,null,0.3685445]
[0.24273500000000001,null,0.3685445]
[0.24273500000000001,null,0.3685445]
[0.24273500000000001,null,0.3685445]
[0.24273500000000001,null,0.3685445]
[0.24255869999999999,null,0.3685445]
[0.24255869999999999,null,0.3685445]
[0.24248649999999999,null,0.3685445]
[0.24248649999999999,null,0.36844729999999998]
[0.24248649999999999,null,0.36844729999999998]
[0.24248649999999999,null,0.36844729999999998]
[0.24240159999999999,null,0.36844729999999998]
[0.24240159999999999,null,0.36844729999999998]
[0.24240159999999999,null,0.36844729999999998]
[0.24240159999999999,null,0.36844729999999998]
[0.2423102,null,0.36844729999999998]
[0.2423102,null,0.36844729999999998]
[0.2423102,null,0.36844729999999998]
[0.24223800000000001,null,0.36844729999999998]
[0.24223800000000001,null,0.36844729999999998]
[0.24215310000000001,null,0.36844729999999998]
[0.24215310000000001,null,0.36832559999999998]
[0.24215310000000001,null,0.36800870000000002]
[0.24215310000000001,null,0.36800870000000002]
[0.24206169999999999,null,0.36800870000000002]
[0.2419895,null,0.36800870000000002]
[0.2419895,null,0.36800870000000002]
[0.2419895,null,0.36800870000000002]
[0.24182480000000001,null,0.36800870000000002]
[0.24182480000000001,null,0.36800870000000002]
[0.24173990000000001,null,0.36800870000000002]
[0.24173990000000001,null,0.36800870000000002]
[0.24164849999999999,null,0.36800870000000002]
[0.24164849999999999,null,0.36800870000000002]
[0.24164849999999999,null,0.36800870000000002]
[0.24157629999999999,null,0.36800870000000002]
[0.24157629999999999,null,0.36800870000000002]
[0.24145069999999999,null,0.36800870000000002]
[0.24145069999999999,null,0.36800870000000002]
[0.24145069999999999,null,0.36800870000000002]
[0.2413593,null,0.36800870000000002]
[0.2413593,null,0.36800870000000002]
[0.2412871,null,0.36800870000000002]
[0.2412871,null,0.36800870000000002]
[0.2412871,null,0.36766330000000003]
[0.24110309999999999,null,0.36766330000000003]
[0.24110309999999999,null,0.36766330000000003]
[0.24101819999999999,null,0.36766330000000003]
[0.2409461,null,0.36766330000000003]
[0.2409461,null,0.36766330000000003]
[0.2408546,null,0.36753400000000003]
[0.2408546,null,0.36753400000000003]
[0.2408546,null,0.36744359999999998]
[0.2408546,null,0.36744359999999998]
[0.24078250000000001,null,0.36744359999999998]
[0.24069760000000001,null,0.36744359999999998]
[0.24069760000000001,null,0.36744349999999998]
[0.24069760000000001,null,0.36744349999999998]
[0.240534,null,0.36732189999999998]
[0.240534,null,0.36732189999999998]
[0.240534,null,0.36732189999999998]
[0.240534,null,0.36732189999999998]
[0.240534,null,0.36732189999999998]
[0.240534,null,0.36722470000000001]
[0.2404618,null,0.36722470000000001]
[0.2404618,null,0.36722470000000001]
[0.2404618,null,0.36722470000000001]
[0.2403769,null,0.36722470000000001]
[0.24028550000000001,null,0.36722470000000001]
[0.2401208,null,0.36722470000000001]
[0.2401208,null,0.36722470000000001]
[0.2401208,null,0.36722470000000001]
[0.2401208,null,0.36722470000000001]
[0.2401208,null,0.36709540000000002]
[0.2401208,null,0.36709540000000002]
[0.23995720000000001,null,0.36709540000000002]
[0.23995720000000001,null,0.36697380000000002]
[0.23987230000000001,null,0.36697380000000002]
[0.23987230000000001,null,0.36697380000000002]
[0.23974670000000001,null,0.36697380000000002]
[0.23967450000000001,null,0.3668766]
[0.23967450000000001,null,0.3668766]
[0.23967450000000001,null,0.3667861]
[0.23958309999999999,null,0.3667861]
[0.23958309999999999,null,0.3667861]
[0.23949819999999999,null,0.3667861]
[0.239426,null,0.3667861]
[0.239426,null,0.36665959999999997]
[0.239426,null,0.36665959999999997]
[0.23924200000000001,null,0.36665959999999997]
[0.23915710000000001,null,0.36665950000000003]
[0.23908499999999999,null,0.36665950000000003]
[0.23908499999999999,null,0.36665950000000003]
[0.23908499999999999,null,0.36653029999999998]
[0.23908499999999999,null,0.36653029999999998]
[0.23908499999999999,null,0.36653029999999998]
[0.23908499999999999,null,0.36640859999999997]
[0.23908499999999999,null,0.36640859999999997]
[0.23908499999999999,null,0.36640859999999997]
[0.2389087,null,0.36640859999999997]
[0.23883650000000001,null,0.36631140000000001]
[0.23883650000000001,null,0.36631140000000001]
[0.23883650000000001,null,0.36631140000000001]
[0.23883650000000001,null,0.36631140000000001]
[0.23883650000000001,null,0.36631140000000001]
[0.23883650000000001,null,0.36631140000000001]
[0.23883650000000001,null,0.36631140000000001]
[0.23874509999999999,null,0.36631140000000001]
[0.23874509999999999,null,0.36631140000000001]
[0.23867289999999999,null,0.36631140000000001]
[0.23867289999999999,null,0.36631140000000001]
[0.2385815,null,0.36622100000000002]
[0.2385815,null,0.36622100000000002]
[0.2385814,null,0.36609930000000002]
[0.2385814,null,0.36609930000000002]
[0.2384966,null,0.36609930000000002]
[0.2384966,null,0.3660021]
[0.23829880000000001,null,0.3660021]
[0.23820620000000001,null,0.3658729]
[0.23811479999999999,null,0.3658729]
[0.23811479999999999,null,0.3658729]
[0.23811479999999999,null,0.3658729]
[0.23811479999999999,null,0.3658729]
[0.23811479999999999,null,0.3658729]
[0.23802989999999999,null,0.3658729]
[0.23802989999999999,null,0.3658729]
[0.23802989999999999,null,0.3658729]
[0.2379578,null,0.3658729]
[0.23795769999999999,null,0.3658729]
[0.23795769999999999,null,0.3658729]
[0.23795769999999999,null,0.3658729]
[0.23795769999999999,null,0.3658729]
[0.23795769999999999,null,0.3658728]
[0.2378856,null,0.3658728]
[0.23779410000000001,null,0.3658728]
[0.23770930000000001,null,0.3658728]
[0.23770930000000001,null,0.3658728]
[0.23770930000000001,null,0.3656219]
[0.23770930000000001,null,0.36552479999999998]
[0.23770930000000001,null,0.36552469999999998]
[0.23770930000000001,null,0.36552469999999998]
[0.23754459999999999,null,0.36552469999999998]
[0.23754459999999999,null,0.36552469999999998]
[0.2374531,null,0.36539820000000001]
[0.2374531,null,0.36539820000000001]
[0.2374531,null,0.36539820000000001]
[0.23729610000000001,null,0.36539820000000001]
[0.23729610000000001,null,0.36539820000000001]
[0.23729610000000001,null,0.36539820000000001]
[0.23729610000000001,null,0.36530770000000001]
[0.23720459999999999,null,0.36530770000000001]
[0.23720459999999999,null,0.36530770000000001]
[0.2371325,null,0.36530770000000001]
[0.2371325,null,0.36530770000000001]
[0.23692199999999999,null,0.36517840000000001]
[0.23692199999999999,null,0.36517840000000001]
[0.2368498,null,0.36517840000000001]
[0.2368498,null,0.36517840000000001]
[0.23675840000000001,null,0.36505680000000001]
[0.23666580000000001,null,0.36505680000000001]
[0.2365022,null,0.3649596]
[0.2365022,null,0.3649596]
[0.2365022,null,0.3649596]
[0.23634520000000001,null,0.3649596]
[0.23634520000000001,null,0.3649596]
[0.23634520000000001,null,0.3649596]
[0.23634520000000001,null,0.3649596]
[0.23616880000000001,null,0.3648691]
[0.23616880000000001,null,0.3648691]
[0.23609669999999999,null,0.3648691]
[0.23609669999999999,null,0.3648691]
[0.23609669999999999,null,0.3648691]
[0.23609669999999999,null,0.3648691]
[0.23609669999999999,null,0.3648691]
[0.23609669999999999,null,0.36477189999999998]
[0.23593310000000001,null,0.36477189999999998]
[0.23584820000000001,null,0.36477189999999998]
[0.23584820000000001,null,0.36477189999999998]
[0.23584820000000001,null,0.36477189999999998]
[0.23584820000000001,null,0.36477189999999998]
[0.23568349999999999,null,0.36464269999999999]
[0.235592,null,0.36464269999999999]
[0.235592,null,0.36464269999999999]
[0.235592,null,0.36464269999999999]
[0.2355199,null,0.36452099999999998]
[0.2355199,null,0.36452099999999998]
[0.23543500000000001,null,0.36452099999999998]
[0.23543500000000001,null,0.36452099999999998]
[0.23543500000000001,null,0.36452099999999998]
[0.23534350000000001,null,0.36452099999999998]
[0.23518649999999999,null,0.36452099999999998]
[0.23518649999999999,null,0.36452099999999998]
[0.23518649999999999,null,0.36452099999999998]
[0.23518649999999999,null,0.36452099999999998]
[0.23518649999999999,null,0.36452099999999998]
[0.23518649999999999,null,0.36443049999999999]
[0.23502290000000001,null,0.3642068]
[0.23502290000000001,null,0.3642068]
[0.23493800000000001,null,0.3642068]
[0.23493800000000001,null,0.3642068]
[0.2348124,null,0.3642068]
[0.2348124,null,0.3642068]
[0.2348124,null,0.3642068]
[0.23474020000000001,null,0.3642068]
[0.23474020000000001,null,0.3642068]
[0.23464879999999999,null,0.3642068]
[0.23455619999999999,null,0.3640775]
[0.23455619999999999,null,0.3640775]
[0.2343992,null,0.3640775]
[0.2343992,null,0.3639559]
[0.23430780000000001,null,0.3639559]
[0.23430780000000001,null,0.3639558]
[0.23423559999999999,null,0.3639558]
[0.23423559999999999,null,0.3639558]
[0.23423559999999999,null,0.36385869999999998]
[0.23423559999999999,null,0.36385869999999998]
[0.23423559999999999,null,0.36385869999999998]
[0.23423559999999999,null,0.36385869999999998]
[0.23416339999999999,null,0.36376819999999999]
[0.234072,null,0.36376819999999999]
[0.234072,null,0.36376819999999999]
[0.234072,null,0.36376819999999999]
[0.234072,null,0.36376819999999999]
[0.2339871,null,0.36376819999999999]
[0.23389570000000001,null,0.36363889999999999]
[0.23389570000000001,null,0.36363889999999999]
[0.23389570000000001,null,0.36351729999999999]
[0.23389570000000001,null,0.36351729999999999]
[0.23389570000000001,null,0.36351729999999999]
[0.23373859999999999,null,0.36351729999999999]
[0.2336472,null,0.36351729999999999]
[0.2335546,null,0.36351729999999999]
[0.2335546,null,0.36351729999999999]
[0.2335546,null,0.36351729999999999]
[0.2335546,null,0.36351729999999999]
[0.23348250000000001,null,0.36351729999999999]
[0.2333568,null,0.36351729999999999]
[0.23326540000000001,null,0.36339070000000001]
[0.23326540000000001,null,0.36330020000000002]
[0.23326540000000001,null,0.36330020000000002]
[0.23326540000000001,null,0.36330020000000002]
[0.23326540000000001,null,0.3632031]
[0.23326540000000001,null,0.3632031]
[0.23326540000000001,null,0.3632031]
[0.23326540000000001,null,0.363203]
[0.23318050000000001,null,0.3630814]
[0.23310839999999999,null,0.3630814]
[0.2330169,null,0.3630814]
[0.2330169,null,0.3630814]
[0.2330169,null,0.3629521]
[0.23285220000000001,null,0.3629521]
[0.23285220000000001,null,0.3629521]
[0.23285220000000001,null,0.3629521]
[0.23285220000000001,null,0.3629521]
[0.23285220000000001,null,0.3629521]
[0.23278009999999999,null,0.3629521]
[0.23278009999999999,null,0.3629521]
[0.23278009999999999,null,0.3629521]
[0.23269519999999999,null,0.36285489999999998]
[0.2326037,null,0.36285489999999998]
[0.2326037,null,0.36285489999999998]
[0.2325316,null,0.36285489999999998]
[0.2325316,null,0.36285489999999998]
[0.2325316,null,0.36272569999999998]
[0.2325316,null,0.36272559999999998]
[0.2325316,null,0.36263519999999999]
[0.23245940000000001,null,0.36263519999999999]
[0.23245940000000001,null,0.36263519999999999]
[0.23236799999999999,null,0.36263519999999999]
[0.23236799999999999,null,0.36263519999999999]
[0.23236799999999999,null,0.36263519999999999]
[0.23228309999999999,null,0.36251349999999999]
[0.23228309999999999,null,0.36251349999999999]
[0.2322109,null,0.36251349999999999]
[0.2321184,null,0.36241640000000003]
[0.2320335,null,0.36241640000000003]
[0.2320335,null,0.36241640000000003]
[0.23181640000000001,null,0.36241640000000003]
[0.23181640000000001,null,0.36241640000000003]
[0.23181640000000001,null,0.36241640000000003]
[0.23181640000000001,null,0.36241630000000002]
[0.23174429999999999,null,0.36241630000000002]
[0.23174429999999999,null,0.36229470000000003]
[0.23174429999999999,null,0.36229470000000003]
[0.23174429999999999,null,0.36229470000000003]
[0.23174429999999999,null,0.36229470000000003]
[0.23165279999999999,null,0.36219750000000001]
[0.23156789999999999,null,0.36219750000000001]
[0.23156789999999999,null,0.36207089999999997]
[0.23156789999999999,null,0.36207089999999997]
[0.2314958,null,0.36198049999999998]
[0.23142360000000001,null,0.36198049999999998]
[0.23142360000000001,null,0.36198049999999998]
[0.23142360000000001,null,0.36198049999999998]
[0.23142360000000001,null,0.36198049999999998]
[0.23125999999999999,null,0.36185119999999998]
[0.23125999999999999,null,0.36185119999999998]
[0.23125999999999999,null,0.36185119999999998]
[0.23125999999999999,null,0.36185119999999998]
[0.23125999999999999,null,0.36185119999999998]
[0.23109640000000001,null,0.36185119999999998]
[0.23100390000000001,null,0.36185119999999998]
[0.23100390000000001,null,0.36172959999999998]
[0.23100390000000001,null,0.36172949999999998]
[0.23100390000000001,null,0.36172949999999998]
[0.23100390000000001,null,0.36163240000000002]
[0.23091900000000001,null,0.36163240000000002]
[0.23091900000000001,null,0.36163240000000002]
[0.23070189999999999,null,0.36163240000000002]
[0.2306298,null,0.36163240000000002]
[0.2306298,null,0.36163240000000002]
[0.2306298,null,0.36163240000000002]
[0.2306298,null,0.36150310000000002]
[0.2306298,null,0.36150310000000002]
[0.2305383,null,0.36150310000000002]
[0.2305383,null,0.36150310000000002]
[0.2305383,null,0.36150310000000002]
[0.2305383,null,0.36150310000000002]
[0.23038130000000001,null,0.36150310000000002]
[0.23038130000000001,null,0.3614059]
[0.23038130000000001,null,0.3614059]
[0.23038130000000001,null,0.3614059]
[0.23028870000000001,null,0.3614059]
[0.23028870000000001,null,0.36131540000000001]
[0.23028870000000001,null,0.36119380000000001]
[0.23020379999999999,null,0.36119380000000001]
[0.23011239999999999,null,0.36119380000000001]
[0.2300402,null,0.36119380000000001]
[0.2300402,null,0.36119380000000001]
[0.2300402,null,0.36119380000000001]
[0.2300402,null,0.36119380000000001]
[0.22996810000000001,null,0.36119380000000001]
[0.22988320000000001,null,0.36119380000000001]
[0.22988320000000001,null,0.36106719999999998]
[0.22988320000000001,null,0.36106719999999998]
[0.22979169999999999,null,0.36093789999999998]
[0.2297196,null,0.36093789999999998]
[0.2297196,null,0.36093789999999998]
[0.2297196,null,0.36093789999999998]
[0.2297196,null,0.36093789999999998]
[0.2297196,null,0.36093789999999998]
[0.229627,null,0.36093789999999998]
[0.22950139999999999,null,0.36093789999999998]
[0.22950139999999999,null,0.36084070000000001]
[0.2293444,null,0.36084070000000001]
[0.2293444,null,0.36084070000000001]
[0.2293444,null,0.36084070000000001]
[0.2293444,null,0.36084070000000001]
[0.2292595,null,0.36071910000000001]
[0.2292595,null,0.36071910000000001]
[0.22916800000000001,null,0.36071910000000001]
[0.22916800000000001,null,0.36071910000000001]
[0.22909589999999999,null,0.36058980000000002]
[0.22900329999999999,null,0.36058980000000002]
[0.2289119,null,0.36058980000000002]
[0.2289119,null,0.36040220000000001]
[0.2289119,null,0.36040220000000001]
[0.228827,null,0.36040220000000001]
[0.22875480000000001,null,0.36040220000000001]
[0.22875480000000001,null,0.36040220000000001]
[0.22875480000000001,null,0.36040220000000001]
[0.22859119999999999,null,0.36040220000000001]
[0.22859119999999999,null,0.36040220000000001]
[0.22859119999999999,null,0.36040220000000001]
[0.22859119999999999,null,0.36040220000000001]
[0.22859119999999999,null,0.36040220000000001]
[0.2285064,null,0.36040220000000001]
[0.22834280000000001,null,0.36040220000000001]
[0.22834280000000001,null,0.36040220000000001]
[0.22834280000000001,null,0.36040220000000001]
[0.22834280000000001,null,0.3602805]
[0.22834280000000001,null,0.3602805]
[0.22834270000000001,null,0.36018329999999998]
[0.22834270000000001,null,0.36018329999999998]
[0.22827059999999999,null,0.36018329999999998]
[0.2281792,null,0.36018329999999998]
[0.2281791,null,0.36018329999999998]
[0.2280442,null,0.36005399999999999]
[0.2280017,null,0.35992750000000001]
[0.2280017,null,0.35992750000000001]
[0.2280017,null,0.35992750000000001]
[0.22792960000000001,null,0.35992750000000001]
[0.22783809999999999,null,0.35992750000000001]
[0.22771250000000001,null,0.35992750000000001]
[0.22771250000000001,null,0.35983700000000002]
[0.22771250000000001,null,0.35983700000000002]
[0.22771250000000001,null,0.35983700000000002]
[0.22771250000000001,null,0.35983700000000002]
[0.22762760000000001,null,0.35983700000000002]
[0.22755549999999999,null,0.3597398]
[0.22755539999999999,null,0.3597398]
[0.22755539999999999,null,0.3597398]
[0.227464,null,0.3597398]
[0.22730700000000001,null,0.3597398]
[0.22730700000000001,null,0.3596105]
[0.22714989999999999,null,0.3594889]
[0.22714989999999999,null,0.3594889]
[0.22714989999999999,null,0.3594889]
[0.22714989999999999,null,0.3594889]
[0.22714989999999999,null,0.3594889]
[0.22714989999999999,null,0.3594889]
[0.22706499999999999,null,0.3594889]
[0.22706499999999999,null,0.3594889]
[0.2269929,null,0.3594889]
[0.2269929,null,0.3594889]
[0.22680890000000001,null,0.3594889]
[0.22680890000000001,null,0.3594889]
[0.22680890000000001,null,0.3594889]
[0.22673670000000001,null,0.3594889]
[0.22673670000000001,null,0.3593672]
[0.22673670000000001,null,0.3593672]
[0.22665179999999999,null,0.35917959999999999]
[0.22665179999999999,null,0.35917959999999999]
[0.22657969999999999,null,0.35917959999999999]
[0.2264882,null,0.35917959999999999]
[0.2264882,null,0.35917959999999999]
[0.2264882,null,0.35917959999999999]
[0.22641610000000001,null,0.35917959999999999]
[0.22641610000000001,null,0.35917959999999999]
[0.22629050000000001,null,0.35917959999999999]
[0.22619900000000001,null,0.35917959999999999]
[0.22619900000000001,null,0.35917959999999999]
[0.22602159999999999,null,0.35917959999999999]
[0.22594939999999999,null,0.35905789999999999]
[0.22594939999999999,null,0.35892869999999999]
[0.22594939999999999,null,0.35892869999999999]
[0.225858,null,0.35880210000000001]
[0.225858,null,0.35880210000000001]
[0.225858,null,0.35880210000000001]
[0.225858,null,0.35880210000000001]
[0.22569439999999999,null,0.35870489999999999]
[0.22569439999999999,null,0.35870489999999999]
[0.22569439999999999,null,0.35870489999999999]
[0.22569439999999999,null,0.35870489999999999]
[0.22569439999999999,null,0.35870489999999999]
[0.22569439999999999,null,0.35870489999999999]
[0.22560949999999999,null,0.35870489999999999]
[0.2255373,null,0.35870489999999999]
[0.2255373,null,0.35870489999999999]
[0.2254459,null,0.35870489999999999]
[0.22537370000000001,null,0.3586144]
[0.22537370000000001,null,0.3586144]
[0.22537370000000001,null,0.3584852]
[0.22518969999999999,null,0.3584852]
[0.22518969999999999,null,0.3584852]
[0.2250327,null,0.3584852]
[0.2250327,null,0.3584852]
[0.2250327,null,0.3584852]
[0.2250327,null,0.35826629999999998]
[0.22494120000000001,null,0.35826629999999998]
[0.22478419999999999,null,0.35826629999999998]
[0.22478419999999999,null,0.35826629999999998]
[0.22478419999999999,null,0.35826629999999998]
[0.22478419999999999,null,0.35826629999999998]
[0.22478419999999999,null,0.35826629999999998]
[0.22478419999999999,null,0.35826629999999998]
[0.22478419999999999,null,0.35813699999999998]
[0.22478419999999999,null,0.35813699999999998]
[0.2247121,null,0.35813699999999998]
[0.2245346,null,0.35813699999999998]
[0.2245346,null,0.35813699999999998]
[0.22444320000000001,null,0.35804659999999999]
[0.22437099999999999,null,0.35792489999999999]
[0.22437099999999999,null,0.35792489999999999]
[0.22417319999999999,null,0.35782779999999997]
[0.22417319999999999,null,0.35782770000000003]
[0.22417319999999999,null,0.35782770000000003]
[0.2240818,null,0.35782770000000003]
[0.2239969,null,0.35782770000000003]
[0.2239969,null,0.35782770000000003]
[0.2239969,null,0.35769849999999997]
[0.22392480000000001,null,0.35769849999999997]
[0.2239247,null,0.35769849999999997]
[0.22383330000000001,null,0.35769849999999997]
[0.22374839999999999,null,0.3575719]
[0.22365589999999999,null,0.3575719]
[0.22365589999999999,null,0.35747469999999998]
[0.22365589999999999,null,0.35747469999999998]
[0.22365589999999999,null,0.35747469999999998]
[0.22365589999999999,null,0.35735309999999998]
[0.2235837,null,0.35735309999999998]
[0.2234988,null,0.35735309999999998]
[0.22340740000000001,null,0.35735299999999998]
[0.22340740000000001,null,0.35735299999999998]
[0.22340740000000001,null,0.35735299999999998]
[0.22340740000000001,null,0.35735299999999998]
[0.22340740000000001,null,0.35726259999999999]
[0.22340740000000001,null,0.35726259999999999]
[0.22333520000000001,null,0.35726259999999999]
[0.22324379999999999,null,0.35726259999999999]
[0.22324379999999999,null,0.35726259999999999]
[0.22324379999999999,null,0.35726259999999999]
[0.22324379999999999,null,0.35726259999999999]
[0.22324379999999999,null,0.35726259999999999]
[0.2231716,null,0.35716540000000002]
[0.2231716,null,0.35703610000000002]
[0.22299530000000001,null,0.35703610000000002]
[0.22299530000000001,null,0.35703610000000002]
[0.22299530000000001,null,0.35703610000000002]
[0.22283819999999999,null,0.35703610000000002]
[0.22274679999999999,null,0.35703610000000002]
[0.2226542,null,0.35703610000000002]
[0.2226542,null,0.35703610000000002]
[0.2225821,null,0.35703610000000002]
[0.22249060000000001,null,0.35703610000000002]
[0.22249060000000001,null,0.3569389]
[0.22249060000000001,null,0.3569389]
[0.22233359999999999,null,0.3569389]
[0.22233359999999999,null,0.3569389]
[0.22233359999999999,null,0.3568173]
[0.22233359999999999,null,0.3568173]
[0.22233359999999999,null,0.3568173]
[0.22233359999999999,null,0.3568173]
[0.22233359999999999,null,0.3568173]
[0.2222422,null,0.3568173]
[0.22217000000000001,null,0.3568173]
[0.2220444,null,0.3568173]
[0.2220444,null,0.3568173]
[0.22195290000000001,null,0.35672680000000001]
[0.22195290000000001,null,0.35672680000000001]
[0.22188079999999999,null,0.35672680000000001]
[0.22188079999999999,null,0.35647099999999998]
[0.22179589999999999,null,0.35637380000000002]
[0.2217044,null,0.35637380000000002]
[0.2217044,null,0.35637380000000002]
[0.2216119,null,0.35637380000000002]
[0.2216119,null,0.35637380000000002]
[0.22153970000000001,null,0.35637380000000002]
[0.22153970000000001,null,0.35625210000000002]
[0.22153970000000001,null,0.35625210000000002]
[0.22153970000000001,null,0.35625210000000002]
[0.22153970000000001,null,0.35625210000000002]
[0.22144829999999999,null,0.35625210000000002]
[0.22136339999999999,null,0.35625210000000002]
[0.22136339999999999,null,0.35625210000000002]
[0.2212913,null,0.35625210000000002]
[0.22129119999999999,null,0.35625210000000002]
[0.22129119999999999,null,0.35625210000000002]
[0.2212191,null,0.35612290000000002]
[0.2212191,null,0.35612280000000002]
[0.2212191,null,0.35612280000000002]
[0.2212191,null,0.3560257]
[0.22097059999999999,null,0.3560257]
[0.22097059999999999,null,0.3560257]
[0.22097059999999999,null,0.3560257]
[0.22097059999999999,null,0.3560257]
[0.22097059999999999,null,0.3560257]
[0.22097059999999999,null,0.3560257]
[0.22097059999999999,null,0.355904]
[0.2208059,null,0.355904]
[0.22071450000000001,null,0.355904]
[0.22071450000000001,null,0.355904]
[0.22062960000000001,null,0.355904]
[0.22062960000000001,null,0.35580679999999998]
[0.22055739999999999,null,0.35571639999999999]
[0.220466,null,0.35571639999999999]
[0.220466,null,0.35571639999999999]
[0.22034029999999999,null,0.35571639999999999]
[0.22034029999999999,null,0.35571639999999999]
[0.22034029999999999,null,0.35571639999999999]
[0.22034029999999999,null,0.35571639999999999]
[0.2202682,null,0.35559469999999999]
[0.2202682,null,0.35559469999999999]
[0.2202682,null,0.35559469999999999]
[0.2201767,null,0.35559469999999999]
[0.22010460000000001,null,0.35559469999999999]
[0.22010460000000001,null,0.35559469999999999]
[0.22001970000000001,null,0.35559469999999999]
[0.22001970000000001,null,0.35559469999999999]
[0.22001970000000001,null,0.35546539999999999]
[0.22001970000000001,null,0.35546539999999999]
[0.22001970000000001,null,0.35536830000000003]
[0.21992719999999999,null,0.35524169999999999]
[0.21985499999999999,null,0.35524169999999999]
[0.21985499999999999,null,0.35524169999999999]
[0.21985499999999999,null,0.35524169999999999]
[0.21969140000000001,null,0.35511999999999999]
[0.21960650000000001,null,0.35511999999999999]
[0.21960650000000001,null,0.35511999999999999]
[0.21960650000000001,null,0.35511999999999999]
[0.21960650000000001,null,0.35511999999999999]
[0.21960650000000001,null,0.35511999999999999]
[0.2194429,null,0.35511999999999999]
[0.2194429,null,0.3550296]
[0.2194429,null,0.3550296]
[0.2193515,null,0.3550296]
[0.21917400000000001,null,0.3550296]
[0.21917400000000001,null,0.3550296]
[0.21908259999999999,null,0.35493239999999998]
[0.21901039999999999,null,0.35493239999999998]
[0.2189255,null,0.35468149999999998]
[0.2189255,null,0.35468139999999998]
[0.21879989999999999,null,0.35468139999999998]
[0.2187278,null,0.35468139999999998]
[0.2187278,null,0.35468139999999998]
[0.21863630000000001,null,0.35468139999999998]
[0.21863630000000001,null,0.35468139999999998]
[0.21856419999999999,null,0.35468139999999998]
[0.21856419999999999,null,0.35468139999999998]
[0.21847929999999999,null,0.35468139999999998]
[0.21847929999999999,null,0.35468139999999998]
[0.21838779999999999,null,0.35468139999999998]
[0.21838779999999999,null,0.35458430000000002]
[0.2183157,null,0.35449380000000003]
[0.2183157,null,0.35449380000000003]
[0.2182231,null,0.35449380000000003]
[0.2181382,null,0.35449380000000003]
[0.2181382,null,0.35449380000000003]
[0.21804680000000001,null,0.35436450000000003]
[0.21797459999999999,null,0.35436450000000003]
[0.21797459999999999,null,0.35436450000000003]
[0.21797459999999999,null,0.35424290000000003]
[0.21797459999999999,null,0.35424290000000003]
[0.21797459999999999,null,0.35424290000000003]
[0.2179025,null,0.35424290000000003]
[0.2179025,null,0.35424290000000003]
[0.2178176,null,0.35424290000000003]
[0.2178176,null,0.35424290000000003]
[0.2178176,null,0.35424290000000003]
[0.2178176,null,0.35414570000000001]
[0.21772610000000001,null,0.35401909999999998]
[0.21765399999999999,null,0.35401909999999998]
[0.21765399999999999,null,0.35401909999999998]
[0.21765399999999999,null,0.35401909999999998]
[0.21765399999999999,null,0.35392859999999998]
[0.21765399999999999,null,0.35392859999999998]
[0.21765399999999999,null,0.35367769999999998]
[0.21756139999999999,null,0.35367769999999998]
[0.2172722,null,0.35367769999999998]
[0.2172722,null,0.35367769999999998]
[0.2172722,null,0.35367769999999998]
[0.2171873,null,0.35367769999999998]
[0.2171873,null,0.35367769999999998]
[0.2171873,null,0.35367769999999998]
[0.2171873,null,0.35358050000000002]
[0.2171873,null,0.35358050000000002]
[0.21711520000000001,null,0.35358050000000002]
[0.21703030000000001,null,0.35358050000000002]
[0.21703030000000001,null,0.35358050000000002]
[0.21703030000000001,null,0.35358050000000002]
[0.21703030000000001,null,0.35358050000000002]
[0.21703030000000001,null,0.3533541]
[0.21684629999999999,null,0.3533541]
[0.21684629999999999,null,0.3533541]
[0.2167741,null,0.3533541]
[0.2167741,null,0.3533541]
[0.2167741,null,0.3533541]
[0.2167741,null,0.3533541]
[0.2166892,null,0.3533541]
[0.21661710000000001,null,0.3533541]
[0.21661710000000001,null,0.3533541]
[0.21661710000000001,null,0.3533541]
[0.21652560000000001,null,0.3533541]
[0.21652560000000001,null,0.3533541]
[0.21652560000000001,null,0.3532324]
[0.21644079999999999,null,0.3532324]
[0.21636859999999999,null,0.3532324]
[0.2162772,null,0.3532324]
[0.2161923,null,0.35314200000000001]
[0.2161923,null,0.35314200000000001]
[0.21602869999999999,null,0.35314200000000001]
[0.21581819999999999,null,0.35314200000000001]
[0.21581819999999999,null,0.35314190000000001]
[0.21581819999999999,null,0.35314190000000001]
[0.21572559999999999,null,0.35314190000000001]
[0.21572559999999999,null,0.35314190000000001]
[0.21572559999999999,null,0.35314190000000001]
[0.21572559999999999,null,0.35304479999999999]
[0.21572559999999999,null,0.35291549999999999]
[0.2155686,null,0.35291549999999999]
[0.2154771,null,0.35291549999999999]
[0.2154771,null,0.35279379999999999]
[0.2154771,null,0.35279379999999999]
[0.2154771,null,0.35279379999999999]
[0.21531349999999999,null,0.35279379999999999]
[0.21522859999999999,null,0.35279379999999999]
[0.21522859999999999,null,0.35279379999999999]
[0.21522859999999999,null,0.35279379999999999]
[0.21522859999999999,null,0.3527034]
[0.21522859999999999,null,0.35257680000000002]
[0.2151565,null,0.35257680000000002]
[0.2151565,null,0.35257680000000002]
[0.21506500000000001,null,0.3524796]
[0.21499289999999999,null,0.3524796]
[0.21481539999999999,null,0.3524796]
[0.21481539999999999,null,0.35235030000000001]
[0.21481539999999999,null,0.35235030000000001]
[0.21481539999999999,null,0.35235030000000001]
[0.2147433,null,0.35235030000000001]
[0.2146518,null,0.35222870000000001]
[0.2146518,null,0.35222870000000001]
[0.2146518,null,0.35222870000000001]
[0.21457970000000001,null,0.35222870000000001]
[0.21457970000000001,null,0.35222870000000001]
[0.21448710000000001,null,0.35222870000000001]
[0.21439569999999999,null,0.35222870000000001]
[0.21439569999999999,null,0.35222870000000001]
[0.21439569999999999,null,0.35222870000000001]
[0.21418519999999999,null,0.35222870000000001]
[0.21418519999999999,null,0.35222870000000001]
[0.21418519999999999,null,0.35222870000000001]
[0.21418519999999999,null,0.35222870000000001]
[0.214113,null,0.35213149999999999]
[0.214113,null,0.35213149999999999]
[0.21402160000000001,null,0.35213149999999999]
[0.21402160000000001,null,0.35200219999999999]
[0.21392900000000001,null,0.35200219999999999]
[0.21384410000000001,null,0.35200219999999999]
[0.21384410000000001,null,0.35200219999999999]
[0.21377199999999999,null,0.35200219999999999]
[0.21377199999999999,null,0.35200219999999999]
[0.2136805,null,0.35200219999999999]
[0.2136805,null,0.35188059999999999]
[0.2136805,null,0.35188059999999999]
[0.2136805,null,0.35188059999999999]
[0.2135956,null,0.35165679999999999]
[0.2135956,null,0.3515663]
[0.2135235,null,0.3515663]
[0.21343200000000001,null,0.3515663]
[0.21343200000000001,null,0.3515663]
[0.21334719999999999,null,0.3515663]
[0.21334710000000001,null,0.3515663]
[0.21327499999999999,null,0.3514371]
[0.21327499999999999,null,0.3514371]
[0.21327499999999999,null,0.3514371]
[0.21327499999999999,null,0.3514371]
[0.21327499999999999,null,0.3514371]
[0.21327499999999999,null,0.3514371]
[0.21327499999999999,null,0.3514371]
[0.21327499999999999,null,0.35133989999999998]
[0.21311140000000001,null,0.35133989999999998]
[0.21301890000000001,null,0.35133989999999998]
[0.21293400000000001,null,0.35133989999999998]
[0.21286179999999999,null,0.35133989999999998]
[0.21286179999999999,null,0.35133989999999998]
[0.21286179999999999,null,0.35133989999999998]
[0.21286179999999999,null,0.35124939999999999]
[0.2127704,null,0.35124939999999999]
[0.2126982,null,0.35124939999999999]
[0.21261330000000001,null,0.35124939999999999]
[0.21261330000000001,null,0.35112779999999999]
[0.21261330000000001,null,0.35112779999999999]
[0.21261330000000001,null,0.35112779999999999]
[0.21261330000000001,null,0.35112779999999999]
[0.21261330000000001,null,0.35103060000000003]
[0.21244969999999999,null,0.35103060000000003]
[0.21244969999999999,null,0.35090130000000003]
[0.21244969999999999,null,0.35090130000000003]
[0.21223919999999999,null,0.35090130000000003]
[0.21223919999999999,null,0.35090130000000003]
[0.21223919999999999,null,0.35090130000000003]
[0.21223919999999999,null,0.35090130000000003]
[0.21223919999999999,null,0.35090130000000003]
[0.2120629,null,0.35090130000000003]
[0.2119907,null,0.35090130000000003]
[0.2119907,null,0.35080410000000001]
[0.2119907,null,0.35080410000000001]
[0.2119907,null,0.35080410000000001]
[0.2119907,null,0.35080410000000001]
[0.21189820000000001,null,0.35080410000000001]
[0.2117346,null,0.35080410000000001]
[0.2117346,null,0.35080410000000001]
[0.2117346,null,0.35067480000000001]
[0.2117346,null,0.35067480000000001]
[0.2117346,null,0.35042659999999998]
[0.2116624,null,0.35032940000000001]
[0.2115775,null,0.35032940000000001]
[0.2115775,null,0.35032940000000001]
[0.21148610000000001,null,0.35032940000000001]
[0.21148610000000001,null,0.35032940000000001]
[0.21141389999999999,null,0.35032940000000001]
[0.21132899999999999,null,0.35023900000000002]
[0.2112376,null,0.35023900000000002]
[0.2112376,null,0.35023900000000002]
[0.2112376,null,0.35023900000000002]
[0.2111654,null,0.35023900000000002]
[0.21107400000000001,null,0.35023900000000002]
[0.21107400000000001,null,0.35023900000000002]
[0.21107400000000001,null,0.35023900000000002]
[0.21098910000000001,null,0.35023900000000002]
[0.21091689999999999,null,0.35023890000000002]
[0.210733,null,0.3501418]
[0.2107329,null,0.3501418]
[0.2107329,null,0.3501418]
[0.21053520000000001,null,0.3500201]
[0.21053520000000001,null,0.3498908]
[0.21053520000000001,null,0.3498908]
[0.21045030000000001,null,0.3498908]
[0.21045030000000001,null,0.3498908]
[0.21045030000000001,null,0.3498908]
[0.21045030000000001,null,0.3498908]
[0.21042710000000001,null,0.3498908]
[0.21042710000000001,null,0.3498908]
[0.21042710000000001,null,0.3498908]
[0.21035880000000001,null,0.34979369999999999]
[0.21028669999999999,null,0.34979369999999999]
[0.21028669999999999,null,0.34979369999999999]
[0.21028669999999999,null,0.34979369999999999]
[0.21020179999999999,null,0.34970319999999999]
[0.2101092,null,0.34970319999999999]
[0.2101092,null,0.34970319999999999]
[0.2100371,null,0.34970319999999999]
[0.2100371,null,0.34947669999999997]
[0.2100371,null,0.34947669999999997]
[0.2100371,null,0.34947669999999997]
[0.20986079999999999,null,0.34947669999999997]
[0.20986079999999999,null,0.34935509999999997]
[0.20986079999999999,null,0.34935509999999997]
[0.20986079999999999,null,0.34935509999999997]
[0.20986079999999999,null,0.34935509999999997]
[0.20979900000000001,null,0.34935509999999997]
[0.20979900000000001,null,0.34925790000000001]
[0.20979900000000001,null,0.34925790000000001]
[0.20979900000000001,null,0.34925790000000001]
[0.20979900000000001,null,0.34913129999999998]
[0.20979900000000001,null,0.34913129999999998]
[0.20979900000000001,null,0.34913129999999998]
[0.20979900000000001,null,0.34888039999999998]
[0.20970369999999999,null,0.34878320000000002]
[0.20970369999999999,null,0.34878320000000002]
[0.20970369999999999,null,0.34878320000000002]
[0.20970369999999999,null,0.34878320000000002]
[0.2096123,null,0.34878320000000002]
[0.2096123,null,0.34869270000000002]
[0.20954010000000001,null,0.34869270000000002]
[0.20954010000000001,null,0.34869270000000002]
[0.20954010000000001,null,0.34869270000000002]
[0.20954010000000001,null,0.34869270000000002]
[0.20954010000000001,null,0.34859560000000001]
[0.20938309999999999,null,0.34859560000000001]
[0.20929049999999999,null,0.34859560000000001]
[0.20929049999999999,null,0.34859560000000001]
[0.2091991,null,0.34859560000000001]
[0.20917089999999999,null,0.3484739]
[0.20917089999999999,null,0.3484739]
[0.20917089999999999,null,0.3484739]
[0.20917089999999999,null,0.3484739]
[0.20917089999999999,null,0.3484739]
[0.20917089999999999,null,0.3483446]
[0.20917089999999999,null,0.3483446]
[0.2090735,null,0.3483446]
[0.2090735,null,0.3483446]
[0.20907339999999999,null,0.3483446]
[0.20907339999999999,null,0.3483446]
[0.20907339999999999,null,0.3483446]
[0.208982,null,0.34824739999999998]
[0.20890980000000001,null,0.34824739999999998]
[0.20890980000000001,null,0.34815699999999999]
[0.20882500000000001,null,0.34815699999999999]
[0.20875279999999999,null,0.34815699999999999]
[0.20875279999999999,null,0.34815699999999999]
[0.2086614,null,0.34815699999999999]
[0.2085892,null,0.34815699999999999]
[0.2085892,null,0.34815699999999999]
[0.2085892,null,0.34803529999999999]
[0.2085427,null,0.34803529999999999]
[0.2085427,null,0.34803529999999999]
[0.2085427,null,0.34803529999999999]
[0.2085427,null,0.34803529999999999]
[0.20841180000000001,null,0.34793809999999997]
[0.20841180000000001,null,0.34793809999999997]
[0.20833960000000001,null,0.34793809999999997]
[0.20833960000000001,null,0.34780889999999998]
[0.20833960000000001,null,0.34780889999999998]
[0.20833960000000001,null,0.34780889999999998]
[0.20833960000000001,null,0.34758509999999998]
[0.20826749999999999,null,0.34758509999999998]
[0.208176,null,0.34758509999999998]
[0.208176,null,0.34758509999999998]
[0.208176,null,0.34758509999999998]
[0.208176,null,0.34758509999999998]
[0.208176,null,0.34758509999999998]
[0.20801900000000001,null,0.34758509999999998]
[0.20801900000000001,null,0.34736630000000002]
[0.20792749999999999,null,0.34736630000000002]
[0.20792749999999999,null,0.34723700000000002]
[0.20792749999999999,null,0.34714650000000002]
[0.20792749999999999,null,0.34714650000000002]
[0.20792749999999999,null,0.34714650000000002]
[0.2079146,null,0.34714650000000002]
[0.2079146,null,0.34714650000000002]
[0.2079146,null,0.34714650000000002]
[0.2079146,null,0.34714650000000002]
[0.2079146,null,0.34704930000000001]
[0.2079146,null,0.34704930000000001]
[0.20761789999999999,null,0.34704930000000001]
[0.2075458,null,0.34692770000000001]
[0.2074609,null,0.34692770000000001]
[0.2074609,null,0.34692770000000001]
[0.2074609,null,0.34692770000000001]
[0.20729729999999999,null,0.34692770000000001]
[0.20729729999999999,null,0.34692770000000001]
[0.20729729999999999,null,0.34683049999999999]
[0.20729729999999999,null,0.34683049999999999]
[0.20729729999999999,null,0.34683049999999999]
[0.20729729999999999,null,0.34683049999999999]
[0.20729729999999999,null,0.34670119999999999]
[0.20729729999999999,null,0.34670119999999999]
[0.20728640000000001,null,0.34670119999999999]
[0.20728640000000001,null,0.34657460000000001]
[0.20728640000000001,null,0.34657460000000001]
[0.20728640000000001,null,0.34657460000000001]
[0.20728640000000001,null,0.34657460000000001]
[0.20728640000000001,null,0.34648420000000002]
[0.20728640000000001,null,0.34636250000000002]
[0.20721239999999999,null,0.34636250000000002]
[0.20711979999999999,null,0.3462654]
[0.20711979999999999,null,0.3462654]
[0.20711979999999999,null,0.3462654]
[0.2070284,null,0.3462654]
[0.20695620000000001,null,0.3462654]
[0.20695620000000001,null,0.3462654]
[0.20695620000000001,null,0.3462653]
[0.20688409999999999,null,0.3462653]
[0.20688409999999999,null,0.3461361]
[0.20670659999999999,null,0.3461361]
[0.20665829999999999,null,0.3461361]
[0.20665829999999999,null,0.3461361]
[0.20665829999999999,null,0.34607520000000003]
[0.20665829999999999,null,0.3460144]
[0.20665829999999999,null,0.3460144]
[0.20665829999999999,null,0.3460144]
[0.20665829999999999,null,0.34591719999999998]
[0.2066152,null,0.34591719999999998]
[0.206543,null,0.34591719999999998]
[0.206543,null,0.34591719999999998]
[0.206543,null,0.34591719999999998]
[0.20645810000000001,null,0.34591719999999998]
[0.20638600000000001,null,0.34566629999999998]
[0.20638600000000001,null,0.34566629999999998]
[0.20630109999999999,null,0.34566629999999998]
[0.2062097,null,0.34566629999999998]
[0.2062097,null,0.34566629999999998]
[0.2062097,null,0.34566629999999998]
[0.2062097,null,0.34566629999999998]
[0.2062097,null,0.34566629999999998]
[0.2061375,null,0.34566629999999998]
[0.2061375,null,0.34556910000000002]
[0.20604610000000001,null,0.34547870000000003]
[0.20604610000000001,null,0.34547870000000003]
[0.2060302,null,0.34547870000000003]
[0.20603009999999999,null,0.34547870000000003]
[0.2058825,null,0.34547870000000003]
[0.2058825,null,0.34547870000000003]
[0.2057976,null,0.34547870000000003]
[0.2057061,null,0.34547860000000002]
[0.2057061,null,0.34535700000000003]
[0.2057061,null,0.34523039999999999]
[0.20563400000000001,null,0.34523039999999999]
[0.20563400000000001,null,0.34523039999999999]
[0.20554249999999999,null,0.34523039999999999]
[0.20544999999999999,null,0.34523039999999999]
[0.20544999999999999,null,0.34510109999999999]
[0.20544999999999999,null,0.34510109999999999]
[0.20544999999999999,null,0.34510109999999999]
[0.205402,null,0.34510109999999999]
[0.205402,null,0.34500399999999998]
[0.205402,null,0.34500399999999998]
[0.205402,null,0.34500399999999998]
[0.205402,null,0.34500399999999998]
[0.205402,null,0.34488229999999997]
[0.2053585,null,0.34488229999999997]
[0.20520150000000001,null,0.34488229999999997]
[0.20520150000000001,null,0.34479179999999998]
[0.20520150000000001,null,0.34479179999999998]
[0.20510999999999999,null,0.34479179999999998]
[0.2050379,null,0.34469470000000002]
[0.2050379,null,0.34469470000000002]
[0.2050379,null,0.34469470000000002]
[0.20482739999999999,null,0.34469470000000002]
[0.20477390000000001,null,0.34469470000000002]
[0.20477390000000001,null,0.34469470000000002]
[0.20477390000000001,null,0.34469470000000002]
[0.2047359,null,0.34469470000000002]
[0.2047359,null,0.3445975]
[0.2047359,null,0.3445975]
[0.20466380000000001,null,0.3445975]
[0.20466380000000001,null,0.3445975]
[0.20457120000000001,null,0.3445975]
[0.20448630000000001,null,0.3444682]
[0.2043227,null,0.3443466]
[0.2043227,null,0.3443465]
[0.2043227,null,0.3443465]
[0.2043227,null,0.3443465]
[0.2043227,null,0.34425610000000001]
[0.20415910000000001,null,0.34425610000000001]
[0.20415910000000001,null,0.34425610000000001]
[0.20415910000000001,null,0.34415889999999999]
[0.20414570000000001,null,0.34415889999999999]
[0.20414570000000001,null,0.34415889999999999]
[0.20414570000000001,null,0.34415889999999999]
[0.20414570000000001,null,0.34415889999999999]
[0.20414570000000001,null,0.34415889999999999]
[0.20414570000000001,null,0.34394010000000003]
[0.20407420000000001,null,0.34394010000000003]
[0.20407420000000001,null,0.34381080000000003]
[0.20398279999999999,null,0.34381080000000003]
[0.2039106,null,0.34381080000000003]
[0.2038181,null,0.34381080000000003]
[0.2038181,null,0.34381080000000003]
[0.2038181,null,0.34381080000000003]
[0.20366110000000001,null,0.34371360000000001]
[0.20356959999999999,null,0.34371360000000001]
[0.20356959999999999,null,0.34371360000000001]
[0.20356959999999999,null,0.34371360000000001]
[0.20356959999999999,null,0.34371360000000001]
[0.20356959999999999,null,0.34371360000000001]
[0.20351759999999999,null,0.34371360000000001]
[0.20351759999999999,null,0.34371360000000001]
[0.20351759999999999,null,0.34371360000000001]
[0.20351759999999999,null,0.34346539999999998]
[0.20349739999999999,null,0.34346539999999998]
[0.20349739999999999,null,0.34336820000000001]
[0.20324900000000001,null,0.34327770000000002]
[0.20324900000000001,null,0.34327770000000002]
[0.20324900000000001,null,0.34327770000000002]
[0.20324900000000001,null,0.34314850000000002]
[0.20324900000000001,null,0.34314850000000002]
[0.20324900000000001,null,0.34314840000000002]
[0.20324900000000001,null,0.34314840000000002]
[0.20316409999999999,null,0.34314840000000002]
[0.20316409999999999,null,0.34314840000000002]
[0.2030005,null,0.34314840000000002]
[0.2029079,null,0.34302680000000002]
[0.2029079,null,0.3429296]
[0.2029079,null,0.3429296]
[0.2029079,null,0.3429296]
[0.2029079,null,0.3429296]
[0.2029079,null,0.3429296]
[0.2028895,null,0.3429296]
[0.2028895,null,0.3429296]
[0.2028895,null,0.3429296]
[0.2028894,null,0.3429296]
[0.2028894,null,0.3429296]
[0.2028894,null,0.34283910000000001]
[0.2028894,null,0.34283910000000001]
[0.20274429999999999,null,0.34283910000000001]
[0.20274429999999999,null,0.34271750000000001]
[0.20274429999999999,null,0.34262029999999999]
[0.20265939999999999,null,0.34262029999999999]
[0.2025873,null,0.34262029999999999]
[0.2025873,null,0.34262029999999999]
[0.2025873,null,0.34262029999999999]
[0.2024947,null,0.34243020000000002]
[0.2024947,null,0.34236939999999999]
[0.2024947,null,0.34236939999999999]
[0.2024947,null,0.34236939999999999]
[0.20233110000000001,null,0.34236939999999999]
[0.20233110000000001,null,0.34236939999999999]
[0.2022613,null,0.34236939999999999]
[0.2022613,null,0.34224280000000001]
[0.2022613,null,0.34224280000000001]
[0.2022613,null,0.34224280000000001]
[0.2022613,null,0.34224280000000001]
[0.2022613,null,0.34224280000000001]
[0.20224619999999999,null,0.34224280000000001]
[0.20212060000000001,null,0.34214559999999999]
[0.20212060000000001,null,0.34214559999999999]
[0.20204849999999999,null,0.34214559999999999]
[0.20204849999999999,null,0.34202399999999999]
[0.20204849999999999,null,0.3419335]
[0.20204849999999999,null,0.3419335]
[0.20204849999999999,null,0.3419335]
[0.20204849999999999,null,0.3419335]
[0.20204849999999999,null,0.34183629999999998]
[0.20204849999999999,null,0.34183629999999998]
[0.201957,null,0.34183629999999998]
[0.20188490000000001,null,0.34183629999999998]
[0.20179230000000001,null,0.34160990000000002]
[0.20170740000000001,null,0.34160990000000002]
[0.20170740000000001,null,0.34160990000000002]
[0.20163529999999999,null,0.34160990000000002]
[0.20163529999999999,null,0.34151939999999997]
[0.20163529999999999,null,0.34151939999999997]
[0.20163320000000001,null,0.34151939999999997]
[0.20163320000000001,null,0.34151939999999997]
[0.20163320000000001,null,0.34151939999999997]
[0.20163320000000001,null,0.34151939999999997]
[0.20163320000000001,null,0.34139779999999997]
[0.2015631,null,0.34139770000000003]
[0.2015631,null,0.34139770000000003]
[0.2015631,null,0.34139770000000003]
[0.201491,null,0.34139770000000003]
[0.20135710000000001,null,0.34130060000000001]
[0.20131460000000001,null,0.34130060000000001]
[0.20131460000000001,null,0.34130060000000001]
[0.20131460000000001,null,0.34130060000000001]
[0.20131460000000001,null,0.34130060000000001]
[0.20124249999999999,null,0.34130060000000001]
[0.20115759999999999,null,0.34130060000000001]
[0.20115759999999999,null,0.34130060000000001]
[0.2010661,null,0.34117130000000001]
[0.2010661,null,0.34117130000000001]
[0.20100499999999999,null,0.34117130000000001]
[0.20100499999999999,null,0.34117130000000001]
[0.20100499999999999,null,0.34117130000000001]
[0.20100499999999999,null,0.34117130000000001]
[0.20100499999999999,null,0.34095920000000002]
[0.20099400000000001,null,0.34095920000000002]
[0.20099400000000001,null,0.34095920000000002]
[0.20090140000000001,null,0.340862]
[0.20090140000000001,null,0.340862]
[0.20090140000000001,null,0.340862]
[0.20090140000000001,null,0.340862]
[0.20081660000000001,null,0.340862]
[0.20072509999999999,null,0.34060610000000002]
[0.200653,null,0.34060610000000002]
[0.200653,null,0.34060610000000002]
[0.200653,null,0.34060610000000002]
[0.200653,null,0.34060610000000002]
[0.2005681,null,0.34060610000000002]
[0.2004766,null,0.34060610000000002]
[0.2004766,null,0.34048450000000002]
[0.2004766,null,0.34048450000000002]
[0.20040450000000001,null,0.3403873]
[0.2003769,null,0.3403873]
[0.2003769,null,0.3403873]
[0.2003769,null,0.3403873]
[0.2003769,null,0.34029680000000001]
[0.20027880000000001,null,0.34016760000000001]
[0.20019400000000001,null,0.34016760000000001]
[0.20019390000000001,null,0.34016760000000001]
[0.20019390000000001,null,0.34016760000000001]
[0.20019390000000001,null,0.34016760000000001]
[0.20012179999999999,null,0.34016750000000001]
[0.20002919999999999,null,0.34016750000000001]
[0.20002919999999999,null,0.34004590000000001]
[0.20002919999999999,null,0.34004590000000001]
[0.19994439999999999,null,0.34004590000000001]
[0.19994439999999999,null,0.34004590000000001]
[0.19994439999999999,null,0.33994869999999999]
[0.19978080000000001,null,0.33994869999999999]
[0.1997488,null,0.33994869999999999]
[0.1997488,null,0.33994869999999999]
[0.1997488,null,0.3398583]
[0.1997487,null,0.3398583]
[0.19969590000000001,null,0.3398582]
[0.19969590000000001,null,0.3398582]
[0.19953119999999999,null,0.3398582]
[0.19953119999999999,null,0.339729]
[0.19953119999999999,null,0.3396073]
[0.1994397,null,0.33951009999999998]
[0.1994397,null,0.33951009999999998]
[0.19928270000000001,null,0.33951009999999998]
[0.19928270000000001,null,0.33951009999999998]
[0.19928270000000001,null,0.33951009999999998]
[0.19928270000000001,null,0.33951009999999998]
[0.19928270000000001,null,0.33951009999999998]
[0.19921050000000001,null,0.33938849999999998]
[0.19912560000000001,null,0.33938849999999998]
[0.19912560000000001,null,0.33938849999999998]
[0.19912060000000001,null,0.33926190000000001]
[0.19912060000000001,null,0.33926190000000001]
[0.19912060000000001,null,0.33926190000000001]
[0.19912060000000001,null,0.33926190000000001]
[0.19912060000000001,null,0.33926190000000001]
[0.19903419999999999,null,0.33926190000000001]
[0.198962,null,0.33926190000000001]
[0.198962,null,0.33913260000000001]
[0.1988695,null,0.33903539999999999]
[0.19879730000000001,null,0.338945]
[0.19871249999999999,null,0.338945]
[0.19871249999999999,null,0.33882329999999999]
[0.19871249999999999,null,0.33882329999999999]
[0.19871249999999999,null,0.33882329999999999]
[0.19871240000000001,null,0.33882329999999999]
[0.19853609999999999,null,0.33882329999999999]
[0.19853609999999999,null,0.33882329999999999]
[0.19849249999999999,null,0.33882329999999999]
[0.19849249999999999,null,0.33882329999999999]
[0.19849249999999999,null,0.33882329999999999]
[0.19849249999999999,null,0.33882329999999999]
[0.198464,null,0.33872609999999997]
[0.198464,null,0.33872609999999997]
[0.198464,null,0.33872609999999997]
[0.198464,null,0.33872609999999997]
[0.198464,null,0.33872609999999997]
[0.198464,null,0.33872609999999997]
[0.198464,null,0.33851399999999998]
[0.198464,null,0.33851399999999998]
[0.1983791,null,0.33851399999999998]
[0.1982865,null,0.33851399999999998]
[0.19819510000000001,null,0.33851399999999998]
[0.19819510000000001,null,0.33851399999999998]
[0.19819510000000001,null,0.33838469999999998]
[0.19819510000000001,null,0.33838469999999998]
[0.19810359999999999,null,0.33838469999999998]
[0.19810359999999999,null,0.33838469999999998]
[0.1980315,null,0.33828760000000002]
[0.1980315,null,0.33828760000000002]
[0.1979466,null,0.33828760000000002]
[0.19786429999999999,null,0.33828760000000002]
[0.19786429999999999,null,0.33828760000000002]
[0.197821,null,0.33828760000000002]
[0.197821,null,0.33828760000000002]
[0.1977295,null,0.33828760000000002]
[0.1977295,null,0.33815830000000002]
[0.19758519999999999,null,0.33815830000000002]
[0.19758519999999999,null,0.33803660000000002]
[0.19740779999999999,null,0.33781290000000003]
[0.19740779999999999,null,0.33781290000000003]
[0.19740779999999999,null,0.33772239999999998]
[0.19740779999999999,null,0.33772239999999998]
[0.1973356,null,0.33772239999999998]
[0.19724420000000001,null,0.33772239999999998]
[0.19724420000000001,null,0.33772239999999998]
[0.19724420000000001,null,0.33772239999999998]
[0.19724420000000001,null,0.33772239999999998]
[0.19724420000000001,null,0.33760079999999998]
[0.1972362,null,0.33760079999999998]
[0.1972362,null,0.33760079999999998]
[0.1972362,null,0.33760079999999998]
[0.1972362,null,0.33760069999999998]
[0.1972362,null,0.33750360000000001]
[0.1972362,null,0.33750360000000001]
[0.1972362,null,0.33750360000000001]
[0.19717199999999999,null,0.33741310000000002]
[0.1970084,null,0.33728380000000002]
[0.1969235,null,0.33728380000000002]
[0.1969235,null,0.33728380000000002]
[0.1969235,null,0.33716220000000002]
[0.1969235,null,0.337065]
[0.1969235,null,0.337065]
[0.1969235,null,0.337065]
[0.1969235,null,0.337065]
[0.19683100000000001,null,0.337065]
[0.19667390000000001,null,0.337065]
[0.19660810000000001,null,0.337065]
[0.196608,null,0.3369433]
[0.196608,null,0.3369433]
[0.196608,null,0.3369433]
[0.19658249999999999,null,0.3369433]
[0.19658249999999999,null,0.3369433]
[0.1965103,null,0.33681410000000001]
[0.1965103,null,0.33671689999999999]
[0.1965103,null,0.33671689999999999]
[0.1965103,null,0.33659030000000001]
[0.1964254,null,0.33659030000000001]
[0.1963792,null,0.33659030000000001]
[0.19624800000000001,null,0.33659030000000001]
[0.19615659999999999,null,0.33659030000000001]
[0.19615659999999999,null,0.33649980000000002]
[0.19615659999999999,null,0.33649980000000002]
[0.19608439999999999,null,0.33649980000000002]
[0.19597990000000001,null,0.33649980000000002]
[0.19597990000000001,null,0.33649980000000002]
[0.19597990000000001,null,0.33637820000000002]
[0.19595879999999999,null,0.33637820000000002]
[0.19586729999999999,null,0.33637820000000002]
[0.19586729999999999,null,0.33637820000000002]
[0.19586729999999999,null,0.336281]
[0.1957952,null,0.336281]
[0.1957103,null,0.336281]
[0.1957103,null,0.336281]
[0.1957103,null,0.336281]
[0.1957103,null,0.3361594]
[0.1957103,null,0.3361594]
[0.19561880000000001,null,0.33615929999999999]
[0.19561880000000001,null,0.33615929999999999]
[0.19561880000000001,null,0.33615929999999999]
[0.1953693,null,0.3360301]
[0.1953693,null,0.3360301]
[0.19535179999999999,null,0.3360301]
[0.1952778,null,0.33593289999999998]
[0.19520570000000001,null,0.33593289999999998]
[0.19520570000000001,null,0.33593289999999998]
[0.19520570000000001,null,0.33593289999999998]
[0.19502929999999999,null,0.33581119999999998]
[0.19502929999999999,null,0.33581119999999998]
[0.1949572,null,0.33581119999999998]
[0.1949572,null,0.33581119999999998]
[0.1947808,null,0.33572079999999999]
[0.1947808,null,0.33562360000000002]
[0.1947808,null,0.33562360000000002]
[0.1947808,null,0.33562360000000002]
[0.1947808,null,0.33550190000000002]
[0.1947236,null,0.33550190000000002]
[0.1947236,null,0.33550190000000002]
[0.19461719999999999,null,0.33550190000000002]
[0.19461719999999999,null,0.33537270000000002]
[0.19461719999999999,null,0.33537270000000002]
[0.19461719999999999,null,0.33537270000000002]
[0.19461719999999999,null,0.33525100000000002]
[0.19461719999999999,null,0.33525100000000002]
[0.19453229999999999,null,0.33512439999999999]
[0.19453229999999999,null,0.33512439999999999]
[0.1944602,null,0.33512439999999999]
[0.1944602,null,0.33512439999999999]
[0.1944602,null,0.33502720000000002]
[0.19436870000000001,null,0.33502720000000002]
[0.19436870000000001,null,0.33481509999999998]
[0.19436870000000001,null,0.33481509999999998]
[0.19419130000000001,null,0.33481509999999998]
[0.19419130000000001,null,0.33481509999999998]
[0.19419130000000001,null,0.33481509999999998]
[0.19411909999999999,null,0.33481509999999998]
[0.19411909999999999,null,0.33481509999999998]
[0.19411909999999999,null,0.33481509999999998]
[0.19411909999999999,null,0.33481509999999998]
[0.1940955,null,0.33456419999999998]
[0.1940955,null,0.33456419999999998]
[0.1940955,null,0.33456419999999998]
[0.1940955,null,0.33456419999999998]
[0.19390209999999999,null,0.33456419999999998]
[0.19390209999999999,null,0.33456419999999998]
[0.1938299,null,0.33456419999999998]
[0.1938299,null,0.33456419999999998]
[0.1938299,null,0.33446700000000001]
[0.1938299,null,0.33446700000000001]
[0.19366520000000001,null,0.33434540000000001]
[0.19358030000000001,null,0.33434540000000001]
[0.19348889999999999,null,0.33434540000000001]
[0.19348889999999999,null,0.33425490000000002]
[0.19348889999999999,null,0.33425490000000002]
[0.19346740000000001,null,0.33425490000000002]
[0.19346730000000001,null,0.33425490000000002]
[0.1934167,null,0.33425490000000002]
[0.1934167,null,0.33413320000000002]
[0.1934167,null,0.33413320000000002]
[0.1934167,null,0.33400400000000002]
[0.19325970000000001,null,0.33400400000000002]
[0.19316820000000001,null,0.33400400000000002]
[0.19316820000000001,null,0.33400400000000002]
[0.19316820000000001,null,0.3339068]
[0.19308339999999999,null,0.3339068]
[0.19301119999999999,null,0.3337851]
[0.19301119999999999,null,0.3337851]
[0.1929198,null,0.3337851]
[0.1929198,null,0.33369470000000001]
[0.1929198,null,0.33369470000000001]
[0.1929198,null,0.33369470000000001]
[0.19284760000000001,null,0.33369470000000001]
[0.19283919999999999,null,0.33369470000000001]
[0.19283919999999999,null,0.33369470000000001]
[0.19276270000000001,null,0.33356540000000001]
[0.19267020000000001,null,0.33356540000000001]
[0.19257869999999999,null,0.33356540000000001]
[0.1925066,null,0.33343879999999998]
[0.1925066,null,0.33322000000000002]
[0.1925066,null,0.33322000000000002]
[0.1925066,null,0.33322000000000002]
[0.1925066,null,0.33322000000000002]
[0.19243440000000001,null,0.33322000000000002]
[0.19243440000000001,null,0.33322000000000002]
[0.19243440000000001,null,0.33322000000000002]
[0.19225809999999999,null,0.33322000000000002]
[0.1922111,null,0.33322000000000002]
[0.19221099999999999,null,0.33322000000000002]
[0.1920945,null,0.33322000000000002]
[0.1920945,null,0.33312950000000002]
[0.1920945,null,0.3330323]
[0.19196879999999999,null,0.3330323]
[0.191884,null,0.3330323]
[0.19172040000000001,null,0.3330323]
[0.19172040000000001,null,0.3329107]
[0.19172040000000001,null,0.3329107]
[0.19172040000000001,null,0.3329107]
[0.19164819999999999,null,0.3329107]
[0.19164819999999999,null,0.3327814]
[0.1915829,null,0.3327814]
[0.1915829,null,0.3327814]
[0.1915829,null,0.3327814]
[0.1915829,null,0.3327814]
[0.1915829,null,0.3326597]
[0.1915557,null,0.3326597]
[0.1915557,null,0.3326597]
[0.1914708,null,0.3326597]
[0.1913986,null,0.3326597]
[0.19122230000000001,null,0.3326597]
[0.19122230000000001,null,0.3326597]
[0.19122230000000001,null,0.3326597]
[0.19122230000000001,null,0.33244089999999998]
[0.19115009999999999,null,0.33244089999999998]
[0.19115009999999999,null,0.33244089999999998]
[0.19105759999999999,null,0.33244089999999998]
[0.1909727,null,0.33244089999999998]
[0.1909727,null,0.33244089999999998]
[0.1909727,null,0.33244089999999998]
[0.19095480000000001,null,0.33235039999999999]
[0.1908812,null,0.33222119999999999]
[0.19080910000000001,null,0.33222119999999999]
[0.19080910000000001,null,0.33209460000000002]
[0.19064439999999999,null,0.33209460000000002]
[0.19064439999999999,null,0.33197290000000002]
[0.19064439999999999,null,0.3318757]
[0.19064439999999999,null,0.3318757]
[0.19055949999999999,null,0.3318757]
[0.1904681,null,0.3318757]
[0.1904681,null,0.3318757]
[0.1904681,null,0.33177859999999998]
[0.19039590000000001,null,0.33165689999999998]
[0.19032660000000001,null,0.33165689999999998]
[0.19023889999999999,null,0.33165689999999998]
[0.19023889999999999,null,0.33165689999999998]
[0.19016669999999999,null,0.33165689999999998]
[0.19016669999999999,null,0.33165689999999998]
[0.19016669999999999,null,0.33159230000000001]
[0.1899893,null,0.33152759999999998]
[0.18989780000000001,null,0.33140599999999998]
[0.18989780000000001,null,0.33140599999999998]
[0.18989780000000001,null,0.33140599999999998]
[0.18982570000000001,null,0.33140599999999998]
[0.18982570000000001,null,0.33130880000000001]
[0.18969849999999999,null,0.33130880000000001]
[0.18969849999999999,null,0.33130880000000001]
[0.18969849999999999,null,0.33121830000000002]
[0.18961520000000001,null,0.33121830000000002]
[0.18961520000000001,null,0.33121830000000002]
[0.18961520000000001,null,0.33121830000000002]
[0.18961520000000001,null,0.33121830000000002]
[0.18952369999999999,null,0.33121830000000002]
[0.1894516,null,0.33121830000000002]
[0.1893667,null,0.33109670000000002]
[0.1893667,null,0.33109670000000002]
[0.1892741,null,0.33096740000000002]
[0.1891892,null,0.33096740000000002]
[0.1891892,null,0.3308702]
[0.1891892,null,0.3308702]
[0.18911710000000001,null,0.3308702]
[0.1890704,null,0.3307486]
[0.1890703,null,0.3307486]
[0.1890703,null,0.3307486]
[0.18902559999999999,null,0.3307486]
[0.18902559999999999,null,0.3307486]
[0.18894069999999999,null,0.3307486]
[0.18894069999999999,null,0.3307486]
[0.1887771,null,0.3307485]
[0.1887771,null,0.33062200000000003]
[0.18868460000000001,null,0.33062200000000003]
[0.18868460000000001,null,0.33062200000000003]
[0.18868460000000001,null,0.33052480000000001]
[0.18868460000000001,null,0.33039550000000001]
[0.18861240000000001,null,0.33027390000000001]
[0.1884361,null,0.33027390000000001]
[0.1884361,null,0.33027390000000001]
[0.1884361,null,0.33018340000000002]
[0.1884361,null,0.33018340000000002]
[0.1884361,null,0.33006180000000002]
[0.1884361,null,0.33006170000000001]
[0.1884361,null,0.33006170000000001]
[0.1883512,null,0.33006170000000001]
[0.1883512,null,0.33006170000000001]
[0.1882791,null,0.33006170000000001]
[0.18818760000000001,null,0.33006170000000001]
[0.18818760000000001,null,0.33006170000000001]
[0.18818760000000001,null,0.33006170000000001]
[0.18810270000000001,null,0.32994010000000001]
[0.18810270000000001,null,0.32981080000000002]
[0.18810270000000001,null,0.32981080000000002]
[0.18801019999999999,null,0.3297136]
[0.18801019999999999,null,0.3297136]
[0.18793799999999999,null,0.3297136]
[0.18793799999999999,null,0.329592]
[0.18781410000000001,null,0.329592]
[0.18781410000000001,null,0.329592]
[0.1877617,null,0.329592]
[0.1876361,null,0.329592]
[0.1876361,null,0.329592]
[0.18756390000000001,null,0.329592]
[0.18756390000000001,null,0.329592]
[0.18756390000000001,null,0.329592]
[0.18756390000000001,null,0.32947029999999999]
[0.18756390000000001,null,0.32947029999999999]
[0.18756390000000001,null,0.32947029999999999]
[0.18756390000000001,null,0.32934099999999999]
[0.18749179999999999,null,0.32924389999999998]
[0.18740689999999999,null,0.32924389999999998]
[0.18740689999999999,null,0.32915339999999998]
[0.18731539999999999,null,0.32903179999999999]
[0.1872229,null,0.32903169999999998]
[0.1872229,null,0.32903169999999998]
[0.1872229,null,0.32903169999999998]
[0.18718589999999999,null,0.32903169999999998]
[0.18718589999999999,null,0.32903169999999998]
[0.18718589999999999,null,0.32903169999999998]
[0.18718589999999999,null,0.32903169999999998]
[0.1871507,null,0.32903169999999998]
[0.1871507,null,0.32903169999999998]
[0.18707860000000001,null,0.32893460000000002]
[0.18694469999999999,null,0.32893460000000002]
[0.18690219999999999,null,0.32881290000000002]
[0.18690219999999999,null,0.32881290000000002]
[0.18690219999999999,null,0.32881290000000002]
[0.18690219999999999,null,0.32881290000000002]
[0.18690219999999999,null,0.32868360000000002]
[0.1867182,null,0.32868360000000002]
[0.18664610000000001,null,0.32868360000000002]
[0.18664610000000001,null,0.32868360000000002]
[0.18664610000000001,null,0.32868360000000002]
[0.18664610000000001,null,0.32868360000000002]
[0.18664610000000001,null,0.32868360000000002]
[0.1865578,null,0.32868360000000002]
[0.18648899999999999,null,0.32868360000000002]
[0.1863976,null,0.3285864]
[0.1863976,null,0.3285864]
[0.1863976,null,0.3285864]
[0.1863976,null,0.32845990000000003]
[0.1863976,null,0.32833820000000002]
[0.1863061,null,0.32833820000000002]
[0.1863061,null,0.32811849999999998]
[0.1862212,null,0.32811849999999998]
[0.1862212,null,0.32811849999999998]
[0.1862212,null,0.32811849999999998]
[0.1860031,null,0.32811849999999998]
[0.18593090000000001,null,0.32798919999999998]
[0.18593090000000001,null,0.32798919999999998]
[0.1859297,null,0.32777040000000002]
[0.18583949999999999,null,0.32777040000000002]
[0.18583949999999999,null,0.32777030000000001]
[0.18583949999999999,null,0.32777030000000001]
[0.1856824,null,0.32777030000000001]
[0.1856824,null,0.32777030000000001]
[0.1856824,null,0.32764870000000001]
[0.18561030000000001,null,0.32764870000000001]
[0.18561030000000001,null,0.32764870000000001]
[0.18551880000000001,null,0.32751940000000002]
[0.18551880000000001,null,0.32751940000000002]
[0.18543390000000001,null,0.32751940000000002]
[0.18543390000000001,null,0.32751940000000002]
[0.18534139999999999,null,0.32751940000000002]
[0.18534139999999999,null,0.3274222]
[0.18534139999999999,null,0.32733180000000001]
[0.18530150000000001,null,0.32733180000000001]
[0.18526919999999999,null,0.3272101]
[0.1851778,null,0.3272101]
[0.1851778,null,0.3272101]
[0.18510560000000001,null,0.3272101]
[0.18510560000000001,null,0.3272101]
[0.18492929999999999,null,0.3272101]
[0.1848572,null,0.3270808]
[0.1848572,null,0.32695920000000001]
[0.1848572,null,0.32695920000000001]
[0.1848572,null,0.32695920000000001]
[0.184785,null,0.32671090000000003]
[0.184785,null,0.32661380000000001]
[0.18469250000000001,null,0.32661380000000001]
[0.18467339999999999,null,0.32661380000000001]
[0.18467339999999999,null,0.32661380000000001]
[0.18460099999999999,null,0.32661380000000001]
[0.18460099999999999,null,0.32661380000000001]
[0.18451609999999999,null,0.32661380000000001]
[0.184444,null,0.32661380000000001]
[0.184444,null,0.32648450000000001]
[0.1843718,null,0.32648450000000001]
[0.1842462,null,0.32648450000000001]
[0.1841613,null,0.32648450000000001]
[0.1841613,null,0.32636280000000001]
[0.18404519999999999,null,0.32636280000000001]
[0.18390519999999999,null,0.32636280000000001]
[0.18390519999999999,null,0.32636280000000001]
[0.18390509999999999,null,0.32636280000000001]
[0.18390509999999999,null,0.32636280000000001]
[0.18390509999999999,null,0.32636280000000001]
[0.183833,null,0.32636280000000001]
[0.1837415,null,0.32624120000000001]
[0.1837415,null,0.3260535]
[0.18365670000000001,null,0.3260535]
[0.18365670000000001,null,0.3260535]
[0.18365670000000001,null,0.3260535]
[0.18365670000000001,null,0.3260535]
[0.18358450000000001,null,0.3260535]
[0.18358450000000001,null,0.3258026]
[0.18358450000000001,null,0.32567600000000002]
[0.18349309999999999,null,0.32567600000000002]
[0.1834171,null,0.32567600000000002]
[0.18340819999999999,null,0.32567600000000002]
[0.1833156,null,0.32567600000000002]
[0.1833156,null,0.32567600000000002]
[0.1832435,null,0.32555440000000002]
[0.1832435,null,0.32555440000000002]
[0.18315200000000001,null,0.3254572]
[0.18307989999999999,null,0.3254572]
[0.18307989999999999,null,0.3253279]
[0.18299499999999999,null,0.3253279]
[0.18299499999999999,null,0.3253279]
[0.1829228,null,0.3253279]
[0.1829228,null,0.3253279]
[0.1829228,null,0.32523740000000001]
[0.1828303,null,0.32511580000000001]
[0.1828303,null,0.32511580000000001]
[0.18278900000000001,null,0.32511580000000001]
[0.1827454,null,0.32511580000000001]
[0.18267320000000001,null,0.32511580000000001]
[0.18267320000000001,null,0.32511580000000001]
[0.18267320000000001,null,0.32511580000000001]
[0.18267320000000001,null,0.32488929999999999]
[0.18258179999999999,null,0.32488929999999999]
[0.18250959999999999,null,0.32488929999999999]
[0.18250959999999999,null,0.32488929999999999]
[0.1823526,null,0.32476769999999999]
[0.1823526,null,0.32476769999999999]
[0.1823526,null,0.32476769999999999]
[0.18216860000000001,null,0.32476769999999999]
[0.18204300000000001,null,0.32476769999999999]
[0.18197079999999999,null,0.32476769999999999]
[0.18197079999999999,null,0.32476769999999999]
[0.18188589999999999,null,0.32476759999999999]
[0.18188589999999999,null,0.32463839999999999]
[0.18188589999999999,null,0.32451669999999999]
[0.18188589999999999,null,0.32451669999999999]
[0.1817223,null,0.32451669999999999]
[0.1817223,null,0.32451669999999999]
[0.18163750000000001,null,0.32441950000000003]
[0.1816374,null,0.324293]
[0.1816374,null,0.324293]
[0.18156530000000001,null,0.324293]
[0.18156530000000001,null,0.324293]
[0.18156530000000001,null,0.3241637]
[0.18156530000000001,null,0.324042]
[0.18156530000000001,null,0.324042]
[0.18153269999999999,null,0.324042]
[0.18153269999999999,null,0.324042]
[0.18153269999999999,null,0.324042]
[0.18153269999999999,null,0.324042]
[0.18147269999999999,null,0.324042]
[0.1814006,null,0.32381559999999998]
[0.18123700000000001,null,0.32381559999999998]
[0.18115210000000001,null,0.32381559999999998]
[0.18115210000000001,null,0.32372509999999999]
[0.18115210000000001,null,0.32360349999999999]
[0.18115210000000001,null,0.32360349999999999]
[0.18115210000000001,null,0.32360349999999999]
[0.18115210000000001,null,0.32360339999999999]
[0.18115210000000001,null,0.32347419999999999]
[0.18115210000000001,null,0.32347419999999999]
[0.1809885,null,0.32347419999999999]
[0.1809885,null,0.32347419999999999]
[0.1809885,null,0.32347419999999999]
[0.1809885,null,0.32347419999999999]
[0.1809885,null,0.32347419999999999]
[0.1809045,null,0.32347419999999999]
[0.1808111,null,0.32337700000000003]
[0.1808111,null,0.32337700000000003]
[0.18064749999999999,null,0.32325530000000002]
[0.18064749999999999,null,0.32312610000000003]
[0.18064749999999999,null,0.32312600000000002]
[0.18064749999999999,null,0.32312600000000002]
[0.18055599999999999,null,0.32312600000000002]
[0.1804839,null,0.32312600000000002]
[0.1804839,null,0.32312600000000002]
[0.1804839,null,0.32302890000000001]
[0.1804839,null,0.32302890000000001]
[0.1804839,null,0.32290720000000001]
[0.1803913,null,0.32290720000000001]
[0.18029990000000001,null,0.32290720000000001]
[0.18029990000000001,null,0.32277790000000001]
[0.18029990000000001,null,0.32277790000000001]
[0.18029990000000001,null,0.32256089999999998]
[0.1802764,null,0.32256089999999998]
[0.1802764,null,0.32246370000000002]
[0.18014279999999999,null,0.32246370000000002]
[0.18014279999999999,null,0.32246370000000002]
[0.18014279999999999,null,0.32234210000000002]
[0.18014279999999999,null,0.32221280000000002]
[0.1800514,null,0.32221280000000002]
[0.1799665,null,0.32221280000000002]
[0.1797687,null,0.32221280000000002]
[0.1797687,null,0.32221280000000002]
[0.1797687,null,0.32221280000000002]
[0.17969660000000001,null,0.32221280000000002]
[0.17969660000000001,null,0.32209110000000002]
[0.17969660000000001,null,0.3219939]
[0.17969660000000001,null,0.3218647]
[0.17961170000000001,null,0.3218647]
[0.17961170000000001,null,0.3218646]
[0.1794277,null,0.321743]
[0.1794277,null,0.3216137]
[0.1794277,null,0.3216137]
[0.1794277,null,0.3216137]
[0.1793555,null,0.3216137]
[0.1793555,null,0.3216137]
[0.17928340000000001,null,0.3216137]
[0.17928340000000001,null,0.3214921]
[0.17928340000000001,null,0.3214921]
[0.17910699999999999,null,0.3214921]
[0.17910699999999999,null,0.32130439999999999]
[0.17910699999999999,null,0.32130439999999999]
[0.1790349,null,0.32130439999999999]
[0.1790349,null,0.32130439999999999]
[0.17902009999999999,null,0.32117509999999999]
[0.17902009999999999,null,0.32117509999999999]
[0.1789423,null,0.32117509999999999]
[0.17876600000000001,null,0.32105349999999999]
[0.17876600000000001,null,0.32105349999999999]
[0.17876600000000001,null,0.32105349999999999]
[0.17869380000000001,null,0.32105349999999999]
[0.17869380000000001,null,0.32092419999999999]
[0.17869380000000001,null,0.32092419999999999]
[0.17869380000000001,null,0.32092419999999999]
[0.17860239999999999,null,0.32092419999999999]
[0.1785302,null,0.32069769999999997]
[0.1784454,null,0.32069769999999997]
[0.178392,null,0.32057609999999997]
[0.17835390000000001,null,0.32057609999999997]
[0.17835390000000001,null,0.3204495]
[0.17828179999999999,null,0.3204495]
[0.17828179999999999,null,0.3204495]
[0.17828179999999999,null,0.3204495]
[0.1781903,null,0.3204495]
[0.1781903,null,0.3203278]
[0.1781054,null,0.3203278]
[0.1781054,null,0.3203278]
[0.1781054,null,0.3203278]
[0.1780129,null,0.32010139999999998]
[0.1777958,null,0.32001089999999999]
[0.17772360000000001,null,0.32001089999999999]
[0.17772360000000001,null,0.32001089999999999]
[0.17765149999999999,null,0.32001089999999999]
[0.17765149999999999,null,0.31988929999999999]
[0.17765149999999999,null,0.31988929999999999]
[0.17756,null,0.31988929999999999]
[0.17756,null,0.31988929999999999]
[0.1774879,null,0.31988929999999999]
[0.17740300000000001,null,0.31988929999999999]
[0.17740300000000001,null,0.31963829999999999]
[0.17733080000000001,null,0.31963829999999999]
[0.17725869999999999,null,0.31954120000000003]
[0.1771673,null,0.31954120000000003]
[0.1771672,null,0.31941950000000002]
[0.17713570000000001,null,0.31941950000000002]
[0.1770747,null,0.31941950000000002]
[0.1769898,null,0.31941950000000002]
[0.17689840000000001,null,0.31941950000000002]
[0.17689840000000001,null,0.31941950000000002]
[0.17689840000000001,null,0.31929780000000002]
[0.17681350000000001,null,0.31929780000000002]
[0.17681350000000001,null,0.31929780000000002]
[0.17681350000000001,null,0.31929780000000002]
[0.17681350000000001,null,0.31929780000000002]
[0.17664879999999999,null,0.3192007]
[0.1765573,null,0.3192007]
[0.1765573,null,0.31907140000000001]
[0.1765573,null,0.31898090000000001]
[0.1765573,null,0.31898090000000001]
[0.17648520000000001,null,0.31898090000000001]
[0.17648520000000001,null,0.31898090000000001]
[0.17640030000000001,null,0.31885930000000001]
[0.17630879999999999,null,0.31885930000000001]
[0.17630879999999999,null,0.31885930000000001]
[0.17630879999999999,null,0.31873000000000001]
[0.17630879999999999,null,0.31873000000000001]
[0.17630879999999999,null,0.31850620000000002]
[0.17630879999999999,null,0.31850620000000002]
[0.1761518,null,0.31838460000000002]
[0.1760592,null,0.31838460000000002]
[0.1760592,null,0.31838460000000002]
[0.1760592,null,0.31838460000000002]
[0.17589560000000001,null,0.31838460000000002]
[0.17589560000000001,null,0.31838460000000002]
[0.17587939999999999,null,0.31838460000000002]
[0.17587939999999999,null,0.31838460000000002]
[0.17577000000000001,null,0.31829839999999998]
[0.17577000000000001,null,0.31813360000000002]
[0.17577000000000001,null,0.31813360000000002]
[0.17577000000000001,null,0.31813360000000002]
[0.17577000000000001,null,0.31813360000000002]
[0.17559369999999999,null,0.31813360000000002]
[0.17559369999999999,null,0.3180364]
[0.17559369999999999,null,0.3180364]
[0.17559369999999999,null,0.3179148]
[0.1755215,null,0.3179148]
[0.1755215,null,0.3179148]
[0.17534520000000001,null,0.3179148]
[0.17525260000000001,null,0.3179148]
[0.17525260000000001,null,0.3179148]
[0.17525260000000001,null,0.3177855]
[0.1752513,null,0.31768829999999998]
[0.17518049999999999,null,0.31759789999999999]
[0.17518049999999999,null,0.31759789999999999]
[0.17518049999999999,null,0.31759789999999999]
[0.17510829999999999,null,0.31759789999999999]
[0.17510829999999999,null,0.31753700000000001]
[0.1750234,null,0.31734689999999999]
[0.1750234,null,0.31734689999999999]
[0.174932,null,0.31722040000000001]
[0.17483950000000001,null,0.31722040000000001]
[0.17483950000000001,null,0.31712319999999999]
[0.17483940000000001,null,0.31712319999999999]
[0.17476729999999999,null,0.31712319999999999]
[0.17476729999999999,null,0.31712319999999999]
[0.17476729999999999,null,0.3169939]
[0.17467579999999999,null,0.3169939]
[0.17467579999999999,null,0.3169939]
[0.1746231,null,0.3169939]
[0.1746037,null,0.31687219999999999]
[0.1745188,null,0.31687219999999999]
[0.1745188,null,0.31687219999999999]
[0.1745188,null,0.31677509999999998]
[0.17444670000000001,null,0.31665339999999997]
[0.17435410000000001,null,0.31665339999999997]
[0.17426269999999999,null,0.31655620000000001]
[0.17426269999999999,null,0.31655620000000001]
[0.17413699999999999,null,0.31633650000000002]
[0.17413699999999999,null,0.31633650000000002]
[0.17406489999999999,null,0.31633650000000002]
[0.17406489999999999,null,0.31620720000000002]
[0.17406489999999999,null,0.31608550000000002]
[0.17406489999999999,null,0.31608550000000002]
[0.17399500000000001,null,0.31608550000000002]
[0.17399500000000001,null,0.31608550000000002]
[0.17399500000000001,null,0.31608550000000002]
[0.17381640000000001,null,0.31608550000000002]
[0.17381640000000001,null,0.31596390000000002]
[0.17381640000000001,null,0.31596390000000002]
[0.17381640000000001,null,0.31583460000000002]
[0.17381640000000001,null,0.31583460000000002]
[0.17374419999999999,null,0.3157374]
[0.17374419999999999,null,0.3157374]
[0.1735602,null,0.3157374]
[0.1735602,null,0.3157374]
[0.1735602,null,0.3157374]
[0.1735602,null,0.3157374]
[0.17348810000000001,null,0.3156158]
[0.17348810000000001,null,0.3156158]
[0.17340320000000001,null,0.3156158]
[0.17340320000000001,null,0.31551859999999998]
[0.17340320000000001,null,0.31538929999999998]
[0.17336679999999999,null,0.31538929999999998]
[0.17336679999999999,null,0.31538929999999998]
[0.17321919999999999,null,0.31517230000000002]
[0.1731471,null,0.31517230000000002]
[0.1731471,null,0.31517230000000002]
[0.1731471,null,0.31505060000000001]
[0.1731471,null,0.31495339999999999]
[0.1730749,null,0.31495339999999999]
[0.1730749,null,0.3148241]
[0.1730749,null,0.3148241]
[0.17299,null,0.3147025]
[0.17299,null,0.3147025]
[0.17282639999999999,null,0.3147025]
[0.17282639999999999,null,0.3147025]
[0.17282639999999999,null,0.3147025]
[0.17274149999999999,null,0.3147025]
[0.17274149999999999,null,0.3147025]
[0.1726694,null,0.3144516]
[0.1725768,null,0.3144516]
[0.1725768,null,0.3144516]
[0.17240050000000001,null,0.3144516]
[0.17240050000000001,null,0.31445149999999999]
[0.17240050000000001,null,0.31435439999999998]
[0.17232829999999999,null,0.31435439999999998]
[0.17220269999999999,null,0.31435439999999998]
[0.17211129999999999,null,0.31435439999999998]
[0.17211129999999999,null,0.31435439999999998]
[0.17211129999999999,null,0.31422509999999998]
[0.1720187,null,0.31413459999999999]
[0.1719338,null,0.31401299999999999]
[0.17186170000000001,null,0.31391580000000002]
[0.17186170000000001,null,0.31391580000000002]
[0.17169809999999999,null,0.31391580000000002]
[0.17169809999999999,null,0.31391580000000002]
[0.17169809999999999,null,0.31391580000000002]
[0.1716259,null,0.31391580000000002]
[0.1716259,null,0.31391580000000002]
[0.1715835,null,0.31391580000000002]
[0.17148240000000001,null,0.31378650000000002]
[0.17144960000000001,null,0.31378650000000002]
[0.17144960000000001,null,0.31366490000000002]
[0.17144960000000001,null,0.3135677]
[0.17144960000000001,null,0.3135677]
[0.1711934,null,0.3135677]
[0.1711934,null,0.31343840000000001]
[0.1711934,null,0.31343840000000001]
[0.171102,null,0.31343840000000001]
[0.17094490000000001,null,0.3133167]
[0.17087279999999999,null,0.3133167]
[0.17087279999999999,null,0.31319019999999997]
[0.17087279999999999,null,0.31319019999999997]
[0.17087279999999999,null,0.31309300000000001]
[0.1706954,null,0.31309300000000001]
[0.1706954,null,0.31309300000000001]
[0.1706954,null,0.31300250000000002]
[0.1706039,null,0.31288090000000002]
[0.17053180000000001,null,0.31288090000000002]
[0.17053180000000001,null,0.3127837]
[0.17053180000000001,null,0.3127837]
[0.17053180000000001,null,0.3126544]
[0.17044690000000001,null,0.3126544]
[0.17044690000000001,null,0.3126544]
[0.17044690000000001,null,0.3125251]
[0.17044690000000001,null,0.3125251]
[0.17044690000000001,null,0.3125251]
[0.17044690000000001,null,0.3125251]
[0.17037469999999999,null,0.3124035]
[0.1702833,null,0.3122742]
[0.1702833,null,0.3122742]
[0.1701907,null,0.3122742]
[0.1700651,null,0.3122742]
[0.16990150000000001,null,0.31217699999999998]
[0.16990150000000001,null,0.31217699999999998]
[0.16981660000000001,null,0.31205529999999998]
[0.16981660000000001,null,0.31205529999999998]
[0.16974439999999999,null,0.31192609999999998]
[0.169653,null,0.31182890000000002]
[0.169653,null,0.31182890000000002]
[0.1695605,null,0.31182890000000002]
[0.1694756,null,0.31182890000000002]
[0.1694756,null,0.31182890000000002]
[0.1694756,null,0.31173840000000003]
[0.16940340000000001,null,0.3116776]
[0.16931199999999999,null,0.31161680000000003]
[0.16931199999999999,null,0.31161680000000003]
[0.16931199999999999,null,0.31148749999999997]
[0.16931199999999999,null,0.31148749999999997]
[0.16931199999999999,null,0.31126369999999998]
[0.16922709999999999,null,0.31126369999999998]
[0.1691356,null,0.31126369999999998]
[0.1691356,null,0.31114209999999998]
[0.1691356,null,0.31114209999999998]
[0.16906350000000001,null,0.31114209999999998]
[0.16906350000000001,null,0.31114209999999998]
[0.16906350000000001,null,0.31104490000000001]
[0.16896990000000001,null,0.31104490000000001]
[0.16896990000000001,null,0.31104490000000001]
[0.16896990000000001,null,0.31104490000000001]
[0.16880729999999999,null,0.31092320000000001]
[0.16880729999999999,null,0.31092320000000001]
[0.16872239999999999,null,0.31092320000000001]
[0.16872239999999999,null,0.31079390000000001]
[0.16872239999999999,null,0.31067230000000001]
[0.16872239999999999,null,0.31057509999999999]
[0.16872239999999999,null,0.31057509999999999]
[0.1686503,null,0.31057509999999999]
[0.1686503,null,0.31057509999999999]
[0.1686503,null,0.31044579999999999]
[0.1686503,null,0.31032419999999999]
[0.16848669999999999,null,0.31032419999999999]
[0.16848669999999999,null,0.31032419999999999]
[0.16848669999999999,null,0.31032419999999999]
[0.16840179999999999,null,0.31032419999999999]
[0.16840179999999999,null,0.31013649999999998]
[0.16830919999999999,null,0.31000729999999999]
[0.1682371,null,0.31000729999999999]
[0.1682371,null,0.30988559999999998]
[0.16806080000000001,null,0.30988559999999998]
[0.16806080000000001,null,0.30988559999999998]
[0.16806080000000001,null,0.30988559999999998]
[0.16806080000000001,null,0.30988559999999998]
[0.16798859999999999,null,0.30988559999999998]
[0.16798859999999999,null,0.30988559999999998]
[0.16798859999999999,null,0.30965910000000002]
[0.16798859999999999,null,0.30953750000000002]
[0.16791639999999999,null,0.30953750000000002]
[0.16791639999999999,null,0.30953750000000002]
[0.1678316,null,0.30953750000000002]
[0.1677594,null,0.30953750000000002]
[0.16754230000000001,null,0.30953750000000002]
[0.16744980000000001,null,0.30940820000000002]
[0.16744980000000001,null,0.309311]
[0.16744980000000001,null,0.30906280000000003]
[0.16744980000000001,null,0.30906280000000003]
[0.16736490000000001,null,0.30906280000000003]
[0.16736490000000001,null,0.30906280000000003]
[0.16729269999999999,null,0.30906280000000003]
[0.1672013,null,0.30906280000000003]
[0.1672013,null,0.30894110000000002]
[0.1672013,null,0.3088439]
[0.1672013,null,0.3088439]
[0.1671291,null,0.30871470000000001]
[0.16703660000000001,null,0.30871470000000001]
[0.16694510000000001,null,0.30871470000000001]
[0.16694510000000001,null,0.30862420000000002]
[0.16687299999999999,null,0.308527]
[0.16678809999999999,null,0.3084054]
[0.16678809999999999,null,0.3084054]
[0.1666311,null,0.3084054]
[0.1666311,null,0.30830819999999998]
[0.16653960000000001,null,0.30830819999999998]
[0.16653960000000001,null,0.30818649999999997]
[0.16653960000000001,null,0.30805729999999998]
[0.16646749999999999,null,0.30805729999999998]
[0.16646749999999999,null,0.30805719999999998]
[0.16638259999999999,null,0.30805719999999998]
[0.16628999999999999,null,0.30783840000000001]
[0.16628999999999999,null,0.30770910000000001]
[0.16628999999999999,null,0.30770910000000001]
[0.1661986,null,0.30770910000000001]
[0.1661986,null,0.30770910000000001]
[0.16612640000000001,null,0.30770910000000001]
[0.16612640000000001,null,0.30770910000000001]
[0.16612640000000001,null,0.307612]
[0.16604150000000001,null,0.307361]
[0.16596939999999999,null,0.307361]
[0.16596939999999999,null,0.3072317]
[0.16596939999999999,null,0.3072317]
[0.16596939999999999,null,0.3072317]
[0.16596939999999999,null,0.3072317]
[0.16579189999999999,null,0.30710520000000002]
[0.1657005,null,0.30710510000000002]
[0.16562840000000001,null,0.30710510000000002]
[0.16562830000000001,null,0.30698350000000002]
[0.1655027,null,0.306757]
[0.1654178,null,0.306757]
[0.1654178,null,0.306757]
[0.1654178,null,0.306757]
[0.1654178,null,0.306757]
[0.1654178,null,0.3066354]
[0.1654178,null,0.30640889999999998]
[0.16532640000000001,null,0.30640889999999998]
[0.16525419999999999,null,0.30640889999999998]
[0.16525419999999999,null,0.30631849999999999]
[0.16520099999999999,null,0.30618919999999999]
[0.16516929999999999,null,0.30606749999999999]
[0.1650768,null,0.30606749999999999]
[0.1650768,null,0.30606749999999999]
[0.1650768,null,0.30584869999999997]
[0.16491320000000001,null,0.30584869999999997]
[0.16491320000000001,null,0.30571939999999997]
[0.16491320000000001,null,0.30571939999999997]
[0.16491320000000001,null,0.30571939999999997]
[0.16491320000000001,null,0.30571939999999997]
[0.16491320000000001,null,0.30571939999999997]
[0.16482830000000001,null,0.30559770000000003]
[0.16482830000000001,null,0.30550060000000001]
[0.1646647,null,0.30550060000000001]
[0.1646647,null,0.30550060000000001]
[0.1646647,null,0.30537130000000001]
[0.16457289999999999,null,0.30537130000000001]
[0.16450000000000001,null,0.30537130000000001]
[0.16450000000000001,null,0.30537130000000001]
[0.16450000000000001,null,0.30537130000000001]
[0.16450000000000001,null,0.30515239999999999]
[0.16450000000000001,null,0.30515239999999999]
[0.16450000000000001,null,0.30515239999999999]
[0.16450000000000001,null,0.3049327]
[0.16425149999999999,null,0.3049327]
[0.16425149999999999,null,0.3049327]
[0.16425149999999999,null,0.3049327]
[0.16425149999999999,null,0.3049327]
[0.16425149999999999,null,0.304811]
[0.16425149999999999,null,0.304811]
[0.164159,null,0.304811]
[0.164159,null,0.30458459999999998]
[0.1640741,null,0.30458459999999998]
[0.1640741,null,0.30458459999999998]
[0.1640741,null,0.30458459999999998]
[0.1640741,null,0.30445800000000001]
[0.1640741,null,0.30445800000000001]
[0.16400190000000001,null,0.30433640000000001]
[0.16391700000000001,null,0.30433640000000001]
[0.16391700000000001,null,0.30433640000000001]
[0.16382450000000001,null,0.3043363]
[0.16373299999999999,null,0.3043363]
[0.1636609,null,0.3043363]
[0.1636609,null,0.3043363]
[0.1636609,null,0.30423919999999999]
[0.1636609,null,0.30411749999999999]
[0.163576,null,0.30398819999999999]
[0.1634504,null,0.30398819999999999]
[0.1633589,null,0.30398819999999999]
[0.1633589,null,0.30398819999999999]
[0.1633589,null,0.30398819999999999]
[0.1633589,null,0.30389110000000003]
[0.16310930000000001,null,0.30389100000000002]
[0.16310930000000001,null,0.30389100000000002]
[0.16310930000000001,null,0.30364770000000002]
[0.1628608,null,0.3035506]
[0.1628608,null,0.3035506]
[0.1628608,null,0.3035506]
[0.1628608,null,0.30333840000000001]
[0.1628608,null,0.30333840000000001]
[0.1628608,null,0.30324129999999999]
[0.16269719999999999,null,0.30311199999999999]
[0.16269719999999999,null,0.30311199999999999]
[0.16268840000000001,null,0.30311199999999999]
[0.16261239999999999,null,0.30311199999999999]
[0.16261239999999999,null,0.30299029999999999]
[0.16261239999999999,null,0.30299029999999999]
[0.16261239999999999,null,0.30299029999999999]
[0.16251979999999999,null,0.30276389999999997]
[0.1624477,null,0.30276389999999997]
[0.16235620000000001,null,0.30264219999999997]
[0.16235620000000001,null,0.30264219999999997]
[0.16235620000000001,null,0.30264219999999997]
[0.16235620000000001,null,0.30264219999999997]
[0.16227130000000001,null,0.30254500000000001]
[0.16227130000000001,null,0.30241570000000001]
[0.16227130000000001,null,0.30241570000000001]
[0.16219919999999999,null,0.30241570000000001]
[0.16219919999999999,null,0.30231859999999999]
[0.16202279999999999,null,0.30231859999999999]
[0.16202279999999999,null,0.30219689999999999]
[0.1619507,null,0.30206759999999999]
[0.1619507,null,0.30206759999999999]
[0.1619507,null,0.30206759999999999]
[0.1619507,null,0.30206759999999999]
[0.16177320000000001,null,0.30206759999999999]
[0.16177320000000001,null,0.3019772]
[0.16177179999999999,null,0.3018555]
[0.16177179999999999,null,0.3018555]
[0.16177179999999999,null,0.3018555]
[0.16177179999999999,null,0.3018555]
[0.16160959999999999,null,0.3018555]
[0.16160959999999999,null,0.30172890000000002]
[0.16160959999999999,null,0.3015101]
[0.16160959999999999,null,0.3013808]
[0.16160959999999999,null,0.3013808]
[0.16160959999999999,null,0.3013808]
[0.1615404,null,0.3012592]
[0.1615404,null,0.3012592]
[0.1615404,null,0.3012592]
[0.1615404,null,0.3012592]
[0.1615404,null,0.3012592]
[0.1615404,null,0.3011375]
[0.1615404,null,0.3011375]
[0.1615404,null,0.3011375]
[0.1615404,null,0.30104029999999998]
[0.1615404,null,0.30104029999999998]
[0.1615404,null,0.30104029999999998]
[0.1615182,null,0.30104029999999998]
[0.1615182,null,0.30078939999999998]
[0.1615182,null,0.30078939999999998]
[0.1614333,null,0.30078939999999998]
[0.1614333,null,0.30066009999999999]
[0.16136110000000001,null,0.30066009999999999]
[0.16126969999999999,null,0.30066009999999999]
[0.16126969999999999,null,0.30053839999999998]
[0.16126969999999999,null,0.30044130000000002]
[0.16122639999999999,null,0.30044130000000002]
[0.16122639999999999,null,0.30031960000000002]
[0.16118479999999999,null,0.30019030000000002]
[0.1611127,null,0.30009989999999998]
[0.1611127,null,0.30009989999999998]
[0.1608945,null,0.30009989999999998]
[0.1608096,null,0.30009989999999998]
[0.1608096,null,0.30009989999999998]
[0.160804,null,0.29997819999999997]
[0.16076360000000001,null,0.29988100000000001]
[0.16076360000000001,null,0.29988100000000001]
[0.16076360000000001,null,0.29988100000000001]
[0.16076360000000001,null,0.29988100000000001]
[0.16076360000000001,null,0.29988100000000001]
[0.1607181,null,0.29963010000000001]
[0.16064600000000001,null,0.29963010000000001]
[0.16064600000000001,null,0.29963010000000001]
[0.16056110000000001,null,0.29953289999999999]
[0.16053220000000001,null,0.29941129999999999]
[0.16053220000000001,null,0.29941129999999999]
[0.16053220000000001,null,0.29941129999999999]
[0.16053220000000001,null,0.29941129999999999]
[0.16053220000000001,null,0.29941129999999999]
[0.16053220000000001,null,0.29941129999999999]
[0.16048889999999999,null,0.2991915]
[0.16032540000000001,null,0.2991915]
[0.16032540000000001,null,0.29909429999999998]
[0.16023280000000001,null,0.29896780000000001]
[0.16023280000000001,null,0.29896780000000001]
[0.16017590000000001,null,0.29896780000000001]
[0.16014790000000001,null,0.2987168]
[0.16007579999999999,null,0.2987168]
[0.16007579999999999,null,0.2987168]
[0.15998680000000001,null,0.2987168]
[0.15998680000000001,null,0.29859520000000001]
[0.1599843,null,0.29846590000000001]
[0.1599843,null,0.29846590000000001]
[0.1599843,null,0.29846590000000001]
[0.1599843,null,0.29846590000000001]
[0.15980800000000001,null,0.29836869999999999]
[0.15980800000000001,null,0.29836869999999999]
[0.15975539999999999,null,0.29836869999999999]
[0.15975539999999999,null,0.29824699999999998]
[0.15975539999999999,null,0.29811779999999999]
[0.15975539999999999,null,0.29811779999999999]
[0.15975539999999999,null,0.29802060000000002]
[0.15971650000000001,null,0.29802060000000002]
[0.15964439999999999,null,0.29802060000000002]
[0.15964439999999999,null,0.29793009999999998]
[0.15964439999999999,null,0.29793009999999998]
[0.15964439999999999,null,0.29767919999999998]
[0.1595722,null,0.29767919999999998]
[0.15954769999999999,null,0.29758200000000001]
[0.1595241,null,0.29758200000000001]
[0.1595241,null,0.29758200000000001]
[0.1594797,null,0.29758200000000001]
[0.15940750000000001,null,0.29758200000000001]
[0.15931609999999999,null,0.29746040000000001]
[0.15931609999999999,null,0.29746040000000001]
[0.15929270000000001,null,0.29746030000000001]
[0.15929270000000001,null,0.29736319999999999]
[0.15929270000000001,null,0.2972339]
[0.15923119999999999,null,0.29711219999999999]
[0.15923119999999999,null,0.29711219999999999]
[0.15923119999999999,null,0.29698570000000002]
[0.15923119999999999,null,0.29698560000000002]
[0.15915899999999999,null,0.29685640000000002]
[0.15915899999999999,null,0.29673470000000002]
[0.15915899999999999,null,0.29673470000000002]
[0.1590741,null,0.29673470000000002]
[0.1590741,null,0.2966375]
[0.15906129999999999,null,0.2966375]
[0.15906129999999999,null,0.2966375]
[0.15906129999999999,null,0.2965083]
[0.15889010000000001,null,0.2965083]
[0.15889010000000001,null,0.2965082]
[0.15881799999999999,null,0.29619899999999999]
[0.15881799999999999,null,0.29619899999999999]
[0.15872649999999999,null,0.29619899999999999]
[0.1586544,null,0.29619899999999999]
[0.1586544,null,0.29619899999999999]
[0.15851589999999999,null,0.29619899999999999]
[0.15851589999999999,null,0.29619899999999999]
[0.15851589999999999,null,0.29607729999999999]
[0.15849740000000001,null,0.29607729999999999]
[0.15849740000000001,null,0.29585080000000002]
[0.15849740000000001,null,0.29585080000000002]
[0.15840589999999999,null,0.29585080000000002]
[0.15840589999999999,null,0.29585080000000002]
[0.15832099999999999,null,0.29572159999999997]
[0.15828449999999999,null,0.29572159999999997]
[0.15828449999999999,null,0.29572159999999997]
[0.15828449999999999,null,0.29562440000000001]
[0.15828449999999999,null,0.29550270000000001]
[0.1582489,null,0.29550270000000001]
[0.1581574,null,0.29540549999999999]
[0.15806490000000001,null,0.29540549999999999]
[0.1580531,null,0.29540549999999999]
[0.1580531,null,0.29540549999999999]
[0.1580531,null,0.29540549999999999]
[0.1580531,null,0.29540549999999999]
[0.1580531,null,0.29515459999999999]
[0.1580531,null,0.29505740000000003]
[0.15799270000000001,null,0.29505740000000003]
[0.15799270000000001,null,0.29505740000000003]
[0.15799270000000001,null,0.29505740000000003]
[0.15799270000000001,null,0.29492810000000003]
[0.15792059999999999,null,0.29483100000000001]
[0.15792059999999999,null,0.29474050000000002]
[0.15792059999999999,null,0.29474050000000002]
[0.15782170000000001,null,0.29461389999999998]
[0.15782170000000001,null,0.29449229999999998]
[0.15782170000000001,null,0.29449229999999998]
[0.15782170000000001,null,0.29449229999999998]
[0.1577442,null,0.29439510000000002]
[0.1576186,null,0.29427340000000002]
[0.1575464,null,0.29427340000000002]
[0.1575464,null,0.29414410000000002]
[0.1575464,null,0.29414410000000002]
[0.1575464,null,0.29414410000000002]
[0.1575077,null,0.294047]
[0.1575077,null,0.294047]
[0.1575077,null,0.294047]
[0.1575077,null,0.2939253]
[0.15737010000000001,null,0.2939253]
[0.15727630000000001,null,0.293796]
[0.1572054,null,0.2936744]
[0.1572054,null,0.29357719999999998]
[0.1572054,null,0.29357719999999998]
[0.1572054,null,0.29357719999999998]
[0.1572054,null,0.29345549999999998]
[0.1572054,null,0.29345549999999998]
[0.157114,null,0.29336509999999999]
[0.157114,null,0.29336509999999999]
[0.15704489999999999,null,0.29313860000000003]
[0.15704489999999999,null,0.29313860000000003]
[0.15704489999999999,null,0.29301700000000003]
[0.15704489999999999,null,0.29301700000000003]
[0.15695690000000001,null,0.29288769999999997]
[0.15695690000000001,null,0.29288769999999997]
[0.15688479999999999,null,0.29288769999999997]
[0.15688479999999999,null,0.29288769999999997]
[0.15681349999999999,null,0.29288769999999997]
[0.15681349999999999,null,0.29288769999999997]
[0.15679219999999999,null,0.29276600000000003]
[0.1567201,null,0.29253960000000001]
[0.15662860000000001,null,0.29253960000000001]
[0.15662860000000001,null,0.29244239999999999]
[0.1565822,null,0.29231580000000001]
[0.1565822,null,0.29231580000000001]
[0.1565822,null,0.29231580000000001]
[0.1565822,null,0.29231580000000001]
[0.1565822,null,0.29219410000000001]
[0.15654370000000001,null,0.29206490000000002]
[0.15647159999999999,null,0.29194320000000001]
[0.15647159999999999,null,0.29194320000000001]
[0.15647159999999999,null,0.29184599999999999]
[0.15647159999999999,null,0.29172439999999999]
[0.15635080000000001,null,0.29172439999999999]
[0.1563145,null,0.29172439999999999]
[0.1562231,null,0.2916339]
[0.15613050000000001,null,0.2916339]
[0.15613050000000001,null,0.2915046]
[0.15613050000000001,null,0.2915046]
[0.15611939999999999,null,0.291383]
[0.15611939999999999,null,0.291383]
[0.15611939999999999,null,0.2912537]
[0.15604570000000001,null,0.2912537]
[0.15595419999999999,null,0.2912537]
[0.15595419999999999,null,0.29115649999999998]
[0.15595419999999999,null,0.29090559999999999]
[0.15580540000000001,null,0.29090559999999999]
[0.15580540000000001,null,0.29090559999999999]
[0.1557895,null,0.29090559999999999]
[0.1557895,null,0.29090559999999999]
[0.15569810000000001,null,0.29080840000000002]
[0.15561320000000001,null,0.29080840000000002]
[0.15561320000000001,null,0.2905896]
[0.15561320000000001,null,0.2905896]
[0.15561320000000001,null,0.2904603]
[0.15557399999999999,null,0.29036309999999999]
[0.15557399999999999,null,0.29024139999999998]
[0.15552170000000001,null,0.29024139999999998]
[0.15544959999999999,null,0.29015099999999999]
[0.15544959999999999,null,0.29005379999999997]
[0.1553426,null,0.29005379999999997]
[0.1553426,null,0.29005379999999997]
[0.1553426,null,0.29005379999999997]
[0.1553426,null,0.28980289999999997]
[0.1552732,null,0.28980289999999997]
[0.1552732,null,0.28980289999999997]
[0.1552732,null,0.28970570000000001]
[0.1552732,null,0.28970570000000001]
[0.1551112,null,0.28970570000000001]
[0.1551112,null,0.28970570000000001]
[0.1551112,null,0.28970570000000001]
[0.1551112,null,0.28970570000000001]
[0.1551112,null,0.28948679999999999]
[0.1551112,null,0.28936030000000001]
[0.15510850000000001,null,0.28936030000000001]
[0.15510850000000001,null,0.28923100000000002]
[0.15510850000000001,null,0.2891338]
[0.15510850000000001,null,0.2891338]
[0.15510850000000001,null,0.2891338]
[0.15501709999999999,null,0.2891338]
[0.15501709999999999,null,0.2891338]
[0.15493219999999999,null,0.2888829]
[0.15493219999999999,null,0.28878569999999998]
[0.15493219999999999,null,0.28878569999999998]
[0.15486,null,0.28853469999999998]
[0.1547972,null,0.28853469999999998]
[0.154643,null,0.28843760000000002]
[0.1545658,null,0.28831590000000001]
[0.1545658,null,0.28831590000000001]
[0.1545658,null,0.28831590000000001]
[0.1545658,null,0.28819420000000001]
[0.1545658,null,0.28810380000000002]
[0.1545581,null,0.28810380000000002]
[0.1545581,null,0.28810380000000002]
[0.15452260000000001,null,0.2878773]
[0.15440100000000001,null,0.2877557]
[0.15433440000000001,null,0.2877557]
[0.15433440000000001,null,0.2877557]
[0.15430849999999999,null,0.2877557]
[0.15430849999999999,null,0.2877557]
[0.15430849999999999,null,0.28765849999999998]
[0.15421699999999999,null,0.28753679999999998]
[0.15421699999999999,null,0.28740759999999999]
[0.15410299999999999,null,0.28740759999999999]
[0.15406,null,0.28740759999999999]
[0.15406,null,0.28731040000000002]
[0.15406,null,0.28731040000000002]
[0.15406,null,0.28718870000000002]
[0.15406,null,0.28718870000000002]
[0.15406,null,0.28718870000000002]
[0.15390300000000001,null,0.28718870000000002]
[0.15390300000000001,null,0.28718870000000002]
[0.1538717,null,0.28696500000000003]
[0.1538717,null,0.28696500000000003]
[0.1538717,null,0.2869041]
[0.1538717,null,0.28684330000000002]
[0.1538717,null,0.28675279999999997]
[0.1538717,null,0.28662359999999998]
[0.15381149999999999,null,0.28652640000000001]
[0.15381149999999999,null,0.28652640000000001]
[0.15371899999999999,null,0.28652640000000001]
[0.15371899999999999,null,0.28652640000000001]
[0.15371899999999999,null,0.28639710000000002]
[0.15371899999999999,null,0.28627540000000001]
[0.15371899999999999,null,0.2861783]
[0.15364030000000001,null,0.2861783]
[0.15364030000000001,null,0.28605659999999999]
[0.15364030000000001,null,0.28583009999999998]
[0.15347050000000001,null,0.28583009999999998]
[0.15347050000000001,null,0.28583009999999998]
[0.15347050000000001,null,0.28573300000000001]
[0.15347050000000001,null,0.28567209999999998]
[0.15340889999999999,null,0.28561130000000001]
[0.15340889999999999,null,0.28561130000000001]
[0.15331339999999999,null,0.28551409999999999]
[0.15322089999999999,null,0.28538479999999999]
[0.1530948,null,0.28538479999999999]
[0.1530948,null,0.28538479999999999]
[0.1530948,null,0.28526319999999999]
[0.1530948,null,0.28516599999999998]
[0.1530948,null,0.28516599999999998]
[0.1530948,null,0.28516599999999998]
[0.1530445,null,0.28516599999999998]
[0.1530445,null,0.28504429999999997]
[0.1529596,null,0.28491509999999998]
[0.1529596,null,0.28472740000000002]
[0.1529596,null,0.28460580000000002]
[0.15288750000000001,null,0.28460580000000002]
[0.15288750000000001,null,0.28460580000000002]
[0.15288750000000001,null,0.28435749999999999]
[0.15286350000000001,null,0.28435749999999999]
[0.15286350000000001,null,0.28426040000000002]
[0.15286350000000001,null,0.28413110000000003]
[0.15286350000000001,null,0.28413110000000003]
[0.15279599999999999,null,0.2839122]
[0.15279599999999999,null,0.2839122]
[0.15279599999999999,null,0.28381509999999999]
[0.15271119999999999,null,0.28381509999999999]
[0.15261859999999999,null,0.28381509999999999]
[0.1525465,null,0.28368579999999999]
[0.1525465,null,0.28358860000000002]
[0.1524616,null,0.28358860000000002]
[0.15237010000000001,null,0.28358860000000002]
[0.15237010000000001,null,0.2834914]
[0.15231800000000001,null,0.2834914]
[0.15231800000000001,null,0.2834914]
[0.15231800000000001,null,0.28336980000000001]
[0.15231800000000001,null,0.28336980000000001]
[0.15229799999999999,null,0.28305279999999999]
[0.15229799999999999,null,0.28305279999999999]
[0.15229799999999999,null,0.28305279999999999]
[0.15229799999999999,null,0.28293119999999999]
[0.15229799999999999,null,0.28283399999999997]
[0.15221309999999999,null,0.28283399999999997]
[0.1521216,null,0.28270469999999998]
[0.1521216,null,0.28260750000000001]
[0.15208659999999999,null,0.28260750000000001]
[0.15208659999999999,null,0.28248590000000001]
[0.15208659999999999,null,0.28248590000000001]
[0.15208659999999999,null,0.28248590000000001]
[0.15208659999999999,null,0.28248590000000001]
[0.15208659999999999,null,0.28248590000000001]
[0.15208659999999999,null,0.28238869999999999]
[0.1520291,null,0.28225939999999999]
[0.1520291,null,0.28225939999999999]
[0.15195690000000001,null,0.28225939999999999]
[0.15178059999999999,null,0.28204059999999997]
[0.15177260000000001,null,0.281914]
[0.15165500000000001,null,0.2817847]
[0.15165500000000001,null,0.2817847]
[0.15158279999999999,null,0.28168749999999998]
[0.15158279999999999,null,0.28168749999999998]
[0.15154119999999999,null,0.28168749999999998]
[0.15154119999999999,null,0.28159709999999999]
[0.15154119999999999,null,0.28134609999999999]
[0.1514914,null,0.28124900000000003]
[0.1514914,null,0.28124900000000003]
[0.1514914,null,0.28115180000000001]
[0.15131500000000001,null,0.28115180000000001]
[0.15130979999999999,null,0.28115180000000001]
[0.15130979999999999,null,0.28090080000000001]
[0.15130979999999999,null,0.28090080000000001]
[0.15130979999999999,null,0.28080369999999999]
[0.15130979999999999,null,0.28080369999999999]
[0.15124290000000001,null,0.28070650000000003]
[0.15124290000000001,null,0.28070650000000003]
[0.15124290000000001,null,0.28070650000000003]
[0.15124290000000001,null,0.28057720000000003]
[0.15124290000000001,null,0.28057720000000003]
[0.15115799999999999,null,0.28048000000000001]
[0.15115799999999999,null,0.28048000000000001]
[0.1510785,null,0.28035840000000001]
[0.1510785,null,0.28035840000000001]
[0.1510784,null,0.28035840000000001]
[0.15106649999999999,null,0.28035840000000001]
[0.150974,null,0.28013189999999999]
[0.1509018,null,0.28001019999999999]
[0.1509018,null,0.28001019999999999]
[0.1509018,null,0.28001019999999999]
[0.1509018,null,0.27991310000000003]
[0.1509018,null,0.27982259999999998]
[0.15084710000000001,null,0.27982259999999998]
[0.15084710000000001,null,0.27982259999999998]
[0.15082970000000001,null,0.27982259999999998]
[0.15074480000000001,null,0.27970089999999997]
[0.15065220000000001,null,0.27934789999999998]
[0.15065220000000001,null,0.27934789999999998]
[0.15056079999999999,null,0.27934789999999998]
[0.150533,null,0.27934789999999998]
[0.1504886,null,0.27934789999999998]
[0.1504886,null,0.27934789999999998]
[0.1504038,null,0.27925070000000002]
[0.1504038,null,0.27912910000000002]
[0.1504038,null,0.2790319]
[0.1504038,null,0.2789026]
[0.15030160000000001,null,0.27880539999999998]
[0.15030160000000001,null,0.27880539999999998]
[0.15030160000000001,null,0.27880539999999998]
[0.15030160000000001,null,0.27880539999999998]
[0.15015419999999999,null,0.27867609999999998]
[0.15015419999999999,null,0.27845730000000002]
[0.15015419999999999,null,0.27845730000000002]
[0.15007029999999999,null,0.27845730000000002]
[0.15007029999999999,null,0.2783601]
[0.15007029999999999,null,0.2782308]
[0.15007029999999999,null,0.2781092]
[0.15007029999999999,null,0.2781092]
[0.15007029999999999,null,0.2781092]
[0.15007029999999999,null,0.2781092]
[0.15006269999999999,null,0.2781092]
[0.1499906,null,0.2781092]
[0.1499906,null,0.27779989999999999]
[0.1499906,null,0.27779989999999999]
[0.1499906,null,0.27767059999999999]
[0.1499057,null,0.27754899999999999]
[0.1498389,null,0.27754889999999999]
[0.1498389,null,0.27754889999999999]
[0.1498389,null,0.27754889999999999]
[0.1498389,null,0.27732250000000003]
[0.1498389,null,0.27732250000000003]
[0.14974209999999999,null,0.27720080000000002]
[0.14974209999999999,null,0.27720080000000002]
[0.14974209999999999,null,0.27707150000000003]
[0.14964949999999999,null,0.27697440000000001]
[0.1494925,null,0.27697440000000001]
[0.14931610000000001,null,0.27685270000000001]
[0.14931610000000001,null,0.27675549999999999]
[0.14931610000000001,null,0.27675549999999999]
[0.14931610000000001,null,0.27675549999999999]
[0.14929339999999999,null,0.27675549999999999]
[0.14929339999999999,null,0.27662619999999999]
[0.14929339999999999,null,0.27662619999999999]
[0.14929339999999999,null,0.27652910000000003]
[0.14929339999999999,null,0.27640740000000003]
[0.14929339999999999,null,0.27640740000000003]
[0.14929339999999999,null,0.2761904]
[0.14924399999999999,null,0.2759394]
[0.14915909999999999,null,0.27584229999999998]
[0.1490677,null,0.27584229999999998]
[0.1490677,null,0.27584229999999998]
[0.1490621,null,0.27574510000000002]
[0.1490621,null,0.27562340000000002]
[0.1490621,null,0.27550180000000002]
[0.1489751,null,0.2752753]
[0.1488902,null,0.2752753]
[0.14879880000000001,null,0.2752753]
[0.14879880000000001,null,0.2751536]
[0.14879880000000001,null,0.2751536]
[0.14872659999999999,null,0.2750244]
[0.14872659999999999,null,0.27492719999999998]
[0.14860100000000001,null,0.27492719999999998]
[0.1485166,null,0.27480549999999998]
[0.1485166,null,0.27480549999999998]
[0.1485166,null,0.27467619999999998]
[0.14851610000000001,null,0.27467619999999998]
[0.14851610000000001,null,0.27445740000000002]
[0.14844399999999999,null,0.27445740000000002]
[0.14844399999999999,null,0.27445740000000002]
[0.14828520000000001,null,0.27445740000000002]
[0.14828520000000001,null,0.27445740000000002]
[0.14828520000000001,null,0.27433570000000002]
[0.14826,null,0.2742386]
[0.14826,null,0.2742386]
[0.1481751,null,0.2742386]
[0.1481751,null,0.2742386]
[0.14808360000000001,null,0.2739876]
[0.14805389999999999,null,0.27389720000000001]
[0.14805389999999999,null,0.27389720000000001]
[0.14805389999999999,null,0.27389720000000001]
[0.14801149999999999,null,0.2737755]
[0.14801149999999999,null,0.27367829999999999]
[0.14801149999999999,null,0.27367829999999999]
[0.14801149999999999,null,0.27367829999999999]
[0.14801149999999999,null,0.27367829999999999]
[0.14783399999999999,null,0.27333289999999999]
[0.1477426,null,0.27333289999999999]
[0.1477398,null,0.27320359999999999]
[0.1477398,null,0.27310649999999997]
[0.14767040000000001,null,0.27310649999999997]
[0.14767040000000001,null,0.27310649999999997]
[0.14767040000000001,null,0.27297719999999998]
[0.14767040000000001,null,0.27285549999999997]
[0.14767040000000001,null,0.27285549999999997]
[0.14751339999999999,null,0.27285549999999997]
[0.14750840000000001,null,0.27262910000000001]
[0.14750840000000001,null,0.27253189999999999]
[0.14750840000000001,null,0.27253189999999999]
[0.14750840000000001,null,0.27253189999999999]
[0.14750840000000001,null,0.27253189999999999]
[0.14750840000000001,null,0.27253189999999999]
[0.14750840000000001,null,0.27241019999999999]
[0.14750840000000001,null,0.2721905]
[0.14742079999999999,null,0.2720688]
[0.14742079999999999,null,0.2720688]
[0.14742079999999999,null,0.27197159999999998]
[0.14727709999999999,null,0.27172069999999998]
[0.14727709999999999,null,0.27172069999999998]
[0.14727709999999999,null,0.27162350000000002]
[0.14727709999999999,null,0.27149420000000002]
[0.1472572,null,0.27137260000000002]
[0.14717230000000001,null,0.2712754]
[0.14717230000000001,null,0.2712754]
[0.14708089999999999,null,0.2712754]
[0.14708089999999999,null,0.2712754]
[0.1470457,null,0.27101950000000002]
[0.1470457,null,0.27101950000000002]
[0.1470457,null,0.27092240000000001]
[0.14698829999999999,null,0.27080070000000001]
[0.1469849,null,0.27070349999999999]
[0.14681430000000001,null,0.27070349999999999]
[0.14673990000000001,null,0.27060630000000002]
[0.14673990000000001,null,0.27060630000000002]
[0.14658280000000001,null,0.27035540000000002]
[0.14658280000000001,null,0.27035540000000002]
[0.14658280000000001,null,0.2702582]
[0.14658280000000001,null,0.2702582]
[0.14658280000000001,null,0.2702582]
[0.1465002,null,0.27012890000000001]
[0.1465002,null,0.27012890000000001]
[0.1465002,null,0.27012890000000001]
[0.1465002,null,0.27012890000000001]
[0.1465002,null,0.27000730000000001]
[0.1465002,null,0.26991009999999999]
[0.14649139999999999,null,0.26991009999999999]
[0.14649139999999999,null,0.26991009999999999]
[0.1463267,null,0.26978079999999999]
[0.1463267,null,0.26968360000000002]
[0.14626890000000001,null,0.26968360000000002]
[0.14626890000000001,null,0.26956200000000002]
[0.14626890000000001,null,0.26956200000000002]
[0.14626890000000001,null,0.26924510000000001]
[0.14624180000000001,null,0.26912340000000001]
[0.14624180000000001,null,0.26912340000000001]
[0.14606540000000001,null,0.26912340000000001]
[0.14599329999999999,null,0.26902619999999999]
[0.14599329999999999,null,0.26902619999999999]
[0.14599329999999999,null,0.26902619999999999]
[0.14599329999999999,null,0.26892899999999997]
[0.14599329999999999,null,0.26892899999999997]
[0.14599329999999999,null,0.26867809999999998]
[0.1459548,null,0.26867809999999998]
[0.1459548,null,0.26867809999999998]
[0.1459548,null,0.26858090000000001]
[0.1458169,null,0.26845439999999998]
[0.14572860000000001,null,0.26845429999999998]
[0.1457234,null,0.26845429999999998]
[0.1457234,null,0.26845429999999998]
[0.1457234,null,0.26845429999999998]
[0.14565230000000001,null,0.26832509999999998]
[0.14565220000000001,null,0.26832509999999998]
[0.14565220000000001,null,0.26822790000000002]
[0.14549200000000001,null,0.26822790000000002]
[0.14549200000000001,null,0.26822790000000002]
[0.14549200000000001,null,0.268009]
[0.14547589999999999,null,0.2678798]
[0.14547589999999999,null,0.2678798]
[0.1453834,null,0.26778259999999998]
[0.14526069999999999,null,0.26769209999999999]
[0.14526069999999999,null,0.26769209999999999]
[0.1451007,null,0.26759490000000002]
[0.1451007,null,0.26734400000000003]
[0.1451007,null,0.26734400000000003]
[0.1451007,null,0.26734400000000003]
[0.1451007,null,0.26734400000000003]
[0.1451007,null,0.26724680000000001]
[0.1450285,null,0.26724680000000001]
[0.14494660000000001,null,0.26712520000000001]
[0.14494660000000001,null,0.26712520000000001]
[0.14493710000000001,null,0.26689869999999999]
[0.14484449999999999,null,0.26689869999999999]
[0.14475969999999999,null,0.26689869999999999]
[0.14475969999999999,null,0.26689869999999999]
[0.14475969999999999,null,0.26680150000000002]
[0.14475969999999999,null,0.26680150000000002]
[0.14475969999999999,null,0.26680150000000002]
[0.14471519999999999,null,0.26680150000000002]
[0.14471519999999999,null,0.26658270000000001]
[0.14471519999999999,null,0.26658270000000001]
[0.14459610000000001,null,0.26648549999999999]
[0.14459610000000001,null,0.26622960000000001]
[0.14459610000000001,null,0.26622960000000001]
[0.14452390000000001,null,0.26622960000000001]
[0.1444838,null,0.26613249999999999]
[0.1444838,null,0.26588149999999999]
[0.14443900000000001,null,0.26588149999999999]
[0.14425499999999999,null,0.26588149999999999]
[0.14425499999999999,null,0.26588149999999999]
[0.14425499999999999,null,0.26569389999999998]
[0.1441829,null,0.26569389999999998]
[0.14416979999999999,null,0.26543529999999999]
[0.14416979999999999,null,0.26543529999999999]
[0.14400650000000001,null,0.26530599999999999]
[0.14400650000000001,null,0.26530599999999999]
[0.14393839999999999,null,0.26520890000000003]
[0.14393839999999999,null,0.26520890000000003]
[0.14393839999999999,null,0.26520890000000003]
[0.14393839999999999,null,0.26520890000000003]
[0.14391399999999999,null,0.26520890000000003]
[0.14391399999999999,null,0.26520890000000003]
[0.14384179999999999,null,0.26520890000000003]
[0.14384179999999999,null,0.26511170000000001]
[0.14384179999999999,null,0.26499]
[0.143707,null,0.2648607]
[0.143707,null,0.2648607]
[0.1436655,null,0.2648607]
[0.1436655,null,0.26476359999999999]
[0.1436655,null,0.26476359999999999]
[0.1436655,null,0.26476359999999999]
[0.14350189999999999,null,0.26464189999999999]
[0.14340929999999999,null,0.26464189999999999]
[0.14339299999999999,null,0.26464189999999999]
[0.14339299999999999,null,0.26451259999999999]
[0.143233,null,0.26429380000000002]
[0.143233,null,0.26429380000000002]
[0.143233,null,0.26429380000000002]
[0.1431616,null,0.2641966]
[0.1431616,null,0.2641966]
[0.14306830000000001,null,0.2641966]
[0.14298340000000001,null,0.26410610000000001]
[0.14298340000000001,null,0.26398450000000001]
[0.14293020000000001,null,0.26388729999999999]
[0.14293020000000001,null,0.26388729999999999]
[0.14289199999999999,null,0.26375799999999999]
[0.1428198,null,0.26366079999999997]
[0.1428198,null,0.26366079999999997]
[0.1427349,null,0.26353919999999997]
[0.1427349,null,0.26353919999999997]
[0.1427349,null,0.26344200000000001]
[0.1427349,null,0.26344200000000001]
[0.1427349,null,0.26332030000000001]
[0.14269879999999999,null,0.26322319999999999]
[0.14269879999999999,null,0.26322319999999999]
[0.14269879999999999,null,0.26312600000000003]
[0.14269879999999999,null,0.26312600000000003]
[0.14264350000000001,null,0.26287779999999999]
[0.1424675,null,0.26287779999999999]
[0.1424675,null,0.26287779999999999]
[0.1424675,null,0.2627485]
[0.1424675,null,0.2627485]
[0.1424675,null,0.2627485]
[0.14246600000000001,null,0.26265129999999998]
[0.14246600000000001,null,0.26252959999999997]
[0.14239389999999999,null,0.26252959999999997]
[0.14239389999999999,null,0.26218150000000001]
[0.14239389999999999,null,0.26218150000000001]
[0.14239389999999999,null,0.26218150000000001]
[0.14239389999999999,null,0.26218150000000001]
[0.1422361,null,0.26205990000000001]
[0.1422361,null,0.26183339999999999]
[0.1422303,null,0.26183339999999999]
[0.14213770000000001,null,0.26183339999999999]
[0.14205280000000001,null,0.26183339999999999]
[0.14205280000000001,null,0.26173619999999997]
[0.14196139999999999,null,0.26164579999999998]
[0.14196139999999999,null,0.26164579999999998]
[0.14192199999999999,null,0.26164579999999998]
[0.14183580000000001,null,0.26139479999999998]
[0.14175090000000001,null,0.26139479999999998]
[0.1416906,null,0.26129760000000002]
[0.1416906,null,0.26129760000000002]
[0.1416906,null,0.26129760000000002]
[0.1416906,null,0.26129760000000002]
[0.14167869999999999,null,0.26129760000000002]
[0.14167869999999999,null,0.2610712]
[0.14167869999999999,null,0.2609495]
[0.14167869999999999,null,0.2609495]
[0.14167869999999999,null,0.2609495]
[0.14159379999999999,null,0.2608279]
[0.1415024,null,0.2608279]
[0.1415024,null,0.2608279]
[0.1415024,null,0.2608279]
[0.14145930000000001,null,0.26047480000000001]
[0.14145930000000001,null,0.26047480000000001]
[0.14133770000000001,null,0.26047480000000001]
[0.14125280000000001,null,0.26047480000000001]
[0.14122789999999999,null,0.26035320000000001]
[0.14122789999999999,null,0.26025599999999999]
[0.14118069999999999,null,0.26015880000000002]
[0.14118059999999999,null,0.26015880000000002]
[0.14118059999999999,null,0.26015880000000002]
[0.1410892,null,0.26015880000000002]
[0.1410892,null,0.26015880000000002]
[0.1410043,null,0.25990790000000003]
[0.1409965,null,0.25981070000000001]
[0.1409965,null,0.25981070000000001]
[0.1409965,null,0.25981070000000001]
[0.1409965,null,0.25968140000000001]
[0.1409965,null,0.25958419999999999]
[0.1409965,null,0.25937209999999999]
[0.14083960000000001,null,0.25937209999999999]
[0.14083960000000001,null,0.25937209999999999]
[0.1407651,null,0.2592428]
[0.14074819999999999,null,0.2592428]
[0.14074819999999999,null,0.25901639999999998]
[0.14074059999999999,null,0.25901639999999998]
[0.14074059999999999,null,0.25889469999999998]
[0.14065559999999999,null,0.25889469999999998]
[0.14065559999999999,null,0.25876539999999998]
[0.14062630000000001,null,0.25866820000000001]
[0.14062630000000001,null,0.25866820000000001]
[0.14062630000000001,null,0.25854660000000002]
[0.14062630000000001,null,0.25854660000000002]
[0.14057069999999999,null,0.25854660000000002]
[0.14052020000000001,null,0.25841730000000002]
[0.14052020000000001,null,0.2583201]
[0.14052020000000001,null,0.2581985]
[0.1404986,null,0.2581985]
[0.1404511,null,0.2580692]
[0.1404511,null,0.25784269999999998]
[0.1404511,null,0.25784269999999998]
[0.14042640000000001,null,0.2577161]
[0.14042640000000001,null,0.2577161]
[0.14041409999999999,null,0.2575945]
[0.14033499999999999,null,0.25746520000000001]
[0.14029839999999999,null,0.25746520000000001]
[0.14029839999999999,null,0.25736799999999999]
[0.1402197,null,0.25724639999999999]
[0.1402197,null,0.25724639999999999]
[0.1402197,null,0.25724639999999999]
[0.14018410000000001,null,0.25714920000000002]
[0.14015749999999999,null,0.25701990000000002]
[0.14015749999999999,null,0.25701990000000002]
[0.14007800000000001,null,0.25701990000000002]
[0.14007800000000001,null,0.25701990000000002]
[0.14007800000000001,null,0.25683230000000001]
[0.14007259999999999,null,0.25670300000000001]
[0.14007259999999999,null,0.2566058]
[0.14007259999999999,null,0.2566058]
[0.13998830000000001,null,0.25648409999999999]
[0.13998830000000001,null,0.25648409999999999]
[0.13996230000000001,null,0.25638699999999998]
[0.13996230000000001,null,0.25638699999999998]
[0.13996230000000001,null,0.25638699999999998]
[0.13990900000000001,null,0.25628980000000001]
[0.13990900000000001,null,0.25628980000000001]
[0.13990900000000001,null,0.25616050000000001]
[0.139848,null,0.25616050000000001]
[0.139848,null,0.25603880000000001]
[0.139848,null,0.25603880000000001]
[0.13981650000000001,null,0.25603880000000001]
[0.1397419,null,0.25603880000000001]
[0.13973160000000001,null,0.25594169999999999]
[0.13973160000000001,null,0.2558124]
[0.13973160000000001,null,0.25569069999999999]
[0.13973160000000001,null,0.25569069999999999]
[0.1396743,null,0.25559349999999997]
[0.13962620000000001,null,0.25559349999999997]
[0.13962620000000001,null,0.25559349999999997]
[0.13962620000000001,null,0.2553453]
[0.13962620000000001,null,0.255216]
[0.13955529999999999,null,0.25511879999999998]
[0.13955529999999999,null,0.25511879999999998]
[0.13952010000000001,null,0.25511879999999998]
[0.13952010000000001,null,0.25511879999999998]
[0.1394831,null,0.25486789999999998]
[0.1394058,null,0.25477070000000002]
[0.1393906,null,0.25477070000000002]
[0.1393906,null,0.25468030000000003]
[0.1393057,null,0.25458310000000001]
[0.1393057,null,0.2544614]
[0.1393057,null,0.25433220000000001]
[0.1392901,null,0.25433210000000001]
[0.1392901,null,0.25423499999999999]
[0.13921149999999999,null,0.25423499999999999]
[0.13921149999999999,null,0.25411329999999999]
[0.13921149999999999,null,0.25411329999999999]
[0.13921149999999999,null,0.25411329999999999]
[0.139184,null,0.25404870000000002]
[0.139184,null,0.25398399999999999]
[0.13906969999999999,null,0.25386239999999999]
[0.13906969999999999,null,0.25376520000000002]
[0.13901649999999999,null,0.25376520000000002]
[0.13901649999999999,null,0.25376520000000002]
[0.13901640000000001,null,0.253668]
[0.13901640000000001,null,0.25354640000000001]
[0.13901640000000001,null,0.25341710000000001]
[0.1389801,null,0.25331989999999999]
[0.1389801,null,0.25331989999999999]
[0.1389801,null,0.25319819999999998]
[0.1389801,null,0.25319819999999998]
[0.13896349999999999,null,0.25319819999999998]
[0.13896349999999999,null,0.25297180000000002]
[0.13896349999999999,null,0.25272349999999999]
[0.13885739999999999,null,0.25272349999999999]
[0.13885739999999999,null,0.25253589999999998]
[0.13885739999999999,null,0.25241419999999998]
[0.138768,null,0.25241419999999998]
[0.138768,null,0.25231710000000002]
[0.138768,null,0.2519689]
[0.138768,null,0.2519689]
[0.138768,null,0.2519689]
[0.13874310000000001,null,0.25187179999999998]
[0.13874310000000001,null,0.25187179999999998]
[0.13861090000000001,null,0.25175009999999998]
[0.13852130000000001,null,0.25175009999999998]
[0.13852130000000001,null,0.25162079999999998]
[0.13852130000000001,null,0.25162079999999998]
[0.13851840000000001,null,0.25152360000000001]
[0.13851840000000001,null,0.25140200000000001]
[0.13851840000000001,null,0.25130479999999999]
[0.13851840000000001,null,0.25130479999999999]
[0.13843469999999999,null,0.25118309999999999]
[0.13843469999999999,null,0.2510539]
[0.13843469999999999,null,0.2510539]
[0.13843469999999999,null,0.25095669999999998]
[0.13843469999999999,null,0.25082739999999998]
[0.13843349999999999,null,0.25082739999999998]
[0.13841519999999999,null,0.25057649999999998]
[0.13841519999999999,null,0.25057649999999998]
[0.13841519999999999,null,0.25047930000000002]
[0.13836129999999999,null,0.25047930000000002]
[0.1383009,null,0.25047930000000002]
[0.1383009,null,0.2502528]
[0.1383009,null,0.2502528]
[0.1382699,null,0.25015559999999998]
[0.1382699,null,0.25015559999999998]
[0.1382699,null,0.25015559999999998]
[0.1382699,null,0.25006519999999999]
[0.13821020000000001,null,0.25006519999999999]
[0.1382033,null,0.2497171]
[0.13819100000000001,null,0.2497171]
[0.13810629999999999,null,0.24961990000000001]
[0.13805780000000001,null,0.24961990000000001]
[0.13805780000000001,null,0.24961990000000001]
[0.13802139999999999,null,0.24952269999999999]
[0.13802139999999999,null,0.24952269999999999]
[0.13797190000000001,null,0.24926680000000001]
[0.13797190000000001,null,0.24914520000000001]
[0.13792879999999999,null,0.24904799999999999]
[0.13792209999999999,null,0.24904799999999999]
[0.13792209999999999,null,0.24904799999999999]
[0.13792209999999999,null,0.24904799999999999]
[0.13792209999999999,null,0.2488215]
[0.13792209999999999,null,0.2488215]
[0.13792209999999999,null,0.24869230000000001]
[0.13790350000000001,null,0.24869230000000001]
[0.13790350000000001,null,0.24847340000000001]
[0.13790350000000001,null,0.24847340000000001]
[0.1378567,null,0.24847340000000001]
[0.13781599999999999,null,0.24834410000000001]
[0.13781599999999999,null,0.24834410000000001]
[0.1377652,null,0.248247]
[0.13774929999999999,null,0.248247]
[0.13774929999999999,null,0.248247]
[0.13770160000000001,null,0.248247]
[0.13770160000000001,null,0.24812529999999999]
[0.13769310000000001,null,0.24812529999999999]
[0.1376579,null,0.24812529999999999]
[0.13760820000000001,null,0.24799599999999999]
[0.13760820000000001,null,0.2477772]
[0.13760820000000001,null,0.2477772]
[0.13759689999999999,null,0.2477772]
[0.13759689999999999,null,0.24768000000000001]
[0.13759689999999999,null,0.24768000000000001]
[0.13759550000000001,null,0.24758949999999999]
[0.13759550000000001,null,0.24746029999999999]
[0.13759550000000001,null,0.2471148]
[0.13756280000000001,null,0.2471148]
[0.13751569999999999,null,0.2471148]
[0.13747980000000001,null,0.2471148]
[0.1374426,null,0.24688840000000001]
[0.1374426,null,0.24688840000000001]
[0.1374426,null,0.24688840000000001]
[0.13742650000000001,null,0.24688840000000001]
[0.13742650000000001,null,0.24688840000000001]
[0.13742650000000001,null,0.24663740000000001]
[0.13742650000000001,null,0.24654029999999999]
[0.13742650000000001,null,0.24654029999999999]
[0.1374242,null,0.24654029999999999]
[0.1374242,null,0.24654029999999999]
[0.1373655,null,0.24654029999999999]
[0.1372902,null,0.2463138]
[0.1372902,null,0.2463138]
[0.1372902,null,0.2463138]
[0.1372902,null,0.2463138]
[0.1372902,null,0.2463138]
[0.1372902,null,0.24596570000000001]
[0.13726720000000001,null,0.24596570000000001]
[0.1372594,null,0.24596570000000001]
[0.1372594,null,0.24586849999999999]
[0.1372594,null,0.24586849999999999]
[0.1372594,null,0.24574679999999999]
[0.13719509999999999,null,0.24574679999999999]
[0.13719509999999999,null,0.24574679999999999]
[0.13717570000000001,null,0.2455204]
[0.13714370000000001,null,0.2455204]
[0.13714370000000001,null,0.2455204]
[0.1371378,null,0.24542990000000001]
[0.13709080000000001,null,0.24542990000000001]
[0.13709080000000001,null,0.24533269999999999]
[0.1370294,null,0.24533269999999999]
[0.1370294,null,0.24520349999999999]
[0.1370294,null,0.24504300000000001]
[0.1370294,null,0.24485799999999999]
[0.1370294,null,0.24485799999999999]
[0.13699939999999999,null,0.2447288]
[0.13698350000000001,null,0.2447288]
[0.13693469999999999,null,0.2447288]
[0.13693469999999999,null,0.2447288]
[0.1369272,null,0.2447288]
[0.1369233,null,0.24472869999999999]
[0.136881,null,0.24472869999999999]
[0.136881,null,0.2445099]
[0.136881,null,0.2445099]
[0.136881,null,0.2444453]
[0.13682929999999999,null,0.2443806]
[0.13682929999999999,null,0.24428349999999999]
[0.1368076,null,0.24428349999999999]
[0.1368076,null,0.24415419999999999]
[0.1368076,null,0.24403250000000001]
[0.13674320000000001,null,0.24393529999999999]
[0.13669329999999999,null,0.24393529999999999]
[0.13669329999999999,null,0.24393529999999999]
[0.13665830000000001,null,0.2438061]
[0.13665830000000001,null,0.2438061]
[0.13665830000000001,null,0.2438061]
[0.13664970000000001,null,0.24380599999999999]
[0.13664970000000001,null,0.24370890000000001]
[0.13664970000000001,null,0.2435872]
[0.13658619999999999,null,0.2434579]
[0.13658619999999999,null,0.24336749999999999]
[0.13658619999999999,null,0.24324580000000001]
[0.13657759999999999,null,0.24324580000000001]
[0.13657759999999999,null,0.24311650000000001]
[0.13652259999999999,null,0.2430194]
[0.13652259999999999,null,0.2430194]
[0.13652259999999999,null,0.2430194]
[0.13652259999999999,null,0.24277109999999999]
[0.1364947,null,0.24277109999999999]
[0.1364715,null,0.24277109999999999]
[0.1364715,null,0.2426739]
[0.1364715,null,0.2425447]
[0.1363684,null,0.2425447]
[0.1363654,null,0.24244750000000001]
[0.1363356,null,0.24232580000000001]
[0.1363173,null,0.24232580000000001]
[0.13624510000000001,null,0.24209939999999999]
[0.136159,null,0.24209939999999999]
[0.136159,null,0.24209939999999999]
[0.136159,null,0.24209939999999999]
[0.13614499999999999,null,0.2420022]
[0.13614499999999999,null,0.24190500000000001]
[0.1361195,null,0.24177570000000001]
[0.1361195,null,0.24165410000000001]
[0.13610420000000001,null,0.24165410000000001]
[0.13610420000000001,null,0.24165410000000001]
[0.13603889999999999,null,0.24165410000000001]
[0.13603889999999999,null,0.24152480000000001]
[0.13603889999999999,null,0.24152480000000001]
[0.13600470000000001,null,0.24143429999999999]
[0.13600470000000001,null,0.24131269999999999]
[0.13600470000000001,null,0.2410862]
[0.13594319999999999,null,0.2410862]
[0.13594319999999999,null,0.24086740000000001]
[0.13587289999999999,null,0.24086740000000001]
[0.13587289999999999,null,0.24086740000000001]
[0.13587289999999999,null,0.24086740000000001]
[0.13587289999999999,null,0.24052190000000001]
[0.13585230000000001,null,0.24052190000000001]
[0.13585230000000001,null,0.24052190000000001]
[0.13585059999999999,null,0.24052190000000001]
[0.13585059999999999,null,0.24052190000000001]
[0.13585059999999999,null,0.24027100000000001]
[0.13585059999999999,null,0.24027100000000001]
[0.1358171,null,0.24005219999999999]
[0.13570280000000001,null,0.24005219999999999]
[0.13570280000000001,null,0.24005219999999999]
[0.13570270000000001,null,0.24005219999999999]
[0.13569809999999999,null,0.2398257]
[0.13569809999999999,null,0.2398257]
[0.13569809999999999,null,0.2398257]
[0.13569809999999999,null,0.2398257]
[0.13569809999999999,null,0.2397041]
[0.1356936,null,0.23960690000000001]
[0.1356021,null,0.23948520000000001]
[0.1356021,null,0.23935590000000001]
[0.13559660000000001,null,0.23935590000000001]
[0.13555880000000001,null,0.23935590000000001]
[0.13555880000000001,null,0.23925879999999999]
[0.13554559999999999,null,0.23925869999999999]
[0.13550960000000001,null,0.2391683]
[0.13550960000000001,null,0.2391683]
[0.1354823,null,0.239039]
[0.13542470000000001,null,0.239039]
[0.1353914,null,0.23882020000000001]
[0.1353914,null,0.23882020000000001]
[0.1353666,null,0.23869090000000001]
[0.13532739999999999,null,0.23859369999999999]
[0.13532739999999999,null,0.23847209999999999]
[0.13532739999999999,null,0.2383749]
[0.1352611,null,0.2383749]
[0.1352611,null,0.2382456]
[0.1352611,null,0.238119]
[0.1352611,null,0.238119]
[0.1352611,null,0.238119]
[0.13526050000000001,null,0.23802180000000001]
[0.13526050000000001,null,0.23790020000000001]
[0.13526050000000001,null,0.23780299999999999]
[0.13526050000000001,null,0.23780299999999999]
[0.13526050000000001,null,0.23780299999999999]
[0.135239,null,0.23780299999999999]
[0.135239,null,0.23770579999999999]
[0.1351686,null,0.23770579999999999]
[0.13515440000000001,null,0.2375765]
[0.13509599999999999,null,0.2375765]
[0.1350847,null,0.23735010000000001]
[0.1350847,null,0.23722840000000001]
[0.1350837,null,0.23722840000000001]
[0.1350401,null,0.23722840000000001]
[0.1350401,null,0.23713119999999999]
[0.13501150000000001,null,0.23713119999999999]
[0.13501150000000001,null,0.2369048]
[0.13501150000000001,null,0.2369048]
[0.13501150000000001,null,0.2366538]
[0.13493050000000001,null,0.2366538]
[0.1349244,null,0.23655660000000001]
[0.13492009999999999,null,0.23655660000000001]
[0.13492009999999999,null,0.23642740000000001]
[0.13492009999999999,null,0.23621529999999999]
[0.1348647,null,0.23608870000000001]
[0.13477810000000001,null,0.23599149999999999]
[0.13477810000000001,null,0.23586219999999999]
[0.13476740000000001,null,0.23586219999999999]
[0.1346705,null,0.23574059999999999]
[0.1346705,null,0.2356434]
[0.1346705,null,0.2355141]
[0.13466130000000001,null,0.23529530000000001]
[0.13466130000000001,null,0.23529530000000001]
[0.13466130000000001,null,0.23519809999999999]
[0.13466130000000001,null,0.23506879999999999]
[0.13462379999999999,null,0.2349716]
[0.13462379999999999,null,0.23485]
[0.1345983,null,0.23475280000000001]
[0.1345983,null,0.23475280000000001]
[0.1345983,null,0.23475280000000001]
[0.1345983,null,0.23463110000000001]
[0.13455059999999999,null,0.23463110000000001]
[0.13455059999999999,null,0.23453389999999999]
[0.13450690000000001,null,0.23428299999999999]
[0.13446959999999999,null,0.23428299999999999]
[0.13446959999999999,null,0.23415369999999999]
[0.1344408,null,0.23415369999999999]
[0.1344408,null,0.2340565]
[0.13434219999999999,null,0.2338056]
[0.13432649999999999,null,0.2338056]
[0.13432649999999999,null,0.23370840000000001]
[0.1343192,null,0.23358180000000001]
[0.1343192,null,0.23358180000000001]
[0.1343192,null,0.23345260000000001]
[0.1342602,null,0.23345250000000001]
[0.1342602,null,0.23345250000000001]
[0.1342602,null,0.23323369999999999]
[0.1342573,null,0.23310439999999999]
[0.1342573,null,0.23310439999999999]
[0.1342573,null,0.23310439999999999]
[0.1342573,null,0.23310439999999999]
[0.1341724,null,0.2328856]
[0.1341724,null,0.2328856]
[0.1341078,null,0.2328856]
[0.1341078,null,0.2328856]
[0.13410469999999999,null,0.2327563]
[0.13410469999999999,null,0.2327563]
[0.13410469999999999,null,0.23265910000000001]
[0.13410469999999999,null,0.23252980000000001]
[0.13408780000000001,null,0.23240820000000001]
[0.13408780000000001,null,0.23240820000000001]
[0.1339535,null,0.23228650000000001]
[0.1339535,null,0.23206009999999999]
[0.1339535,null,0.2319629]
[0.13393659999999999,null,0.2319629]
[0.13393659999999999,null,0.231707]
[0.13393659999999999,null,0.23148820000000001]
[0.13393659999999999,null,0.23148820000000001]
[0.13388430000000001,null,0.23139100000000001]
[0.13388430000000001,null,0.23139100000000001]
[0.13385649999999999,null,0.23139100000000001]
[0.13384409999999999,null,0.2313006]
[0.13384409999999999,null,0.2310817]
[0.13384409999999999,null,0.23085530000000001]
[0.13380110000000001,null,0.23085530000000001]
[0.13380110000000001,null,0.23085520000000001]
[0.13376859999999999,null,0.23085520000000001]
[0.13376859999999999,null,0.23063639999999999]
[0.13376859999999999,null,0.23063639999999999]
[0.13368050000000001,null,0.23063639999999999]
[0.13368050000000001,null,0.23063639999999999]
[0.13366249999999999,null,0.23063639999999999]
[0.13366249999999999,null,0.23063639999999999]
[0.13366249999999999,null,0.2304099]
[0.13364690000000001,null,0.2304099]
[0.13364690000000001,null,0.2302883]
[0.13364690000000001,null,0.2301617]
[0.13359560000000001,null,0.2300324]
[0.13354820000000001,null,0.2300324]
[0.13354820000000001,null,0.2300324]
[0.13354820000000001,null,0.22993520000000001]
[0.13354240000000001,null,0.22993520000000001]
[0.13354240000000001,null,0.22981360000000001]
[0.13354240000000001,null,0.22981360000000001]
[0.13354240000000001,null,0.22968430000000001]
[0.13349259999999999,null,0.22968430000000001]
[0.13347000000000001,null,0.22968430000000001]
[0.13347000000000001,null,0.22958709999999999]
[0.13347000000000001,null,0.22958709999999999]
[0.13344210000000001,null,0.22946549999999999]
[0.13344210000000001,null,0.22946549999999999]
[0.13344210000000001,null,0.229239]
[0.13334019999999999,null,0.229239]
[0.13334019999999999,null,0.229239]
[0.13334019999999999,null,0.2291174]
[0.13334019999999999,null,0.22902020000000001]
[0.13334019999999999,null,0.22889090000000001]
[0.13332640000000001,null,0.22889090000000001]
[0.13332640000000001,null,0.22889090000000001]
[0.13332640000000001,null,0.22854279999999999]
[0.13332640000000001,null,0.22854279999999999]
[0.13332640000000001,null,0.22854279999999999]
[0.13331100000000001,null,0.22854279999999999]
[0.13331100000000001,null,0.22841349999999999]
[0.13330639999999999,null,0.22822590000000001]
[0.13321379999999999,null,0.2279776]
[0.1331878,null,0.22788040000000001]
[0.1331417,null,0.22788040000000001]
[0.1331417,null,0.22788040000000001]
[0.1331417,null,0.22778329999999999]
[0.1331417,null,0.22778329999999999]
[0.133106,null,0.22753229999999999]
[0.133106,null,0.22753229999999999]
[0.133106,null,0.2274351]
[0.13307959999999999,null,0.2274351]
[0.13307959999999999,null,0.2274351]
[0.1330491,null,0.2274351]
[0.1330335,null,0.2274351]
[0.1330335,null,0.22721630000000001]
[0.13299030000000001,null,0.22708700000000001]
[0.1329642,null,0.22708700000000001]
[0.13288420000000001,null,0.22708700000000001]
[0.13288420000000001,null,0.22708700000000001]
[0.13288420000000001,null,0.22708700000000001]
[0.13287930000000001,null,0.22708700000000001]
[0.13287930000000001,null,0.22708700000000001]
[0.13287280000000001,null,0.22696540000000001]
[0.13287280000000001,null,0.22673889999999999]
[0.13280059999999999,null,0.22673889999999999]
[0.1327699,null,0.22673889999999999]
[0.1327699,null,0.22673889999999999]
[0.1327699,null,0.22673889999999999]
[0.13276560000000001,null,0.2266417]
[0.13272690000000001,null,0.2265124]
[0.13272690000000001,null,0.2263859]
[0.1327081,null,0.2263858]
[0.1327081,null,0.2263858]
[0.1327081,null,0.2263858]
[0.1326359,null,0.22628870000000001]
[0.1326128,null,0.22606889999999999]
[0.13257260000000001,null,0.22594729999999999]
[0.132551,null,0.22581799999999999]
[0.13253770000000001,null,0.22581799999999999]
[0.13253419999999999,null,0.22581799999999999]
[0.13253419999999999,null,0.22568869999999999]
[0.13245960000000001,null,0.22556709999999999]
[0.13245960000000001,null,0.22556709999999999]
[0.13239239999999999,null,0.2253406]
[0.13236709999999999,null,0.2252189]
[0.13236709999999999,null,0.2252189]
[0.13236319999999999,null,0.2252189]
[0.13236319999999999,null,0.22499250000000001]
[0.1323028,null,0.22499250000000001]
[0.13228219999999999,null,0.22489529999999999]
[0.1322767,null,0.22476599999999999]
[0.1322767,null,0.2245422]
[0.1322767,null,0.2245422]
[0.13220999999999999,null,0.2244206]
[0.13220899999999999,null,0.2244206]
[0.1321706,null,0.22419410000000001]
[0.1321186,null,0.22419410000000001]
[0.1321186,null,0.22406480000000001]
[0.1321186,null,0.22394320000000001]
[0.1320566,null,0.22384599999999999]
[0.1320566,null,0.22384599999999999]
[0.1320566,null,0.22384599999999999]
[0.1320566,null,0.22384599999999999]
[0.1320549,null,0.2234979]
[0.1320549,null,0.2234979]
[0.1320549,null,0.2234979]
[0.1320337,null,0.2233686]
[0.1320337,null,0.22327140000000001]
[0.1320337,null,0.22327140000000001]
[0.13196150000000001,null,0.22327140000000001]
[0.13194059999999999,null,0.22314210000000001]
[0.1319023,null,0.22304499999999999]
[0.1319023,null,0.22304499999999999]
[0.1319023,null,0.22292329999999999]
[0.1319023,null,0.22292329999999999]
[0.1319023,null,0.2228261]
[0.13187009999999999,null,0.22273570000000001]
[0.13187009999999999,null,0.22273570000000001]
[0.13184009999999999,null,0.22238260000000001]
[0.13184009999999999,null,0.22238260000000001]
[0.13183449999999999,null,0.22238260000000001]
[0.13177749999999999,null,0.22238260000000001]
[0.1317499,null,0.22216379999999999]
[0.1317499,null,0.22216379999999999]
[0.1317499,null,0.22216379999999999]
[0.1317188,null,0.2220345]
[0.1317188,null,0.2218157]
[0.1316205,null,0.22171850000000001]
[0.1316205,null,0.22171850000000001]
[0.1316031,null,0.22171850000000001]
[0.1316031,null,0.22171850000000001]
[0.1316031,null,0.22158919999999999]
[0.1316031,null,0.22137039999999999]
[0.13159570000000001,null,0.22137039999999999]
[0.13159570000000001,null,0.22137039999999999]
[0.13159560000000001,null,0.2210223]
[0.1315279,null,0.2210222]
[0.1315279,null,0.2210222]
[0.1315279,null,0.2210222]
[0.1315279,null,0.2210222]
[0.1315279,null,0.2209006]
[0.131526,null,0.2209006]
[0.131526,null,0.22067410000000001]
[0.13144320000000001,null,0.22067410000000001]
[0.13144320000000001,null,0.22067410000000001]
[0.13144320000000001,null,0.22045039999999999]
[0.131443,null,0.22032869999999999]
[0.131443,null,0.22032869999999999]
[0.13137309999999999,null,0.22032869999999999]
[0.13137090000000001,null,0.22032869999999999]
[0.13129460000000001,null,0.22007779999999999]
[0.13129460000000001,null,0.2199806]
[0.13129460000000001,null,0.2199806]
[0.13128899999999999,null,0.2199806]
[0.13126699999999999,null,0.2198513]
[0.13126699999999999,null,0.2198513]
[0.13126699999999999,null,0.2198513]
[0.13126699999999999,null,0.21962480000000001]
[0.1311869,null,0.21962480000000001]
[0.1311869,null,0.21950320000000001]
[0.1311609,null,0.21950320000000001]
[0.1311609,null,0.21940599999999999]
[0.1311609,null,0.21940599999999999]
[0.13113659999999999,null,0.2193155]
[0.13113659999999999,null,0.2191863]
[0.13113659999999999,null,0.2189353]
[0.13113659999999999,null,0.21883820000000001]
[0.131102,null,0.21883820000000001]
[0.131102,null,0.21883810000000001]
[0.131102,null,0.21874099999999999]
[0.13106329999999999,null,0.21874099999999999]
[0.13106329999999999,null,0.2186438]
[0.13104660000000001,null,0.2186438]
[0.1310095,null,0.2186438]
[0.1309823,null,0.2185145]
[0.1309823,null,0.2183928]
[0.1309823,null,0.2182663]
[0.1309823,null,0.2181691]
[0.1309823,null,0.2181691]
[0.13093730000000001,null,0.21803980000000001]
[0.13093730000000001,null,0.21803980000000001]
[0.13093730000000001,null,0.21794259999999999]
[0.13093089999999999,null,0.21794259999999999]
[0.1308319,null,0.21781329999999999]
[0.1308319,null,0.21781329999999999]
[0.1308319,null,0.2177162]
[0.13082479999999999,null,0.2177162]
[0.13082479999999999,null,0.2174973]
[0.13082479999999999,null,0.21723880000000001]
[0.13082479999999999,null,0.21723880000000001]
[0.13082479999999999,null,0.21714159999999999]
[0.13077259999999999,null,0.21701989999999999]
[0.13071050000000001,null,0.21701989999999999]
[0.1306812,null,0.21683230000000001]
[0.1306812,null,0.2167106]
[0.13067570000000001,null,0.2165813]
[0.13067570000000001,null,0.2164548]
[0.1306756,null,0.21635760000000001]
[0.1306756,null,0.21635760000000001]
[0.13060440000000001,null,0.21622830000000001]
[0.13060440000000001,null,0.21610660000000001]
[0.13060440000000001,null,0.21588019999999999]
[0.13060440000000001,null,0.215783]
[0.1305963,null,0.2156613]
[0.13052140000000001,null,0.2156613]
[0.1305048,null,0.2156613]
[0.13043270000000001,null,0.21544250000000001]
[0.13043270000000001,null,0.21544250000000001]
[0.1303744,null,0.21534529999999999]
[0.1302864,null,0.21534529999999999]
[0.1302864,null,0.21521599999999999]
[0.1302864,null,0.21521599999999999]
[0.13022210000000001,null,0.21509439999999999]
[0.13021730000000001,null,0.2149972]
[0.13015779999999999,null,0.2149972]
[0.13015779999999999,null,0.2148679]
[0.13012960000000001,null,0.2147413]
[0.13012960000000001,null,0.21464420000000001]
[0.13011120000000001,null,0.2145225]
[0.13011120000000001,null,0.21439320000000001]
[0.13005510000000001,null,0.21439320000000001]
[0.13005510000000001,null,0.21429599999999999]
[0.13005510000000001,null,0.21417439999999999]
[0.13005510000000001,null,0.21417439999999999]
[0.13000539999999999,null,0.21404509999999999]
[0.13000539999999999,null,0.21395459999999999]
[0.13000539999999999,null,0.2137358]
[0.1299969,null,0.2136065]
[0.12995329999999999,null,0.2136065]
[0.12995329999999999,null,0.2136065]
[0.12995329999999999,null,0.21334800000000001]
[0.1298908,null,0.21322630000000001]
[0.1298511,null,0.21322630000000001]
[0.1298511,null,0.21299979999999999]
[0.1298511,null,0.2129027]
[0.1298511,null,0.2129027]
[0.1298511,null,0.2126517]
[0.12982369999999999,null,0.21255450000000001]
[0.1297886,null,0.21242530000000001]
[0.1297751,null,0.21242530000000001]
[0.1297751,null,0.21230360000000001]
[0.12970370000000001,null,0.21230360000000001]
[0.1296987,null,0.21230360000000001]
[0.1296987,null,0.21220639999999999]
[0.12965940000000001,null,0.21207709999999999]
[0.12965940000000001,null,0.21182129999999999]
[0.12965940000000001,null,0.21182129999999999]
[0.12965940000000001,null,0.2117241]
[0.12961220000000001,null,0.2117241]
[0.12961220000000001,null,0.2116024]
[0.12961220000000001,null,0.2116024]
[0.1295451,null,0.2116024]
[0.1295444,null,0.2114732]
[0.1295444,null,0.2114732]
[0.1295444,null,0.21137600000000001]
[0.1295444,null,0.21125430000000001]
[0.1295444,null,0.21125430000000001]
[0.1295096,null,0.21125430000000001]
[0.129439,null,0.21100340000000001]
[0.129439,null,0.21100340000000001]
[0.129439,null,0.21090619999999999]
[0.12943589999999999,null,0.21090619999999999]
[0.12943589999999999,null,0.21090619999999999]
[0.12935099999999999,null,0.2106874]
[0.1293233,null,0.2105581]
[0.1293233,null,0.21043149999999999]
[0.1293233,null,0.21043149999999999]
[0.1293233,null,0.21043149999999999]
[0.12927830000000001,null,0.2100901]
[0.12923780000000001,null,0.2100901]
[0.12923780000000001,null,0.2100901]
[0.12923780000000001,null,0.20999290000000001]
[0.12923780000000001,null,0.20999290000000001]
[0.12923780000000001,null,0.20999290000000001]
[0.12910289999999999,null,0.20999290000000001]
[0.12910289999999999,null,0.20974200000000001]
[0.12910289999999999,null,0.20964479999999999]
[0.12909480000000001,null,0.20964479999999999]
[0.12909480000000001,null,0.20964479999999999]
[0.12909480000000001,null,0.20964479999999999]
[0.12908349999999999,null,0.20952319999999999]
[0.12908349999999999,null,0.20939389999999999]
[0.12908349999999999,null,0.2091674]
[0.12908349999999999,null,0.2091674]
[0.12904689999999999,null,0.2090408]
[0.12904689999999999,null,0.2089115]
[0.12904689999999999,null,0.20871719999999999]
[0.12904689999999999,null,0.20859549999999999]
[0.12904689999999999,null,0.20846619999999999]
[0.12904689999999999,null,0.2082474]
[0.12899679999999999,null,0.20815020000000001]
[0.1289312,null,0.20802860000000001]
[0.1289293,null,0.20802860000000001]
[0.1289293,null,0.20793139999999999]
[0.12891079999999999,null,0.20780209999999999]
[0.1288811,null,0.20780209999999999]
[0.1288811,null,0.20768049999999999]
[0.1288811,null,0.20768049999999999]
[0.1288811,null,0.2075833]
[0.128826,null,0.2075833]
[0.1288155,null,0.207454]
[0.1287769,null,0.2073323]
[0.1287769,null,0.207203]
[0.1287654,null,0.207203]
[0.1287538,null,0.20710590000000001]
[0.1286593,null,0.20685000000000001]
[0.1286244,null,0.20685000000000001]
[0.12857750000000001,null,0.20685000000000001]
[0.12857750000000001,null,0.20663119999999999]
[0.12857750000000001,null,0.20663119999999999]
[0.12857750000000001,null,0.20650950000000001]
[0.12854360000000001,null,0.20638020000000001]
[0.12850139999999999,null,0.20638020000000001]
[0.12850139999999999,null,0.20628299999999999]
[0.12850139999999999,null,0.20628299999999999]
[0.12850139999999999,null,0.20628299999999999]
[0.12850139999999999,null,0.20628299999999999]
[0.12848490000000001,null,0.2061538]
[0.12847020000000001,null,0.2061538]
[0.12847020000000001,null,0.2060321]
[0.12847020000000001,null,0.2059349]
[0.1284293,null,0.20580560000000001]
[0.1284293,null,0.20580560000000001]
[0.1284293,null,0.20580560000000001]
[0.1283232,null,0.2056791]
[0.12831590000000001,null,0.2055574]
[0.12831590000000001,null,0.20520930000000001]
[0.12830859999999999,null,0.20520930000000001]
[0.12830859999999999,null,0.20511879999999999]
[0.1282701,null,0.20498959999999999]
[0.1282701,null,0.2048924]
[0.1282701,null,0.2048924]
[0.1282364,null,0.20479520000000001]
[0.1282364,null,0.20467350000000001]
[0.1282075,null,0.20454430000000001]
[0.1282075,null,0.20454430000000001]
[0.12814390000000001,null,0.20454420000000001]
[0.12814390000000001,null,0.20444709999999999]
[0.12814390000000001,null,0.20431779999999999]
[0.1281014,null,0.20431779999999999]
[0.1281014,null,0.20431779999999999]
[0.1281014,null,0.20419609999999999]
[0.1281014,null,0.2039697]
[0.12805900000000001,null,0.2039697]
[0.12803870000000001,null,0.2039697]
[0.12795229999999999,null,0.20387250000000001]
[0.12789539999999999,null,0.20374590000000001]
[0.12789539999999999,null,0.20361660000000001]
[0.12789539999999999,null,0.20361660000000001]
[0.12783,null,0.20361660000000001]
[0.12783,null,0.20361660000000001]
[0.12780279999999999,null,0.20348730000000001]
[0.12779989999999999,null,0.20339019999999999]
[0.1277179,null,0.2031713]
[0.1277179,null,0.2031713]
[0.1276457,null,0.20307410000000001]
[0.1276457,null,0.20295250000000001]
[0.1276457,null,0.20295250000000001]
[0.1276457,null,0.20282320000000001]
[0.1276331,null,0.20272599999999999]
[0.1276331,null,0.20272599999999999]
[0.1276082,null,0.20272599999999999]
[0.1275405,null,0.2026288]
[0.1275405,null,0.2026288]
[0.12749389999999999,null,0.2024996]
[0.1274932,null,0.20240240000000001]
[0.1274914,null,0.20228070000000001]
[0.1274914,null,0.20228070000000001]
[0.1274914,null,0.20228070000000001]
[0.12746840000000001,null,0.2020931]
[0.1273878,null,0.20196649999999999]
[0.1273878,null,0.20196649999999999]
[0.1273878,null,0.20196649999999999]
[0.12737689999999999,null,0.20184479999999999]
[0.12737689999999999,null,0.2016184]
[0.12737689999999999,null,0.2016184]
[0.12733900000000001,null,0.2016184]
[0.12729199999999999,null,0.2016184]
[0.1272817,null,0.2014891]
[0.12726190000000001,null,0.2014891]
[0.12726190000000001,null,0.20139190000000001]
[0.12726190000000001,null,0.20139190000000001]
[0.12726190000000001,null,0.20139190000000001]
[0.12726190000000001,null,0.20139190000000001]
[0.12726190000000001,null,0.20127030000000001]
[0.12726190000000001,null,0.20101440000000001]
[0.12726190000000001,null,0.20101440000000001]
[0.1272199,null,0.20091719999999999]
[0.12718470000000001,null,0.20091719999999999]
[0.12718470000000001,null,0.20082]
[0.12718470000000001,null,0.20082]
[0.12718470000000001,null,0.2006984]
[0.12718470000000001,null,0.2005691]
[0.12716740000000001,null,0.20047190000000001]
[0.1271284,null,0.20037469999999999]
[0.12703590000000001,null,0.20024549999999999]
[0.12695100000000001,null,0.20024539999999999]
[0.12695100000000001,null,0.2001483]
[0.12695100000000001,null,0.2001483]
[0.12694559999999999,null,0.2001483]
[0.12694559999999999,null,0.2000266]
[0.12694559999999999,null,0.19992940000000001]
[0.12694559999999999,null,0.19967850000000001]
[0.12687880000000001,null,0.19958129999999999]
[0.12687809999999999,null,0.19945470000000001]
[0.12687809999999999,null,0.19945470000000001]
[0.12687809999999999,null,0.1992283]
[0.12687809999999999,null,0.1992283]
[0.1268299,null,0.1992283]
[0.12678629999999999,null,0.1992283]
[0.12678629999999999,null,0.19900180000000001]
[0.12678629999999999,null,0.19900180000000001]
[0.1267238,null,0.19875090000000001]
[0.1266948,null,0.19875090000000001]
[0.1266948,null,0.19866039999999999]
[0.1266099,null,0.19853109999999999]
[0.12660950000000001,null,0.1984339]
[0.1265714,null,0.1984339]
[0.1265714,null,0.1984339]
[0.1265714,null,0.19821510000000001]
[0.1265714,null,0.19808580000000001]
[0.1265714,null,0.19796420000000001]
[0.12649379999999999,null,0.19786699999999999]
[0.12648509999999999,null,0.19786699999999999]
[0.12648509999999999,null,0.19774040000000001]
[0.12648499999999999,null,0.19774040000000001]
[0.12648499999999999,null,0.19761110000000001]
[0.12642590000000001,null,0.19751389999999999]
[0.12641720000000001,null,0.19751389999999999]
[0.12641720000000001,null,0.19751389999999999]
[0.12638769999999999,null,0.1971658]
[0.12638769999999999,null,0.1971658]
[0.12638769999999999,null,0.19706860000000001]
[0.12638769999999999,null,0.19706860000000001]
[0.12638769999999999,null,0.19694210000000001]
[0.12634110000000001,null,0.19682040000000001]
[0.12634100000000001,null,0.19669110000000001]
[0.126272,null,0.19659389999999999]
[0.12625620000000001,null,0.19659389999999999]
[0.1261659,null,0.19634299999999999]
[0.1261659,null,0.19634299999999999]
[0.12611049999999999,null,0.1961242]
[0.12611049999999999,null,0.1961242]
[0.12611049999999999,null,0.1959949]
[0.12611049999999999,null,0.1959949]
[0.12611049999999999,null,0.1959949]
[0.12611049999999999,null,0.19577610000000001]
[0.12605160000000001,null,0.19577600000000001]
[0.12605160000000001,null,0.19567889999999999]
[0.12605160000000001,null,0.1955884]
[0.12605160000000001,null,0.1954591]
[0.12603800000000001,null,0.1954591]
[0.12596579999999999,null,0.1953375]
[0.12596579999999999,null,0.19524030000000001]
[0.12595809999999999,null,0.1949921]
[0.12595809999999999,null,0.1948704]
[0.12593960000000001,null,0.19477320000000001]
[0.12593960000000001,null,0.19477320000000001]
[0.12593960000000001,null,0.19452230000000001]
[0.1258744,null,0.19452230000000001]
[0.1258744,null,0.19439300000000001]
[0.1258744,null,0.19429579999999999]
[0.1258744,null,0.19417419999999999]
[0.12582979999999999,null,0.19417419999999999]
[0.12582979999999999,null,0.19404489999999999]
[0.12582979999999999,null,0.19404489999999999]
[0.12580379999999999,null,0.19392319999999999]
[0.12580379999999999,null,0.19392319999999999]
[0.1257895,null,0.19392319999999999]
[0.1257895,null,0.1936968]
[0.12570819999999999,null,0.1936968]
[0.12570819999999999,null,0.1936968]
[0.1256514,null,0.1935675]
[0.1256514,null,0.1934458]
[0.1256514,null,0.1934458]
[0.1256514,null,0.19321940000000001]
[0.12562809999999999,null,0.19312219999999999]
[0.1256121,null,0.19287389999999999]
[0.12560930000000001,null,0.19274469999999999]
[0.12560930000000001,null,0.19274469999999999]
[0.12560930000000001,null,0.19274469999999999]
[0.12560930000000001,null,0.1925182]
[0.12560930000000001,null,0.1925182]
[0.12553990000000001,null,0.1925182]
[0.1254972,null,0.1925182]
[0.1254972,null,0.1923965]
[0.12549360000000001,null,0.19217010000000001]
[0.12549360000000001,null,0.19204840000000001]
[0.12549360000000001,null,0.19195119999999999]
[0.1254769,null,0.19195119999999999]
[0.1254768,null,0.19182469999999999]
[0.12544849999999999,null,0.19182469999999999]
[0.1253763,null,0.1915077]
[0.1253763,null,0.1913861]
[0.1253763,null,0.1913861]
[0.1252732,null,0.1913861]
[0.1252732,null,0.1911351]
[0.1252732,null,0.19103800000000001]
[0.1252732,null,0.19103800000000001]
[0.1252732,null,0.19103800000000001]
[0.12524550000000001,null,0.1907143]
[0.12524550000000001,null,0.19049550000000001]
[0.1251989,null,0.19049550000000001]
[0.1251989,null,0.1900502]
[0.1251989,null,0.1900502]
[0.1251989,null,0.1900502]
[0.12519050000000001,null,0.1899236]
[0.12519050000000001,null,0.1897943]
[0.12519050000000001,null,0.18957550000000001]
[0.12519050000000001,null,0.18947829999999999]
[0.12503529999999999,null,0.18934899999999999]
[0.12503529999999999,null,0.1892518]
[0.1249371,null,0.18915470000000001]
[0.1249371,null,0.18903300000000001]
[0.1249314,null,0.18903300000000001]
[0.1249314,null,0.18903300000000001]
[0.1249314,null,0.18903300000000001]
[0.1249314,null,0.18881419999999999]
[0.1249314,null,0.18881419999999999]
[0.1249314,null,0.1885877]
[0.12487819999999999,null,0.18846109999999999]
[0.1248269,null,0.188113]
[0.1247857,null,0.188113]
[0.1247857,null,0.188113]
[0.1247857,null,0.1879913]
[0.1247857,null,0.18776490000000001]
[0.1247135,null,0.18763560000000001]
[0.12470000000000001,null,0.18763560000000001]
[0.12470000000000001,null,0.18754509999999999]
[0.12470000000000001,null,0.187448]
[0.12470000000000001,null,0.187197]
[0.12470000000000001,null,0.187197]
[0.12470000000000001,null,0.187197]
[0.12467449999999999,null,0.187197]
[0.12467449999999999,null,0.187197]
[0.12467449999999999,null,0.18697059999999999]
[0.12466439999999999,null,0.18684890000000001]
[0.12462860000000001,null,0.18684890000000001]
[0.1245583,null,0.18672230000000001]
[0.1245583,null,0.18672230000000001]
[0.1245202,null,0.18660070000000001]
[0.12446500000000001,null,0.18660070000000001]
[0.1243725,null,0.18650349999999999]
[0.1243725,null,0.18625259999999999]
[0.1243725,null,0.18625259999999999]
[0.1243725,null,0.1861554]
[0.1243678,null,0.18592890000000001]
[0.1243678,null,0.18571009999999999]
[0.1243678,null,0.18571009999999999]
[0.1243283,null,0.18571009999999999]
[0.1243283,null,0.18564539999999999]
[0.1243283,null,0.18523539999999999]
[0.1242876,null,0.18523539999999999]
[0.1242222,null,0.18523539999999999]
[0.1242222,null,0.18523539999999999]
[0.1242222,null,0.1851382]
[0.1242154,null,0.18479010000000001]
[0.124195,null,0.18479010000000001]
[0.1241546,null,0.18466080000000001]
[0.1241546,null,0.18466080000000001]
[0.1241546,null,0.18453910000000001]
[0.1241546,null,0.1843127]
[0.1241102,null,0.18406169999999999]
[0.12410649999999999,null,0.18406169999999999]
[0.12406109999999999,null,0.18406169999999999]
[0.12406109999999999,null,0.18406169999999999]
[0.12406109999999999,null,0.1839645]
[0.12406109999999999,null,0.1838429]
[0.12406109999999999,null,0.18348980000000001]
[0.12406109999999999,null,0.18348980000000001]
[0.124038,null,0.18348980000000001]
[0.1240004,null,0.18336820000000001]
[0.1240004,null,0.18323890000000001]
[0.1239466,null,0.182922]
[0.1239466,null,0.1828003]
[0.1239466,null,0.18270320000000001]
[0.1239232,null,0.18270310000000001]
[0.1238551,null,0.18270310000000001]
[0.1238551,null,0.18257390000000001]
[0.1237799,null,0.18245220000000001]
[0.1237799,null,0.18222579999999999]
[0.1237702,null,0.18222569999999999]
[0.1237702,null,0.18210409999999999]
[0.1237545,null,0.18197479999999999]
[0.1237545,null,0.1818776]
[0.1237545,null,0.1817483]
[0.1237545,null,0.1816267]
[0.1237545,null,0.18152950000000001]
[0.1236738,null,0.18140020000000001]
[0.1236738,null,0.18140020000000001]
[0.1236738,null,0.18130299999999999]
[0.12360549999999999,null,0.18105479999999999]
[0.12360549999999999,null,0.18092549999999999]
[0.1235595,null,0.1808283]
[0.1234534,null,0.1807067]
[0.1234534,null,0.1805774]
[0.1234478,null,0.1804481]
[0.1234478,null,0.18035090000000001]
[0.1234478,null,0.18035090000000001]
[0.1234292,null,0.18035090000000001]
[0.1233778,null,0.17999519999999999]
[0.1233778,null,0.1798659]
[0.1233778,null,0.1798659]
[0.1233778,null,0.1796471]
[0.1233778,null,0.17951780000000001]
[0.12335699999999999,null,0.17929809999999999]
[0.1232935,null,0.17917640000000001]
[0.1232935,null,0.17917640000000001]
[0.1232935,null,0.17907919999999999]
[0.1232721,null,0.1789499]
[0.1232316,null,0.1789499]
[0.1232316,null,0.1787262]
[0.1232316,null,0.1787262]
[0.1232316,null,0.1784752]
[0.1232316,null,0.1784752]
[0.1232316,null,0.1784752]
[0.12314650000000001,null,0.17837810000000001]
[0.12314650000000001,null,0.17825640000000001]
[0.1231464,null,0.17815919999999999]
[0.1231464,null,0.1779328]
[0.1231464,null,0.1779328]
[0.1231464,null,0.1779328]
[0.1231411,null,0.17745540000000001]
[0.123054,null,0.17732880000000001]
[0.1230112,null,0.17732880000000001]
[0.1229691,null,0.17707780000000001]
[0.1229691,null,0.17707780000000001]
[0.1229317,null,0.17707780000000001]
[0.1229317,null,0.17698069999999999]
[0.1229317,null,0.17672969999999999]
[0.1229317,null,0.17672969999999999]
[0.122915,null,0.1766325]
[0.1228955,null,0.1764204]
[0.12278509999999999,null,0.17629110000000001]
[0.12278509999999999,null,0.17629110000000001]
[0.12278509999999999,null,0.17629110000000001]
[0.1227775,null,0.17604020000000001]
[0.1227129,null,0.17594299999999999]
[0.1226833,null,0.17569209999999999]
[0.1226833,null,0.1755949]
[0.1226833,null,0.17533899999999999]
[0.1226251,null,0.17533899999999999]
[0.1226251,null,0.17533899999999999]
[0.1226251,null,0.1749909]
[0.1226251,null,0.1749909]
[0.12262149999999999,null,0.1749909]
[0.12262149999999999,null,0.1749909]
[0.122601,null,0.17464279999999999]
[0.122601,null,0.17464279999999999]
[0.1226009,null,0.17464279999999999]
[0.1225772,null,0.1742947]
[0.1225772,null,0.1742947]
[0.1225289,null,0.17419750000000001]
[0.1224708,null,0.17397099999999999]
[0.1224708,null,0.17384939999999999]
[0.1224615,null,0.17363770000000001]
[0.122444,null,0.17363770000000001]
[0.122444,null,0.17363770000000001]
[0.122444,null,0.1736229]
[0.12237190000000001,null,0.1734936]
[0.1223696,null,0.1734116]
[0.1223696,null,0.1734116]
[0.12231839999999999,null,0.1734116]
[0.12231839999999999,null,0.1733644]
[0.12231839999999999,null,0.1733643]
[0.1222804,null,0.17318539999999999]
[0.12224110000000001,null,0.17304069999999999]
[0.1221955,null,0.17304069999999999]
[0.1221955,null,0.17304069999999999]
[0.1221642,null,0.17295930000000001]
[0.1221642,null,0.17295930000000001]
[0.1221642,null,0.17264280000000001]
[0.1221642,null,0.172566]
[0.1221642,null,0.172566]
[0.1221382,null,0.1724367]
[0.1221382,null,0.1724367]
[0.1221382,null,0.17241670000000001]
[0.1221382,null,0.17241670000000001]
[0.1221254,null,0.1721858]
[0.122103,null,0.17210020000000001]
[0.12203079999999999,null,0.17210020000000001]
[0.12203079999999999,null,0.17210020000000001]
[0.1220193,null,0.17208860000000001]
[0.1220193,null,0.17195930000000001]
[0.1220193,null,0.17195930000000001]
[0.1220117,null,0.1718741]
[0.1219036,null,0.17174049999999999]
[0.1219036,null,0.17174049999999999]
[0.12185749999999999,null,0.171648]
[0.1218545,null,0.17164789999999999]
[0.1218545,null,0.17164789999999999]
[0.1218241,null,0.17164789999999999]
[0.1217893,null,0.17164789999999999]
[0.1217824,null,0.17164789999999999]
[0.1217824,null,0.17164789999999999]
[0.1217033,null,0.17161119999999999]
[0.1216177,null,0.1713847]
[0.1216177,null,0.1713847]
[0.1215928,null,0.1711289]
[0.1215928,null,0.17110539999999999]
[0.1215927,null,0.17110529999999999]
[0.1215675,null,0.17110529999999999]
[0.1215675,null,0.17110529999999999]
[0.121549,null,0.1708856]
[0.121549,null,0.17066580000000001]
[0.1215328,null,0.17056869999999999]
[0.1215328,null,0.17056279999999999]
[0.12146129999999999,null,0.17056279999999999]
[0.12146129999999999,null,0.17056270000000001]
[0.12146129999999999,null,0.17043939999999999]
[0.1214606,null,0.17031769999999999]
[0.1213948,null,0.17024629999999999]
[0.12139469999999999,null,0.17024629999999999]
[0.12139469999999999,null,0.17024629999999999]
[0.12139469999999999,null,0.1700912]
[0.12139469999999999,null,0.1700912]
[0.12136139999999999,null,0.1700912]
[0.1213552,null,0.1700912]
[0.1213552,null,0.17002020000000001]
[0.1212766,null,0.16986480000000001]
[0.1212405,null,0.169794]
[0.1212395,null,0.169794]
[0.1212395,null,0.16974310000000001]
[0.1212395,null,0.16961380000000001]
[0.1212395,null,0.16956789999999999]
[0.1211917,null,0.16948460000000001]
[0.1211917,null,0.16935529999999999]
[0.1211068,null,0.1692514]
[0.1210881,null,0.1692514]
[0.1210219,null,0.1691288]
[0.1210191,null,0.16902529999999999]
[0.1210191,null,0.16902529999999999]
[0.1210191,null,0.16902529999999999]
[0.1209498,null,0.16902529999999999]
[0.1209498,null,0.16902529999999999]
[0.12087870000000001,null,0.1688779]
[0.12087870000000001,null,0.1687562]
[0.1208621,null,0.16848270000000001]
[0.1208621,null,0.16848270000000001]
[0.1208573,null,0.16848270000000001]
[0.1208572,null,0.16840810000000001]
[0.1208159,null,0.16840810000000001]
[0.1208159,null,0.16840810000000001]
[0.1208159,null,0.1682565]
[0.1208159,null,0.1682565]
[0.1208159,null,0.1682565]
[0.12076580000000001,null,0.1682565]
[0.1207245,null,0.16815720000000001]
[0.1207245,null,0.1680306]
[0.1207245,null,0.1680304]
[0.1207245,null,0.16793340000000001]
[0.12068089999999999,null,0.16780410000000001]
[0.12068089999999999,null,0.16780410000000001]
[0.12064030000000001,null,0.16780410000000001]
[0.12064030000000001,null,0.16755320000000001]
[0.1205884,null,0.16748779999999999]
[0.1205846,null,0.16748779999999999]
[0.1205702,null,0.16748779999999999]
[0.1205162,null,0.16745599999999999]
[0.12041780000000001,null,0.1672372]
[0.12041780000000001,null,0.16717129999999999]
[0.1203906,null,0.16717129999999999]
[0.1203906,null,0.16702510000000001]
[0.12035319999999999,null,0.16694519999999999]
[0.12035319999999999,null,0.16694519999999999]
[0.12035319999999999,null,0.16694519999999999]
[0.1203481,null,0.16689580000000001]
[0.1203042,null,0.16689580000000001]
[0.1203042,null,0.16676650000000001]
[0.1203042,null,0.16666929999999999]
[0.1203042,null,0.16654769999999999]
[0.1203042,null,0.16654759999999999]
[0.12026539999999999,null,0.1664929]
[0.12026539999999999,null,0.16641839999999999]
[0.12026539999999999,null,0.16629669999999999]
[0.12026539999999999,null,0.1661765]
[0.12021419999999999,null,0.1661765]
[0.1201217,null,0.16616739999999999]
[0.1201217,null,0.16604579999999999]
[0.12007420000000001,null,0.1659503]
[0.1200495,null,0.1659503]
[0.11996469999999999,null,0.1659503]
[0.1199587,null,0.16578989999999999]
[0.1199587,null,0.1656927]
[0.1199587,null,0.1656339]
[0.1199585,null,0.1655635]
[0.1198732,null,0.1655634]
[0.1198524,null,0.1654418]
[0.1198077,null,0.1654418]
[0.1198063,null,0.16540769999999999]
[0.1198063,null,0.16540769999999999]
[0.1198063,null,0.16540769999999999]
[0.1198063,null,0.16540769999999999]
[0.1198063,null,0.16540769999999999]
[0.1197381,null,0.16540769999999999]
[0.1197381,null,0.16521530000000001]
[0.1197381,null,0.16496440000000001]
[0.1197085,null,0.16496440000000001]
[0.1197085,null,0.16486509999999999]
[0.11965199999999999,null,0.16484270000000001]
[0.11965199999999999,null,0.16471350000000001]
[0.119632,null,0.16445760000000001]
[0.119632,null,0.16445760000000001]
[0.1196236,null,0.16445760000000001]
[0.1195764,null,0.1644128]
[0.1195387,null,0.1644128]
[0.1195387,null,0.16418669999999999]
[0.1195387,null,0.16418669999999999]
[0.1195387,null,0.16418669999999999]
[0.1194996,null,0.16410949999999999]
[0.1194996,null,0.16410949999999999]
[0.1194996,null,0.16398019999999999]
[0.11940199999999999,null,0.16398019999999999]
[0.11935469999999999,null,0.16396050000000001]
[0.1193454,null,0.16364409999999999]
[0.1193454,null,0.16364409999999999]
[0.1193454,null,0.16364409999999999]
[0.11934500000000001,null,0.1636321]
[0.11934500000000001,null,0.16353490000000001]
[0.11934500000000001,null,0.16353490000000001]
[0.11934500000000001,null,0.16341800000000001]
[0.11934500000000001,null,0.16341800000000001]
[0.11934500000000001,null,0.16341800000000001]
[0.11929579999999999,null,0.16341800000000001]
[0.11929579999999999,null,0.1634179]
[0.11929579999999999,null,0.1634179]
[0.1191977,null,0.16341320000000001]
[0.1191977,null,0.16319439999999999]
[0.1191977,null,0.16319439999999999]
[0.1191977,null,0.1631918]
[0.1191977,null,0.1631918]
[0.11919299999999999,null,0.1631918]
[0.11919299999999999,null,0.16296569999999999]
[0.11919299999999999,null,0.16294349999999999]
[0.11919299999999999,null,0.16264919999999999]
[0.11919299999999999,null,0.16264919999999999]
[0.1191815,null,0.16264919999999999]
[0.1191255,null,0.16264919999999999]
[0.1191136,null,0.16264919999999999]
[0.1191136,null,0.16263420000000001]
[0.1190387,null,0.16253699999999999]
[0.1189597,null,0.16242309999999999]
[0.1189597,null,0.16228110000000001]
[0.1189597,null,0.16210659999999999]
[0.1188567,null,0.16210659999999999]
[0.11885660000000001,null,0.16203020000000001]
[0.1188536,null,0.16188050000000001]
[0.1188536,null,0.16181129999999999]
[0.1188293,null,0.1616821]
[0.1188293,null,0.1616543]
[0.1187845,null,0.1615528]
[0.1187845,null,0.1615528]
[0.1187845,null,0.16142819999999999]
[0.1187845,null,0.16120470000000001]
[0.1187845,null,0.16120470000000001]
[0.11874750000000001,null,0.1611117]
[0.11874750000000001,null,0.16097819999999999]
[0.1186769,null,0.16097819999999999]
[0.1186769,null,0.16088559999999999]
[0.1186769,null,0.16072729999999999]
[0.1186318,null,0.16072729999999999]
[0.1186082,null,0.1606301]
[0.1186082,null,0.16028200000000001]
[0.1185682,null,0.16028200000000001]
[0.1185682,null,0.1601168]
[0.1185682,null,0.16003100000000001]
[0.1185682,null,0.15994059999999999]
[0.1185682,null,0.15994059999999999]
[0.1185682,null,0.1598907]
[0.1185257,null,0.1598907]
[0.1185257,null,0.15968470000000001]
[0.1185257,null,0.15966459999999999]
[0.1185257,null,0.15966459999999999]
[0.11852269999999999,null,0.15956310000000001]
[0.11852269999999999,null,0.1592123]
[0.11852269999999999,null,0.159078]
[0.11852269999999999,null,0.159078]
[0.1185156,null,0.1588271]
[0.1185156,null,0.1586697]
[0.1185156,null,0.15860060000000001]
[0.1185156,null,0.15860060000000001]
[0.11844349999999999,null,0.15860060000000001]
[0.1184114,null,0.15834480000000001]
[0.1184114,null,0.15821740000000001]
[0.1183703,null,0.15821740000000001]
[0.1182671,null,0.15809380000000001]
[0.1182671,null,0.15809380000000001]
[0.1182671,null,0.15799659999999999]
[0.118216,null,0.1579913]
[0.118216,null,0.1579913]
[0.118216,null,0.15776509999999999]
[0.118216,null,0.15774569999999999]
[0.11818960000000001,null,0.15761639999999999]
[0.11818960000000001,null,0.15759490000000001]
[0.1181746,null,0.15759490000000001]
[0.1181054,null,0.15759490000000001]
[0.11807529999999999,null,0.15759490000000001]
[0.11807529999999999,null,0.15753900000000001]
[0.11806179999999999,null,0.15748709999999999]
[0.1180489,null,0.15748709999999999]
[0.1179596,null,0.15739]
[0.11789189999999999,null,0.1572683]
[0.11789189999999999,null,0.1572683]
[0.1178535,null,0.15722249999999999]
[0.1178535,null,0.15722249999999999]
[0.1178535,null,0.15704180000000001]
[0.1178535,null,0.15704180000000001]
[0.1178535,null,0.15696199999999999]
[0.1177914,null,0.15696199999999999]
[0.1177551,null,0.15696199999999999]
[0.1177551,null,0.15696199999999999]
[0.1177551,null,0.15696199999999999]
[0.1177551,null,0.15679360000000001]
[0.1177392,null,0.15679360000000001]
[0.1177392,null,0.15657389999999999]
[0.1177156,null,0.15654409999999999]
[0.1177156,null,0.1564767]
[0.11762350000000001,null,0.15635499999999999]
[0.11762350000000001,null,0.1563291]
[0.11762300000000001,null,0.1562257]
[0.11762300000000001,null,0.1561041]
[0.1176027,null,0.15574830000000001]
[0.1176027,null,0.15569620000000001]
[0.1176027,null,0.15569620000000001]
[0.11756,null,0.15562670000000001]
[0.11756,null,0.15541340000000001]
[0.11756,null,0.1552415]
[0.1175509,null,0.15514439999999999]
[0.117466,null,0.15509690000000001]
[0.117466,null,0.15509690000000001]
[0.117466,null,0.15506329999999999]
[0.1174017,null,0.15506329999999999]
[0.1173734,null,0.15501509999999999]
[0.1173734,null,0.1549179]
[0.117296,null,0.1549179]
[0.117296,null,0.1548708]
[0.117296,null,0.15469140000000001]
[0.1172885,null,0.15469140000000001]
[0.1172885,null,0.15464459999999999]
[0.1171971,null,0.15456980000000001]
[0.1171971,null,0.15444050000000001]
[0.1171418,null,0.1544304]
[0.1171418,null,0.15434329999999999]
[0.1171418,null,0.1542529]
[0.11713030000000001,null,0.153997]
[0.11713030000000001,null,0.15387590000000001]
[0.1171122,null,0.15387590000000001]
[0.1171122,null,0.15387529999999999]
[0.1170972,null,0.1537975]
[0.1170972,null,0.1537975]
[0.11704000000000001,null,0.1537975]
[0.11704000000000001,null,0.1537975]
[0.1169085,null,0.1537975]
[0.11686589999999999,null,0.1537461]
[0.11686580000000001,null,0.1536498]
[0.1168637,null,0.1536489]
[0.1168024,null,0.15351960000000001]
[0.1168024,null,0.1533979]
[0.1167781,null,0.15333330000000001]
[0.1167781,null,0.15326870000000001]
[0.11677120000000001,null,0.15316460000000001]
[0.11677120000000001,null,0.1531072]
[0.11677120000000001,null,0.1531072]
[0.1166881,null,0.15304980000000001]
[0.1166881,null,0.15292819999999999]
[0.11668630000000001,null,0.15266959999999999]
[0.1166257,null,0.15265490000000001]
[0.1166257,null,0.15253159999999999]
[0.1166257,null,0.15253159999999999]
[0.1166257,null,0.15253159999999999]
[0.1165948,null,0.1524431]
[0.11658200000000001,null,0.1523215]
[0.11658200000000001,null,0.15220259999999999]
[0.11658200000000001,null,0.15209500000000001]
[0.1165518,null,0.15184410000000001]
[0.11652270000000001,null,0.15184410000000001]
[0.1164733,null,0.15146390000000001]
[0.11643009999999999,null,0.15136669999999999]
[0.11643009999999999,null,0.15126580000000001]
[0.11643009999999999,null,0.1512077]
[0.11643009999999999,null,0.1512077]
[0.1163602,null,0.1512077]
[0.1163602,null,0.1511402]
[0.1163602,null,0.1511402]
[0.1163452,null,0.15091640000000001]
[0.1163204,null,0.15068999999999999]
[0.11631900000000001,null,0.15063289999999999]
[0.11631900000000001,null,0.15063289999999999]
[0.11631900000000001,null,0.15056829999999999]
[0.11631900000000001,null,0.15056829999999999]
[0.11631900000000001,null,0.15043899999999999]
[0.11618820000000001,null,0.15030979999999999]
[0.11618820000000001,null,0.1502126]
[0.1161384,null,0.1500833]
[0.11609559999999999,null,0.15]
[0.11609559999999999,null,0.15]
[0.116089,null,0.15]
[0.11602410000000001,null,0.1499867]
[0.11602410000000001,null,0.1499616]
[0.11602410000000001,null,0.14970310000000001]
[0.1160124,null,0.14970310000000001]
[0.1160124,null,0.14953440000000001]
[0.1159193,null,0.1494521]
[0.1159193,null,0.1494521]
[0.1159193,null,0.1493671]
[0.11590839999999999,null,0.1493671]
[0.11590839999999999,null,0.1493671]
[0.11585810000000001,null,0.1493083]
[0.11585810000000001,null,0.1490746]
[0.11585810000000001,null,0.1489453]
[0.11585769999999999,null,0.14884820000000001]
[0.11585769999999999,null,0.1487657]
[0.11585769999999999,null,0.1487657]
[0.11585769999999999,null,0.14873420000000001]
[0.11585769999999999,null,0.14862839999999999]
[0.11585769999999999,null,0.14862839999999999]
[0.11585769999999999,null,0.1485312]
[0.11585769999999999,null,0.14831340000000001]
[0.1157623,null,0.1482803]
[0.1157039,null,0.1482803]
[0.115688,null,0.14810129999999999]
[0.115688,null,0.14805380000000001]
[0.1156697,null,0.14793220000000001]
[0.1156697,null,0.14780289999999999]
[0.1156697,null,0.14767359999999999]
[0.1156697,null,0.14767359999999999]
[0.1155723,null,0.14767359999999999]
[0.1155723,null,0.14767359999999999]
[0.1155723,null,0.14754429999999999]
[0.1155515,null,0.1474684]
[0.1155515,null,0.1474684]
[0.1155515,null,0.1474684]
[0.1155061,null,0.1474684]
[0.1155061,null,0.1473179]
[0.1154212,null,0.1471827]
[0.11535049999999999,null,0.14709140000000001]
[0.1153421,null,0.1468354]
[0.1153122,null,0.1468354]
[0.1153122,null,0.1468354]
[0.1153122,null,0.14671390000000001]
[0.1153122,null,0.14661669999999999]
[0.1152956,null,0.14661669999999999]
[0.1152362,null,0.14623649999999999]
[0.1152362,null,0.14620250000000001]
[0.115203,null,0.14620250000000001]
[0.115203,null,0.1461393]
[0.115203,null,0.14605199999999999]
[0.11518970000000001,null,0.14605199999999999]
[0.1151205,null,0.1458884]
[0.11511159999999999,null,0.1458884]
[0.11511159999999999,null,0.14582580000000001]
[0.1150354,null,0.14566190000000001]
[0.1150354,null,0.14566190000000001]
[0.1150354,null,0.14566190000000001]
[0.1150354,null,0.14556959999999999]
[0.11499810000000001,null,0.14544309999999999]
[0.1149498,null,0.1452233]
[0.1149342,null,0.145094]
[0.1149342,null,0.1449367]
[0.11489870000000001,null,0.1449367]
[0.114883,null,0.1448431]
[0.11486200000000001,null,0.1447138]
[0.11479259999999999,null,0.1447138]
[0.11477710000000001,null,0.14448739999999999]
[0.1147668,null,0.1443902]
[0.1147668,null,0.14388339999999999]
[0.1147668,null,0.14376169999999999]
[0.11472880000000001,null,0.14367089999999999]
[0.11472880000000001,null,0.14363239999999999]
[0.11472880000000001,null,0.1433739]
[0.11472880000000001,null,0.14327670000000001]
[0.11472880000000001,null,0.14305019999999999]
[0.1146857,null,0.14305019999999999]
[0.1146857,null,0.14279929999999999]
[0.1146857,null,0.14241139999999999]
[0.1146356,null,0.14241139999999999]
[0.1146356,null,0.14228979999999999]
[0.1146008,null,0.1421605]
[0.1146008,null,0.1417803]
[0.1145745,null,0.14168310000000001]
[0.1145745,null,0.1414272]
[0.1145745,null,0.14129800000000001]
[0.1145745,null,0.14120079999999999]
[0.1145354,null,0.14056959999999999]
[0.11451989999999999,null,0.1401818]
[0.11450929999999999,null,0.1400846]
[0.1144372,null,0.14000370000000001]
[0.1144372,null,0.13984170000000001]
[0.1144372,null,0.13976769999999999]
[0.1144221,null,0.13967969999999999]
[0.1144056,null,0.1396384]
[0.1142899,null,0.1395412]
[0.1142697,null,0.1394688]
[0.1142697,null,0.1394688]
[0.1142213,null,0.13940949999999999]
[0.1142213,null,0.13929030000000001]
[0.1142213,null,0.1392574]
[0.1142213,null,0.13914480000000001]
[0.1142213,null,0.13914480000000001]
[0.1141876,null,0.1391444]
[0.1141838,null,0.13899410000000001]
[0.11409610000000001,null,0.13899230000000001]
[0.11409610000000001,null,0.13899230000000001]
[0.1140776,null,0.13887079999999999]
[0.1140776,null,0.13883210000000001]
[0.1140036,null,0.13880790000000001]
[0.1140036,null,0.1387187]
[0.11398999999999999,null,0.13867869999999999]
[0.11396199999999999,null,0.13867869999999999]
[0.11396199999999999,null,0.13867869999999999]
[0.11396199999999999,null,0.13859730000000001]
[0.1139121,null,0.1385082]
[0.11390599999999999,null,0.13843900000000001]
[0.11390599999999999,null,0.1383462]
[0.11390599999999999,null,0.1383462]
[0.11390599999999999,null,0.1383305]
[0.11384759999999999,null,0.1382089]
[0.1138272,null,0.13818420000000001]
[0.1137586,null,0.1381655]
[0.1137536,null,0.1381655]
[0.113732,null,0.1381655]
[0.1136702,null,0.1380796]
[0.1136702,null,0.13802220000000001]
[0.1136702,null,0.13802220000000001]
[0.1136702,null,0.13802220000000001]
[0.1136258,null,0.13801340000000001]
[0.1135994,null,0.13798240000000001]
[0.1135994,null,0.13789199999999999]
[0.1135994,null,0.13789199999999999]
[0.1135994,null,0.13777049999999999]
[0.1135197,null,0.13777049999999999]
[0.1134928,null,0.13772390000000001]
[0.1134928,null,0.13766049999999999]
[0.1134928,null,0.1376184]
[0.1134928,null,0.1376184]
[0.11344509999999999,null,0.1376184]
[0.1134445,null,0.13734489999999999]
[0.1134445,null,0.13734360000000001]
[0.1134206,null,0.1373366]
[0.1134206,null,0.1371928]
[0.1134206,null,0.13711719999999999]
[0.113404,null,0.13701260000000001]
[0.113404,null,0.13701260000000001]
[0.11329790000000001,null,0.1369879]
[0.1132927,null,0.13691310000000001]
[0.1132927,null,0.1368586]
[0.1132927,null,0.13685069999999999]
[0.1132927,null,0.13676099999999999]
[0.11324430000000001,null,0.1365267]
[0.1132131,null,0.1365267]
[0.1132131,null,0.13637440000000001]
[0.1132131,null,0.13637440000000001]
[0.1131822,null,0.13636480000000001]
[0.11315169999999999,null,0.1362614]
[0.11315169999999999,null,0.13625290000000001]
[0.1131385,null,0.13620280000000001]
[0.1131385,null,0.13613210000000001]
[0.1130761,null,0.13613140000000001]
[0.1130761,null,0.13604079999999999]
[0.1130592,null,0.1359794]
[0.112986,null,0.1359794]
[0.112986,null,0.1359794]
[0.11298179999999999,null,0.1358811]
[0.1129677,null,0.1358298]
[0.1128543,null,0.1358298]
[0.1128543,null,0.13578390000000001]
[0.1128421,null,0.13570579999999999]
[0.1128318,null,0.13570579999999999]
[0.1127572,null,0.1356791]
[0.1127504,null,0.1356791]
[0.11274000000000001,null,0.1356791]
[0.11274000000000001,null,0.13566230000000001]
[0.11274000000000001,null,0.1355171]
[0.1126339,null,0.1354358]
[0.1126339,null,0.13543230000000001]
[0.1126339,null,0.13543230000000001]
[0.1126224,null,0.13535510000000001]
[0.1126224,null,0.13535510000000001]
[0.1125925,null,0.1351849]
[0.1125925,null,0.135161]
[0.1125925,null,0.13504240000000001]
[0.1125196,null,0.13500889999999999]
[0.1124682,null,0.13500889999999999]
[0.1124682,null,0.1349263]
[0.1124682,null,0.1349263]
[0.1124682,null,0.13473540000000001]
[0.1124363,null,0.13473540000000001]
[0.1124363,null,0.13473540000000001]
[0.1124363,null,0.13471849999999999]
[0.1124363,null,0.13458329999999999]
[0.1124039,null,0.1345565]
[0.1124039,null,0.13444890000000001]
[0.1124039,null,0.13434550000000001]
[0.11231579999999999,null,0.13431960000000001]
[0.1122978,null,0.1343036]
[0.1122978,null,0.1343036]
[0.1122978,null,0.13419800000000001]
[0.1121615,null,0.13418359999999999]
[0.1121615,null,0.13415150000000001]
[0.1121615,null,0.13415150000000001]
[0.1121615,null,0.13406870000000001]
[0.1121615,null,0.13403010000000001]
[0.11212229999999999,null,0.13402159999999999]
[0.112076,null,0.133878]
[0.112076,null,0.13387080000000001]
[0.112076,null,0.13387080000000001]
[0.112076,null,0.13387080000000001]
[0.1120073,null,0.13384989999999999]
[0.1120073,null,0.13384989999999999]
[0.1120073,null,0.13372590000000001]
[0.1120073,null,0.13370889999999999]
[0.1119603,null,0.1335469]
[0.1118909,null,0.13349140000000001]
[0.1118909,null,0.13333310000000001]
[0.1118909,null,0.1332383]
[0.1118548,null,0.1331166]
[0.1118548,null,0.1330596]
[0.11180900000000001,null,0.13302610000000001]
[0.111689,null,0.13302320000000001]
[0.111689,null,0.13290750000000001]
[0.11165949999999999,null,0.13290750000000001]
[0.11165949999999999,null,0.13289690000000001]
[0.1115829,null,0.13286120000000001]
[0.1115829,null,0.13278609999999999]
[0.1115463,null,0.13278609999999999]
[0.1115463,null,0.13269929999999999]
[0.1115463,null,0.13264590000000001]
[0.1114767,null,0.13251250000000001]
[0.1114767,null,0.13242709999999999]
[0.1114281,null,0.1323753]
[0.1114281,null,0.13236039999999999]
[0.1114281,null,0.13230539999999999]
[0.11139209999999999,null,0.132239]
[0.11139209999999999,null,0.132239]
[0.1113611,null,0.1322246]
[0.1113611,null,0.1322246]
[0.1112549,null,0.132079]
[0.1111967,null,0.1320626]
[0.1111967,null,0.131996]
[0.1111967,null,0.13190060000000001]
[0.1111809,null,0.1318357]
[0.11114060000000001,null,0.13173860000000001]
[0.1110303,null,0.13173860000000001]
[0.1110303,null,0.13173860000000001]
[0.1110249,null,0.13173090000000001]
[0.1109188,null,0.1317064]
[0.1108127,null,0.13160920000000001]
[0.1108127,null,0.1315788]
[0.1107218,null,0.13142670000000001]
[0.1107218,null,0.13142670000000001]
[0.1107218,null,0.13130530000000001]
[0.1107218,null,0.13126109999999999]
[0.1106984,null,0.13120370000000001]
[0.1105923,null,0.13113179999999999]
[0.1105694,null,0.130995]
[0.11047659999999999,null,0.130995]
[0.11047659999999999,null,0.13089100000000001]
[0.11047659999999999,null,0.13089100000000001]
[0.11047659999999999,null,0.13088359999999999]
[0.11047659999999999,null,0.1308735]
[0.1104199,null,0.13072900000000001]
[0.1104199,null,0.13072139999999999]
[0.1104199,null,0.13057830000000001]
[0.1104199,null,0.1304563]
[0.1104151,null,0.1304563]
[0.1104151,null,0.1302769]
[0.1104151,null,0.1301552]
[0.1104151,null,0.1300434]
[0.1104151,null,0.1300434]
[0.1102644,null,0.1300434]
[0.1102644,null,0.1300434]
[0.11026270000000001,null,0.1300336]
[0.1101085,null,0.1300307]
[0.1101085,null,0.1300307]
[0.1101085,null,0.1299043]
[0.11010590000000001,null,0.12988140000000001]
[0.1100344,null,0.12980710000000001]
[0.1100344,null,0.12980710000000001]
[0.109956,null,0.12975709999999999]
[0.109956,null,0.12975709999999999]
[0.109956,null,0.1296805]
[0.109956,null,0.12963559999999999]
[0.10992830000000001,null,0.12942960000000001]
[0.1098789,null,0.12942960000000001]
[0.1098745,null,0.1293955]
[0.1098745,null,0.1292335]
[0.1098745,null,0.12921070000000001]
[0.1098745,null,0.12920390000000001]
[0.1098018,null,0.12920390000000001]
[0.1097065,null,0.12908240000000001]
[0.1097065,null,0.1288617]
[0.1097065,null,0.1288088]
[0.10964309999999999,null,0.12875880000000001]
[0.1096004,null,0.12875880000000001]
[0.1096004,null,0.12859680000000001]
[0.109486,null,0.12859680000000001]
[0.10944,null,0.12851360000000001]
[0.10944,null,0.12843489999999999]
[0.10944,null,0.1282729]
[0.10944,null,0.1282729]
[0.10937040000000001,null,0.12812209999999999]
[0.109329,null,0.1280791]
[0.109329,null,0.1280791]
[0.1092965,null,0.12802859999999999]
[0.10926429999999999,null,0.12777759999999999]
[0.10926420000000001,null,0.12769249999999999]
[0.10926420000000001,null,0.12769249999999999]
[0.10914989999999999,null,0.1275512]
[0.10914989999999999,null,0.12747430000000001]
[0.10914989999999999,null,0.1274219]
[0.10914989999999999,null,0.12732470000000001]
[0.1091333,null,0.12726689999999999]
[0.1091333,null,0.12708140000000001]
[0.1091333,null,0.1269884]
[0.1091333,null,0.12698719999999999]
[0.10909770000000001,null,0.12698719999999999]
[0.10909770000000001,null,0.1268657]
[0.10909770000000001,null,0.12683320000000001]
[0.10909770000000001,null,0.12683320000000001]
[0.1089791,null,0.1267442]
[0.1089791,null,0.1266227]
[0.1089791,null,0.12661539999999999]
[0.1089791,null,0.12658220000000001]
[0.1089791,null,0.12635579999999999]
[0.1089791,null,0.12634919999999999]
[0.1089281,null,0.12634919999999999]
[0.1088663,null,0.12623409999999999]
[0.1088267,null,0.12611459999999999]
[0.1086568,null,0.12611459999999999]
[0.1085522,null,0.12597549999999999]
[0.1085411,null,0.12596750000000001]
[0.1085411,null,0.12596750000000001]
[0.1085411,null,0.12596260000000001]
[0.1085411,null,0.1258784]
[0.1085182,null,0.12584110000000001]
[0.1083639,null,0.12564359999999999]
[0.1083639,null,0.1256274]
[0.1083639,null,0.12559809999999999]
[0.1083639,null,0.12559809999999999]
[0.1083209,null,0.12549279999999999]
[0.1083209,null,0.12540100000000001]
[0.1083209,null,0.12527170000000001]
[0.10831929999999999,null,0.12518119999999999]
[0.10831929999999999,null,0.12504489999999999]
[0.10831929999999999,null,0.1250069]
[0.1082115,null,0.1250069]
[0.10808950000000001,null,0.1249234]
[0.1080021,null,0.1248654]
[0.1079832,null,0.124845]
[0.1079832,null,0.124845]
[0.10792499999999999,null,0.1248331]
[0.1078771,null,0.124683]
[0.1078581,null,0.1244801]
[0.1078479,null,0.1244672]
[0.1078479,null,0.1243457]
[0.10777100000000001,null,0.12431010000000001]
[0.10777100000000001,null,0.1242215]
[0.10765669999999999,null,0.1241937]
[0.10755049999999999,null,0.1241937]
[0.107544,null,0.12412430000000001]
[0.107544,null,0.1239861]
[0.1074349,null,0.12392010000000001]
[0.1074349,null,0.12387339999999999]
[0.1074349,null,0.1238354]
[0.1074349,null,0.1237441]
[0.10723000000000001,null,0.1236734]
[0.10709870000000001,null,0.1236734]
[0.10709870000000001,null,0.1236469]
[0.1069986,null,0.1236466]
[0.1069986,null,0.12349449999999999]
[0.1069986,null,0.12349449999999999]
[0.1069986,null,0.12338830000000001]
[0.1069986,null,0.1233814]
[0.1069831,null,0.1233004]
[0.1068769,null,0.1233004]
[0.10676720000000001,null,0.12313250000000001]
[0.1066469,null,0.12310790000000001]
[0.1065408,null,0.12310790000000001]
[0.1065408,null,0.1228815]
[0.1065358,null,0.12283429999999999]
[0.10643469999999999,null,0.12283429999999999]
[0.1062777,null,0.12275990000000001]
[0.10622180000000001,null,0.12250179999999999]
[0.10622180000000001,null,0.12250179999999999]
[0.10622180000000001,null,0.12250179999999999]
[0.10616200000000001,null,0.1224118]
[0.1059904,null,0.12229080000000001]
[0.1059904,null,0.12229080000000001]
[0.1059904,null,0.1221964]
[0.1059416,null,0.122192]
[0.1058259,null,0.1221289]
[0.1058259,null,0.1220704]
[0.1058259,null,0.1220381]
[0.10560410000000001,null,0.1219669]
[0.10560410000000001,null,0.12194869999999999]
[0.1054884,null,0.1218861]
[0.1054884,null,0.12180489999999999]
[0.1054884,null,0.12180489999999999]
[0.10544489999999999,null,0.121491]
[0.10544489999999999,null,0.12146369999999999]
[0.10544489999999999,null,0.1212481]
[0.10544489999999999,null,0.121096]
[0.105268,null,0.12097869999999999]
[0.1051523,null,0.1209378]
[0.1051523,null,0.1208494]
[0.10503659999999999,null,0.12082469999999999]
[0.1049305,null,0.12068230000000001]
[0.1048162,null,0.1206011]
[0.1048162,null,0.1206011]
[0.1047101,null,0.1205512]
[0.1047101,null,0.1204795]
[0.104604,null,0.1203991]
[0.104604,null,0.1203991]
[0.10448830000000001,null,0.1203094]
[0.10437399999999999,null,0.1203094]
[0.10437399999999999,null,0.120253]
[0.1041522,null,0.1201474]
[0.1040365,null,0.1199945]
[0.1040365,null,0.1199945]
[0.1038794,null,0.1199735]
[0.1037733,null,0.1199735]
[0.1037733,null,0.1198235]
[0.1037733,null,0.1198235]
[9.1708499999999998E-2,null,0.11982139999999999]
[9.1708499999999998E-2,null,0.11970840000000001]
[6.9723599999999997E-2,null,0.1196784]
[6.2185900000000002E-2,null,0.1196615]
[5.9045199999999999E-2,null,0.1194506]
[5.5276400000000003E-2,null,0.11943479999999999]
[5.4020100000000001E-2,null,0.1194199]
[5.3392000000000002E-2,null,0.1191613]
[5.21357E-2,null,0.1191378]
[4.7738700000000002E-2,null,0.119032]
[4.5226099999999998E-2,null,0.1188251]
[3.2663299999999999E-2,null,0.1188123]
[0,null,0.1187295]
[0,null,0.11869059999999999]
[0,null,0.11869059999999999]
[0,null,0.1185774]
[0,null,0.1184254]
[0,null,0.1184254]
[0,null,0.11833920000000001]
[0,null,0.11833920000000001]
[0,null,0.11833920000000001]
[0,null,0.1183039]
[0,null,0.1182132]
[0,null,0.1181772]
[0,null,0.1179936]
[0,null,0.11796619999999999]
[0,null,0.11796230000000001]
[0,null,0.11796230000000001]
[0,null,0.1178415]
[0,null,0.1178155]
[0,null,0.1178155]
[0,null,0.1177435]
[0,null,0.11756800000000001]
[0,null,0.1175197]
[0,null,0.1175028]
[0,null,0.11739040000000001]
[0,null,0.11739040000000001]
[0,null,0.1173408]
[0,null,0.1173408]
[0,null,0.1173408]
[0,null,0.11729439999999999]
[0,null,0.11719]
[0,null,0.11719]
[0,null,0.11718140000000001]
[0,null,0.11713949999999999]
[0,null,0.1170423]
[0,null,0.1170293]
[0,null,0.1167914]
[0,null,0.1167557]
[0,null,0.1166663]
[0,null,0.1166343]
[0,null,0.11650439999999999]
[0,null,0.11650439999999999]
[0,null,0.1164432]
[0,null,0.11634609999999999]
[0,null,0.11629340000000001]
[0,null,0.1162489]
[0,null,0.1162489]
[0,null,0.1161314]
[0,null,0.1159657]
[0,null,0.1158136]
[0,null,0.115747]
[0,null,0.1156616]
[0,null,0.11554010000000001]
[0,null,0.1153592]
[0,null,0.11523750000000001]
[0,null,0.1151229]
[0,null,0.1150499]
[0,null,0.1150014]
[0,null,0.1146973]
[0,null,0.1146696]
[0,null,0.1143541]
[0,null,0.1142894]
[0,null,0.11426550000000001]
[0,null,0.11426550000000001]
[0,null,0.11426550000000001]
[0,null,0.11416279999999999]
[0,null,0.11383989999999999]
[0,null,0.11368780000000001]
[0,null,0.1136778]
[0,null,0.1135485]
[0,null,0.1134143]
[0,null,0.11320040000000001]
[0,null,0.113104]
[0,null,0.11307109999999999]
[0,null,0.1128304]
[0,null,0.11282780000000001]
[0,null,0.11269849999999999]
[0,null,0.1126784]
[0,null,0.1126014]
[0,null,0.1124048]
[0,null,0.1122211]
[0,null,0.1120023]
[0,null,0.11198760000000001]
[0,null,0.11187569999999999]
[0,null,0.1116248]
[0,null,0.11156199999999999]
[0,null,0.11140990000000001]
[0,null,0.1112578]
[0,null,0.1111364]
[0,null,0.1108567]
[0,null,0.1107046]
[0,null,0.1107046]
[0,null,0.110279]
[0,null,0.1100054]
[0,null,0.1098924]
[0,null,0.1098924]
[0,null,0.1097709]
[0,null,0.1096188]
[0,null,0.1090411]
[0,null,0.10876139999999999]
[0,null,0.10876139999999999]
[0,null,0.10860939999999999]
[0,null,0.1081838]
[0,null,0.1081838]
[0,null,0.10779710000000001]
[0,null,0.1075236]
[0,null,0.1069459]
[0,null,0.10679379999999999]
[0,null,0.10679379999999999]
[0,null,0.1063682]
[0,null,0.1060579]
[0,null,0.1059365]
[0,null,0.1055498]
[0,null,0.10515480000000001]
[0,null,0.10515480000000001]
[0,null,0]
[0,null,0]
[0,null,0]
[0,null,0]
[0,null,0]
[0,null,0]
[0,null,0]
[0,null,0]
[0,null,0]
[0,null,0]
[0,null,0]
[0,null,0]
[0,null,0]
[0,null,0]
[0,null,0]
[0,null,0]
[0,null,0]
[0,null,0]
[0,null,0]
[0,null,0]
[0,null,0]
[0,null,0]
[0,null,0]
[0,null,0]
[0,null,0]
[0,null,0]
[0,null,0]
[0,null,0]
[0,null,0]
[0,null,0]
[0,null,0]

{"sheet":"EaR TNA013","index":10,"n_rows":17781,"n_cols":39,"rows_kept":17781,"cut":false,"hidden":false,"merged":[]}
["Powercor",null,null,null,null,null,null,""]
["MTC 12th Feeder"]
[]
[]
[]
["OUTPUT",null,null,null,null,null,null,null,null,null,null,null,null,null,null,null,null,null,null,null,null,null,null,null,null,null,null,null,null,null,4.0519877675840865E-2,4.0519877675840865E-2]
[null,null,null,null,null,null,null,null,null,null,null,null,null,null,null,null,null,null,null,null,null,null,null,null,null,null,null,null,null,null,4.0519877675840865E-2,4.0519877675840865E-2]
["Do nothing",null,null,null,null,2024,{"$f":"F8+1","v":2025},2026,2027,2028,2029,2030,2031,2032,2033,2034,2035,2036,2037,2038,2039,2040,2041,2042,2043,2044,2045,2046,2047,2048,4.0519877675840865E-2,4.0519877675840865E-2]
["50% PoE",null,null,null,null,{"$f":"SUM(F68:F69)","v":0},0,0,0,0,0,0,0,7.1657641165113667E-2,0.50664019672286709,1.0238855089613694,1.3419244221935751,1.3419244221935751,1.3419244221935751,1.3419244221935751,1.3419244221935751,1.3419244221935751,1.3419244221935751,1.3419244221935751,1.3419244221935751,1.3419244221935751,1.3419244221935751,1.3419244221935751,1.3419244221935751,1.3419244221935751,4.0519877675840865E-2,4.0519877675840865E-2]
["10% PoE",null,null,null,null,{"$f":"SUM(F70:F71)","v":0},0,0.23733423146865765,1.8746034130902709,4.8642396694731325,9.6484079907176739,14.79890033033338,21.077422037841728,30.94682451376816,46.383048380170329,60.673999153343225,68.739891054114111,68.739891054114111,68.739891054114111,68.739891054114111,68.739891054114111,68.739891054114111,68.739891054114111,68.739891054114111,68.739891054114111,68.739891054114111,68.739891054114111,68.739891054114111,68.739891054114111,68.739891054114111,4.0519877675840865E-2,4.0519877675840865E-2]
[null,null,null,null,null,null,null,null,null,null,null,null,null,null,null,null,null,null,null,null,null,null,null,null,null,null,null,null,null,null,4.0519877675840865E-2,4.0519877675840865E-2]
[null,null,null,null,null,null,null,null,null,null,null,null,null,null,null,null,null,null,null,null,null,null,null,null,null,null,null,null,null,null,4.0519877675840865E-2,4.0519877675840865E-2]
["OPTION 2",null,null,null,null,2024,{"$f":"F13+1","v":2025},2026,2027,2028,2029,2030,2031,2032,2033,2034,2035,2036,2037,2038,2039,2040,2041,2042,2043,2044,2045,2046,2047,2048,4.0519877675840865E-2,4.0519877675840865E-2]
["50% PoE",null,null,null,null,{"$f":"SUM(F138:F139)","v":0},0,0,0,{"$f":"SUM(J138:J139)","v":0},0,0,0,0,0,0,0,0,0,0,0,0,0,0,0,0,0,0,0,0,4.0519877675840865E-2,4.0519877675840865E-2]
["10% PoE",null,null,null,null,{"$f":"SUM(F140:F141)","v":0},0,0.23733423146865765,1.8746034130902709,0,0,0,0.31104872822518792,1.4245026584097065,4.0474181764340464,7.0737645649388838,8.7970381933568689,8.7970381933568689,8.7970381933568689,8.7970381933568689,8.7970381933568689,8.7970381933568689,8.7970381933568689,8.7970381933568689,8.7970381933568689,8.7970381933568689,8.7970381933568689,8.7970381933568689,8.7970381933568689,8.7970381933568689,4.0519877675840865E-2,4.0519877675840865E-2]
[null,null,null,null,null,null,null,null,null,null,null,null,null,null,null,null,null,null,null,null,null,null,null,null,null,null,null,null,null,null,4.0519877675840865E-2,4.0519877675840865E-2]
[null,null,null,null,null,null,null,null,null,null,null,null,null,null,null,null,null,null,null,null,null,null,null,null,null,null,null,null,null,null,4.0519877675840865E-2,4.0519877675840865E-2]
[null,null,null,null,null,null,null,null,null,null,null,null,null,null,null,null,null,null,null,null,null,null,null,null,null,null,null,null,null,null,4.0519877675840865E-2,4.0519877675840865E-2]
[null,null,null,null,null,null,null,null,null,null,null,null,null,null,null,null,null,null,null,null,null,null,null,null,null,null,null,null,null,null,4.0519877675840865E-2,4.0519877675840865E-2]
["INPUT DATA",null,null,null,null,null,null,null,null,null,null,null,null,null,null,null,null,null,null,null,null,null,null,null,null,null,null,null,null,null,4.0519877675840865E-2,4.0519877675840865E-2]
[]
[null,"ZSS/TS/Line",null,null,null,"TNA013"]
[null,"No Tx/Line",null,null,null,1]
[]
[null,null,null,null,null,"N Rating","N-1 Rating","Load Tan Phi (actual)","Load Tan Phi (forecast)","10%/50% POE","Cap Bank (actual)","Cap Bank (forecast)","2024 MVAR"]
[null,"S",null,null,null,12.960000038146971,12.960000038146971,6.0886326481651633E-2,6.0886326481651633E-2,1.0850783336590466,0,0,0.52666670083999634]
[null,"W",null,null,null,12.960000038146971,12.960000038146971,4.9822063515955174E-2,4.9822063515955174E-2,1.3280266378437691,0,0,0.41999998688697809]
[]
[null,"Interval",null,null,null,"15m"]
[null,"Exposure",null,null,null,3.744292237442922E-2]
[]
[]
["Do Nothing - 50% PoE Load Forecast ",null,null,null,null,2024,2025,2026,2027,2028,2029,2030,2031,2032,2033,2034,2035,2036,2037,2038,2039,2040,2041,2042,2043,2044,2045,2046,2047,2048,2049,2050]
["TNA013","S (MW)",null,null,null,8.6499996185302734,9.5100002288818359,10.47000026702881,11.060000419616699,11.560000419616699,11.97999954223633,12.310000419616699,12.670000076293951,13.170000076293951,13.689999580383301,14.02000045776367,14.14999961853027,14.14999961853027,14.14999961853027,14.14999961853027,14.14999961853027,14.14999961853027,14.14999961853027,14.14999961853027,14.14999961853027,14.14999961853027,14.14999961853027,14.14999961853027,14.14999961853027,14.14999961853027,14.14999961853027,14.14999961853027]
[null,"W (MW)",null,null,null,8.429999828338623,9.2100000381469727,10.014999866485594,10.605000019073485,11.035000324249269,11.430000305175785,11.735000133514404,12.059999942779541,12.49499988555908,12.944999694824215,13.234999656677246,13.364999771118164,13.364999771118164,13.364999771118164,13.364999771118164,13.364999771118164,13.364999771118164,13.364999771118164,13.364999771118164,13.364999771118164,13.364999771118164,13.364999771118164,13.364999771118164,13.364999771118164,13.364999771118164,13.364999771118164,13.364999771118164]
["Transfers","S (MW)",null,null,null,0,0,0,0,0,0,0,0,0,0,0,0,0,0,0,0,0,0,0,0,0,0,0,0,0,0,0]
[null,"W (MW)",null,null,null,0,0,0,0,0,0,0,0,0,0,0,0,0,0,0,0,0,0,0,0,0,0,0,0,0,0,0]
["After TFs","S (MW)",null,null,null,{"$f":"IF(F34-F36<0,0,F34-F36)","v":8.6499996185302734},9.5100002288818359,10.47000026702881,11.060000419616699,11.560000419616699,11.97999954223633,12.310000419616699,12.670000076293951,13.170000076293951,13.689999580383301,14.02000045776367,14.14999961853027,14.14999961853027,14.14999961853027,14.14999961853027,14.14999961853027,14.14999961853027,14.14999961853027,14.14999961853027,14.14999961853027,14.14999961853027,14.14999961853027,14.14999961853027,14.14999961853027,14.14999961853027,14.14999961853027,14.14999961853027]
[null,"W (MW)",null,null,null,8.429999828338623,9.2100000381469727,10.014999866485594,10.605000019073485,11.035000324249269,11.430000305175785,11.735000133514404,12.059999942779541,12.49499988555908,12.944999694824215,13.234999656677246,13.364999771118164,13.364999771118164,13.364999771118164,13.364999771118164,13.364999771118164,13.364999771118164,13.364999771118164,13.364999771118164,13.364999771118164,13.364999771118164,13.364999771118164,13.364999771118164,13.364999771118164,13.364999771118164,13.364999771118164,13.364999771118164]
[]
["Option 1 - 50% PoE Load Forecast ",null,null,null,null,{"$f":"F33","v":2024},2025,2026,2027,2028,2029,2030,2031,2032,2033,2034,2035,2036,2037,2038,2039,2040,2041,2042,2043,2044,2045,2046,2047,2048,2049,2050]
[]
[{"$f":"A34","v":"TNA013"},{"$f":"B34","v":"S (MW)"},null,null,null,{"$f":"F34","v":8.6499996185302734},9.5100002288818359,10.47000026702881,11.060000419616699,11.560000419616699,11.97999954223633,12.310000419616699,12.670000076293951,13.170000076293951,13.689999580383301,14.02000045776367,14.14999961853027,14.14999961853027,14.14999961853027,14.14999961853027,14.14999961853027,14.14999961853027,14.14999961853027,14.14999961853027,14.14999961853027,14.14999961853027,14.14999961853027,14.14999961853027,14.14999961853027,14.14999961853027,14.14999961853027,14.14999961853027]
[null,{"$f":"B35","v":"W (MW)"},null,null,null,8.429999828338623,9.2100000381469727,10.014999866485594,10.605000019073485,11.035000324249269,11.430000305175785,11.735000133514404,12.059999942779541,12.49499988555908,12.944999694824215,13.234999656677246,13.364999771118164,13.364999771118164,13.364999771118164,13.364999771118164,13.364999771118164,13.364999771118164,13.364999771118164,13.364999771118164,13.364999771118164,13.364999771118164,13.364999771118164,13.364999771118164,13.364999771118164,13.364999771118164,13.364999771118164,13.364999771118164]
[{"$f":"A36","v":"Transfers"},{"$f":"B36","v":"S (MW)"},null,null,null,0,0,0,0,2,2,2,2,2,2,2,2,2,2,2,2,2,2,2,2,2,2,2,2,2,2,2]
[null,{"$f":"B37","v":"W (MW)"},null,null,null,0,0,0,0,2,2,2,2,2,2,2,2,2,2,2,2,2,2,2,2,2,2,2,2,2,2,2]
[{"$f":"A38","v":"After TFs"},{"$f":"B38","v":"S (MW)"},null,null,null,{"$f":"IF(F43-F45<0,0,F43-F45)","v":8.6499996185302734},9.5100002288818359,10.47000026702881,11.060000419616699,9.5600004196166992,9.9799995422363299,10.310000419616699,10.670000076293951,11.170000076293951,11.689999580383301,12.02000045776367,12.14999961853027,12.14999961853027,12.14999961853027,12.14999961853027,12.14999961853027,12.14999961853027,12.14999961853027,12.14999961853027,12.14999961853027,12.14999961853027,12.14999961853027,12.14999961853027,12.14999961853027,12.14999961853027,12.14999961853027,12.14999961853027]
[null,{"$f":"B39","v":"W (MW)"},null,null,null,8.429999828338623,9.2100000381469727,10.014999866485594,10.605000019073485,9.0350003242492694,9.4300003051757848,9.7350001335144043,10.059999942779541,10.49499988555908,10.944999694824215,11.234999656677246,11.364999771118164,11.364999771118164,11.364999771118164,11.364999771118164,11.364999771118164,11.364999771118164,11.364999771118164,11.364999771118164,11.364999771118164,11.364999771118164,11.364999771118164,11.364999771118164,11.364999771118164,11.364999771118164,11.364999771118164,11.364999771118164]
[]
["Option 1 - Augmentation Details"]
["N Rating","S (MVA)",null,null,null,12.960000038146971,12.960000038146971,12.960000038146971,12.960000038146971,12.960000038146971,12.960000038146971,12.960000038146971,12.960000038146971,12.960000038146971,12.960000038146971,12.960000038146971,12.960000038146971,12.960000038146971,12.960000038146971,12.960000038146971,12.960000038146971,12.960000038146971,12.960000038146971,12.960000038146971,12.960000038146971,12.960000038146971,12.960000038146971,12.960000038146971,12.960000038146971,12.960000038146971,12.960000038146971,12.960000038146971]
["N-1 Rating","S (MVA)",null,null,null,12.960000038146971,12.960000038146971,12.960000038146971,12.960000038146971,12.960000038146971,12.960000038146971,12.960000038146971,12.960000038146971,12.960000038146971,12.960000038146971,12.960000038146971,12.960000038146971,12.960000038146971,12.960000038146971,12.960000038146971,12.960000038146971,12.960000038146971,12.960000038146971,12.960000038146971,12.960000038146971,12.960000038146971,12.960000038146971,12.960000038146971,12.960000038146971,12.960000038146971,12.960000038146971,12.960000038146971]
["N Rating","W (MVA)",null,null,null,12.960000038146971,12.960000038146971,12.960000038146971,12.960000038146971,12.960000038146971,12.960000038146971,12.960000038146971,12.960000038146971,12.960000038146971,12.960000038146971,12.960000038146971,12.960000038146971,12.960000038146971,12.960000038146971,12.960000038146971,12.960000038146971,12.960000038146971,12.960000038146971,12.960000038146971,12.960000038146971,12.960000038146971,12.960000038146971,12.960000038146971,12.960000038146971,12.960000038146971,12.960000038146971,12.960000038146971]
["N-1 Rating","W (MVA)",null,null,null,12.960000038146971,12.960000038146971,12.960000038146971,12.960000038146971,12.960000038146971,12.960000038146971,12.960000038146971,12.960000038146971,12.960000038146971,12.960000038146971,12.960000038146971,12.960000038146971,12.960000038146971,12.960000038146971,12.960000038146971,12.960000038146971,12.960000038146971,12.960000038146971,12.960000038146971,12.960000038146971,12.960000038146971,12.960000038146971,12.960000038146971,12.960000038146971,12.960000038146971,12.960000038146971,12.960000038146971]
["No. Transformers/Lines",null,null,null,null,1,1,1,1,1,1,1,1,1,1,1,1,1,1,1,1,1,1,1,1,1,1,1,1,1,1,1]
[]
[]
[]
["ENERGY AT RISK:  DO NOTHING"]
[]
[null,null,null,null,null,2024,2025,2026,2027,2028,2029,2030,2031,2032,2033,2034,2035,2036,2037,2038,2039,2040,2041,2042,2043,2044,2045,2046,2047,2048,2049,2050]
["Summary"]
[]
["50% PoE","N",null,null,"Total EatR, MWhrs",{"$f":"IF($F$29=\"15m\",(F89+F119)*0.25,F89+F119)","v":0},0,0,0,0,0,0,0,7.1657641165113667E-2,0.50664019672286709,1.0238855089613694,1.3419244221935751,1.3419244221935751,1.3419244221935751,1.3419244221935751,1.3419244221935751,1.3419244221935751,1.3419244221935751,1.3419244221935751,1.3419244221935751,1.3419244221935751,1.3419244221935751,1.3419244221935751,1.3419244221935751,1.3419244221935751,1.3419244221935751,1.3419244221935751,null,true,true,true,true,true,true]
["50% PoE","N-1",null,null,"Total EatR, MWhrs",0,0,0,0,0,0,0,0,0,0,0,0,0,0,0,0,0,0,0,0,0,0,0,0,0,0,0,null,true,true,true,true,true,true]
["10% LAR","N",null,null,"Total EatR, MWhrs",0,0,0.2373232096281517,1.8745163562013294,4.8640137733877351,9.6479595547148289,14.798208701299352,21.076430303923029,30.945358586260763,46.380836458923532,60.671098887338161,68.736602830253844,68.736602830253844,68.736602830253844,68.736602830253844,68.736602830253844,68.736602830253844,68.736602830253844,68.736602830253844,68.736602830253844,68.736602830253844,68.736602830253844,68.736602830253844,68.736602830253844,68.736602830253844,68.736602830253844,68.736602830253844,null,true,true,true,true,true,true]
["10% LAR","N-1",null,null,"Total EatR, MWhrs",0,0,2.943637891221762E-4,2.3250559363643397E-3,6.0330783783033581E-3,1.1976522515013441E-2,1.8471555908819465E-2,2.6486552218937587E-2,3.9150990746355641E-2,5.9074482079040536E-2,7.7458323793792694E-2,8.7819637243709892E-2,8.7819637243709892E-2,8.7819637243709892E-2,8.7819637243709892E-2,8.7819637243709892E-2,8.7819637243709892E-2,8.7819637243709892E-2,8.7819637243709892E-2,8.7819637243709892E-2,8.7819637243709892E-2,8.7819637243709892E-2,8.7819637243709892E-2,8.7819637243709892E-2,8.7819637243709892E-2,8.7819637243709892E-2,8.7819637243709892E-2,null,true,true,true,true,true,true]
["50% PoE","N",null,null,"Total EEatR, MWhrs",{"$f":"IF($F$29=\"15m\",(F94+F124)*0.25,F94+F124)","v":0},0,0,0,0,0,0,0,7.1657641165113667E-2,0.50664019672286709,1.0238855089613694,1.3419244221935751,1.3419244221935751,1.3419244221935751,1.3419244221935751,1.3419244221935751,1.3419244221935751,1.3419244221935751,1.3419244221935751,1.3419244221935751,1.3419244221935751,1.3419244221935751,1.3419244221935751,1.3419244221935751,1.3419244221935751,1.3419244221935751,1.3419244221935751,null,true,true,true,true,true,true]
["50% PoE","N-1",null,null,"Total EEatR, MWhrs",0,0,0,0,0,0,0,0,0,0,0,0,0,0,0,0,0,0,0,0,0,0,0,0,0,0,0,null,true,true,true,true,true,true]
["10% LAR","N",null,null,"Total EEatR, MWhrs",0,0,0.2373232096281517,1.8745163562013294,4.8640137733877351,9.6479595547148289,14.798208701299352,21.076430303923029,30.945358586260763,46.380836458923532,60.671098887338161,68.736602830253844,68.736602830253844,68.736602830253844,68.736602830253844,68.736602830253844,68.736602830253844,68.736602830253844,68.736602830253844,68.736602830253844,68.736602830253844,68.736602830253844,68.736602830253844,68.736602830253844,68.736602830253844,68.736602830253844,68.736602830253844,null,true,true,true,true,true,true]
["10% LAR","N-1",null,null,"Total EEatR, MWhrs",0,0,1.1021840505944497E-5,8.7056888941495814E-5,2.2589608539765995E-4,4.4843600284525211E-4,6.9162903402885658E-4,9.9173391869994605E-4,1.465927507397791E-3,2.2119212467951251E-3,2.9002660050643837E-3,3.288223860266763E-3,3.288223860266763E-3,3.288223860266763E-3,3.288223860266763E-3,3.288223860266763E-3,3.288223860266763E-3,3.288223860266763E-3,3.288223860266763E-3,3.288223860266763E-3,3.288223860266763E-3,3.288223860266763E-3,3.288223860266763E-3,3.288223860266763E-3,3.288223860266763E-3,3.288223860266763E-3,3.288223860266763E-3,null,true,true,true,true,true,true]
[null,null,{"$f":"$F$30","v":3.744292237442922E-2},null,null,null,null,null,null,null,null,null,null,null,null,null,null,null,null,null,null,null,null,null,null,null,null,null,null,null,null,null,null,false,false,false,false,false,false]
["Transfers","ON",null,null,null,null,null,null,null,null,null,null,null,null,null,null,null,null,null,null,null,null,null,null,null,null,null,null,null,null,null,null,null,false,false,false,false,false,false]
["MLN021","50% PoE",{"$f":"EXP((1/11)*LN(Q74/F74))-1","v":4.5757384498920306E-2},null,"MW",{"$f":"IF($B$73=\"OFF\",'EaR TNA013'!F34,'EaR TNA013'!F38)","v":8.6499996185302734},{"$f":"IF($B$73=\"OFF\",'EaR TNA013'!G34,'EaR TNA013'!G38)","v":9.5100002288818359},{"$f":"IF($B$73=\"OFF\",'EaR TNA013'!H34,'EaR TNA013'!H38)","v":10.47000026702881},{"$f":"IF($B$73=\"OFF\",'EaR TNA013'!I34,'EaR TNA013'!I38)","v":11.060000419616699},{"$f":"IF($B$73=\"OFF\",'EaR TNA013'!J34,'EaR TNA013'!J38)","v":11.560000419616699},{"$f":"IF($B$73=\"OFF\",'EaR TNA013'!K34,'EaR TNA013'!K38)","v":11.97999954223633},{"$f":"IF($B$73=\"OFF\",'EaR TNA013'!L34,'EaR TNA013'!L38)","v":12.310000419616699},{"$f":"IF($B$73=\"OFF\",'EaR TNA013'!M34,'EaR TNA013'!M38)","v":12.670000076293951},{"$f":"IF($B$73=\"OFF\",'EaR TNA013'!N34,'EaR TNA013'!N38)","v":13.170000076293951},{"$f":"IF($B$73=\"OFF\",'EaR TNA013'!O34,'EaR TNA013'!O38)","v":13.689999580383301},{"$f":"IF($B$73=\"OFF\",'EaR TNA013'!P34,'EaR TNA013'!P38)","v":14.02000045776367},{"$f":"IF($B$73=\"OFF\",'EaR TNA013'!Q34,'EaR TNA013'!Q38)","v":14.14999961853027},{"$f":"IF($B$73=\"OFF\",'EaR TNA013'!R34,'EaR TNA013'!R38)","v":14.14999961853027},{"$f":"IF($B$73=\"OFF\",'EaR TNA013'!S34,'EaR TNA013'!S38)","v":14.14999961853027},{"$f":"IF($B$73=\"OFF\",'EaR TNA013'!T34,'EaR TNA013'!T38)","v":14.14999961853027},{"$f":"IF($B$73=\"OFF\",'EaR TNA013'!U34,'EaR TNA013'!U38)","v":14.14999961853027},{"$f":"IF($B$73=\"OFF\",'EaR TNA013'!V34,'EaR TNA013'!V38)","v":14.14999961853027},{"$f":"IF($B$73=\"OFF\",'EaR TNA013'!W34,'EaR TNA013'!W38)","v":14.14999961853027},{"$f":"IF($B$73=\"OFF\",'EaR TNA013'!X34,'EaR TNA013'!X38)","v":14.14999961853027},{"$f":"IF($B$73=\"OFF\",'EaR TNA013'!Y34,'EaR TNA013'!Y38)","v":14.14999961853027},{"$f":"IF($B$73=\"OFF\",'EaR TNA013'!Z34,'EaR TNA013'!Z38)","v":14.14999961853027},{"$f":"IF($B$73=\"OFF\",'EaR TNA013'!AA34,'EaR TNA013'!AA38)","v":14.14999961853027},{"$f":"IF($B$73=\"OFF\",'EaR TNA013'!AB34,'EaR TNA013'!AB38)","v":14.14999961853027},{"$f":"IF($B$73=\"OFF\",'EaR TNA013'!AC34,'EaR TNA013'!AC38)","v":14.14999961853027},{"$f":"IF($B$73=\"OFF\",'EaR TNA013'!AD34,'EaR TNA013'!AD38)","v":14.14999961853027},{"$f":"IF($B$73=\"OFF\",'EaR TNA013'!AE34,'EaR TNA013'!AE38)","v":14.14999961853027},{"$f":"IF($B$73=\"OFF\",'EaR TNA013'!AF34,'EaR TNA013'!AF38)","v":14.14999961853027},null,true,true,true,true,true,true]
["Summer","load pf",{"$f":"F74/F76","v":0.99815156535014937},null,"MVAr",{"$f":"F82*F74","v":0.52666670083999634},0.57902897877628123,0.63747985452129596,0.67340279643598644,0.70384595967681218,0.7294181633786383,0.74951070453805091,0.77142976116778461,0.80187292440861035,0.83353378398489153,0.85362632514430414,0.86154149648908007,0.86154149648908007,0.86154149648908007,0.86154149648908007,0.86154149648908007,0.86154149648908007,0.86154149648908007,0.86154149648908007,0.86154149648908007,0.86154149648908007,0.86154149648908007,0.86154149648908007,0.86154149648908007,0.86154149648908007,0.86154149648908007,0.86154149648908007,null,true,true,true,true,true,true]
[null,null,null,null,"MVA",{"$f":"(F74^2+F75^2)^0.5","v":8.6660181868230328},9.5276113959163595,10.489389217514233,11.080481966420475,11.581407895264359,12.002184796488068,12.332796788530183,12.693463113339247,13.194389042183131,13.715351511351765,14.04596350339388,14.176203404105749,14.176203404105749,14.176203404105749,14.176203404105749,14.176203404105749,14.176203404105749,14.176203404105749,14.176203404105749,14.176203404105749,14.176203404105749,14.176203404105749,14.176203404105749,14.176203404105749,14.176203404105749,14.176203404105749,14.176203404105749,null,true,true,true,true,true,true]
[null,null,null,null,"MVA",{"$f":"(F74^2+(F75-F83)^2)^0.5","v":8.6660181868230328},9.5276113959163595,10.489389217514233,11.080481966420475,11.581407895264359,12.002184796488068,12.332796788530183,12.693463113339247,13.194389042183131,13.715351511351765,14.04596350339388,14.176203404105749,14.176203404105749,14.176203404105749,14.176203404105749,14.176203404105749,14.176203404105749,14.176203404105749,14.176203404105749,14.176203404105749,14.176203404105749,14.176203404105749,14.176203404105749,14.176203404105749,14.176203404105749,14.176203404105749,14.176203404105749,null,true,true,true,true,true,true]
["50% PoE","N","CR",null,"MVA",{"$f":"$F$26","v":12.960000038146971},12.960000038146971,12.960000038146971,12.960000038146971,12.960000038146971,12.960000038146971,12.960000038146971,12.960000038146971,12.960000038146971,12.960000038146971,12.960000038146971,12.960000038146971,12.960000038146971,12.960000038146971,12.960000038146971,12.960000038146971,12.960000038146971,12.960000038146971,12.960000038146971,12.960000038146971,12.960000038146971,12.960000038146971,12.960000038146971,12.960000038146971,12.960000038146971,12.960000038146971,12.960000038146971,null,true,true,true,true,true,true]
["50% PoE","N-1","CR",null,"MVA",{"$f":"$G$26","v":12.960000038146971},12.960000038146971,12.960000038146971,12.960000038146971,12.960000038146971,12.960000038146971,12.960000038146971,12.960000038146971,12.960000038146971,12.960000038146971,12.960000038146971,12.960000038146971,12.960000038146971,12.960000038146971,12.960000038146971,12.960000038146971,12.960000038146971,12.960000038146971,12.960000038146971,12.960000038146971,12.960000038146971,12.960000038146971,12.960000038146971,12.960000038146971,12.960000038146971,12.960000038146971,12.960000038146971,null,true,true,true,true,true,true]
["50% LAR","N",null,null,"Ratio Rating/Load",{"$f":"IF(F77=0,100,TRUNC(F78/F77,5))","v":1.49549},1.36025,1.23553,1.1696200000000001,1.11903,1.0798000000000001,1.0508500000000001,1.0209900000000001,0.98223000000000005,0.94491999999999998,0.92267999999999994,0.91420000000000001,0.91420000000000001,0.91420000000000001,0.91420000000000001,0.91420000000000001,0.91420000000000001,0.91420000000000001,0.91420000000000001,0.91420000000000001,0.91420000000000001,0.91420000000000001,0.91420000000000001,0.91420000000000001,0.91420000000000001,0.91420000000000001,0.91420000000000001,null,true,true,true,true,true,true]
["50% LAR","N-1",null,null,"Ratio Rating/Load",{"$f":"IF(F77=0,100,TRUNC(F79/F77,5))","v":1.49549},1.36025,1.23553,1.1696200000000001,1.11903,1.0798000000000001,1.0508500000000001,1.0209900000000001,0.98223000000000005,0.94491999999999998,0.92267999999999994,0.91420000000000001,0.91420000000000001,0.91420000000000001,0.91420000000000001,0.91420000000000001,0.91420000000000001,0.91420000000000001,0.91420000000000001,0.91420000000000001,0.91420000000000001,0.91420000000000001,0.91420000000000001,0.91420000000000001,0.91420000000000001,0.91420000000000001,0.91420000000000001,null,true,true,true,true,true,true]
["Load tan Phi",null,{"$f":"$H$26","v":6.0886326481651633E-2},null,null,{"$f":"C82","v":6.0886326481651633E-2},{"$f":"'EaR TNA013'!I26","v":6.0886326481651633E-2},{"$f":"G82","v":6.0886326481651633E-2},6.0886326481651633E-2,6.0886326481651633E-2,6.0886326481651633E-2,6.0886326481651633E-2,6.0886326481651633E-2,6.0886326481651633E-2,6.0886326481651633E-2,6.0886326481651633E-2,6.0886326481651633E-2,6.0886326481651633E-2,6.0886326481651633E-2,6.0886326481651633E-2,6.0886326481651633E-2,6.0886326481651633E-2,6.0886326481651633E-2,{"$f":"W82","v":6.0886326481651633E-2},6.0886326481651633E-2,6.0886326481651633E-2,6.0886326481651633E-2,6.0886326481651633E-2,6.0886326481651633E-2,6.0886326481651633E-2,6.0886326481651633E-2,6.0886326481651633E-2,null,true,true,true,true,true,true]
["Cap",null,0,null,"MVAr",{"$f":"C83","v":0},{"$f":"'EaR TNA013'!L26","v":0},0,0,0,0,0,0,0,0,0,0,0,0,0,0,0,0,0,0,0,0,0,0,0,0,0,null,true,true,true,true,true,true]
["10% PoE","10%/50%",{"$f":"J26","v":1.0850783336590466},null,"MVA",{"$f":"((F74*$C84)^2+(F74*$C84*F82-F83)^2)^0.5","v":9.4033085736169291},10.338204697231866,11.381808973241514,12.023190908262645,12.566734780419178,13.023310679241217,13.382050588653973,13.773401803384726,14.316945675541254,14.882230763485659,15.240970672898417,15.382291167338769,15.382291167338769,15.382291167338769,15.382291167338769,15.382291167338769,15.382291167338769,15.382291167338769,15.382291167338769,15.382291167338769,15.382291167338769,15.382291167338769,15.382291167338769,15.382291167338769,15.382291167338769,15.382291167338769,15.382291167338769,null,true,true,true,true,true,true]
["10% PoE","N","CR",null,"MVA",{"$f":"F78","v":12.960000038146971},12.960000038146971,12.960000038146971,12.960000038146971,12.960000038146971,12.960000038146971,12.960000038146971,12.960000038146971,12.960000038146971,12.960000038146971,12.960000038146971,12.960000038146971,12.960000038146971,12.960000038146971,12.960000038146971,12.960000038146971,12.960000038146971,12.960000038146971,12.960000038146971,12.960000038146971,12.960000038146971,12.960000038146971,12.960000038146971,12.960000038146971,12.960000038146971,12.960000038146971,12.960000038146971,null,true,true,true,true,true,true]
["10% PoE","N-1","CR",null,"MVA",12.960000038146971,12.960000038146971,12.960000038146971,12.960000038146971,12.960000038146971,12.960000038146971,12.960000038146971,12.960000038146971,12.960000038146971,12.960000038146971,12.960000038146971,12.960000038146971,12.960000038146971,12.960000038146971,12.960000038146971,12.960000038146971,12.960000038146971,12.960000038146971,12.960000038146971,12.960000038146971,12.960000038146971,12.960000038146971,12.960000038146971,12.960000038146971,12.960000038146971,12.960000038146971,12.960000038146971,null,true,true,true,true,true,true]
["10% LAR","N",null,null,"Ratio Rating/Load",{"$f":"IF(F84=0,100,TRUNC(F85/F84,5))","v":1.3782300000000001},1.2536,1.1386499999999999,1.0779099999999999,1.03129,0.99512999999999996,0.96845999999999999,0.94094,0.90522000000000002,0.87082999999999999,0.85033000000000003,0.84252000000000005,0.84252000000000005,0.84252000000000005,0.84252000000000005,0.84252000000000005,0.84252000000000005,0.84252000000000005,0.84252000000000005,0.84252000000000005,0.84252000000000005,0.84252000000000005,0.84252000000000005,0.84252000000000005,0.84252000000000005,0.84252000000000005,0.84252000000000005,null,true,true,true,true,true,true]
["10% LAR","N-1",null,null,"Ratio Rating/Load",{"$f":"IF(F84=0,100,TRUNC(F86/F84,5))","v":1.3782300000000001},1.2536,1.1386499999999999,1.0779099999999999,1.03129,0.99512999999999996,0.96845999999999999,0.94094,0.90522000000000002,0.87082999999999999,0.85033000000000003,0.84252000000000005,0.84252000000000005,0.84252000000000005,0.84252000000000005,0.84252000000000005,0.84252000000000005,0.84252000000000005,0.84252000000000005,0.84252000000000005,0.84252000000000005,0.84252000000000005,0.84252000000000005,0.84252000000000005,0.84252000000000005,0.84252000000000005,0.84252000000000005,null,true,true,true,true,true,true]
["50% PoE","N",null,null,"EatR, MWhrs",{"$f":"IF(F80<1,F74*((SUMPRODUCT(('EaR TNA013'!$A$200:$A$20063)*('EaR TNA013'!$A$200:$A$20063>F80)))-F80*MATCH(F80,$A$200:$A$20063,-1)),0)","v":0},{"$f":"IF(G80<1,G74*((SUMPRODUCT(('EaR TNA013'!$A$200:$A$20063)*('EaR TNA013'!$A$200:$A$20063>G80)))-G80*MATCH(G80,$A$200:$A$20063,-1)),0)","v":0},{"$f":"IF(H80<1,H74*((SUMPRODUCT(('EaR TNA013'!$A$200:$A$20063)*('EaR TNA013'!$A$200:$A$20063>H80)))-H80*MATCH(H80,$A$200:$A$20063,-1)),0)","v":0},{"$f":"IF(I80<1,I74*((SUMPRODUCT(('EaR TNA013'!$A$200:$A$20063)*('EaR TNA013'!$A$200:$A$20063>I80)))-I80*MATCH(I80,$A$200:$A$20063,-1)),0)","v":0},{"$f":"IF(J80<1,J74*((SUMPRODUCT(('EaR TNA013'!$A$200:$A$20063)*('EaR TNA013'!$A$200:$A$20063>J80)))-J80*MATCH(J80,$A$200:$A$20063,-1)),0)","v":0},{"$f":"IF(K80<1,K74*((SUMPRODUCT(('EaR TNA013'!$A$200:$A$20063)*('EaR TNA013'!$A$200:$A$20063>K80)))-K80*MATCH(K80,$A$200:$A$20063,-1)),0)","v":0},{"$f":"IF(L80<1,L74*((SUMPRODUCT(('EaR TNA013'!$A$200:$A$20063)*('EaR TNA013'!$A$200:$A$20063>L80)))-L80*MATCH(L80,$A$200:$A$20063,-1)),0)","v":0},{"$f":"IF(M80<1,M74*((SUMPRODUCT(('EaR TNA013'!$A$200:$A$20063)*('EaR TNA013'!$A$200:$A$20063>M80)))-M80*MATCH(M80,$A$200:$A$20063,-1)),0)","v":0},{"$f":"IF(N80<1,N74*((SUMPRODUCT(('EaR TNA013'!$A$200:$A$20063)*('EaR TNA013'!$A$200:$A$20063>N80)))-N80*MATCH(N80,$A$200:$A$20063,-1)),0)","v":0.28663056466045467},{"$f":"IF(O80<1,O74*((SUMPRODUCT(('EaR TNA013'!$A$200:$A$20063)*('EaR TNA013'!$A$200:$A$20063>O80)))-O80*MATCH(O80,$A$200:$A$20063,-1)),0)","v":2.0253957369189339},{"$f":"IF(P80<1,P74*((SUMPRODUCT(('EaR TNA013'!$A$200:$A$20063)*('EaR TNA013'!$A$200:$A$20063>P80)))-P80*MATCH(P80,$A$200:$A$20063,-1)),0)","v":3.423478017779169},{"$f":"IF(Q80<1,Q74*((SUMPRODUCT(('EaR TNA013'!$A$200:$A$20063)*('EaR TNA013'!$A$200:$A$20063>Q80)))-Q80*MATCH(Q80,$A$200:$A$20063,-1)),0)","v":4.0983648545122167},{"$f":"IF(R80<1,R74*((SUMPRODUCT(('EaR TNA013'!$A$200:$A$20063)*('EaR TNA013'!$A$200:$A$20063>R80)))-R80*MATCH(R80,$A$200:$A$20063,-1)),0)","v":4.0983648545122167},{"$f":"IF(S80<1,S74*((SUMPRODUCT(('EaR TNA013'!$A$200:$A$20063)*('EaR TNA013'!$A$200:$A$20063>S80)))-S80*MATCH(S80,$A$200:$A$20063,-1)),0)","v":4.0983648545122167},{"$f":"IF(T80<1,T74*((SUMPRODUCT(('EaR TNA013'!$A$200:$A$20063)*('EaR TNA013'!$A$200:$A$20063>T80)))-T80*MATCH(T80,$A$200:$A$20063,-1)),0)","v":4.0983648545122167},{"$f":"IF(U80<1,U74*((SUMPRODUCT(('EaR TNA013'!$A$200:$A$20063)*('EaR TNA013'!$A$200:$A$20063>U80)))-U80*MATCH(U80,$A$200:$A$20063,-1)),0)","v":4.0983648545122167},{"$f":"IF(V80<1,V74*((SUMPRODUCT(('EaR TNA013'!$A$200:$A$20063)*('EaR TNA013'!$A$200:$A$20063>V80)))-V80*MATCH(V80,$A$200:$A$20063,-1)),0)","v":4.0983648545122167},{"$f":"IF(W80<1,W74*((SUMPRODUCT(('EaR TNA013'!$A$200:$A$20063)*('EaR TNA013'!$A$200:$A$20063>W80)))-W80*MATCH(W80,$A$200:$A$20063,-1)),0)","v":4.0983648545122167},{"$f":"IF(X80<1,X74*((SUMPRODUCT(('EaR TNA013'!$A$200:$A$20063)*('EaR TNA013'!$A$200:$A$20063>X80)))-X80*MATCH(X80,$A$200:$A$20063,-1)),0)","v":4.0983648545122167},{"$f":"IF(Y80<1,Y74*((SUMPRODUCT(('EaR TNA013'!$A$200:$A$20063)*('EaR TNA013'!$A$200:$A$20063>Y80)))-Y80*MATCH(Y80,$A$200:$A$20063,-1)),0)","v":4.0983648545122167},{"$f":"IF(Z80<1,Z74*((SUMPRODUCT(('EaR TNA013'!$A$200:$A$20063)*('EaR TNA013'!$A$200:$A$20063>Z80)))-Z80*MATCH(Z80,$A$200:$A$20063,-1)),0)","v":4.0983648545122167},{"$f":"IF(AA80<1,AA74*((SUMPRODUCT(('EaR TNA013'!$A$200:$A$20063)*('EaR TNA013'!$A$200:$A$20063>AA80)))-AA80*MATCH(AA80,$A$200:$A$20063,-1)),0)","v":4.0983648545122167},{"$f":"IF(AB80<1,AB74*((SUMPRODUCT(('EaR TNA013'!$A$200:$A$20063)*('EaR TNA013'!$A$200:$A$20063>AB80)))-AB80*MATCH(AB80,$A$200:$A$20063,-1)),0)","v":4.0983648545122167},{"$f":"IF(AC80<1,AC74*((SUMPRODUCT(('EaR TNA013'!$A$200:$A$20063)*('EaR TNA013'!$A$200:$A$20063>AC80)))-AC80*MATCH(AC80,$A$200:$A$20063,-1)),0)","v":4.0983648545122167},{"$f":"IF(AD80<1,AD74*((SUMPRODUCT(('EaR TNA013'!$A$200:$A$20063)*('EaR TNA013'!$A$200:$A$20063>AD80)))-AD80*MATCH(AD80,$A$200:$A$20063,-1)),0)","v":4.0983648545122167},{"$f":"IF(AE80<1,AE74*((SUMPRODUCT(('EaR TNA013'!$A$200:$A$20063)*('EaR TNA013'!$A$200:$A$20063>AE80)))-AE80*MATCH(AE80,$A$200:$A$20063,-1)),0)","v":4.0983648545122167},{"$f":"IF(AF80<1,AF74*((SUMPRODUCT(('EaR TNA013'!$A$200:$A$20063)*('EaR TNA013'!$A$200:$A$20063>AF80)))-AF80*MATCH(AF80,$A$200:$A$20063,-1)),0)","v":4.0983648545122167},null,true,true,true,true,true,true]
["50% PoE","N-1",null,null,"EatR, MWhrs",{"$f":"IF(F81<1,IF(F81=0,F72*SUMPRODUCT(('EaR TNA013'!$A$200:$A$20063)*('EaR TNA013'!$A$200:$A$20063>F81)),F74*(SUMPRODUCT(('EaR TNA013'!$A$200:$A$20063)*('EaR TNA013'!$A$200:$A$20063>F81))-F81*MATCH(F81,$A$200:$A$20063,-1)))-F89,0)","v":0},{"$f":"IF(G81<1,IF(G81=0,G72*SUMPRODUCT(('EaR TNA013'!$A$200:$A$20063)*('EaR TNA013'!$A$200:$A$20063>G81)),G74*(SUMPRODUCT(('EaR TNA013'!$A$200:$A$20063)*('EaR TNA013'!$A$200:$A$20063>G81))-G81*MATCH(G81,$A$200:$A$20063,-1)))-G89,0)","v":0},{"$f":"IF(H81<1,IF(H81=0,H72*SUMPRODUCT(('EaR TNA013'!$A$200:$A$20063)*('EaR TNA013'!$A$200:$A$20063>H81)),H74*(SUMPRODUCT(('EaR TNA013'!$A$200:$A$20063)*('EaR TNA013'!$A$200:$A$20063>H81))-H81*MATCH(H81,$A$200:$A$20063,-1)))-H89,0)","v":0},{"$f":"IF(I81<1,IF(I81=0,I72*SUMPRODUCT(('EaR TNA013'!$A$200:$A$20063)*('EaR TNA013'!$A$200:$A$20063>I81)),I74*(SUMPRODUCT(('EaR TNA013'!$A$200:$A$20063)*('EaR TNA013'!$A$200:$A$20063>I81))-I81*MATCH(I81,$A$200:$A$20063,-1)))-I89,0)","v":0},{"$f":"IF(J81<1,IF(J81=0,J72*SUMPRODUCT(('EaR TNA013'!$A$200:$A$20063)*('EaR TNA013'!$A$200:$A$20063>J81)),J74*(SUMPRODUCT(('EaR TNA013'!$A$200:$A$20063)*('EaR TNA013'!$A$200:$A$20063>J81))-J81*MATCH(J81,$A$200:$A$20063,-1)))-J89,0)","v":0},{"$f":"IF(K81<1,IF(K81=0,K72*SUMPRODUCT(('EaR TNA013'!$A$200:$A$20063)*('EaR TNA013'!$A$200:$A$20063>K81)),K74*(SUMPRODUCT(('EaR TNA013'!$A$200:$A$20063)*('EaR TNA013'!$A$200:$A$20063>K81))-K81*MATCH(K81,$A$200:$A$20063,-1)))-K89,0)","v":0},{"$f":"IF(L81<1,IF(L81=0,L72*SUMPRODUCT(('EaR TNA013'!$A$200:$A$20063)*('EaR TNA013'!$A$200:$A$20063>L81)),L74*(SUMPRODUCT(('EaR TNA013'!$A$200:$A$20063)*('EaR TNA013'!$A$200:$A$20063>L81))-L81*MATCH(L81,$A$200:$A$20063,-1)))-L89,0)","v":0},{"$f":"IF(M81<1,IF(M81=0,M72*SUMPRODUCT(('EaR TNA013'!$A$200:$A$20063)*('EaR TNA013'!$A$200:$A$20063>M81)),M74*(SUMPRODUCT(('EaR TNA013'!$A$200:$A$20063)*('EaR TNA013'!$A$200:$A$20063>M81))-M81*MATCH(M81,$A$200:$A$20063,-1)))-M89,0)","v":0},{"$f":"IF(N81<1,IF(N81=0,N72*SUMPRODUCT(('EaR TNA013'!$A$200:$A$20063)*('EaR TNA013'!$A$200:$A$20063>N81)),N74*(SUMPRODUCT(('EaR TNA013'!$A$200:$A$20063)*('EaR TNA013'!$A$200:$A$20063>N81))-N81*MATCH(N81,$A$200:$A$20063,-1)))-N89,0)","v":0},{"$f":"IF(O81<1,IF(O81=0,O72*SUMPRODUCT(('EaR TNA013'!$A$200:$A$20063)*('EaR TNA013'!$A$200:$A$20063>O81)),O74*(SUMPRODUCT(('EaR TNA013'!$A$200:$A$20063)*('EaR TNA013'!$A$200:$A$20063>O81))-O81*MATCH(O81,$A$200:$A$20063,-1)))-O89,0)","v":0},{"$f":"IF(P81<1,IF(P81=0,P72*SUMPRODUCT(('EaR TNA013'!$A$200:$A$20063)*('EaR TNA013'!$A$200:$A$20063>P81)),P74*(SUMPRODUCT(('EaR TNA013'!$A$200:$A$20063)*('EaR TNA013'!$A$200:$A$20063>P81))-P81*MATCH(P81,$A$200:$A$20063,-1)))-P89,0)","v":0},{"$f":"IF(Q81<1,IF(Q81=0,Q72*SUMPRODUCT(('EaR TNA013'!$A$200:$A$20063)*('EaR TNA013'!$A$200:$A$20063>Q81)),Q74*(SUMPRODUCT(('EaR TNA013'!$A$200:$A$20063)*('EaR TNA013'!$A$200:$A$20063>Q81))-Q81*MATCH(Q81,$A$200:$A$20063,-1)))-Q89,0)","v":0},{"$f":"IF(R81<1,IF(R81=0,R72*SUMPRODUCT(('EaR TNA013'!$A$200:$A$20063)*('EaR TNA013'!$A$200:$A$20063>R81)),R74*(SUMPRODUCT(('EaR TNA013'!$A$200:$A$20063)*('EaR TNA013'!$A$200:$A$20063>R81))-R81*MATCH(R81,$A$200:$A$20063,-1)))-R89,0)","v":0},{"$f":"IF(S81<1,IF(S81=0,S72*SUMPRODUCT(('EaR TNA013'!$A$200:$A$20063)*('EaR TNA013'!$A$200:$A$20063>S81)),S74*(SUMPRODUCT(('EaR TNA013'!$A$200:$A$20063)*('EaR TNA013'!$A$200:$A$20063>S81))-S81*MATCH(S81,$A$200:$A$20063,-1)))-S89,0)","v":0},{"$f":"IF(T81<1,IF(T81=0,T72*SUMPRODUCT(('EaR TNA013'!$A$200:$A$20063)*('EaR TNA013'!$A$200:$A$20063>T81)),T74*(SUMPRODUCT(('EaR TNA013'!$A$200:$A$20063)*('EaR TNA013'!$A$200:$A$20063>T81))-T81*MATCH(T81,$A$200:$A$20063,-1)))-T89,0)","v":0},{"$f":"IF(U81<1,IF(U81=0,U72*SUMPRODUCT(('EaR TNA013'!$A$200:$A$20063)*('EaR TNA013'!$A$200:$A$20063>U81)),U74*(SUMPRODUCT(('EaR TNA013'!$A$200:$A$20063)*('EaR TNA013'!$A$200:$A$20063>U81))-U81*MATCH(U81,$A$200:$A$20063,-1)))-U89,0)","v":0},{"$f":"IF(V81<1,IF(V81=0,V72*SUMPRODUCT(('EaR TNA013'!$A$200:$A$20063)*('EaR TNA013'!$A$200:$A$20063>V81)),V74*(SUMPRODUCT(('EaR TNA013'!$A$200:$A$20063)*('EaR TNA013'!$A$200:$A$20063>V81))-V81*MATCH(V81,$A$200:$A$20063,-1)))-V89,0)","v":0},{"$f":"IF(W81<1,IF(W81=0,W72*SUMPRODUCT(('EaR TNA013'!$A$200:$A$20063)*('EaR TNA013'!$A$200:$A$20063>W81)),W74*(SUMPRODUCT(('EaR TNA013'!$A$200:$A$20063)*('EaR TNA013'!$A$200:$A$20063>W81))-W81*MATCH(W81,$A$200:$A$20063,-1)))-W89,0)","v":0},{"$f":"IF(X81<1,IF(X81=0,X72*SUMPRODUCT(('EaR TNA013'!$A$200:$A$20063)*('EaR TNA013'!$A$200:$A$20063>X81)),X74*(SUMPRODUCT(('EaR TNA013'!$A$200:$A$20063)*('EaR TNA013'!$A$200:$A$20063>X81))-X81*MATCH(X81,$A$200:$A$20063,-1)))-X89,0)","v":0},{"$f":"IF(Y81<1,IF(Y81=0,Y72*SUMPRODUCT(('EaR TNA013'!$A$200:$A$20063)*('EaR TNA013'!$A$200:$A$20063>Y81)),Y74*(SUMPRODUCT(('EaR TNA013'!$A$200:$A$20063)*('EaR TNA013'!$A$200:$A$20063>Y81))-Y81*MATCH(Y81,$A$200:$A$20063,-1)))-Y89,0)","v":0},{"$f":"IF(Z81<1,IF(Z81=0,Z72*SUMPRODUCT(('EaR TNA013'!$A$200:$A$20063)*('EaR TNA013'!$A$200:$A$20063>Z81)),Z74*(SUMPRODUCT(('EaR TNA013'!$A$200:$A$20063)*('EaR TNA013'!$A$200:$A$20063>Z81))-Z81*MATCH(Z81,$A$200:$A$20063,-1)))-Z89,0)","v":0},{"$f":"IF(AA81<1,IF(AA81=0,AA72*SUMPRODUCT(('EaR TNA013'!$A$200:$A$20063)*('EaR TNA013'!$A$200:$A$20063>AA81)),AA74*(SUMPRODUCT(('EaR TNA013'!$A$200:$A$20063)*('EaR TNA013'!$A$200:$A$20063>AA81))-AA81*MATCH(AA81,$A$200:$A$20063,-1)))-AA89,0)","v":0},{"$f":"IF(AB81<1,IF(AB81=0,AB72*SUMPRODUCT(('EaR TNA013'!$A$200:$A$20063)*('EaR TNA013'!$A$200:$A$20063>AB81)),AB74*(SUMPRODUCT(('EaR TNA013'!$A$200:$A$20063)*('EaR TNA013'!$A$200:$A$20063>AB81))-AB81*MATCH(AB81,$A$200:$A$20063,-1)))-AB89,0)","v":0},{"$f":"IF(AC81<1,IF(AC81=0,AC72*SUMPRODUCT(('EaR TNA013'!$A$200:$A$20063)*('EaR TNA013'!$A$200:$A$20063>AC81)),AC74*(SUMPRODUCT(('EaR TNA013'!$A$200:$A$20063)*('EaR TNA013'!$A$200:$A$20063>AC81))-AC81*MATCH(AC81,$A$200:$A$20063,-1)))-AC89,0)","v":0},{"$f":"IF(AD81<1,IF(AD81=0,AD72*SUMPRODUCT(('EaR TNA013'!$A$200:$A$20063)*('EaR TNA013'!$A$200:$A$20063>AD81)),AD74*(SUMPRODUCT(('EaR TNA013'!$A$200:$A$20063)*('EaR TNA013'!$A$200:$A$20063>AD81))-AD81*MATCH(AD81,$A$200:$A$20063,-1)))-AD89,0)","v":0},{"$f":"IF(AE81<1,IF(AE81=0,AE72*SUMPRODUCT(('EaR TNA013'!$A$200:$A$20063)*('EaR TNA013'!$A$200:$A$20063>AE81)),AE74*(SUMPRODUCT(('EaR TNA013'!$A$200:$A$20063)*('EaR TNA013'!$A$200:$A$20063>AE81))-AE81*MATCH(AE81,$A$200:$A$20063,-1)))-AE89,0)","v":0},{"$f":"IF(AF81<1,IF(AF81=0,AF72*SUMPRODUCT(('EaR TNA013'!$A$200:$A$20063)*('EaR TNA013'!$A$200:$A$20063>AF81)),AF74*(SUMPRODUCT(('EaR TNA013'!$A$200:$A$20063)*('EaR TNA013'!$A$200:$A$20063>AF81))-AF81*MATCH(AF81,$A$200:$A$20063,-1)))-AF89,0)","v":0},null,true,true,true,true,true,true]
["10% LAR","N",null,null,"EatR, MWhrs",{"$f":"IF(F87<1,F74*$C$84*((SUMPRODUCT(('EaR TNA013'!$A$200:$A$20063)*('EaR TNA013'!$A$200:$A$20063>F87)))-F87*MATCH(F87,$A$200:$A$20063,-1)),0)","v":0},{"$f":"IF(G87<1,G74*$C$84*((SUMPRODUCT(('EaR TNA013'!$A$200:$A$20063)*('EaR TNA013'!$A$200:$A$20063>G87)))-G87*MATCH(G87,$A$200:$A$20063,-1)),0)","v":0},{"$f":"IF(H87<1,H74*$C$84*((SUMPRODUCT(('EaR TNA013'!$A$200:$A$20063)*('EaR TNA013'!$A$200:$A$20063>H87)))-H87*MATCH(H87,$A$200:$A$20063,-1)),0)","v":0},{"$f":"IF(I87<1,I74*$C$84*((SUMPRODUCT(('EaR TNA013'!$A$200:$A$20063)*('EaR TNA013'!$A$200:$A$20063>I87)))-I87*MATCH(I87,$A$200:$A$20063,-1)),0)","v":0},{"$f":"IF(J87<1,J74*$C$84*((SUMPRODUCT(('EaR TNA013'!$A$200:$A$20063)*('EaR TNA013'!$A$200:$A$20063>J87)))-J87*MATCH(J87,$A$200:$A$20063,-1)),0)","v":0},{"$f":"IF(K87<1,K74*$C$84*((SUMPRODUCT(('EaR TNA013'!$A$200:$A$20063)*('EaR TNA013'!$A$200:$A$20063>K87)))-K87*MATCH(K87,$A$200:$A$20063,-1)),0)","v":6.3306288770361846E-2},{"$f":"IF(L87<1,L74*$C$84*((SUMPRODUCT(('EaR TNA013'!$A$200:$A$20063)*('EaR TNA013'!$A$200:$A$20063>L87)))-L87*MATCH(L87,$A$200:$A$20063,-1)),0)","v":0.76271202192620191},{"$f":"IF(M87<1,M74*$C$84*((SUMPRODUCT(('EaR TNA013'!$A$200:$A$20063)*('EaR TNA013'!$A$200:$A$20063>M87)))-M87*MATCH(M87,$A$200:$A$20063,-1)),0)","v":2.2528354799526067},{"$f":"IF(N87<1,N74*$C$84*((SUMPRODUCT(('EaR TNA013'!$A$200:$A$20063)*('EaR TNA013'!$A$200:$A$20063>N87)))-N87*MATCH(N87,$A$200:$A$20063,-1)),0)","v":5.023138627737878},{"$f":"IF(O87<1,O74*$C$84*((SUMPRODUCT(('EaR TNA013'!$A$200:$A$20063)*('EaR TNA013'!$A$200:$A$20063>O87)))-O87*MATCH(O87,$A$200:$A$20063,-1)),0)","v":10.112851074189503},{"$f":"IF(P87<1,P74*$C$84*((SUMPRODUCT(('EaR TNA013'!$A$200:$A$20063)*('EaR TNA013'!$A$200:$A$20063>P87)))-P87*MATCH(P87,$A$200:$A$20063,-1)),0)","v":14.422970000946691},{"$f":"IF(Q87<1,Q74*$C$84*((SUMPRODUCT(('EaR TNA013'!$A$200:$A$20063)*('EaR TNA013'!$A$200:$A$20063>Q87)))-Q87*MATCH(Q87,$A$200:$A$20063,-1)),0)","v":16.759930545176548},{"$f":"IF(R87<1,R74*$C$84*((SUMPRODUCT(('EaR TNA013'!$A$200:$A$20063)*('EaR TNA013'!$A$200:$A$20063>R87)))-R87*MATCH(R87,$A$200:$A$20063,-1)),0)","v":16.759930545176548},{"$f":"IF(S87<1,S74*$C$84*((SUMPRODUCT(('EaR TNA013'!$A$200:$A$20063)*('EaR TNA013'!$A$200:$A$20063>S87)))-S87*MATCH(S87,$A$200:$A$20063,-1)),0)","v":16.759930545176548},{"$f":"IF(T87<1,T74*$C$84*((SUMPRODUCT(('EaR TNA013'!$A$200:$A$20063)*('EaR TNA013'!$A$200:$A$20063>T87)))-T87*MATCH(T87,$A$200:$A$20063,-1)),0)","v":16.759930545176548},{"$f":"IF(U87<1,U74*$C$84*((SUMPRODUCT(('EaR TNA013'!$A$200:$A$20063)*('EaR TNA013'!$A$200:$A$20063>U87)))-U87*MATCH(U87,$A$200:$A$20063,-1)),0)","v":16.759930545176548},{"$f":"IF(V87<1,V74*$C$84*((SUMPRODUCT(('EaR TNA013'!$A$200:$A$20063)*('EaR TNA013'!$A$200:$A$20063>V87)))-V87*MATCH(V87,$A$200:$A$20063,-1)),0)","v":16.759930545176548},{"$f":"IF(W87<1,W74*$C$84*((SUMPRODUCT(('EaR TNA013'!$A$200:$A$20063)*('EaR TNA013'!$A$200:$A$20063>W87)))-W87*MATCH(W87,$A$200:$A$20063,-1)),0)","v":16.759930545176548},{"$f":"IF(X87<1,X74*$C$84*((SUMPRODUCT(('EaR TNA013'!$A$200:$A$20063)*('EaR TNA013'!$A$200:$A$20063>X87)))-X87*MATCH(X87,$A$200:$A$20063,-1)),0)","v":16.759930545176548},{"$f":"IF(Y87<1,Y74*$C$84*((SUMPRODUCT(('EaR TNA013'!$A$200:$A$20063)*('EaR TNA013'!$A$200:$A$20063>Y87)))-Y87*MATCH(Y87,$A$200:$A$20063,-1)),0)","v":16.759930545176548},{"$f":"IF(Z87<1,Z74*$C$84*((SUMPRODUCT(('EaR TNA013'!$A$200:$A$20063)*('EaR TNA013'!$A$200:$A$20063>Z87)))-Z87*MATCH(Z87,$A$200:$A$20063,-1)),0)","v":16.759930545176548},{"$f":"IF(AA87<1,AA74*$C$84*((SUMPRODUCT(('EaR TNA013'!$A$200:$A$20063)*('EaR TNA013'!$A$200:$A$20063>AA87)))-AA87*MATCH(AA87,$A$200:$A$20063,-1)),0)","v":16.759930545176548},{"$f":"IF(AB87<1,AB74*$C$84*((SUMPRODUCT(('EaR TNA013'!$A$200:$A$20063)*('EaR TNA013'!$A$200:$A$20063>AB87)))-AB87*MATCH(AB87,$A$200:$A$20063,-1)),0)","v":16.759930545176548},{"$f":"IF(AC87<1,AC74*$C$84*((SUMPRODUCT(('EaR TNA013'!$A$200:$A$20063)*('EaR TNA013'!$A$200:$A$20063>AC87)))-AC87*MATCH(AC87,$A$200:$A$20063,-1)),0)","v":16.759930545176548},{"$f":"IF(AD87<1,AD74*$C$84*((SUMPRODUCT(('EaR TNA013'!$A$200:$A$20063)*('EaR TNA013'!$A$200:$A$20063>AD87)))-AD87*MATCH(AD87,$A$200:$A$20063,-1)),0)","v":16.759930545176548},{"$f":"IF(AE87<1,AE74*$C$84*((SUMPRODUCT(('EaR TNA013'!$A$200:$A$20063)*('EaR TNA013'!$A$200:$A$20063>AE87)))-AE87*MATCH(AE87,$A$200:$A$20063,-1)),0)","v":16.759930545176548},{"$f":"IF(AF87<1,AF74*$C$84*((SUMPRODUCT(('EaR TNA013'!$A$200:$A$20063)*('EaR TNA013'!$A$200:$A$20063>AF87)))-AF87*MATCH(AF87,$A$200:$A$20063,-1)),0)","v":16.759930545176548},null,true,true,true,true,true,true]
["10% LAR","N-1",null,null,"EatR, MWhrs",{"$f":"IF(F88<1,IF(F88=0,F74*$C$84*SUMPRODUCT(('EaR TNA013'!$A$200:$A$20063)*('EaR TNA013'!$A$200:$A$20063>F88)),F76*$C$84*(SUMPRODUCT(('EaR TNA013'!$A$200:$A$20063)*('EaR TNA013'!$A$200:$A$20063>F88))-F88*MATCH(F88,$A$200:$A$20063,-1)))-F91,0)","v":0},{"$f":"IF(G88<1,IF(G88=0,G74*$C$84*SUMPRODUCT(('EaR TNA013'!$A$200:$A$20063)*('EaR TNA013'!$A$200:$A$20063>G88)),G76*$C$84*(SUMPRODUCT(('EaR TNA013'!$A$200:$A$20063)*('EaR TNA013'!$A$200:$A$20063>G88))-G88*MATCH(G88,$A$200:$A$20063,-1)))-G91,0)","v":0},{"$f":"IF(H88<1,IF(H88=0,H74*$C$84*SUMPRODUCT(('EaR TNA013'!$A$200:$A$20063)*('EaR TNA013'!$A$200:$A$20063>H88)),H76*$C$84*(SUMPRODUCT(('EaR TNA013'!$A$200:$A$20063)*('EaR TNA013'!$A$200:$A$20063>H88))-H88*MATCH(H88,$A$200:$A$20063,-1)))-H91,0)","v":0},{"$f":"IF(I88<1,IF(I88=0,I74*$C$84*SUMPRODUCT(('EaR TNA013'!$A$200:$A$20063)*('EaR TNA013'!$A$200:$A$20063>I88)),I76*$C$84*(SUMPRODUCT(('EaR TNA013'!$A$200:$A$20063)*('EaR TNA013'!$A$200:$A$20063>I88))-I88*MATCH(I88,$A$200:$A$20063,-1)))-I91,0)","v":0},{"$f":"IF(J88<1,IF(J88=0,J74*$C$84*SUMPRODUCT(('EaR TNA013'!$A$200:$A$20063)*('EaR TNA013'!$A$200:$A$20063>J88)),J76*$C$84*(SUMPRODUCT(('EaR TNA013'!$A$200:$A$20063)*('EaR TNA013'!$A$200:$A$20063>J88))-J88*MATCH(J88,$A$200:$A$20063,-1)))-J91,0)","v":0},{"$f":"IF(K88<1,IF(K88=0,K74*$C$84*SUMPRODUCT(('EaR TNA013'!$A$200:$A$20063)*('EaR TNA013'!$A$200:$A$20063>K88)),K76*$C$84*(SUMPRODUCT(('EaR TNA013'!$A$200:$A$20063)*('EaR TNA013'!$A$200:$A$20063>K88))-K88*MATCH(K88,$A$200:$A$20063,-1)))-K91,0)","v":1.1723423754340934E-4},{"$f":"IF(L88<1,IF(L88=0,L74*$C$84*SUMPRODUCT(('EaR TNA013'!$A$200:$A$20063)*('EaR TNA013'!$A$200:$A$20063>L88)),L76*$C$84*(SUMPRODUCT(('EaR TNA013'!$A$200:$A$20063)*('EaR TNA013'!$A$200:$A$20063>L88))-L88*MATCH(L88,$A$200:$A$20063,-1)))-L91,0)","v":1.4124341213564984E-3},{"$f":"IF(M88<1,IF(M88=0,M74*$C$84*SUMPRODUCT(('EaR TNA013'!$A$200:$A$20063)*('EaR TNA013'!$A$200:$A$20063>M88)),M76*$C$84*(SUMPRODUCT(('EaR TNA013'!$A$200:$A$20063)*('EaR TNA013'!$A$200:$A$20063>M88))-M88*MATCH(M88,$A$200:$A$20063,-1)))-M91,0)","v":4.1719307028249553E-3},{"$f":"IF(N88<1,IF(N88=0,N74*$C$84*SUMPRODUCT(('EaR TNA013'!$A$200:$A$20063)*('EaR TNA013'!$A$200:$A$20063>N88)),N76*$C$84*(SUMPRODUCT(('EaR TNA013'!$A$200:$A$20063)*('EaR TNA013'!$A$200:$A$20063>N88))-N88*MATCH(N88,$A$200:$A$20063,-1)))-N91,0)","v":9.3021378844975189E-3},{"$f":"IF(O88<1,IF(O88=0,O74*$C$84*SUMPRODUCT(('EaR TNA013'!$A$200:$A$20063)*('EaR TNA013'!$A$200:$A$20063>O88)),O76*$C$84*(SUMPRODUCT(('EaR TNA013'!$A$200:$A$20063)*('EaR TNA013'!$A$200:$A$20063>O88))-O88*MATCH(O88,$A$200:$A$20063,-1)))-O91,0)","v":1.8727561006983251E-2},{"$f":"IF(P88<1,IF(P88=0,P74*$C$84*SUMPRODUCT(('EaR TNA013'!$A$200:$A$20063)*('EaR TNA013'!$A$200:$A$20063>P88)),P76*$C$84*(SUMPRODUCT(('EaR TNA013'!$A$200:$A$20063)*('EaR TNA013'!$A$200:$A$20063>P88))-P88*MATCH(P88,$A$200:$A$20063,-1)))-P91,0)","v":2.6709287876688137E-2},{"$f":"IF(Q88<1,IF(Q88=0,Q74*$C$84*SUMPRODUCT(('EaR TNA013'!$A$200:$A$20063)*('EaR TNA013'!$A$200:$A$20063>Q88)),Q76*$C$84*(SUMPRODUCT(('EaR TNA013'!$A$200:$A$20063)*('EaR TNA013'!$A$200:$A$20063>Q88))-Q88*MATCH(Q88,$A$200:$A$20063,-1)))-Q91,0)","v":3.1037006226533492E-2},{"$f":"IF(R88<1,IF(R88=0,R74*$C$84*SUMPRODUCT(('EaR TNA013'!$A$200:$A$20063)*('EaR TNA013'!$A$200:$A$20063>R88)),R76*$C$84*(SUMPRODUCT(('EaR TNA013'!$A$200:$A$20063)*('EaR TNA013'!$A$200:$A$20063>R88))-R88*MATCH(R88,$A$200:$A$20063,-1)))-R91,0)","v":3.1037006226533492E-2},{"$f":"IF(S88<1,IF(S88=0,S74*$C$84*SUMPRODUCT(('EaR TNA013'!$A$200:$A$20063)*('EaR TNA013'!$A$200:$A$20063>S88)),S76*$C$84*(SUMPRODUCT(('EaR TNA013'!$A$200:$A$20063)*('EaR TNA013'!$A$200:$A$20063>S88))-S88*MATCH(S88,$A$200:$A$20063,-1)))-S91,0)","v":3.1037006226533492E-2},{"$f":"IF(T88<1,IF(T88=0,T74*$C$84*SUMPRODUCT(('EaR TNA013'!$A$200:$A$20063)*('EaR TNA013'!$A$200:$A$20063>T88)),T76*$C$84*(SUMPRODUCT(('EaR TNA013'!$A$200:$A$20063)*('EaR TNA013'!$A$200:$A$20063>T88))-T88*MATCH(T88,$A$200:$A$20063,-1)))-T91,0)","v":3.1037006226533492E-2},{"$f":"IF(U88<1,IF(U88=0,U74*$C$84*SUMPRODUCT(('EaR TNA013'!$A$200:$A$20063)*('EaR TNA013'!$A$200:$A$20063>U88)),U76*$C$84*(SUMPRODUCT(('EaR TNA013'!$A$200:$A$20063)*('EaR TNA013'!$A$200:$A$20063>U88))-U88*MATCH(U88,$A$200:$A$20063,-1)))-U91,0)","v":3.1037006226533492E-2},{"$f":"IF(V88<1,IF(V88=0,V74*$C$84*SUMPRODUCT(('EaR TNA013'!$A$200:$A$20063)*('EaR TNA013'!$A$200:$A$20063>V88)),V76*$C$84*(SUMPRODUCT(('EaR TNA013'!$A$200:$A$20063)*('EaR TNA013'!$A$200:$A$20063>V88))-V88*MATCH(V88,$A$200:$A$20063,-1)))-V91,0)","v":3.1037006226533492E-2},{"$f":"IF(W88<1,IF(W88=0,W74*$C$84*SUMPRODUCT(('EaR TNA013'!$A$200:$A$20063)*('EaR TNA013'!$A$200:$A$20063>W88)),W76*$C$84*(SUMPRODUCT(('EaR TNA013'!$A$200:$A$20063)*('EaR TNA013'!$A$200:$A$20063>W88))-W88*MATCH(W88,$A$200:$A$20063,-1)))-W91,0)","v":3.1037006226533492E-2},{"$f":"IF(X88<1,IF(X88=0,X74*$C$84*SUMPRODUCT(('EaR TNA013'!$A$200:$A$20063)*('EaR TNA013'!$A$200:$A$20063>X88)),X76*$C$84*(SUMPRODUCT(('EaR TNA013'!$A$200:$A$20063)*('EaR TNA013'!$A$200:$A$20063>X88))-X88*MATCH(X88,$A$200:$A$20063,-1)))-X91,0)","v":3.1037006226533492E-2},{"$f":"IF(Y88<1,IF(Y88=0,Y74*$C$84*SUMPRODUCT(('EaR TNA013'!$A$200:$A$20063)*('EaR TNA013'!$A$200:$A$20063>Y88)),Y76*$C$84*(SUMPRODUCT(('EaR TNA013'!$A$200:$A$20063)*('EaR TNA013'!$A$200:$A$20063>Y88))-Y88*MATCH(Y88,$A$200:$A$20063,-1)))-Y91,0)","v":3.1037006226533492E-2},{"$f":"IF(Z88<1,IF(Z88=0,Z74*$C$84*SUMPRODUCT(('EaR TNA013'!$A$200:$A$20063)*('EaR TNA013'!$A$200:$A$20063>Z88)),Z76*$C$84*(SUMPRODUCT(('EaR TNA013'!$A$200:$A$20063)*('EaR TNA013'!$A$200:$A$20063>Z88))-Z88*MATCH(Z88,$A$200:$A$20063,-1)))-Z91,0)","v":3.1037006226533492E-2},{"$f":"IF(AA88<1,IF(AA88=0,AA74*$C$84*SUMPRODUCT(('EaR TNA013'!$A$200:$A$20063)*('EaR TNA013'!$A$200:$A$20063>AA88)),AA76*$C$84*(SUMPRODUCT(('EaR TNA013'!$A$200:$A$20063)*('EaR TNA013'!$A$200:$A$20063>AA88))-AA88*MATCH(AA88,$A$200:$A$20063,-1)))-AA91,0)","v":3.1037006226533492E-2},{"$f":"IF(AB88<1,IF(AB88=0,AB74*$C$84*SUMPRODUCT(('EaR TNA013'!$A$200:$A$20063)*('EaR TNA013'!$A$200:$A$20063>AB88)),AB76*$C$84*(SUMPRODUCT(('EaR TNA013'!$A$200:$A$20063)*('EaR TNA013'!$A$200:$A$20063>AB88))-AB88*MATCH(AB88,$A$200:$A$20063,-1)))-AB91,0)","v":3.1037006226533492E-2},{"$f":"IF(AC88<1,IF(AC88=0,AC74*$C$84*SUMPRODUCT(('EaR TNA013'!$A$200:$A$20063)*('EaR TNA013'!$A$200:$A$20063>AC88)),AC76*$C$84*(SUMPRODUCT(('EaR TNA013'!$A$200:$A$20063)*('EaR TNA013'!$A$200:$A$20063>AC88))-AC88*MATCH(AC88,$A$200:$A$20063,-1)))-AC91,0)","v":3.1037006226533492E-2},{"$f":"IF(AD88<1,IF(AD88=0,AD74*$C$84*SUMPRODUCT(('EaR TNA013'!$A$200:$A$20063)*('EaR TNA013'!$A$200:$A$20063>AD88)),AD76*$C$84*(SUMPRODUCT(('EaR TNA013'!$A$200:$A$20063)*('EaR TNA013'!$A$200:$A$20063>AD88))-AD88*MATCH(AD88,$A$200:$A$20063,-1)))-AD91,0)","v":3.1037006226533492E-2},{"$f":"IF(AE88<1,IF(AE88=0,AE74*$C$84*SUMPRODUCT(('EaR TNA013'!$A$200:$A$20063)*('EaR TNA013'!$A$200:$A$20063>AE88)),AE76*$C$84*(SUMPRODUCT(('EaR TNA013'!$A$200:$A$20063)*('EaR TNA013'!$A$200:$A$20063>AE88))-AE88*MATCH(AE88,$A$200:$A$20063,-1)))-AE91,0)","v":3.1037006226533492E-2},{"$f":"IF(AF88<1,IF(AF88=0,AF74*$C$84*SUMPRODUCT(('EaR TNA013'!$A$200:$A$20063)*('EaR TNA013'!$A$200:$A$20063>AF88)),AF76*$C$84*(SUMPRODUCT(('EaR TNA013'!$A$200:$A$20063)*('EaR TNA013'!$A$200:$A$20063>AF88))-AF88*MATCH(AF88,$A$200:$A$20063,-1)))-AF91,0)","v":3.1037006226533492E-2},null,true,true,true,true,true,true]
["No of Tx",null,null,null,null,{"$f":"'EaR TNA013'!F23","v":1},{"$f":"F93","v":1},1,1,1,1,1,1,1,1,1,1,1,1,1,1,1,1,1,1,1,1,1,1,1,1,1,null,true,true,true,true,true,true]
["50% PoE","N",1,null,"EEatR, MWhrs",{"$f":"F89*$C94","v":0},0,0,0,0,0,0,0,0.28663056466045467,2.0253957369189339,3.423478017779169,4.0983648545122167,4.0983648545122167,4.0983648545122167,4.0983648545122167,4.0983648545122167,4.0983648545122167,4.0983648545122167,4.0983648545122167,4.0983648545122167,4.0983648545122167,4.0983648545122167,4.0983648545122167,4.0983648545122167,4.0983648545122167,4.0983648545122167,4.0983648545122167,null,true,true,true,true,true,true]
["50% PoE","N-1",null,null,"EEatR, MWhrs",{"$f":"F90*$C72*F93","v":0},0,0,0,0,0,0,0,0,0,0,0,0,0,0,0,0,0,0,0,0,0,0,0,0,0,0,null,true,true,true,true,true,true]
["10% LAR","N",1,null,"EEatR, MWhrs",{"$f":"F91*$C96","v":0},0,0,0,0,6.3306288770361846E-2,0.76271202192620191,2.2528354799526067,5.023138627737878,10.112851074189503,14.422970000946691,16.759930545176548,16.759930545176548,16.759930545176548,16.759930545176548,16.759930545176548,16.759930545176548,16.759930545176548,16.759930545176548,16.759930545176548,16.759930545176548,16.759930545176548,16.759930545176548,16.759930545176548,16.759930545176548,16.759930545176548,16.759930545176548,null,true,true,true,true,true,true]
["10% LAR","N-1",{"$f":"C72","v":3.744292237442922E-2},null,"EEatR, MWhrs",{"$f":"F92*$C97*F93","v":0},0,0,0,0,4.3895924559632718E-6,5.2885661164946508E-5,1.5620927745737273E-4,3.4829922672547785E-4,7.0121461304686135E-4,1.0000737926431174E-3,1.1621162148747698E-3,1.1621162148747698E-3,1.1621162148747698E-3,1.1621162148747698E-3,1.1621162148747698E-3,1.1621162148747698E-3,1.1621162148747698E-3,1.1621162148747698E-3,1.1621162148747698E-3,1.1621162148747698E-3,1.1621162148747698E-3,1.1621162148747698E-3,1.1621162148747698E-3,1.1621162148747698E-3,1.1621162148747698E-3,1.1621162148747698E-3,null,true,true,true,true,true,true]
[]
[]
[]
[]
[]
[]
["MLN021","50% PoE",{"$f":"EXP((1/11)*LN(Q104/F104))-1","v":4.2784751243821084E-2},null,"MW",{"$f":"IF($B$73=\"OFF\",'EaR TNA013'!F35,'EaR TNA013'!F39)","v":8.429999828338623},{"$f":"IF($B$73=\"OFF\",'EaR TNA013'!G35,'EaR TNA013'!G39)","v":9.2100000381469727},{"$f":"IF($B$73=\"OFF\",'EaR TNA013'!H35,'EaR TNA013'!H39)","v":10.014999866485594},{"$f":"IF($B$73=\"OFF\",'EaR TNA013'!I35,'EaR TNA013'!I39)","v":10.605000019073485},{"$f":"IF($B$73=\"OFF\",'EaR TNA013'!J35,'EaR TNA013'!J39)","v":11.035000324249269},{"$f":"IF($B$73=\"OFF\",'EaR TNA013'!K35,'EaR TNA013'!K39)","v":11.430000305175785},{"$f":"IF($B$73=\"OFF\",'EaR TNA013'!L35,'EaR TNA013'!L39)","v":11.735000133514404},{"$f":"IF($B$73=\"OFF\",'EaR TNA013'!M35,'EaR TNA013'!M39)","v":12.059999942779541},{"$f":"IF($B$73=\"OFF\",'EaR TNA013'!N35,'EaR TNA013'!N39)","v":12.49499988555908},{"$f":"IF($B$73=\"OFF\",'EaR TNA013'!O35,'EaR TNA013'!O39)","v":12.944999694824215},{"$f":"IF($B$73=\"OFF\",'EaR TNA013'!P35,'EaR TNA013'!P39)","v":13.234999656677246},{"$f":"IF($B$73=\"OFF\",'EaR TNA013'!Q35,'EaR TNA013'!Q39)","v":13.364999771118164},{"$f":"IF($B$73=\"OFF\",'EaR TNA013'!R35,'EaR TNA013'!R39)","v":13.364999771118164},{"$f":"IF($B$73=\"OFF\",'EaR TNA013'!S35,'EaR TNA013'!S39)","v":13.364999771118164},{"$f":"IF($B$73=\"OFF\",'EaR TNA013'!T35,'EaR TNA013'!T39)","v":13.364999771118164},{"$f":"IF($B$73=\"OFF\",'EaR TNA013'!U35,'EaR TNA013'!U39)","v":13.364999771118164},{"$f":"IF($B$73=\"OFF\",'EaR TNA013'!V35,'EaR TNA013'!V39)","v":13.364999771118164},{"$f":"IF($B$73=\"OFF\",'EaR TNA013'!W35,'EaR TNA013'!W39)","v":13.364999771118164},{"$f":"IF($B$73=\"OFF\",'EaR TNA013'!X35,'EaR TNA013'!X39)","v":13.364999771118164},{"$f":"IF($B$73=\"OFF\",'EaR TNA013'!Y35,'EaR TNA013'!Y39)","v":13.364999771118164},{"$f":"IF($B$73=\"OFF\",'EaR TNA013'!Z35,'EaR TNA013'!Z39)","v":13.364999771118164},{"$f":"IF($B$73=\"OFF\",'EaR TNA013'!AA35,'EaR TNA013'!AA39)","v":13.364999771118164},{"$f":"IF($B$73=\"OFF\",'EaR TNA013'!AB35,'EaR TNA013'!AB39)","v":13.364999771118164},{"$f":"IF($B$73=\"OFF\",'EaR TNA013'!AC35,'EaR TNA013'!AC39)","v":13.364999771118164},{"$f":"IF($B$73=\"OFF\",'EaR TNA013'!AD35,'EaR TNA013'!AD39)","v":13.364999771118164},{"$f":"IF($B$73=\"OFF\",'EaR TNA013'!AE35,'EaR TNA013'!AE39)","v":13.364999771118164},{"$f":"IF($B$73=\"OFF\",'EaR TNA013'!AF35,'EaR TNA013'!AF39)","v":13.364999771118164},null,true,true,true,true,true,true]
["Winter","load pf",{"$f":"F104/F106","v":0.99876118678897008},null,"MVAr",{"$f":"F112*F104","v":0.41999998688697809},0.45886120688250803,0.49896795946032785,0.52836298453698494,0.549786487053333,0.56946620119185498,0.58466192201169709,0.60085408315157807,0.62252667793017713,0.64494659700955237,0.65939499352861863,0.66587186748737559,0.66587186748737559,0.66587186748737559,0.66587186748737559,0.66587186748737559,0.66587186748737559,0.66587186748737559,0.66587186748737559,0.66587186748737559,0.66587186748737559,0.66587186748737559,0.66587186748737559,0.66587186748737559,0.66587186748737559,0.66587186748737559,0.66587186748737559,null,true,true,true,true,true,true]
[null,null,null,null,"MVA",{"$f":"(F104^2+F105^2)^0.5","v":8.4404559767096874},9.2214236596009886,10.027421969293725,10.618153928436781,11.048687584393358,11.444177503456437,11.749555638262816,12.074958560967506,12.510498055827201,12.96105602225348,13.251415685493283,13.381577045546601,13.381577045546601,13.381577045546601,13.381577045546601,13.381577045546601,13.381577045546601,13.381577045546601,13.381577045546601,13.381577045546601,13.381577045546601,13.381577045546601,13.381577045546601,13.381577045546601,13.381577045546601,13.381577045546601,13.381577045546601,null,true,true,true,true,true,true]
[null,null,null,null,"MVA",{"$f":"(F104^2+(F105-F113)^2)^0.5","v":8.4404559767096874},9.2214236596009886,10.027421969293725,10.618153928436781,11.048687584393358,11.444177503456437,11.749555638262816,12.074958560967506,12.510498055827201,12.96105602225348,13.251415685493283,13.381577045546601,13.381577045546601,13.381577045546601,13.381577045546601,13.381577045546601,13.381577045546601,13.381577045546601,13.381577045546601,13.381577045546601,13.381577045546601,13.381577045546601,13.381577045546601,13.381577045546601,13.381577045546601,13.381577045546601,13.381577045546601,null,true,true,true,true,true,true]
["50% PoE","N","CR",null,"MVA",{"$f":"$F$27","v":12.960000038146971},12.960000038146971,12.960000038146971,12.960000038146971,12.960000038146971,12.960000038146971,12.960000038146971,12.960000038146971,12.960000038146971,12.960000038146971,12.960000038146971,12.960000038146971,12.960000038146971,12.960000038146971,12.960000038146971,12.960000038146971,12.960000038146971,12.960000038146971,12.960000038146971,12.960000038146971,12.960000038146971,12.960000038146971,12.960000038146971,12.960000038146971,12.960000038146971,12.960000038146971,12.960000038146971,null,true,true,true,true,true,true]
["50% PoE","N-1","CR",null,"MVA",{"$f":"$G$27","v":12.960000038146971},12.960000038146971,12.960000038146971,12.960000038146971,12.960000038146971,12.960000038146971,12.960000038146971,12.960000038146971,12.960000038146971,12.960000038146971,12.960000038146971,12.960000038146971,12.960000038146971,12.960000038146971,12.960000038146971,12.960000038146971,12.960000038146971,12.960000038146971,12.960000038146971,12.960000038146971,12.960000038146971,12.960000038146971,12.960000038146971,12.960000038146971,12.960000038146971,12.960000038146971,12.960000038146971,null,true,true,true,true,true,true]
["50% LAR","N",null,null,"Ratio Rating/Load",{"$f":"IF(F107=0,100,TRUNC(F108/F107,5))","v":1.53546},1.4054199999999999,1.2924500000000001,1.22055,1.1729799999999999,1.13245,1.1030199999999999,1.0732900000000001,1.03592,0.99990999999999997,0.97799999999999998,0.96848999999999996,0.96848999999999996,0.96848999999999996,0.96848999999999996,0.96848999999999996,0.96848999999999996,0.96848999999999996,0.96848999999999996,0.96848999999999996,0.96848999999999996,0.96848999999999996,0.96848999999999996,0.96848999999999996,0.96848999999999996,0.96848999999999996,0.96848999999999996,null,true,true,true,true,true,true]
["50% LAR","N-1",null,null,"Ratio Rating/Load",{"$f":"IF(F107=0,100,TRUNC(F109/F107,5))","v":1.53546},1.4054199999999999,1.2924500000000001,1.22055,1.1729799999999999,1.13245,1.1030199999999999,1.0732900000000001,1.03592,0.99990999999999997,0.97799999999999998,0.96848999999999996,0.96848999999999996,0.96848999999999996,0.96848999999999996,0.96848999999999996,0.96848999999999996,0.96848999999999996,0.96848999999999996,0.96848999999999996,0.96848999999999996,0.96848999999999996,0.96848999999999996,0.96848999999999996,0.96848999999999996,0.96848999999999996,0.96848999999999996,null,true,true,true,true,true,true]
["Load tan Phi",null,{"$f":"$H$27","v":4.9822063515955174E-2},null,"MVA",{"$f":"C112","v":4.9822063515955174E-2},{"$f":"$I$27","v":4.9822063515955174E-2},{"$f":"G112","v":4.9822063515955174E-2},4.9822063515955174E-2,4.9822063515955174E-2,4.9822063515955174E-2,4.9822063515955174E-2,4.9822063515955174E-2,4.9822063515955174E-2,4.9822063515955174E-2,4.9822063515955174E-2,4.9822063515955174E-2,4.9822063515955174E-2,4.9822063515955174E-2,4.9822063515955174E-2,4.9822063515955174E-2,4.9822063515955174E-2,4.9822063515955174E-2,{"$f":"W112","v":4.9822063515955174E-2},4.9822063515955174E-2,4.9822063515955174E-2,4.9822063515955174E-2,4.9822063515955174E-2,4.9822063515955174E-2,4.9822063515955174E-2,4.9822063515955174E-2,4.9822063515955174E-2,null,true,true,true,true,true,true]
["Cap",null,0,null,"MVAr",{"$f":"C113","v":0},{"$f":"$L$27","v":0},0,0,0,0,0,0,0,0,0,0,0,0,0,0,0,0,0,0,0,0,0,0,0,0,0,null,true,true,true,true,true,true]
["10% PoE","10%/50%",{"$f":"$J$27","v":1.3280266378437691},null,"MVA",{"$f":"((F104*$C114)^2+(F104*$C114*F112-F113)^2)^0.5","v":11.209150372618112},12.246296258792889,13.316683484121892,14.101191261689507,14.672951425288105,15.198172572802552,15.603722870440466,16.03586661982451,16.614274670831207,17.212627652138028,17.598233019475828,17.771090772844609,17.771090772844609,17.771090772844609,17.771090772844609,17.771090772844609,17.771090772844609,17.771090772844609,17.771090772844609,17.771090772844609,17.771090772844609,17.771090772844609,17.771090772844609,17.771090772844609,17.771090772844609,17.771090772844609,17.771090772844609,null,true,true,true,true,true,true]
["10% PoE","N","CR",null,"MVA",{"$f":"F108","v":12.960000038146971},12.960000038146971,12.960000038146971,12.960000038146971,12.960000038146971,12.960000038146971,12.960000038146971,12.960000038146971,12.960000038146971,12.960000038146971,12.960000038146971,12.960000038146971,12.960000038146971,12.960000038146971,12.960000038146971,12.960000038146971,12.960000038146971,12.960000038146971,12.960000038146971,12.960000038146971,12.960000038146971,12.960000038146971,12.960000038146971,12.960000038146971,12.960000038146971,12.960000038146971,12.960000038146971,null,true,true,true,true,true,true]
["10% PoE","N-1","CR",null,"MVA",12.960000038146971,12.960000038146971,12.960000038146971,12.960000038146971,12.960000038146971,12.960000038146971,12.960000038146971,12.960000038146971,12.960000038146971,12.960000038146971,12.960000038146971,12.960000038146971,12.960000038146971,12.960000038146971,12.960000038146971,12.960000038146971,12.960000038146971,12.960000038146971,12.960000038146971,12.960000038146971,12.960000038146971,12.960000038146971,12.960000038146971,12.960000038146971,12.960000038146971,12.960000038146971,12.960000038146971,null,true,true,true,true,true,true]
["10% LAR","N",null,null,"Ratio Rating/Load",{"$f":"IF(F114=0,100,TRUNC(F115/F114,5))","v":1.1561900000000001},1.05827,0.97321000000000002,0.91907000000000005,0.88324999999999998,0.85272999999999999,0.83057000000000003,0.80818000000000001,0.78005000000000002,0.75292999999999999,0.73643000000000003,0.72926999999999997,0.72926999999999997,0.72926999999999997,0.72926999999999997,0.72926999999999997,0.72926999999999997,0.72926999999999997,0.72926999999999997,0.72926999999999997,0.72926999999999997,0.72926999999999997,0.72926999999999997,0.72926999999999997,0.72926999999999997,0.72926999999999997,0.72926999999999997,null,true,true,true,true,true,true]
["10% LAR","N-1",null,null,"Ratio Rating/Load",{"$f":"IF(F114=0,100,TRUNC(F116/F114,5))","v":1.1561900000000001},1.05827,0.97321000000000002,0.91907000000000005,0.88324999999999998,0.85272999999999999,0.83057000000000003,0.80818000000000001,0.78005000000000002,0.75292999999999999,0.73643000000000003,0.72926999999999997,0.72926999999999997,0.72926999999999997,0.72926999999999997,0.72926999999999997,0.72926999999999997,0.72926999999999997,0.72926999999999997,0.72926999999999997,0.72926999999999997,0.72926999999999997,0.72926999999999997,0.72926999999999997,0.72926999999999997,0.72926999999999997,0.72926999999999997,null,true,true,true,true,true,true]
["50% PoE","N",null,null,"EatR, MWhrs",{"$f":"IF(F110<1,F104*((SUMPRODUCT(('EaR TNA013'!$C$200:$C$20063)*('EaR TNA013'!$C$200:$C$20063>F110)))-F110*MATCH(F110,$C$200:$C$20063,-1)),0)","v":0},{"$f":"IF(G110<1,G104*((SUMPRODUCT(('EaR TNA013'!$C$200:$C$20063)*('EaR TNA013'!$C$200:$C$20063>G110)))-G110*MATCH(G110,$C$200:$C$20063,-1)),0)","v":0},{"$f":"IF(H110<1,H104*((SUMPRODUCT(('EaR TNA013'!$C$200:$C$20063)*('EaR TNA013'!$C$200:$C$20063>H110)))-H110*MATCH(H110,$C$200:$C$20063,-1)),0)","v":0},{"$f":"IF(I110<1,I104*((SUMPRODUCT(('EaR TNA013'!$C$200:$C$20063)*('EaR TNA013'!$C$200:$C$20063>I110)))-I110*MATCH(I110,$C$200:$C$20063,-1)),0)","v":0},{"$f":"IF(J110<1,J104*((SUMPRODUCT(('EaR TNA013'!$C$200:$C$20063)*('EaR TNA013'!$C$200:$C$20063>J110)))-J110*MATCH(J110,$C$200:$C$20063,-1)),0)","v":0},{"$f":"IF(K110<1,K104*((SUMPRODUCT(('EaR TNA013'!$C$200:$C$20063)*('EaR TNA013'!$C$200:$C$20063>K110)))-K110*MATCH(K110,$C$200:$C$20063,-1)),0)","v":0},{"$f":"IF(L110<1,L104*((SUMPRODUCT(('EaR TNA013'!$C$200:$C$20063)*('EaR TNA013'!$C$200:$C$20063>L110)))-L110*MATCH(L110,$C$200:$C$20063,-1)),0)","v":0},{"$f":"IF(M110<1,M104*((SUMPRODUCT(('EaR TNA013'!$C$200:$C$20063)*('EaR TNA013'!$C$200:$C$20063>M110)))-M110*MATCH(M110,$C$200:$C$20063,-1)),0)","v":0},{"$f":"IF(N110<1,N104*((SUMPRODUCT(('EaR TNA013'!$C$200:$C$20063)*('EaR TNA013'!$C$200:$C$20063>N110)))-N110*MATCH(N110,$C$200:$C$20063,-1)),0)","v":0},{"$f":"IF(O110<1,O104*((SUMPRODUCT(('EaR TNA013'!$C$200:$C$20063)*('EaR TNA013'!$C$200:$C$20063>O110)))-O110*MATCH(O110,$C$200:$C$20063,-1)),0)","v":1.165049972534626E-3},{"$f":"IF(P110<1,P104*((SUMPRODUCT(('EaR TNA013'!$C$200:$C$20063)*('EaR TNA013'!$C$200:$C$20063>P110)))-P110*MATCH(P110,$C$200:$C$20063,-1)),0)","v":0.672064018066309},{"$f":"IF(Q110<1,Q104*((SUMPRODUCT(('EaR TNA013'!$C$200:$C$20063)*('EaR TNA013'!$C$200:$C$20063>Q110)))-Q110*MATCH(Q110,$C$200:$C$20063,-1)),0)","v":1.2693328342620838},{"$f":"IF(R110<1,R104*((SUMPRODUCT(('EaR TNA013'!$C$200:$C$20063)*('EaR TNA013'!$C$200:$C$20063>R110)))-R110*MATCH(R110,$C$200:$C$20063,-1)),0)","v":1.2693328342620838},{"$f":"IF(S110<1,S104*((SUMPRODUCT(('EaR TNA013'!$C$200:$C$20063)*('EaR TNA013'!$C$200:$C$20063>S110)))-S110*MATCH(S110,$C$200:$C$20063,-1)),0)","v":1.2693328342620838},{"$f":"IF(T110<1,T104*((SUMPRODUCT(('EaR TNA013'!$C$200:$C$20063)*('EaR TNA013'!$C$200:$C$20063>T110)))-T110*MATCH(T110,$C$200:$C$20063,-1)),0)","v":1.2693328342620838},{"$f":"IF(U110<1,U104*((SUMPRODUCT(('EaR TNA013'!$C$200:$C$20063)*('EaR TNA013'!$C$200:$C$20063>U110)))-U110*MATCH(U110,$C$200:$C$20063,-1)),0)","v":1.2693328342620838},{"$f":"IF(V110<1,V104*((SUMPRODUCT(('EaR TNA013'!$C$200:$C$20063)*('EaR TNA013'!$C$200:$C$20063>V110)))-V110*MATCH(V110,$C$200:$C$20063,-1)),0)","v":1.2693328342620838},{"$f":"IF(W110<1,W104*((SUMPRODUCT(('EaR TNA013'!$C$200:$C$20063)*('EaR TNA013'!$C$200:$C$20063>W110)))-W110*MATCH(W110,$C$200:$C$20063,-1)),0)","v":1.2693328342620838},{"$f":"IF(X110<1,X104*((SUMPRODUCT(('EaR TNA013'!$C$200:$C$20063)*('EaR TNA013'!$C$200:$C$20063>X110)))-X110*MATCH(X110,$C$200:$C$20063,-1)),0)","v":1.2693328342620838},{"$f":"IF(Y110<1,Y104*((SUMPRODUCT(('EaR TNA013'!$C$200:$C$20063)*('EaR TNA013'!$C$200:$C$20063>Y110)))-Y110*MATCH(Y110,$C$200:$C$20063,-1)),0)","v":1.2693328342620838},{"$f":"IF(Z110<1,Z104*((SUMPRODUCT(('EaR TNA013'!$C$200:$C$20063)*('EaR TNA013'!$C$200:$C$20063>Z110)))-Z110*MATCH(Z110,$C$200:$C$20063,-1)),0)","v":1.2693328342620838},{"$f":"IF(AA110<1,AA104*((SUMPRODUCT(('EaR TNA013'!$C$200:$C$20063)*('EaR TNA013'!$C$200:$C$20063>AA110)))-AA110*MATCH(AA110,$C$200:$C$20063,-1)),0)","v":1.2693328342620838},{"$f":"IF(AB110<1,AB104*((SUMPRODUCT(('EaR TNA013'!$C$200:$C$20063)*('EaR TNA013'!$C$200:$C$20063>AB110)))-AB110*MATCH(AB110,$C$200:$C$20063,-1)),0)","v":1.2693328342620838},{"$f":"IF(AC110<1,AC104*((SUMPRODUCT(('EaR TNA013'!$C$200:$C$20063)*('EaR TNA013'!$C$200:$C$20063>AC110)))-AC110*MATCH(AC110,$C$200:$C$20063,-1)),0)","v":1.2693328342620838},{"$f":"IF(AD110<1,AD104*((SUMPRODUCT(('EaR TNA013'!$C$200:$C$20063)*('EaR TNA013'!$C$200:$C$20063>AD110)))-AD110*MATCH(AD110,$C$200:$C$20063,-1)),0)","v":1.2693328342620838},{"$f":"IF(AE110<1,AE104*((SUMPRODUCT(('EaR TNA013'!$C$200:$C$20063)*('EaR TNA013'!$C$200:$C$20063>AE110)))-AE110*MATCH(AE110,$C$200:$C$20063,-1)),0)","v":1.2693328342620838},{"$f":"IF(AF110<1,AF104*((SUMPRODUCT(('EaR TNA013'!$C$200:$C$20063)*('EaR TNA013'!$C$200:$C$20063>AF110)))-AF110*MATCH(AF110,$C$200:$C$20063,-1)),0)","v":1.2693328342620838},null,true,true,true,true,true,true]
["50% PoE","N-1",null,null,"EatR, MWhrs",{"$f":"IF(F111<1,IF(F111=0,F97*SUMPRODUCT(('EaR TNA013'!$C$200:$C$20063)*('EaR TNA013'!$C$200:$C$20063>F111)),F104*(SUMPRODUCT(('EaR TNA013'!$C$200:$C$20063)*('EaR TNA013'!$C$200:$C$20063>F111))-F111*MATCH(F111,$C$200:$C$20063,-1)))-F119,0)","v":0},{"$f":"IF(G111<1,IF(G111=0,G97*SUMPRODUCT(('EaR TNA013'!$C$200:$C$20063)*('EaR TNA013'!$C$200:$C$20063>G111)),G104*(SUMPRODUCT(('EaR TNA013'!$C$200:$C$20063)*('EaR TNA013'!$C$200:$C$20063>G111))-G111*MATCH(G111,$C$200:$C$20063,-1)))-G119,0)","v":0},{"$f":"IF(H111<1,IF(H111=0,H97*SUMPRODUCT(('EaR TNA013'!$C$200:$C$20063)*('EaR TNA013'!$C$200:$C$20063>H111)),H104*(SUMPRODUCT(('EaR TNA013'!$C$200:$C$20063)*('EaR TNA013'!$C$200:$C$20063>H111))-H111*MATCH(H111,$C$200:$C$20063,-1)))-H119,0)","v":0},{"$f":"IF(I111<1,IF(I111=0,I97*SUMPRODUCT(('EaR TNA013'!$C$200:$C$20063)*('EaR TNA013'!$C$200:$C$20063>I111)),I104*(SUMPRODUCT(('EaR TNA013'!$C$200:$C$20063)*('EaR TNA013'!$C$200:$C$20063>I111))-I111*MATCH(I111,$C$200:$C$20063,-1)))-I119,0)","v":0},{"$f":"IF(J111<1,IF(J111=0,J97*SUMPRODUCT(('EaR TNA013'!$C$200:$C$20063)*('EaR TNA013'!$C$200:$C$20063>J111)),J104*(SUMPRODUCT(('EaR TNA013'!$C$200:$C$20063)*('EaR TNA013'!$C$200:$C$20063>J111))-J111*MATCH(J111,$C$200:$C$20063,-1)))-J119,0)","v":0},{"$f":"IF(K111<1,IF(K111=0,K97*SUMPRODUCT(('EaR TNA013'!$C$200:$C$20063)*('EaR TNA013'!$C$200:$C$20063>K111)),K104*(SUMPRODUCT(('EaR TNA013'!$C$200:$C$20063)*('EaR TNA013'!$C$200:$C$20063>K111))-K111*MATCH(K111,$C$200:$C$20063,-1)))-K119,0)","v":0},{"$f":"IF(L111<1,IF(L111=0,L97*SUMPRODUCT(('EaR TNA013'!$C$200:$C$20063)*('EaR TNA013'!$C$200:$C$20063>L111)),L104*(SUMPRODUCT(('EaR TNA013'!$C$200:$C$20063)*('EaR TNA013'!$C$200:$C$20063>L111))-L111*MATCH(L111,$C$200:$C$20063,-1)))-L119,0)","v":0},{"$f":"IF(M111<1,IF(M111=0,M97*SUMPRODUCT(('EaR TNA013'!$C$200:$C$20063)*('EaR TNA013'!$C$200:$C$20063>M111)),M104*(SUMPRODUCT(('EaR TNA013'!$C$200:$C$20063)*('EaR TNA013'!$C$200:$C$20063>M111))-M111*MATCH(M111,$C$200:$C$20063,-1)))-M119,0)","v":0},{"$f":"IF(N111<1,IF(N111=0,N97*SUMPRODUCT(('EaR TNA013'!$C$200:$C$20063)*('EaR TNA013'!$C$200:$C$20063>N111)),N104*(SUMPRODUCT(('EaR TNA013'!$C$200:$C$20063)*('EaR TNA013'!$C$200:$C$20063>N111))-N111*MATCH(N111,$C$200:$C$20063,-1)))-N119,0)","v":0},{"$f":"IF(O111<1,IF(O111=0,O97*SUMPRODUCT(('EaR TNA013'!$C$200:$C$20063)*('EaR TNA013'!$C$200:$C$20063>O111)),O104*(SUMPRODUCT(('EaR TNA013'!$C$200:$C$20063)*('EaR TNA013'!$C$200:$C$20063>O111))-O111*MATCH(O111,$C$200:$C$20063,-1)))-O119,0)","v":0},{"$f":"IF(P111<1,IF(P111=0,P97*SUMPRODUCT(('EaR TNA013'!$C$200:$C$20063)*('EaR TNA013'!$C$200:$C$20063>P111)),P104*(SUMPRODUCT(('EaR TNA013'!$C$200:$C$20063)*('EaR TNA013'!$C$200:$C$20063>P111))-P111*MATCH(P111,$C$200:$C$20063,-1)))-P119,0)","v":0},{"$f":"IF(Q111<1,IF(Q111=0,Q97*SUMPRODUCT(('EaR TNA013'!$C$200:$C$20063)*('EaR TNA013'!$C$200:$C$20063>Q111)),Q104*(SUMPRODUCT(('EaR TNA013'!$C$200:$C$20063)*('EaR TNA013'!$C$200:$C$20063>Q111))-Q111*MATCH(Q111,$C$200:$C$20063,-1)))-Q119,0)","v":0},{"$f":"IF(R111<1,IF(R111=0,R97*SUMPRODUCT(('EaR TNA013'!$C$200:$C$20063)*('EaR TNA013'!$C$200:$C$20063>R111)),R104*(SUMPRODUCT(('EaR TNA013'!$C$200:$C$20063)*('EaR TNA013'!$C$200:$C$20063>R111))-R111*MATCH(R111,$C$200:$C$20063,-1)))-R119,0)","v":0},{"$f":"IF(S111<1,IF(S111=0,S97*SUMPRODUCT(('EaR TNA013'!$C$200:$C$20063)*('EaR TNA013'!$C$200:$C$20063>S111)),S104*(SUMPRODUCT(('EaR TNA013'!$C$200:$C$20063)*('EaR TNA013'!$C$200:$C$20063>S111))-S111*MATCH(S111,$C$200:$C$20063,-1)))-S119,0)","v":0},{"$f":"IF(T111<1,IF(T111=0,T97*SUMPRODUCT(('EaR TNA013'!$C$200:$C$20063)*('EaR TNA013'!$C$200:$C$20063>T111)),T104*(SUMPRODUCT(('EaR TNA013'!$C$200:$C$20063)*('EaR TNA013'!$C$200:$C$20063>T111))-T111*MATCH(T111,$C$200:$C$20063,-1)))-T119,0)","v":0},{"$f":"IF(U111<1,IF(U111=0,U97*SUMPRODUCT(('EaR TNA013'!$C$200:$C$20063)*('EaR TNA013'!$C$200:$C$20063>U111)),U104*(SUMPRODUCT(('EaR TNA013'!$C$200:$C$20063)*('EaR TNA013'!$C$200:$C$20063>U111))-U111*MATCH(U111,$C$200:$C$20063,-1)))-U119,0)","v":0},{"$f":"IF(V111<1,IF(V111=0,V97*SUMPRODUCT(('EaR TNA013'!$C$200:$C$20063)*('EaR TNA013'!$C$200:$C$20063>V111)),V104*(SUMPRODUCT(('EaR TNA013'!$C$200:$C$20063)*('EaR TNA013'!$C$200:$C$20063>V111))-V111*MATCH(V111,$C$200:$C$20063,-1)))-V119,0)","v":0},{"$f":"IF(W111<1,IF(W111=0,W97*SUMPRODUCT(('EaR TNA013'!$C$200:$C$20063)*('EaR TNA013'!$C$200:$C$20063>W111)),W104*(SUMPRODUCT(('EaR TNA013'!$C$200:$C$20063)*('EaR TNA013'!$C$200:$C$20063>W111))-W111*MATCH(W111,$C$200:$C$20063,-1)))-W119,0)","v":0},{"$f":"IF(X111<1,IF(X111=0,X97*SUMPRODUCT(('EaR TNA013'!$C$200:$C$20063)*('EaR TNA013'!$C$200:$C$20063>X111)),X104*(SUMPRODUCT(('EaR TNA013'!$C$200:$C$20063)*('EaR TNA013'!$C$200:$C$20063>X111))-X111*MATCH(X111,$C$200:$C$20063,-1)))-X119,0)","v":0},{"$f":"IF(Y111<1,IF(Y111=0,Y97*SUMPRODUCT(('EaR TNA013'!$C$200:$C$20063)*('EaR TNA013'!$C$200:$C$20063>Y111)),Y104*(SUMPRODUCT(('EaR TNA013'!$C$200:$C$20063)*('EaR TNA013'!$C$200:$C$20063>Y111))-Y111*MATCH(Y111,$C$200:$C$20063,-1)))-Y119,0)","v":0},{"$f":"IF(Z111<1,IF(Z111=0,Z97*SUMPRODUCT(('EaR TNA013'!$C$200:$C$20063)*('EaR TNA013'!$C$200:$C$20063>Z111)),Z104*(SUMPRODUCT(('EaR TNA013'!$C$200:$C$20063)*('EaR TNA013'!$C$200:$C$20063>Z111))-Z111*MATCH(Z111,$C$200:$C$20063,-1)))-Z119,0)","v":0},{"$f":"IF(AA111<1,IF(AA111=0,AA97*SUMPRODUCT(('EaR TNA013'!$C$200:$C$20063)*('EaR TNA013'!$C$200:$C$20063>AA111)),AA104*(SUMPRODUCT(('EaR TNA013'!$C$200:$C$20063)*('EaR TNA013'!$C$200:$C$20063>AA111))-AA111*MATCH(AA111,$C$200:$C$20063,-1)))-AA119,0)","v":0},{"$f":"IF(AB111<1,IF(AB111=0,AB97*SUMPRODUCT(('EaR TNA013'!$C$200:$C$20063)*('EaR TNA013'!$C$200:$C$20063>AB111)),AB104*(SUMPRODUCT(('EaR TNA013'!$C$200:$C$20063)*('EaR TNA013'!$C$200:$C$20063>AB111))-AB111*MATCH(AB111,$C$200:$C$20063,-1)))-AB119,0)","v":0},{"$f":"IF(AC111<1,IF(AC111=0,AC97*SUMPRODUCT(('EaR TNA013'!$C$200:$C$20063)*('EaR TNA013'!$C$200:$C$20063>AC111)),AC104*(SUMPRODUCT(('EaR TNA013'!$C$200:$C$20063)*('EaR TNA013'!$C$200:$C$20063>AC111))-AC111*MATCH(AC111,$C$200:$C$20063,-1)))-AC119,0)","v":0},{"$f":"IF(AD111<1,IF(AD111=0,AD97*SUMPRODUCT(('EaR TNA013'!$C$200:$C$20063)*('EaR TNA013'!$C$200:$C$20063>AD111)),AD104*(SUMPRODUCT(('EaR TNA013'!$C$200:$C$20063)*('EaR TNA013'!$C$200:$C$20063>AD111))-AD111*MATCH(AD111,$C$200:$C$20063,-1)))-AD119,0)","v":0},{"$f":"IF(AE111<1,IF(AE111=0,AE97*SUMPRODUCT(('EaR TNA013'!$C$200:$C$20063)*('EaR TNA013'!$C$200:$C$20063>AE111)),AE104*(SUMPRODUCT(('EaR TNA013'!$C$200:$C$20063)*('EaR TNA013'!$C$200:$C$20063>AE111))-AE111*MATCH(AE111,$C$200:$C$20063,-1)))-AE119,0)","v":0},{"$f":"IF(AF111<1,IF(AF111=0,AF97*SUMPRODUCT(('EaR TNA013'!$C$200:$C$20063)*('EaR TNA013'!$C$200:$C$20063>AF111)),AF104*(SUMPRODUCT(('EaR TNA013'!$C$200:$C$20063)*('EaR TNA013'!$C$200:$C$20063>AF111))-AF111*MATCH(AF111,$C$200:$C$20063,-1)))-AF119,0)","v":0},null,true,true,true,true,true,true]
["10% LAR","N",null,null,"EatR, MWhrs",{"$f":"IF(F117<1,F104*$C$114*((SUMPRODUCT(('EaR TNA013'!$C$200:$C$20063)*('EaR TNA013'!$C$200:$C$20063>F117)))-F117*MATCH(F117,$C$200:$C$20063,-1)),0)","v":0},{"$f":"IF(G117<1,G104*$C$114*((SUMPRODUCT(('EaR TNA013'!$C$200:$C$20063)*('EaR TNA013'!$C$200:$C$20063>G117)))-G117*MATCH(G117,$C$200:$C$20063,-1)),0)","v":0},{"$f":"IF(H117<1,H104*$C$114*((SUMPRODUCT(('EaR TNA013'!$C$200:$C$20063)*('EaR TNA013'!$C$200:$C$20063>H117)))-H117*MATCH(H117,$C$200:$C$20063,-1)),0)","v":0.94929283851260682},{"$f":"IF(I117<1,I104*$C$114*((SUMPRODUCT(('EaR TNA013'!$C$200:$C$20063)*('EaR TNA013'!$C$200:$C$20063>I117)))-I117*MATCH(I117,$C$200:$C$20063,-1)),0)","v":7.4980654248053176},{"$f":"IF(J117<1,J104*$C$114*((SUMPRODUCT(('EaR TNA013'!$C$200:$C$20063)*('EaR TNA013'!$C$200:$C$20063>J117)))-J117*MATCH(J117,$C$200:$C$20063,-1)),0)","v":19.45605509355094},{"$f":"IF(K117<1,K104*$C$114*((SUMPRODUCT(('EaR TNA013'!$C$200:$C$20063)*('EaR TNA013'!$C$200:$C$20063>K117)))-K117*MATCH(K117,$C$200:$C$20063,-1)),0)","v":38.528531930088953},{"$f":"IF(L117<1,L104*$C$114*((SUMPRODUCT(('EaR TNA013'!$C$200:$C$20063)*('EaR TNA013'!$C$200:$C$20063>L117)))-L117*MATCH(L117,$C$200:$C$20063,-1)),0)","v":58.430122783271202},{"$f":"IF(M117<1,M104*$C$114*((SUMPRODUCT(('EaR TNA013'!$C$200:$C$20063)*('EaR TNA013'!$C$200:$C$20063>M117)))-M117*MATCH(M117,$C$200:$C$20063,-1)),0)","v":82.052885735739508},{"$f":"IF(N117<1,N104*$C$114*((SUMPRODUCT(('EaR TNA013'!$C$200:$C$20063)*('EaR TNA013'!$C$200:$C$20063>N117)))-N117*MATCH(N117,$C$200:$C$20063,-1)),0)","v":118.75829571730517},{"$f":"IF(O117<1,O104*$C$114*((SUMPRODUCT(('EaR TNA013'!$C$200:$C$20063)*('EaR TNA013'!$C$200:$C$20063>O117)))-O117*MATCH(O117,$C$200:$C$20063,-1)),0)","v":175.41049476150462},{"$f":"IF(P117<1,P104*$C$114*((SUMPRODUCT(('EaR TNA013'!$C$200:$C$20063)*('EaR TNA013'!$C$200:$C$20063>P117)))-P117*MATCH(P117,$C$200:$C$20063,-1)),0)","v":228.26142554840595},{"$f":"IF(Q117<1,Q104*$C$114*((SUMPRODUCT(('EaR TNA013'!$C$200:$C$20063)*('EaR TNA013'!$C$200:$C$20063>Q117)))-Q117*MATCH(Q117,$C$200:$C$20063,-1)),0)","v":258.18648077583885},{"$f":"IF(R117<1,R104*$C$114*((SUMPRODUCT(('EaR TNA013'!$C$200:$C$20063)*('EaR TNA013'!$C$200:$C$20063>R117)))-R117*MATCH(R117,$C$200:$C$20063,-1)),0)","v":258.18648077583885},{"$f":"IF(S117<1,S104*$C$114*((SUMPRODUCT(('EaR TNA013'!$C$200:$C$20063)*('EaR TNA013'!$C$200:$C$20063>S117)))-S117*MATCH(S117,$C$200:$C$20063,-1)),0)","v":258.18648077583885},{"$f":"IF(T117<1,T104*$C$114*((SUMPRODUCT(('EaR TNA013'!$C$200:$C$20063)*('EaR TNA013'!$C$200:$C$20063>T117)))-T117*MATCH(T117,$C$200:$C$20063,-1)),0)","v":258.18648077583885},{"$f":"IF(U117<1,U104*$C$114*((SUMPRODUCT(('EaR TNA013'!$C$200:$C$20063)*('EaR TNA013'!$C$200:$C$20063>U117)))-U117*MATCH(U117,$C$200:$C$20063,-1)),0)","v":258.18648077583885},{"$f":"IF(V117<1,V104*$C$114*((SUMPRODUCT(('EaR TNA013'!$C$200:$C$20063)*('EaR TNA013'!$C$200:$C$20063>V117)))-V117*MATCH(V117,$C$200:$C$20063,-1)),0)","v":258.18648077583885},{"$f":"IF(W117<1,W104*$C$114*((SUMPRODUCT(('EaR TNA013'!$C$200:$C$20063)*('EaR TNA013'!$C$200:$C$20063>W117)))-W117*MATCH(W117,$C$200:$C$20063,-1)),0)","v":258.18648077583885},{"$f":"IF(X117<1,X104*$C$114*((SUMPRODUCT(('EaR TNA013'!$C$200:$C$20063)*('EaR TNA013'!$C$200:$C$20063>X117)))-X117*MATCH(X117,$C$200:$C$20063,-1)),0)","v":258.18648077583885},{"$f":"IF(Y117<1,Y104*$C$114*((SUMPRODUCT(('EaR TNA013'!$C$200:$C$20063)*('EaR TNA013'!$C$200:$C$20063>Y117)))-Y117*MATCH(Y117,$C$200:$C$20063,-1)),0)","v":258.18648077583885},{"$f":"IF(Z117<1,Z104*$C$114*((SUMPRODUCT(('EaR TNA013'!$C$200:$C$20063)*('EaR TNA013'!$C$200:$C$20063>Z117)))-Z117*MATCH(Z117,$C$200:$C$20063,-1)),0)","v":258.18648077583885},{"$f":"IF(AA117<1,AA104*$C$114*((SUMPRODUCT(('EaR TNA013'!$C$200:$C$20063)*('EaR TNA013'!$C$200:$C$20063>AA117)))-AA117*MATCH(AA117,$C$200:$C$20063,-1)),0)","v":258.18648077583885},{"$f":"IF(AB117<1,AB104*$C$114*((SUMPRODUCT(('EaR TNA013'!$C$200:$C$20063)*('EaR TNA013'!$C$200:$C$20063>AB117)))-AB117*MATCH(AB117,$C$200:$C$20063,-1)),0)","v":258.18648077583885},{"$f":"IF(AC117<1,AC104*$C$114*((SUMPRODUCT(('EaR TNA013'!$C$200:$C$20063)*('EaR TNA013'!$C$200:$C$20063>AC117)))-AC117*MATCH(AC117,$C$200:$C$20063,-1)),0)","v":258.18648077583885},{"$f":"IF(AD117<1,AD104*$C$114*((SUMPRODUCT(('EaR TNA013'!$C$200:$C$20063)*('EaR TNA013'!$C$200:$C$20063>AD117)))-AD117*MATCH(AD117,$C$200:$C$20063,-1)),0)","v":258.18648077583885},{"$f":"IF(AE117<1,AE104*$C$114*((SUMPRODUCT(('EaR TNA013'!$C$200:$C$20063)*('EaR TNA013'!$C$200:$C$20063>AE117)))-AE117*MATCH(AE117,$C$200:$C$20063,-1)),0)","v":258.18648077583885},{"$f":"IF(AF117<1,AF104*$C$114*((SUMPRODUCT(('EaR TNA013'!$C$200:$C$20063)*('EaR TNA013'!$C$200:$C$20063>AF117)))-AF117*MATCH(AF117,$C$200:$C$20063,-1)),0)","v":258.18648077583885},null,true,true,true,true,true,true]
["10% LAR","N-1",null,null,"EatR, MWhrs",{"$f":"IF(F118<1,IF(F118=0,F104*$C$114*SUMPRODUCT(('EaR TNA013'!$C$200:$C$20063)*('EaR TNA013'!$C$200:$C$20063>F118)),F106*$C$114*(SUMPRODUCT(('EaR TNA013'!$C$200:$C$20063)*('EaR TNA013'!$C$200:$C$20063>F118))-F118*MATCH(F118,$C$200:$C$20063,-1)))-F121,0)","v":0},{"$f":"IF(G118<1,IF(G118=0,G104*$C$114*SUMPRODUCT(('EaR TNA013'!$C$200:$C$20063)*('EaR TNA013'!$C$200:$C$20063>G118)),G106*$C$114*(SUMPRODUCT(('EaR TNA013'!$C$200:$C$20063)*('EaR TNA013'!$C$200:$C$20063>G118))-G118*MATCH(G118,$C$200:$C$20063,-1)))-G121,0)","v":0},{"$f":"IF(H118<1,IF(H118=0,H104*$C$114*SUMPRODUCT(('EaR TNA013'!$C$200:$C$20063)*('EaR TNA013'!$C$200:$C$20063>H118)),H106*$C$114*(SUMPRODUCT(('EaR TNA013'!$C$200:$C$20063)*('EaR TNA013'!$C$200:$C$20063>H118))-H118*MATCH(H118,$C$200:$C$20063,-1)))-H121,0)","v":1.1774551564887048E-3},{"$f":"IF(I118<1,IF(I118=0,I104*$C$114*SUMPRODUCT(('EaR TNA013'!$C$200:$C$20063)*('EaR TNA013'!$C$200:$C$20063>I118)),I106*$C$114*(SUMPRODUCT(('EaR TNA013'!$C$200:$C$20063)*('EaR TNA013'!$C$200:$C$20063>I118))-I118*MATCH(I118,$C$200:$C$20063,-1)))-I121,0)","v":9.3002237454573589E-3},{"$f":"IF(J118<1,IF(J118=0,J104*$C$114*SUMPRODUCT(('EaR TNA013'!$C$200:$C$20063)*('EaR TNA013'!$C$200:$C$20063>J118)),J106*$C$114*(SUMPRODUCT(('EaR TNA013'!$C$200:$C$20063)*('EaR TNA013'!$C$200:$C$20063>J118))-J118*MATCH(J118,$C$200:$C$20063,-1)))-J121,0)","v":2.4132313513213433E-2},{"$f":"IF(K118<1,IF(K118=0,K104*$C$114*SUMPRODUCT(('EaR TNA013'!$C$200:$C$20063)*('EaR TNA013'!$C$200:$C$20063>K118)),K106*$C$114*(SUMPRODUCT(('EaR TNA013'!$C$200:$C$20063)*('EaR TNA013'!$C$200:$C$20063>K118))-K118*MATCH(K118,$C$200:$C$20063,-1)))-K121,0)","v":4.7788855822510357E-2},{"$f":"IF(L118<1,IF(L118=0,L104*$C$114*SUMPRODUCT(('EaR TNA013'!$C$200:$C$20063)*('EaR TNA013'!$C$200:$C$20063>L118)),L106*$C$114*(SUMPRODUCT(('EaR TNA013'!$C$200:$C$20063)*('EaR TNA013'!$C$200:$C$20063>L118))-L118*MATCH(L118,$C$200:$C$20063,-1)))-L121,0)","v":7.2473789513921361E-2},{"$f":"IF(M118<1,IF(M118=0,M104*$C$114*SUMPRODUCT(('EaR TNA013'!$C$200:$C$20063)*('EaR TNA013'!$C$200:$C$20063>M118)),M106*$C$114*(SUMPRODUCT(('EaR TNA013'!$C$200:$C$20063)*('EaR TNA013'!$C$200:$C$20063>M118))-M118*MATCH(M118,$C$200:$C$20063,-1)))-M121,0)","v":0.10177427817292539},{"$f":"IF(N118<1,IF(N118=0,N104*$C$114*SUMPRODUCT(('EaR TNA013'!$C$200:$C$20063)*('EaR TNA013'!$C$200:$C$20063>N118)),N106*$C$114*(SUMPRODUCT(('EaR TNA013'!$C$200:$C$20063)*('EaR TNA013'!$C$200:$C$20063>N118))-N118*MATCH(N118,$C$200:$C$20063,-1)))-N121,0)","v":0.14730182510092504},{"$f":"IF(O118<1,IF(O118=0,O104*$C$114*SUMPRODUCT(('EaR TNA013'!$C$200:$C$20063)*('EaR TNA013'!$C$200:$C$20063>O118)),O106*$C$114*(SUMPRODUCT(('EaR TNA013'!$C$200:$C$20063)*('EaR TNA013'!$C$200:$C$20063>O118))-O118*MATCH(O118,$C$200:$C$20063,-1)))-O121,0)","v":0.21757036730917889},{"$f":"IF(P118<1,IF(P118=0,P104*$C$114*SUMPRODUCT(('EaR TNA013'!$C$200:$C$20063)*('EaR TNA013'!$C$200:$C$20063>P118)),P106*$C$114*(SUMPRODUCT(('EaR TNA013'!$C$200:$C$20063)*('EaR TNA013'!$C$200:$C$20063>P118))-P118*MATCH(P118,$C$200:$C$20063,-1)))-P121,0)","v":0.28312400729848264},{"$f":"IF(Q118<1,IF(Q118=0,Q104*$C$114*SUMPRODUCT(('EaR TNA013'!$C$200:$C$20063)*('EaR TNA013'!$C$200:$C$20063>Q118)),Q106*$C$114*(SUMPRODUCT(('EaR TNA013'!$C$200:$C$20063)*('EaR TNA013'!$C$200:$C$20063>Q118))-Q118*MATCH(Q118,$C$200:$C$20063,-1)))-Q121,0)","v":0.32024154274830607},{"$f":"IF(R118<1,IF(R118=0,R104*$C$114*SUMPRODUCT(('EaR TNA013'!$C$200:$C$20063)*('EaR TNA013'!$C$200:$C$20063>R118)),R106*$C$114*(SUMPRODUCT(('EaR TNA013'!$C$200:$C$20063)*('EaR TNA013'!$C$200:$C$20063>R118))-R118*MATCH(R118,$C$200:$C$20063,-1)))-R121,0)","v":0.32024154274830607},{"$f":"IF(S118<1,IF(S118=0,S104*$C$114*SUMPRODUCT(('EaR TNA013'!$C$200:$C$20063)*('EaR TNA013'!$C$200:$C$20063>S118)),S106*$C$114*(SUMPRODUCT(('EaR TNA013'!$C$200:$C$20063)*('EaR TNA013'!$C$200:$C$20063>S118))-S118*MATCH(S118,$C$200:$C$20063,-1)))-S121,0)","v":0.32024154274830607},{"$f":"IF(T118<1,IF(T118=0,T104*$C$114*SUMPRODUCT(('EaR TNA013'!$C$200:$C$20063)*('EaR TNA013'!$C$200:$C$20063>T118)),T106*$C$114*(SUMPRODUCT(('EaR TNA013'!$C$200:$C$20063)*('EaR TNA013'!$C$200:$C$20063>T118))-T118*MATCH(T118,$C$200:$C$20063,-1)))-T121,0)","v":0.32024154274830607},{"$f":"IF(U118<1,IF(U118=0,U104*$C$114*SUMPRODUCT(('EaR TNA013'!$C$200:$C$20063)*('EaR TNA013'!$C$200:$C$20063>U118)),U106*$C$114*(SUMPRODUCT(('EaR TNA013'!$C$200:$C$20063)*('EaR TNA013'!$C$200:$C$20063>U118))-U118*MATCH(U118,$C$200:$C$20063,-1)))-U121,0)","v":0.32024154274830607},{"$f":"IF(V118<1,IF(V118=0,V104*$C$114*SUMPRODUCT(('EaR TNA013'!$C$200:$C$20063)*('EaR TNA013'!$C$200:$C$20063>V118)),V106*$C$114*(SUMPRODUCT(('EaR TNA013'!$C$200:$C$20063)*('EaR TNA013'!$C$200:$C$20063>V118))-V118*MATCH(V118,$C$200:$C$20063,-1)))-V121,0)","v":0.32024154274830607},{"$f":"IF(W118<1,IF(W118=0,W104*$C$114*SUMPRODUCT(('EaR TNA013'!$C$200:$C$20063)*('EaR TNA013'!$C$200:$C$20063>W118)),W106*$C$114*(SUMPRODUCT(('EaR TNA013'!$C$200:$C$20063)*('EaR TNA013'!$C$200:$C$20063>W118))-W118*MATCH(W118,$C$200:$C$20063,-1)))-W121,0)","v":0.32024154274830607},{"$f":"IF(X118<1,IF(X118=0,X104*$C$114*SUMPRODUCT(('EaR TNA013'!$C$200:$C$20063)*('EaR TNA013'!$C$200:$C$20063>X118)),X106*$C$114*(SUMPRODUCT(('EaR TNA013'!$C$200:$C$20063)*('EaR TNA013'!$C$200:$C$20063>X118))-X118*MATCH(X118,$C$200:$C$20063,-1)))-X121,0)","v":0.32024154274830607},{"$f":"IF(Y118<1,IF(Y118=0,Y104*$C$114*SUMPRODUCT(('EaR TNA013'!$C$200:$C$20063)*('EaR TNA013'!$C$200:$C$20063>Y118)),Y106*$C$114*(SUMPRODUCT(('EaR TNA013'!$C$200:$C$20063)*('EaR TNA013'!$C$200:$C$20063>Y118))-Y118*MATCH(Y118,$C$200:$C$20063,-1)))-Y121,0)","v":0.32024154274830607},{"$f":"IF(Z118<1,IF(Z118=0,Z104*$C$114*SUMPRODUCT(('EaR TNA013'!$C$200:$C$20063)*('EaR TNA013'!$C$200:$C$20063>Z118)),Z106*$C$114*(SUMPRODUCT(('EaR TNA013'!$C$200:$C$20063)*('EaR TNA013'!$C$200:$C$20063>Z118))-Z118*MATCH(Z118,$C$200:$C$20063,-1)))-Z121,0)","v":0.32024154274830607},{"$f":"IF(AA118<1,IF(AA118=0,AA104*$C$114*SUMPRODUCT(('EaR TNA013'!$C$200:$C$20063)*('EaR TNA013'!$C$200:$C$20063>AA118)),AA106*$C$114*(SUMPRODUCT(('EaR TNA013'!$C$200:$C$20063)*('EaR TNA013'!$C$200:$C$20063>AA118))-AA118*MATCH(AA118,$C$200:$C$20063,-1)))-AA121,0)","v":0.32024154274830607},{"$f":"IF(AB118<1,IF(AB118=0,AB104*$C$114*SUMPRODUCT(('EaR TNA013'!$C$200:$C$20063)*('EaR TNA013'!$C$200:$C$20063>AB118)),AB106*$C$114*(SUMPRODUCT(('EaR TNA013'!$C$200:$C$20063)*('EaR TNA013'!$C$200:$C$20063>AB118))-AB118*MATCH(AB118,$C$200:$C$20063,-1)))-AB121,0)","v":0.32024154274830607},{"$f":"IF(AC118<1,IF(AC118=0,AC104*$C$114*SUMPRODUCT(('EaR TNA013'!$C$200:$C$20063)*('EaR TNA013'!$C$200:$C$20063>AC118)),AC106*$C$114*(SUMPRODUCT(('EaR TNA013'!$C$200:$C$20063)*('EaR TNA013'!$C$200:$C$20063>AC118))-AC118*MATCH(AC118,$C$200:$C$20063,-1)))-AC121,0)","v":0.32024154274830607},{"$f":"IF(AD118<1,IF(AD118=0,AD104*$C$114*SUMPRODUCT(('EaR TNA013'!$C$200:$C$20063)*('EaR TNA013'!$C$200:$C$20063>AD118)),AD106*$C$114*(SUMPRODUCT(('EaR TNA013'!$C$200:$C$20063)*('EaR TNA013'!$C$200:$C$20063>AD118))-AD118*MATCH(AD118,$C$200:$C$20063,-1)))-AD121,0)","v":0.32024154274830607},{"$f":"IF(AE118<1,IF(AE118=0,AE104*$C$114*SUMPRODUCT(('EaR TNA013'!$C$200:$C$20063)*('EaR TNA013'!$C$200:$C$20063>AE118)),AE106*$C$114*(SUMPRODUCT(('EaR TNA013'!$C$200:$C$20063)*('EaR TNA013'!$C$200:$C$20063>AE118))-AE118*MATCH(AE118,$C$200:$C$20063,-1)))-AE121,0)","v":0.32024154274830607},{"$f":"IF(AF118<1,IF(AF118=0,AF104*$C$114*SUMPRODUCT(('EaR TNA013'!$C$200:$C$20063)*('EaR TNA013'!$C$200:$C$20063>AF118)),AF106*$C$114*(SUMPRODUCT(('EaR TNA013'!$C$200:$C$20063)*('EaR TNA013'!$C$200:$C$20063>AF118))-AF118*MATCH(AF118,$C$200:$C$20063,-1)))-AF121,0)","v":0.32024154274830607},null,true,true,true,true,true,true]
["No of Tx",null,null,null,null,{"$f":"F93","v":1},1,1,1,1,1,1,1,1,1,1,1,1,1,1,1,1,1,1,1,1,1,1,1,1,1,1,null,true,true,true,true,true,true]
["50% PoE","N",1,null,"EEatR, MWhrs",{"$f":"F119*$C124","v":0},0,0,0,0,0,0,0,0,1.165049972534626E-3,0.672064018066309,1.2693328342620838,1.2693328342620838,1.2693328342620838,1.2693328342620838,1.2693328342620838,1.2693328342620838,1.2693328342620838,1.2693328342620838,1.2693328342620838,1.2693328342620838,1.2693328342620838,1.2693328342620838,1.2693328342620838,1.2693328342620838,1.2693328342620838,1.2693328342620838,null,true,true,true,true,true,true]
["50% PoE","N-1",{"$f":"C72","v":3.744292237442922E-2},null,"EEatR, MWhrs",{"$f":"F120*$C125*F123","v":0},0,0,0,0,0,0,0,0,0,0,0,0,0,0,0,0,0,0,0,0,0,0,0,0,0,0,null,true,true,true,true,true,true]
["10% LAR","N",1,null,"EEatR, MWhrs",{"$f":"F121*$C126","v":0},0,0.94929283851260682,7.4980654248053176,19.45605509355094,38.528531930088953,58.430122783271202,82.052885735739508,118.75829571730517,175.41049476150462,228.26142554840595,258.18648077583885,258.18648077583885,258.18648077583885,258.18648077583885,258.18648077583885,258.18648077583885,258.18648077583885,258.18648077583885,258.18648077583885,258.18648077583885,258.18648077583885,258.18648077583885,258.18648077583885,258.18648077583885,258.18648077583885,258.18648077583885,null,true,true,true,true,true,true]
["10% LAR","N-1",{"$f":"C125","v":3.744292237442922E-2},null,"EEatR, MWhrs",{"$f":"F122*$C127*F123","v":0},0,4.4087362023777987E-5,3.4822755576598325E-4,9.0358434159063981E-4,1.7893544189250452E-3,2.7136304749504798E-3,3.8107263973424115E-3,5.5154108028656864E-3,8.1464703741336384E-3,1.0600990227614418E-2,1.1990779226192282E-2,1.1990779226192282E-2,1.1990779226192282E-2,1.1990779226192282E-2,1.1990779226192282E-2,1.1990779226192282E-2,1.1990779226192282E-2,1.1990779226192282E-2,1.1990779226192282E-2,1.1990779226192282E-2,1.1990779226192282E-2,1.1990779226192282E-2,1.1990779226192282E-2,1.1990779226192282E-2,1.1990779226192282E-2,1.1990779226192282E-2,null,true,true,true,true,true,true]
[]
[]
[{"$f":"\"ENERGY AT RISK: \"&UPPER(A4)","v":"ENERGY AT RISK: "}]
[]
[null,null,null,null,null,2024,2025,2026,2027,2028,2029,2030,2031,2032,2033,2034,2035,2036,2037,2038,2039,2040,2041,2042,2043,2044,2045,2046,2047,2048,2049,2050]
["Summary"]
["50% PoE","N",null,null,"Total EatR, MWhrs",{"$f":"IF('EaR TNA013'!$F$29=\"15m\",(F159+F184)*0.25,F159+F184)","v":0},{"$f":"IF('EaR TNA013'!$F$29=\"15m\",(G159+G184)*0.25,G159+G184)","v":0},{"$f":"IF('EaR TNA013'!$F$29=\"15m\",(H159+H184)*0.25,H159+H184)","v":0},{"$f":"IF('EaR TNA013'!$F$29=\"15m\",(I159+I184)*0.25,I159+I184)","v":0},{"$f":"IF('EaR TNA013'!$F$29=\"15m\",(J159+J184)*0.25,J159+J184)","v":0},{"$f":"IF('EaR TNA013'!$F$29=\"15m\",(K159+K184)*0.25,K159+K184)","v":0},{"$f":"IF('EaR TNA013'!$F$29=\"15m\",(L159+L184)*0.25,L159+L184)","v":0},{"$f":"IF('EaR TNA013'!$F$29=\"15m\",(M159+M184)*0.25,M159+M184)","v":0},{"$f":"IF('EaR TNA013'!$F$29=\"15m\",(N159+N184)*0.25,N159+N184)","v":0},{"$f":"IF('EaR TNA013'!$F$29=\"15m\",(O159+O184)*0.25,O159+O184)","v":0},{"$f":"IF('EaR TNA013'!$F$29=\"15m\",(P159+P184)*0.25,P159+P184)","v":0},{"$f":"IF('EaR TNA013'!$F$29=\"15m\",(Q159+Q184)*0.25,Q159+Q184)","v":0},{"$f":"IF('EaR TNA013'!$F$29=\"15m\",(R159+R184)*0.25,R159+R184)","v":0},{"$f":"IF('EaR TNA013'!$F$29=\"15m\",(S159+S184)*0.25,S159+S184)","v":0},{"$f":"IF('EaR TNA013'!$F$29=\"15m\",(T159+T184)*0.25,T159+T184)","v":0},{"$f":"IF('EaR TNA013'!$F$29=\"15m\",(U159+U184)*0.25,U159+U184)","v":0},{"$f":"IF('EaR TNA013'!$F$29=\"15m\",(V159+V184)*0.25,V159+V184)","v":0},{"$f":"IF('EaR TNA013'!$F$29=\"15m\",(W159+W184)*0.25,W159+W184)","v":0},{"$f":"IF('EaR TNA013'!$F$29=\"15m\",(X159+X184)*0.25,X159+X184)","v":0},{"$f":"IF('EaR TNA013'!$F$29=\"15m\",(Y159+Y184)*0.25,Y159+Y184)","v":0},{"$f":"IF('EaR TNA013'!$F$29=\"15m\",(Z159+Z184)*0.25,Z159+Z184)","v":0},{"$f":"IF('EaR TNA013'!$F$29=\"15m\",(AA159+AA184)*0.25,AA159+AA184)","v":0},{"$f":"IF('EaR TNA013'!$F$29=\"15m\",(AB159+AB184)*0.25,AB159+AB184)","v":0},{"$f":"IF('EaR TNA013'!$F$29=\"15m\",(AC159+AC184)*0.25,AC159+AC184)","v":0},{"$f":"IF('EaR TNA013'!$F$29=\"15m\",(AD159+AD184)*0.25,AD159+AD184)","v":0},{"$f":"IF('EaR TNA013'!$F$29=\"15m\",(AE159+AE184)*0.25,AE159+AE184)","v":0},{"$f":"IF('EaR TNA013'!$F$29=\"15m\",(AF159+AF184)*0.25,AF159+AF184)","v":0},null,true,true,true,true,true,true]
["50% PoE","N-1",null,null,"Total EatR, MWhrs",{"$f":"IF('EaR TNA013'!$F$29=\"15m\",(F160+F185)*0.25,F160+F185)","v":0},{"$f":"IF('EaR TNA013'!$F$29=\"15m\",(G160+G185)*0.25,G160+G185)","v":0},{"$f":"IF('EaR TNA013'!$F$29=\"15m\",(H160+H185)*0.25,H160+H185)","v":0},{"$f":"IF('EaR TNA013'!$F$29=\"15m\",(I160+I185)*0.25,I160+I185)","v":0},{"$f":"IF('EaR TNA013'!$F$29=\"15m\",(J160+J185)*0.25,J160+J185)","v":0},{"$f":"IF('EaR TNA013'!$F$29=\"15m\",(K160+K185)*0.25,K160+K185)","v":0},{"$f":"IF('EaR TNA013'!$F$29=\"15m\",(L160+L185)*0.25,L160+L185)","v":0},{"$f":"IF('EaR TNA013'!$F$29=\"15m\",(M160+M185)*0.25,M160+M185)","v":0},{"$f":"IF('EaR TNA013'!$F$29=\"15m\",(N160+N185)*0.25,N160+N185)","v":0},{"$f":"IF('EaR TNA013'!$F$29=\"15m\",(O160+O185)*0.25,O160+O185)","v":0},{"$f":"IF('EaR TNA013'!$F$29=\"15m\",(P160+P185)*0.25,P160+P185)","v":0},{"$f":"IF('EaR TNA013'!$F$29=\"15m\",(Q160+Q185)*0.25,Q160+Q185)","v":0},{"$f":"IF('EaR TNA013'!$F$29=\"15m\",(R160+R185)*0.25,R160+R185)","v":0},{"$f":"IF('EaR TNA013'!$F$29=\"15m\",(S160+S185)*0.25,S160+S185)","v":0},{"$f":"IF('EaR TNA013'!$F$29=\"15m\",(T160+T185)*0.25,T160+T185)","v":0},{"$f":"IF('EaR TNA013'!$F$29=\"15m\",(U160+U185)*0.25,U160+U185)","v":0},{"$f":"IF('EaR TNA013'!$F$29=\"15m\",(V160+V185)*0.25,V160+V185)","v":0},{"$f":"IF('EaR TNA013'!$F$29=\"15m\",(W160+W185)*0.25,W160+W185)","v":0},{"$f":"IF('EaR TNA013'!$F$29=\"15m\",(X160+X185)*0.25,X160+X185)","v":0},{"$f":"IF('EaR TNA013'!$F$29=\"15m\",(Y160+Y185)*0.25,Y160+Y185)","v":0},{"$f":"IF('EaR TNA013'!$F$29=\"15m\",(Z160+Z185)*0.25,Z160+Z185)","v":0},{"$f":"IF('EaR TNA013'!$F$29=\"15m\",(AA160+AA185)*0.25,AA160+AA185)","v":0},{"$f":"IF('EaR TNA013'!$F$29=\"15m\",(AB160+AB185)*0.25,AB160+AB185)","v":0},{"$f":"IF('EaR TNA013'!$F$29=\"15m\",(AC160+AC185)*0.25,AC160+AC185)","v":0},{"$f":"IF('EaR TNA013'!$F$29=\"15m\",(AD160+AD185)*0.25,AD160+AD185)","v":0},{"$f":"IF('EaR TNA013'!$F$29=\"15m\",(AE160+AE185)*0.25,AE160+AE185)","v":0},{"$f":"IF('EaR TNA013'!$F$29=\"15m\",(AF160+AF185)*0.25,AF160+AF185)","v":0},null,true,true,true,true,true,true]
["10% LAR","N",null,null,"Total EatR, MWhrs",{"$f":"IF('EaR TNA013'!$F$29=\"15m\",(F161+F186)*0.25,F161+F186)","v":0},{"$f":"IF('EaR TNA013'!$F$29=\"15m\",(G161+G186)*0.25,G161+G186)","v":0},{"$f":"IF('EaR TNA013'!$F$29=\"15m\",(H161+H186)*0.25,H161+H186)","v":0.2373232096281517},{"$f":"IF('EaR TNA013'!$F$29=\"15m\",(I161+I186)*0.25,I161+I186)","v":1.8745163562013294},{"$f":"IF('EaR TNA013'!$F$29=\"15m\",(J161+J186)*0.25,J161+J186)","v":0},{"$f":"IF('EaR TNA013'!$F$29=\"15m\",(K161+K186)*0.25,K161+K186)","v":0},{"$f":"IF('EaR TNA013'!$F$29=\"15m\",(L161+L186)*0.25,L161+L186)","v":0},{"$f":"IF('EaR TNA013'!$F$29=\"15m\",(M161+M186)*0.25,M161+M186)","v":0.31103428307140263},{"$f":"IF('EaR TNA013'!$F$29=\"15m\",(N161+N186)*0.25,N161+N186)","v":1.4244365042733893},{"$f":"IF('EaR TNA013'!$F$29=\"15m\",(O161+O186)*0.25,O161+O186)","v":4.04723021367231},{"$f":"IF('EaR TNA013'!$F$29=\"15m\",(P161+P186)*0.25,P161+P186)","v":7.0734354474805938},{"$f":"IF('EaR TNA013'!$F$29=\"15m\",(Q161+Q186)*0.25,Q161+Q186)","v":8.7966278611723201},{"$f":"IF('EaR TNA013'!$F$29=\"15m\",(R161+R186)*0.25,R161+R186)","v":8.7966278611723201},{"$f":"IF('EaR TNA013'!$F$29=\"15m\",(S161+S186)*0.25,S161+S186)","v":8.7966278611723201},{"$f":"IF('EaR TNA013'!$F$29=\"15m\",(T161+T186)*0.25,T161+T186)","v":8.7966278611723201},{"$f":"IF('EaR TNA013'!$F$29=\"15m\",(U161+U186)*0.25,U161+U186)","v":8.7966278611723201},{"$f":"IF('EaR TNA013'!$F$29=\"15m\",(V161+V186)*0.25,V161+V186)","v":8.7966278611723201},{"$f":"IF('EaR TNA013'!$F$29=\"15m\",(W161+W186)*0.25,W161+W186)","v":8.7966278611723201},{"$f":"IF('EaR TNA013'!$F$29=\"15m\",(X161+X186)*0.25,X161+X186)","v":8.7966278611723201},{"$f":"IF('EaR TNA013'!$F$29=\"15m\",(Y161+Y186)*0.25,Y161+Y186)","v":8.7966278611723201},{"$f":"IF('EaR TNA013'!$F$29=\"15m\",(Z161+Z186)*0.25,Z161+Z186)","v":8.7966278611723201},{"$f":"IF('EaR TNA013'!$F$29=\"15m\",(AA161+AA186)*0.25,AA161+AA186)","v":8.7966278611723201},{"$f":"IF('EaR TNA013'!$F$29=\"15m\",(AB161+AB186)*0.25,AB161+AB186)","v":8.7966278611723201},{"$f":"IF('EaR TNA013'!$F$29=\"15m\",(AC161+AC186)*0.25,AC161+AC186)","v":8.7966278611723201},{"$f":"IF('EaR TNA013'!$F$29=\"15m\",(AD161+AD186)*0.25,AD161+AD186)","v":8.7966278611723201},{"$f":"IF('EaR TNA013'!$F$29=\"15m\",(AE161+AE186)*0.25,AE161+AE186)","v":8.7966278611723201},{"$f":"IF('EaR TNA013'!$F$29=\"15m\",(AF161+AF186)*0.25,AF161+AF186)","v":8.7966278611723201},null,true,true,true,true,true,true]
["10% LAR","N-1",null,null,"Total EatR, MWhrs",{"$f":"IF('EaR TNA013'!$F$29=\"15m\",(F162+F187)*0.25,F162+F187)","v":0},{"$f":"IF('EaR TNA013'!$F$29=\"15m\",(G162+G187)*0.25,G162+G187)","v":0},{"$f":"IF('EaR TNA013'!$F$29=\"15m\",(H162+H187)*0.25,H162+H187)","v":2.943637891221762E-4},{"$f":"IF('EaR TNA013'!$F$29=\"15m\",(I162+I187)*0.25,I162+I187)","v":2.3250559363643397E-3},{"$f":"IF('EaR TNA013'!$F$29=\"15m\",(J162+J187)*0.25,J162+J187)","v":0},{"$f":"IF('EaR TNA013'!$F$29=\"15m\",(K162+K187)*0.25,K162+K187)","v":0},{"$f":"IF('EaR TNA013'!$F$29=\"15m\",(L162+L187)*0.25,L162+L187)","v":0},{"$f":"IF('EaR TNA013'!$F$29=\"15m\",(M162+M187)*0.25,M162+M187)","v":3.8579130231408687E-4},{"$f":"IF('EaR TNA013'!$F$29=\"15m\",(N162+N187)*0.25,N162+N187)","v":1.7667994943217913E-3},{"$f":"IF('EaR TNA013'!$F$29=\"15m\",(O162+O187)*0.25,O162+O187)","v":5.0199810756517138E-3},{"$f":"IF('EaR TNA013'!$F$29=\"15m\",(P162+P187)*0.25,P162+P187)","v":8.78984431285635E-3},{"$f":"IF('EaR TNA013'!$F$29=\"15m\",(Q162+Q187)*0.25,Q162+Q187)","v":1.0958871758077651E-2},{"$f":"IF('EaR TNA013'!$F$29=\"15m\",(R162+R187)*0.25,R162+R187)","v":1.0958871758077651E-2},{"$f":"IF('EaR TNA013'!$F$29=\"15m\",(S162+S187)*0.25,S162+S187)","v":1.0958871758077651E-2},{"$f":"IF('EaR TNA013'!$F$29=\"15m\",(T162+T187)*0.25,T162+T187)","v":1.0958871758077651E-2},{"$f":"IF('EaR TNA013'!$F$29=\"15m\",(U162+U187)*0.25,U162+U187)","v":1.0958871758077651E-2},{"$f":"IF('EaR TNA013'!$F$29=\"15m\",(V162+V187)*0.25,V162+V187)","v":1.0958871758077651E-2},{"$f":"IF('EaR TNA013'!$F$29=\"15m\",(W162+W187)*0.25,W162+W187)","v":1.0958871758077651E-2},{"$f":"IF('EaR TNA013'!$F$29=\"15m\",(X162+X187)*0.25,X162+X187)","v":1.0958871758077651E-2},{"$f":"IF('EaR TNA013'!$F$29=\"15m\",(Y162+Y187)*0.25,Y162+Y187)","v":1.0958871758077651E-2},{"$f":"IF('EaR TNA013'!$F$29=\"15m\",(Z162+Z187)*0.25,Z162+Z187)","v":1.0958871758077651E-2},{"$f":"IF('EaR TNA013'!$F$29=\"15m\",(AA162+AA187)*0.25,AA162+AA187)","v":1.0958871758077651E-2},{"$f":"IF('EaR TNA013'!$F$29=\"15m\",(AB162+AB187)*0.25,AB162+AB187)","v":1.0958871758077651E-2},{"$f":"IF('EaR TNA013'!$F$29=\"15m\",(AC162+AC187)*0.25,AC162+AC187)","v":1.0958871758077651E-2},{"$f":"IF('EaR TNA013'!$F$29=\"15m\",(AD162+AD187)*0.25,AD162+AD187)","v":1.0958871758077651E-2},{"$f":"IF('EaR TNA013'!$F$29=\"15m\",(AE162+AE187)*0.25,AE162+AE187)","v":1.0958871758077651E-2},{"$f":"IF('EaR TNA013'!$F$29=\"15m\",(AF162+AF187)*0.25,AF162+AF187)","v":1.0958871758077651E-2},null,true,true,true,true,true,true]
["50% PoE","N",null,null,"Total EEatR, MWhrs",{"$f":"IF('EaR TNA013'!$F$29=\"15m\",(F164+F189)*0.25,F164+F189)","v":0},{"$f":"IF('EaR TNA013'!$F$29=\"15m\",(G164+G189)*0.25,G164+G189)","v":0},{"$f":"IF('EaR TNA013'!$F$29=\"15m\",(H164+H189)*0.25,H164+H189)","v":0},{"$f":"IF('EaR TNA013'!$F$29=\"15m\",(I164+I189)*0.25,I164+I189)","v":0},{"$f":"IF('EaR TNA013'!$F$29=\"15m\",(J164+J189)*0.25,J164+J189)","v":0},{"$f":"IF('EaR TNA013'!$F$29=\"15m\",(K164+K189)*0.25,K164+K189)","v":0},{"$f":"IF('EaR TNA013'!$F$29=\"15m\",(L164+L189)*0.25,L164+L189)","v":0},{"$f":"IF('EaR TNA013'!$F$29=\"15m\",(M164+M189)*0.25,M164+M189)","v":0},{"$f":"IF('EaR TNA013'!$F$29=\"15m\",(N164+N189)*0.25,N164+N189)","v":0},{"$f":"IF('EaR TNA013'!$F$29=\"15m\",(O164+O189)*0.25,O164+O189)","v":0},{"$f":"IF('EaR TNA013'!$F$29=\"15m\",(P164+P189)*0.25,P164+P189)","v":0},{"$f":"IF('EaR TNA013'!$F$29=\"15m\",(Q164+Q189)*0.25,Q164+Q189)","v":0},{"$f":"IF('EaR TNA013'!$F$29=\"15m\",(R164+R189)*0.25,R164+R189)","v":0},{"$f":"IF('EaR TNA013'!$F$29=\"15m\",(S164+S189)*0.25,S164+S189)","v":0},{"$f":"IF('EaR TNA013'!$F$29=\"15m\",(T164+T189)*0.25,T164+T189)","v":0},{"$f":"IF('EaR TNA013'!$F$29=\"15m\",(U164+U189)*0.25,U164+U189)","v":0},{"$f":"IF('EaR TNA013'!$F$29=\"15m\",(V164+V189)*0.25,V164+V189)","v":0},{"$f":"IF('EaR TNA013'!$F$29=\"15m\",(W164+W189)*0.25,W164+W189)","v":0},{"$f":"IF('EaR TNA013'!$F$29=\"15m\",(X164+X189)*0.25,X164+X189)","v":0},{"$f":"IF('EaR TNA013'!$F$29=\"15m\",(Y164+Y189)*0.25,Y164+Y189)","v":0},{"$f":"IF('EaR TNA013'!$F$29=\"15m\",(Z164+Z189)*0.25,Z164+Z189)","v":0},{"$f":"IF('EaR TNA013'!$F$29=\"15m\",(AA164+AA189)*0.25,AA164+AA189)","v":0},{"$f":"IF('EaR TNA013'!$F$29=\"15m\",(AB164+AB189)*0.25,AB164+AB189)","v":0},{"$f":"IF('EaR TNA013'!$F$29=\"15m\",(AC164+AC189)*0.25,AC164+AC189)","v":0},{"$f":"IF('EaR TNA013'!$F$29=\"15m\",(AD164+AD189)*0.25,AD164+AD189)","v":0},{"$f":"IF('EaR TNA013'!$F$29=\"15m\",(AE164+AE189)*0.25,AE164+AE189)","v":0},{"$f":"IF('EaR TNA013'!$F$29=\"15m\",(AF164+AF189)*0.25,AF164+AF189)","v":0},null,true,true,true,true,true,true]
["50% PoE","N-1",null,null,"Total EEatR, MWhrs",{"$f":"IF('EaR TNA013'!$F$29=\"15m\",(F165+F190)*0.25,F165+F190)","v":0},{"$f":"IF('EaR TNA013'!$F$29=\"15m\",(G165+G190)*0.25,G165+G190)","v":0},{"$f":"IF('EaR TNA013'!$F$29=\"15m\",(H165+H190)*0.25,H165+H190)","v":0},{"$f":"IF('EaR TNA013'!$F$29=\"15m\",(I165+I190)*0.25,I165+I190)","v":0},{"$f":"IF('EaR TNA013'!$F$29=\"15m\",(J165+J190)*0.25,J165+J190)","v":0},{"$f":"IF('EaR TNA013'!$F$29=\"15m\",(K165+K190)*0.25,K165+K190)","v":0},{"$f":"IF('EaR TNA013'!$F$29=\"15m\",(L165+L190)*0.25,L165+L190)","v":0},{"$f":"IF('EaR TNA013'!$F$29=\"15m\",(M165+M190)*0.25,M165+M190)","v":0},{"$f":"IF('EaR TNA013'!$F$29=\"15m\",(N165+N190)*0.25,N165+N190)","v":0},{"$f":"IF('EaR TNA013'!$F$29=\"15m\",(O165+O190)*0.25,O165+O190)","v":0},{"$f":"IF('EaR TNA013'!$F$29=\"15m\",(P165+P190)*0.25,P165+P190)","v":0},{"$f":"IF('EaR TNA013'!$F$29=\"15m\",(Q165+Q190)*0.25,Q165+Q190)","v":0},{"$f":"IF('EaR TNA013'!$F$29=\"15m\",(R165+R190)*0.25,R165+R190)","v":0},{"$f":"IF('EaR TNA013'!$F$29=\"15m\",(S165+S190)*0.25,S165+S190)","v":0},{"$f":"IF('EaR TNA013'!$F$29=\"15m\",(T165+T190)*0.25,T165+T190)","v":0},{"$f":"IF('EaR TNA013'!$F$29=\"15m\",(U165+U190)*0.25,U165+U190)","v":0},{"$f":"IF('EaR TNA013'!$F$29=\"15m\",(V165+V190)*0.25,V165+V190)","v":0},{"$f":"IF('EaR TNA013'!$F$29=\"15m\",(W165+W190)*0.25,W165+W190)","v":0},{"$f":"IF('EaR TNA013'!$F$29=\"15m\",(X165+X190)*0.25,X165+X190)","v":0},{"$f":"IF('EaR TNA013'!$F$29=\"15m\",(Y165+Y190)*0.25,Y165+Y190)","v":0},{"$f":"IF('EaR TNA013'!$F$29=\"15m\",(Z165+Z190)*0.25,Z165+Z190)","v":0},{"$f":"IF('EaR TNA013'!$F$29=\"15m\",(AA165+AA190)*0.25,AA165+AA190)","v":0},{"$f":"IF('EaR TNA013'!$F$29=\"15m\",(AB165+AB190)*0.25,AB165+AB190)","v":0},{"$f":"IF('EaR TNA013'!$F$29=\"15m\",(AC165+AC190)*0.25,AC165+AC190)","v":0},{"$f":"IF('EaR TNA013'!$F$29=\"15m\",(AD165+AD190)*0.25,AD165+AD190)","v":0},{"$f":"IF('EaR TNA013'!$F$29=\"15m\",(AE165+AE190)*0.25,AE165+AE190)","v":0},{"$f":"IF('EaR TNA013'!$F$29=\"15m\",(AF165+AF190)*0.25,AF165+AF190)","v":0},null,true,true,true,true,true,true]
["10% LAR","N",null,null,"Total EEatR, MWhrs",{"$f":"IF('EaR TNA013'!$F$29=\"15m\",(F166+F191)*0.25,F166+F191)","v":0},{"$f":"IF('EaR TNA013'!$F$29=\"15m\",(G166+G191)*0.25,G166+G191)","v":0},{"$f":"IF('EaR TNA013'!$F$29=\"15m\",(H166+H191)*0.25,H166+H191)","v":0.2373232096281517},{"$f":"IF('EaR TNA013'!$F$29=\"15m\",(I166+I191)*0.25,I166+I191)","v":1.8745163562013294},{"$f":"IF('EaR TNA013'!$F$29=\"15m\",(J166+J191)*0.25,J166+J191)","v":0},{"$f":"IF('EaR TNA013'!$F$29=\"15m\",(K166+K191)*0.25,K166+K191)","v":0},{"$f":"IF('EaR TNA013'!$F$29=\"15m\",(L166+L191)*0.25,L166+L191)","v":0},{"$f":"IF('EaR TNA013'!$F$29=\"15m\",(M166+M191)*0.25,M166+M191)","v":0.31103428307140263},{"$f":"IF('EaR TNA013'!$F$29=\"15m\",(N166+N191)*0.25,N166+N191)","v":1.4244365042733893},{"$f":"IF('EaR TNA013'!$F$29=\"15m\",(O166+O191)*0.25,O166+O191)","v":4.04723021367231},{"$f":"IF('EaR TNA013'!$F$29=\"15m\",(P166+P191)*0.25,P166+P191)","v":7.0734354474805938},{"$f":"IF('EaR TNA013'!$F$29=\"15m\",(Q166+Q191)*0.25,Q166+Q191)","v":8.7966278611723201},{"$f":"IF('EaR TNA013'!$F$29=\"15m\",(R166+R191)*0.25,R166+R191)","v":8.7966278611723201},{"$f":"IF('EaR TNA013'!$F$29=\"15m\",(S166+S191)*0.25,S166+S191)","v":8.7966278611723201},{"$f":"IF('EaR TNA013'!$F$29=\"15m\",(T166+T191)*0.25,T166+T191)","v":8.7966278611723201},{"$f":"IF('EaR TNA013'!$F$29=\"15m\",(U166+U191)*0.25,U166+U191)","v":8.7966278611723201},{"$f":"IF('EaR TNA013'!$F$29=\"15m\",(V166+V191)*0.25,V166+V191)","v":8.7966278611723201},{"$f":"IF('EaR TNA013'!$F$29=\"15m\",(W166+W191)*0.25,W166+W191)","v":8.7966278611723201},{"$f":"IF('EaR TNA013'!$F$29=\"15m\",(X166+X191)*0.25,X166+X191)","v":8.7966278611723201},{"$f":"IF('EaR TNA013'!$F$29=\"15m\",(Y166+Y191)*0.25,Y166+Y191)","v":8.7966278611723201},{"$f":"IF('EaR TNA013'!$F$29=\"15m\",(Z166+Z191)*0.25,Z166+Z191)","v":8.7966278611723201},{"$f":"IF('EaR TNA013'!$F$29=\"15m\",(AA166+AA191)*0.25,AA166+AA191)","v":8.7966278611723201},{"$f":"IF('EaR TNA013'!$F$29=\"15m\",(AB166+AB191)*0.25,AB166+AB191)","v":8.7966278611723201},{"$f":"IF('EaR TNA013'!$F$29=\"15m\",(AC166+AC191)*0.25,AC166+AC191)","v":8.7966278611723201},{"$f":"IF('EaR TNA013'!$F$29=\"15m\",(AD166+AD191)*0.25,AD166+AD191)","v":8.7966278611723201},{"$f":"IF('EaR TNA013'!$F$29=\"15m\",(AE166+AE191)*0.25,AE166+AE191)","v":8.7966278611723201},{"$f":"IF('EaR TNA013'!$F$29=\"15m\",(AF166+AF191)*0.25,AF166+AF191)","v":8.7966278611723201},null,true,true,true,true,true,true]
["10% LAR","N-1",null,null,"Total EEatR, MWhrs",{"$f":"IF('EaR TNA013'!$F$29=\"15m\",(F167+F192)*0.25,F167+F192)","v":0},{"$f":"IF('EaR TNA013'!$F$29=\"15m\",(G167+G192)*0.25,G167+G192)","v":0},{"$f":"IF('EaR TNA013'!$F$29=\"15m\",(H167+H192)*0.25,H167+H192)","v":1.1021840505944497E-5},{"$f":"IF('EaR TNA013'!$F$29=\"15m\",(I167+I192)*0.25,I167+I192)","v":8.7056888941495814E-5},{"$f":"IF('EaR TNA013'!$F$29=\"15m\",(J167+J192)*0.25,J167+J192)","v":0},{"$f":"IF('EaR TNA013'!$F$29=\"15m\",(K167+K192)*0.25,K167+K192)","v":0},{"$f":"IF('EaR TNA013'!$F$29=\"15m\",(L167+L192)*0.25,L167+L192)","v":0},{"$f":"IF('EaR TNA013'!$F$29=\"15m\",(M167+M192)*0.25,M167+M192)","v":1.444515378527631E-5},{"$f":"IF('EaR TNA013'!$F$29=\"15m\",(N167+N192)*0.25,N167+N192)","v":6.6154136317071635E-5},{"$f":"IF('EaR TNA013'!$F$29=\"15m\",(O167+O192)*0.25,O167+O192)","v":1.8796276173673081E-4},{"$f":"IF('EaR TNA013'!$F$29=\"15m\",(P167+P192)*0.25,P167+P192)","v":3.2911745828959846E-4},{"$f":"IF('EaR TNA013'!$F$29=\"15m\",(Q167+Q192)*0.25,Q167+Q192)","v":4.1033218454902619E-4},{"$f":"IF('EaR TNA013'!$F$29=\"15m\",(R167+R192)*0.25,R167+R192)","v":4.1033218454902619E-4},{"$f":"IF('EaR TNA013'!$F$29=\"15m\",(S167+S192)*0.25,S167+S192)","v":4.1033218454902619E-4},{"$f":"IF('EaR TNA013'!$F$29=\"15m\",(T167+T192)*0.25,T167+T192)","v":4.1033218454902619E-4},{"$f":"IF('EaR TNA013'!$F$29=\"15m\",(U167+U192)*0.25,U167+U192)","v":4.1033218454902619E-4},{"$f":"IF('EaR TNA013'!$F$29=\"15m\",(V167+V192)*0.25,V167+V192)","v":4.1033218454902619E-4},{"$f":"IF('EaR TNA013'!$F$29=\"15m\",(W167+W192)*0.25,W167+W192)","v":4.1033218454902619E-4},{"$f":"IF('EaR TNA013'!$F$29=\"15m\",(X167+X192)*0.25,X167+X192)","v":4.1033218454902619E-4},{"$f":"IF('EaR TNA013'!$F$29=\"15m\",(Y167+Y192)*0.25,Y167+Y192)","v":4.1033218454902619E-4},{"$f":"IF('EaR TNA013'!$F$29=\"15m\",(Z167+Z192)*0.25,Z167+Z192)","v":4.1033218454902619E-4},{"$f":"IF('EaR TNA013'!$F$29=\"15m\",(AA167+AA192)*0.25,AA167+AA192)","v":4.1033218454902619E-4},{"$f":"IF('EaR TNA013'!$F$29=\"15m\",(AB167+AB192)*0.25,AB167+AB192)","v":4.1033218454902619E-4},{"$f":"IF('EaR TNA013'!$F$29=\"15m\",(AC167+AC192)*0.25,AC167+AC192)","v":4.1033218454902619E-4},{"$f":"IF('EaR TNA013'!$F$29=\"15m\",(AD167+AD192)*0.25,AD167+AD192)","v":4.1033218454902619E-4},{"$f":"IF('EaR TNA013'!$F$29=\"15m\",(AE167+AE192)*0.25,AE167+AE192)","v":4.1033218454902619E-4},{"$f":"IF('EaR TNA013'!$F$29=\"15m\",(AF167+AF192)*0.25,AF167+AF192)","v":4.1033218454902619E-4},null,true,true,true,true,true,true]
[null,null,{"$f":"'EaR TNA013'!$F$30","v":3.744292237442922E-2},null,null,null,null,null,null,null,null,null,null,null,null,null,null,null,null,null,null,null,null,null,null,null,null,null,null,null,null,null,null,false,false,false,false,false,false]
["Transfers","ON",null,null,null,null,null,null,null,null,null,null,null,null,null,null,null,null,null,null,null,null,null,null,null,null,null,null,null,null,null,null,null,false,false,false,false,false,false]
["MLN021","50% PoE",{"$f":"EXP((1/11)*LN(Q144/F144))-1","v":3.1370158519639535E-2},null,"MW",{"$f":"IF($B$143=\"OFF\",F43,F47)","v":8.6499996185302734},9.5100002288818359,10.47000026702881,11.060000419616699,9.5600004196166992,9.9799995422363299,10.310000419616699,10.670000076293951,11.170000076293951,11.689999580383301,12.02000045776367,12.14999961853027,12.14999961853027,12.14999961853027,12.14999961853027,12.14999961853027,12.14999961853027,12.14999961853027,12.14999961853027,12.14999961853027,12.14999961853027,12.14999961853027,12.14999961853027,12.14999961853027,12.14999961853027,12.14999961853027,12.14999961853027,null,true,true,true,true,true,true]
["Summer","load pf",{"$f":"F144/F146","v":0.99815156535014937},null,"MVAr",{"$f":"F152*F144","v":0.52666670083999634},0.57902897877628123,0.63747985452129596,0.67340279643598644,0.58207330671350899,0.60764551041533499,0.62773805157474771,0.6496571082044813,0.68010027144530716,0.71176113102158822,0.73185367218100095,0.73976884352577676,0.73976884352577676,0.73976884352577676,0.73976884352577676,0.73976884352577676,0.73976884352577676,0.73976884352577676,0.73976884352577676,0.73976884352577676,0.73976884352577676,0.73976884352577676,0.73976884352577676,0.73976884352577676,0.73976884352577676,0.73976884352577676,0.73976884352577676,null,true,true,true,true,true,true]
[null,null,null,null,"MVA",{"$f":"(F144^2+F145^2)^0.5","v":8.6660181868230328},9.5276113959163595,10.489389217514233,11.080481966420475,9.5777041798888245,9.9984810811125335,10.329093073154651,10.689759397963714,11.190685326807596,11.71164779597623,12.042259788018345,12.172499688730214,12.172499688730214,12.172499688730214,12.172499688730214,12.172499688730214,12.172499688730214,12.172499688730214,12.172499688730214,12.172499688730214,12.172499688730214,12.172499688730214,12.172499688730214,12.172499688730214,12.172499688730214,12.172499688730214,12.172499688730214,null,true,true,true,true,true,true]
[null,null,null,null,"MVA",{"$f":"(F144^2+(F145-F153)^2)^0.5","v":8.6660181868230328},9.5276113959163595,10.489389217514233,11.080481966420475,9.5777041798888245,9.9984810811125335,10.329093073154651,10.689759397963714,11.190685326807596,11.71164779597623,12.042259788018345,12.172499688730214,12.172499688730214,12.172499688730214,12.172499688730214,12.172499688730214,12.172499688730214,12.172499688730214,12.172499688730214,12.172499688730214,12.172499688730214,12.172499688730214,12.172499688730214,12.172499688730214,12.172499688730214,12.172499688730214,12.172499688730214,null,true,true,true,true,true,true]
["50% PoE","N","CR",null,"MVA",{"$f":"'EaR TNA013'!F51","v":12.960000038146971},{"$f":"'EaR TNA013'!G51","v":12.960000038146971},{"$f":"'EaR TNA013'!H51","v":12.960000038146971},{"$f":"'EaR TNA013'!I51","v":12.960000038146971},{"$f":"'EaR TNA013'!J51","v":12.960000038146971},{"$f":"'EaR TNA013'!K51","v":12.960000038146971},{"$f":"'EaR TNA013'!L51","v":12.960000038146971},{"$f":"'EaR TNA013'!M51","v":12.960000038146971},{"$f":"'EaR TNA013'!N51","v":12.960000038146971},{"$f":"'EaR TNA013'!O51","v":12.960000038146971},{"$f":"'EaR TNA013'!P51","v":12.960000038146971},{"$f":"'EaR TNA013'!Q51","v":12.960000038146971},{"$f":"'EaR TNA013'!R51","v":12.960000038146971},{"$f":"'EaR TNA013'!S51","v":12.960000038146971},{"$f":"'EaR TNA013'!T51","v":12.960000038146971},{"$f":"'EaR TNA013'!U51","v":12.960000038146971},{"$f":"'EaR TNA013'!V51","v":12.960000038146971},{"$f":"'EaR TNA013'!W51","v":12.960000038146971},{"$f":"'EaR TNA013'!X51","v":12.960000038146971},{"$f":"'EaR TNA013'!Y51","v":12.960000038146971},{"$f":"'EaR TNA013'!Z51","v":12.960000038146971},{"$f":"'EaR TNA013'!AA51","v":12.960000038146971},{"$f":"'EaR TNA013'!AB51","v":12.960000038146971},{"$f":"'EaR TNA013'!AC51","v":12.960000038146971},{"$f":"'EaR TNA013'!AD51","v":12.960000038146971},{"$f":"'EaR TNA013'!AE51","v":12.960000038146971},{"$f":"'EaR TNA013'!AF51","v":12.960000038146971},null,true,true,true,true,true,true]
["50% PoE","N-1","CR",null,"MVA",{"$f":"'EaR TNA013'!F52","v":12.960000038146971},{"$f":"'EaR TNA013'!G52","v":12.960000038146971},{"$f":"'EaR TNA013'!H52","v":12.960000038146971},{"$f":"'EaR TNA013'!I52","v":12.960000038146971},{"$f":"'EaR TNA013'!J52","v":12.960000038146971},{"$f":"'EaR TNA013'!K52","v":12.960000038146971},{"$f":"'EaR TNA013'!L52","v":12.960000038146971},{"$f":"'EaR TNA013'!M52","v":12.960000038146971},{"$f":"'EaR TNA013'!N52","v":12.960000038146971},{"$f":"'EaR TNA013'!O52","v":12.960000038146971},{"$f":"'EaR TNA013'!P52","v":12.960000038146971},{"$f":"'EaR TNA013'!Q52","v":12.960000038146971},{"$f":"'EaR TNA013'!R52","v":12.960000038146971},{"$f":"'EaR TNA013'!S52","v":12.960000038146971},{"$f":"'EaR TNA013'!T52","v":12.960000038146971},{"$f":"'EaR TNA013'!U52","v":12.960000038146971},{"$f":"'EaR TNA013'!V52","v":12.960000038146971},{"$f":"'EaR TNA013'!W52","v":12.960000038146971},{"$f":"'EaR TNA013'!X52","v":12.960000038146971},{"$f":"'EaR TNA013'!Y52","v":12.960000038146971},{"$f":"'EaR TNA013'!Z52","v":12.960000038146971},{"$f":"'EaR TNA013'!AA52","v":12.960000038146971},{"$f":"'EaR TNA013'!AB52","v":12.960000038146971},{"$f":"'EaR TNA013'!AC52","v":12.960000038146971},{"$f":"'EaR TNA013'!AD52","v":12.960000038146971},{"$f":"'EaR TNA013'!AE52","v":12.960000038146971},{"$f":"'EaR TNA013'!AF52","v":12.960000038146971},null,true,true,true,true,true,true]
["50% LAR","N",null,null,"Ratio Rating/Load",{"$f":"IF(F147=0,100,TRUNC(F148/F147,5))","v":1.49549},1.36025,1.23553,1.1696200000000001,1.35314,1.29619,1.2546999999999999,1.2123699999999999,1.1580999999999999,1.10659,1.0762,1.0646899999999999,1.0646899999999999,1.0646899999999999,1.0646899999999999,1.0646899999999999,1.0646899999999999,1.0646899999999999,1.0646899999999999,1.0646899999999999,1.0646899999999999,1.0646899999999999,1.0646899999999999,1.0646899999999999,1.0646899999999999,1.0646899999999999,1.0646899999999999,null,true,true,true,true,true,true]
["50% LAR","N-1",null,null,"Ratio Rating/Load",{"$f":"IF(F147=0,100,TRUNC(F149/F147,5))","v":1.49549},1.36025,1.23553,1.1696200000000001,1.35314,1.29619,1.2546999999999999,1.2123699999999999,1.1580999999999999,1.10659,1.0762,1.0646899999999999,1.0646899999999999,1.0646899999999999,1.0646899999999999,1.0646899999999999,1.0646899999999999,1.0646899999999999,1.0646899999999999,1.0646899999999999,1.0646899999999999,1.0646899999999999,1.0646899999999999,1.0646899999999999,1.0646899999999999,1.0646899999999999,1.0646899999999999,null,true,true,true,true,true,true]
["Load tan Phi",null,{"$f":"'EaR TNA013'!$H$26","v":6.0886326481651633E-2},null,null,{"$f":"C152","v":6.0886326481651633E-2},{"$f":"'EaR TNA013'!I26","v":6.0886326481651633E-2},{"$f":"G152","v":6.0886326481651633E-2},6.0886326481651633E-2,6.0886326481651633E-2,6.0886326481651633E-2,6.0886326481651633E-2,6.0886326481651633E-2,6.0886326481651633E-2,6.0886326481651633E-2,6.0886326481651633E-2,6.0886326481651633E-2,6.0886326481651633E-2,6.0886326481651633E-2,6.0886326481651633E-2,6.0886326481651633E-2,6.0886326481651633E-2,6.0886326481651633E-2,{"$f":"W152","v":6.0886326481651633E-2},6.0886326481651633E-2,6.0886326481651633E-2,6.0886326481651633E-2,6.0886326481651633E-2,6.0886326481651633E-2,6.0886326481651633E-2,6.0886326481651633E-2,6.0886326481651633E-2,null,true,true,true,true,true,true]
["Cap",null,0,null,"MVAr",{"$f":"C153","v":0},{"$f":"'EaR TNA013'!L26","v":0},0,0,0,0,0,0,0,0,0,0,0,0,0,0,0,0,0,0,0,0,0,0,0,0,0,null,true,true,true,true,true,true]
["10% PoE","10%/50%",{"$f":"'EaR TNA013'!J26","v":1.0850783336590466},null,"MVA",{"$f":"((F144*$C154)^2+(F144*$C154*F152-F153)^2)^0.5","v":9.4033085736169291},10.338204697231866,11.381808973241514,12.023190908262645,10.39255929179305,10.84913519061509,11.207875100027849,11.599226314758599,12.142770186915129,12.708055274859534,13.066795184272292,13.208115678712645,13.208115678712645,13.208115678712645,13.208115678712645,13.208115678712645,13.208115678712645,13.208115678712645,13.208115678712645,13.208115678712645,13.208115678712645,13.208115678712645,13.208115678712645,13.208115678712645,13.208115678712645,13.208115678712645,13.208115678712645,null,true,true,true,true,true,true]
["10% PoE","N","CR",null,"MVA",{"$f":"F148","v":12.960000038146971},12.960000038146971,12.960000038146971,12.960000038146971,12.960000038146971,12.960000038146971,12.960000038146971,12.960000038146971,12.960000038146971,12.960000038146971,12.960000038146971,12.960000038146971,12.960000038146971,12.960000038146971,12.960000038146971,12.960000038146971,12.960000038146971,12.960000038146971,12.960000038146971,12.960000038146971,12.960000038146971,12.960000038146971,12.960000038146971,12.960000038146971,12.960000038146971,12.960000038146971,12.960000038146971,null,true,true,true,true,true,true]
["10% PoE","N-1","CR",null,"MVA",12.960000038146971,12.960000038146971,12.960000038146971,12.960000038146971,12.960000038146971,12.960000038146971,12.960000038146971,12.960000038146971,12.960000038146971,12.960000038146971,12.960000038146971,12.960000038146971,12.960000038146971,12.960000038146971,12.960000038146971,12.960000038146971,12.960000038146971,12.960000038146971,12.960000038146971,12.960000038146971,12.960000038146971,12.960000038146971,12.960000038146971,12.960000038146971,12.960000038146971,12.960000038146971,12.960000038146971,null,true,true,true,true,true,true]
["10% LAR","N",null,null,"Ratio Rating/Load",{"$f":"IF(F154=0,100,TRUNC(F155/F154,5))","v":1.3782300000000001},1.2536,1.1386499999999999,1.0779099999999999,1.2470399999999999,1.1945600000000001,1.15632,1.11731,1.0672999999999999,1.0198199999999999,0.99182000000000003,0.98121000000000003,0.98121000000000003,0.98121000000000003,0.98121000000000003,0.98121000000000003,0.98121000000000003,0.98121000000000003,0.98121000000000003,0.98121000000000003,0.98121000000000003,0.98121000000000003,0.98121000000000003,0.98121000000000003,0.98121000000000003,0.98121000000000003,0.98121000000000003,null,true,true,true,true,true,true]
["10% LAR","N-1",null,null,"Ratio Rating/Load",{"$f":"IF(F154=0,100,TRUNC(F156/F154,5))","v":1.3782300000000001},1.2536,1.1386499999999999,1.0779099999999999,1.2470399999999999,1.1945600000000001,1.15632,1.11731,1.0672999999999999,1.0198199999999999,0.99182000000000003,0.98121000000000003,0.98121000000000003,0.98121000000000003,0.98121000000000003,0.98121000000000003,0.98121000000000003,0.98121000000000003,0.98121000000000003,0.98121000000000003,0.98121000000000003,0.98121000000000003,0.98121000000000003,0.98121000000000003,0.98121000000000003,0.98121000000000003,0.98121000000000003,null,true,true,true,true,true,true]
["50% PoE","N",null,null,"EatR, MWhrs",{"$f":"IF(F150<1,F144*((SUMPRODUCT(('EaR TNA013'!$A$200:$A$20063)*('EaR TNA013'!$A$200:$A$20063>F150)))-F150*MATCH(F150,'EaR TNA013'!$A$200:$A$20063,-1)),0)","v":0},{"$f":"IF(G150<1,G144*((SUMPRODUCT(('EaR TNA013'!$A$200:$A$20063)*('EaR TNA013'!$A$200:$A$20063>G150)))-G150*MATCH(G150,'EaR TNA013'!$A$200:$A$20063,-1)),0)","v":0},{"$f":"IF(H150<1,H144*((SUMPRODUCT(('EaR TNA013'!$A$200:$A$20063)*('EaR TNA013'!$A$200:$A$20063>H150)))-H150*MATCH(H150,'EaR TNA013'!$A$200:$A$20063,-1)),0)","v":0},{"$f":"IF(I150<1,I144*((SUMPRODUCT(('EaR TNA013'!$A$200:$A$20063)*('EaR TNA013'!$A$200:$A$20063>I150)))-I150*MATCH(I150,'EaR TNA013'!$A$200:$A$20063,-1)),0)","v":0},{"$f":"IF(J150<1,J144*((SUMPRODUCT(('EaR TNA013'!$A$200:$A$20063)*('EaR TNA013'!$A$200:$A$20063>J150)))-J150*MATCH(J150,'EaR TNA013'!$A$200:$A$20063,-1)),0)","v":0},{"$f":"IF(K150<1,K144*((SUMPRODUCT(('EaR TNA013'!$A$200:$A$20063)*('EaR TNA013'!$A$200:$A$20063>K150)))-K150*MATCH(K150,'EaR TNA013'!$A$200:$A$20063,-1)),0)","v":0},{"$f":"IF(L150<1,L144*((SUMPRODUCT(('EaR TNA013'!$A$200:$A$20063)*('EaR TNA013'!$A$200:$A$20063>L150)))-L150*MATCH(L150,'EaR TNA013'!$A$200:$A$20063,-1)),0)","v":0},{"$f":"IF(M150<1,M144*((SUMPRODUCT(('EaR TNA013'!$A$200:$A$20063)*('EaR TNA013'!$A$200:$A$20063>M150)))-M150*MATCH(M150,'EaR TNA013'!$A$200:$A$20063,-1)),0)","v":0},{"$f":"IF(N150<1,N144*((SUMPRODUCT(('EaR TNA013'!$A$200:$A$20063)*('EaR TNA013'!$A$200:$A$20063>N150)))-N150*MATCH(N150,'EaR TNA013'!$A$200:$A$20063,-1)),0)","v":0},{"$f":"IF(O150<1,O144*((SUMPRODUCT(('EaR TNA013'!$A$200:$A$20063)*('EaR TNA013'!$A$200:$A$20063>O150)))-O150*MATCH(O150,'EaR TNA013'!$A$200:$A$20063,-1)),0)","v":0},{"$f":"IF(P150<1,P144*((SUMPRODUCT(('EaR TNA013'!$A$200:$A$20063)*('EaR TNA013'!$A$200:$A$20063>P150)))-P150*MATCH(P150,'EaR TNA013'!$A$200:$A$20063,-1)),0)","v":0},{"$f":"IF(Q150<1,Q144*((SUMPRODUCT(('EaR TNA013'!$A$200:$A$20063)*('EaR TNA013'!$A$200:$A$20063>Q150)))-Q150*MATCH(Q150,'EaR TNA013'!$A$200:$A$20063,-1)),0)","v":0},{"$f":"IF(R150<1,R144*((SUMPRODUCT(('EaR TNA013'!$A$200:$A$20063)*('EaR TNA013'!$A$200:$A$20063>R150)))-R150*MATCH(R150,'EaR TNA013'!$A$200:$A$20063,-1)),0)","v":0},{"$f":"IF(S150<1,S144*((SUMPRODUCT(('EaR TNA013'!$A$200:$A$20063)*('EaR TNA013'!$A$200:$A$20063>S150)))-S150*MATCH(S150,'EaR TNA013'!$A$200:$A$20063,-1)),0)","v":0},{"$f":"IF(T150<1,T144*((SUMPRODUCT(('EaR TNA013'!$A$200:$A$20063)*('EaR TNA013'!$A$200:$A$20063>T150)))-T150*MATCH(T150,'EaR TNA013'!$A$200:$A$20063,-1)),0)","v":0},{"$f":"IF(U150<1,U144*((SUMPRODUCT(('EaR TNA013'!$A$200:$A$20063)*('EaR TNA013'!$A$200:$A$20063>U150)))-U150*MATCH(U150,'EaR TNA013'!$A$200:$A$20063,-1)),0)","v":0},{"$f":"IF(V150<1,V144*((SUMPRODUCT(('EaR TNA013'!$A$200:$A$20063)*('EaR TNA013'!$A$200:$A$20063>V150)))-V150*MATCH(V150,'EaR TNA013'!$A$200:$A$20063,-1)),0)","v":0},{"$f":"IF(W150<1,W144*((SUMPRODUCT(('EaR TNA013'!$A$200:$A$20063)*('EaR TNA013'!$A$200:$A$20063>W150)))-W150*MATCH(W150,'EaR TNA013'!$A$200:$A$20063,-1)),0)","v":0},{"$f":"IF(X150<1,X144*((SUMPRODUCT(('EaR TNA013'!$A$200:$A$20063)*('EaR TNA013'!$A$200:$A$20063>X150)))-X150*MATCH(X150,'EaR TNA013'!$A$200:$A$20063,-1)),0)","v":0},{"$f":"IF(Y150<1,Y144*((SUMPRODUCT(('EaR TNA013'!$A$200:$A$20063)*('EaR TNA013'!$A$200:$A$20063>Y150)))-Y150*MATCH(Y150,'EaR TNA013'!$A$200:$A$20063,-1)),0)","v":0},{"$f":"IF(Z150<1,Z144*((SUMPRODUCT(('EaR TNA013'!$A$200:$A$20063)*('EaR TNA013'!$A$200:$A$20063>Z150)))-Z150*MATCH(Z150,'EaR TNA013'!$A$200:$A$20063,-1)),0)","v":0},{"$f":"IF(AA150<1,AA144*((SUMPRODUCT(('EaR TNA013'!$A$200:$A$20063)*('EaR TNA013'!$A$200:$A$20063>AA150)))-AA150*MATCH(AA150,'EaR TNA013'!$A$200:$A$20063,-1)),0)","v":0},{"$f":"IF(AB150<1,AB144*((SUMPRODUCT(('EaR TNA013'!$A$200:$A$20063)*('EaR TNA013'!$A$200:$A$20063>AB150)))-AB150*MATCH(AB150,'EaR TNA013'!$A$200:$A$20063,-1)),0)","v":0},{"$f":"IF(AC150<1,AC144*((SUMPRODUCT(('EaR TNA013'!$A$200:$A$20063)*('EaR TNA013'!$A$200:$A$20063>AC150)))-AC150*MATCH(AC150,'EaR TNA013'!$A$200:$A$20063,-1)),0)","v":0},{"$f":"IF(AD150<1,AD144*((SUMPRODUCT(('EaR TNA013'!$A$200:$A$20063)*('EaR TNA013'!$A$200:$A$20063>AD150)))-AD150*MATCH(AD150,'EaR TNA013'!$A$200:$A$20063,-1)),0)","v":0},{"$f":"IF(AE150<1,AE144*((SUMPRODUCT(('EaR TNA013'!$A$200:$A$20063)*('EaR TNA013'!$A$200:$A$20063>AE150)))-AE150*MATCH(AE150,'EaR TNA013'!$A$200:$A$20063,-1)),0)","v":0},{"$f":"IF(AF150<1,AF144*((SUMPRODUCT(('EaR TNA013'!$A$200:$A$20063)*('EaR TNA013'!$A$200:$A$20063>AF150)))-AF150*MATCH(AF150,'EaR TNA013'!$A$200:$A$20063,-1)),0)","v":0},null,true,true,true,true,true,true]
["50% PoE","N-1",null,null,"EatR, MWhrs",{"$f":"IF(F151<1,IF(F151=0,F142*SUMPRODUCT(('EaR TNA013'!$A$200:$A$20063)*('EaR TNA013'!$A$200:$A$20063>F151)),F144*(SUMPRODUCT(('EaR TNA013'!$A$200:$A$20063)*('EaR TNA013'!$A$200:$A$20063>F151))-F151*MATCH(F151,'EaR TNA013'!$A$200:$A$20063,-1)))-F159,0)","v":0},{"$f":"IF(G151<1,IF(G151=0,G142*SUMPRODUCT(('EaR TNA013'!$A$200:$A$20063)*('EaR TNA013'!$A$200:$A$20063>G151)),G144*(SUMPRODUCT(('EaR TNA013'!$A$200:$A$20063)*('EaR TNA013'!$A$200:$A$20063>G151))-G151*MATCH(G151,'EaR TNA013'!$A$200:$A$20063,-1)))-G159,0)","v":0},{"$f":"IF(H151<1,IF(H151=0,H142*SUMPRODUCT(('EaR TNA013'!$A$200:$A$20063)*('EaR TNA013'!$A$200:$A$20063>H151)),H144*(SUMPRODUCT(('EaR TNA013'!$A$200:$A$20063)*('EaR TNA013'!$A$200:$A$20063>H151))-H151*MATCH(H151,'EaR TNA013'!$A$200:$A$20063,-1)))-H159,0)","v":0},{"$f":"IF(I151<1,IF(I151=0,I142*SUMPRODUCT(('EaR TNA013'!$A$200:$A$20063)*('EaR TNA013'!$A$200:$A$20063>I151)),I144*(SUMPRODUCT(('EaR TNA013'!$A$200:$A$20063)*('EaR TNA013'!$A$200:$A$20063>I151))-I151*MATCH(I151,'EaR TNA013'!$A$200:$A$20063,-1)))-I159,0)","v":0},{"$f":"IF(J151<1,IF(J151=0,J142*SUMPRODUCT(('EaR TNA013'!$A$200:$A$20063)*('EaR TNA013'!$A$200:$A$20063>J151)),J144*(SUMPRODUCT(('EaR TNA013'!$A$200:$A$20063)*('EaR TNA013'!$A$200:$A$20063>J151))-J151*MATCH(J151,'EaR TNA013'!$A$200:$A$20063,-1)))-J159,0)","v":0},{"$f":"IF(K151<1,IF(K151=0,K142*SUMPRODUCT(('EaR TNA013'!$A$200:$A$20063)*('EaR TNA013'!$A$200:$A$20063>K151)),K144*(SUMPRODUCT(('EaR TNA013'!$A$200:$A$20063)*('EaR TNA013'!$A$200:$A$20063>K151))-K151*MATCH(K151,'EaR TNA013'!$A$200:$A$20063,-1)))-K159,0)","v":0},{"$f":"IF(L151<1,IF(L151=0,L142*SUMPRODUCT(('EaR TNA013'!$A$200:$A$20063)*('EaR TNA013'!$A$200:$A$20063>L151)),L144*(SUMPRODUCT(('EaR TNA013'!$A$200:$A$20063)*('EaR TNA013'!$A$200:$A$20063>L151))-L151*MATCH(L151,'EaR TNA013'!$A$200:$A$20063,-1)))-L159,0)","v":0},{"$f":"IF(M151<1,IF(M151=0,M142*SUMPRODUCT(('EaR TNA013'!$A$200:$A$20063)*('EaR TNA013'!$A$200:$A$20063>M151)),M144*(SUMPRODUCT(('EaR TNA013'!$A$200:$A$20063)*('EaR TNA013'!$A$200:$A$20063>M151))-M151*MATCH(M151,'EaR TNA013'!$A$200:$A$20063,-1)))-M159,0)","v":0},{"$f":"IF(N151<1,IF(N151=0,N142*SUMPRODUCT(('EaR TNA013'!$A$200:$A$20063)*('EaR TNA013'!$A$200:$A$20063>N151)),N144*(SUMPRODUCT(('EaR TNA013'!$A$200:$A$20063)*('EaR TNA013'!$A$200:$A$20063>N151))-N151*MATCH(N151,'EaR TNA013'!$A$200:$A$20063,-1)))-N159,0)","v":0},{"$f":"IF(O151<1,IF(O151=0,O142*SUMPRODUCT(('EaR TNA013'!$A$200:$A$20063)*('EaR TNA013'!$A$200:$A$20063>O151)),O144*(SUMPRODUCT(('EaR TNA013'!$A$200:$A$20063)*('EaR TNA013'!$A$200:$A$20063>O151))-O151*MATCH(O151,'EaR TNA013'!$A$200:$A$20063,-1)))-O159,0)","v":0},{"$f":"IF(P151<1,IF(P151=0,P142*SUMPRODUCT(('EaR TNA013'!$A$200:$A$20063)*('EaR TNA013'!$A$200:$A$20063>P151)),P144*(SUMPRODUCT(('EaR TNA013'!$A$200:$A$20063)*('EaR TNA013'!$A$200:$A$20063>P151))-P151*MATCH(P151,'EaR TNA013'!$A$200:$A$20063,-1)))-P159,0)","v":0},{"$f":"IF(Q151<1,IF(Q151=0,Q142*SUMPRODUCT(('EaR TNA013'!$A$200:$A$20063)*('EaR TNA013'!$A$200:$A$20063>Q151)),Q144*(SUMPRODUCT(('EaR TNA013'!$A$200:$A$20063)*('EaR TNA013'!$A$200:$A$20063>Q151))-Q151*MATCH(Q151,'EaR TNA013'!$A$200:$A$20063,-1)))-Q159,0)","v":0},{"$f":"IF(R151<1,IF(R151=0,R142*SUMPRODUCT(('EaR TNA013'!$A$200:$A$20063)*('EaR TNA013'!$A$200:$A$20063>R151)),R144*(SUMPRODUCT(('EaR TNA013'!$A$200:$A$20063)*('EaR TNA013'!$A$200:$A$20063>R151))-R151*MATCH(R151,'EaR TNA013'!$A$200:$A$20063,-1)))-R159,0)","v":0},{"$f":"IF(S151<1,IF(S151=0,S142*SUMPRODUCT(('EaR TNA013'!$A$200:$A$20063)*('EaR TNA013'!$A$200:$A$20063>S151)),S144*(SUMPRODUCT(('EaR TNA013'!$A$200:$A$20063)*('EaR TNA013'!$A$200:$A$20063>S151))-S151*MATCH(S151,'EaR TNA013'!$A$200:$A$20063,-1)))-S159,0)","v":0},{"$f":"IF(T151<1,IF(T151=0,T142*SUMPRODUCT(('EaR TNA013'!$A$200:$A$20063)*('EaR TNA013'!$A$200:$A$20063>T151)),T144*(SUMPRODUCT(('EaR TNA013'!$A$200:$A$20063)*('EaR TNA013'!$A$200:$A$20063>T151))-T151*MATCH(T151,'EaR TNA013'!$A$200:$A$20063,-1)))-T159,0)","v":0},{"$f":"IF(U151<1,IF(U151=0,U142*SUMPRODUCT(('EaR TNA013'!$A$200:$A$20063)*('EaR TNA013'!$A$200:$A$20063>U151)),U144*(SUMPRODUCT(('EaR TNA013'!$A$200:$A$20063)*('EaR TNA013'!$A$200:$A$20063>U151))-U151*MATCH(U151,'EaR TNA013'!$A$200:$A$20063,-1)))-U159,0)","v":0},{"$f":"IF(V151<1,IF(V151=0,V142*SUMPRODUCT(('EaR TNA013'!$A$200:$A$20063)*('EaR TNA013'!$A$200:$A$20063>V151)),V144*(SUMPRODUCT(('EaR TNA013'!$A$200:$A$20063)*('EaR TNA013'!$A$200:$A$20063>V151))-V151*MATCH(V151,'EaR TNA013'!$A$200:$A$20063,-1)))-V159,0)","v":0},{"$f":"IF(W151<1,IF(W151=0,W142*SUMPRODUCT(('EaR TNA013'!$A$200:$A$20063)*('EaR TNA013'!$A$200:$A$20063>W151)),W144*(SUMPRODUCT(('EaR TNA013'!$A$200:$A$20063)*('EaR TNA013'!$A$200:$A$20063>W151))-W151*MATCH(W151,'EaR TNA013'!$A$200:$A$20063,-1)))-W159,0)","v":0},{"$f":"IF(X151<1,IF(X151=0,X142*SUMPRODUCT(('EaR TNA013'!$A$200:$A$20063)*('EaR TNA013'!$A$200:$A$20063>X151)),X144*(SUMPRODUCT(('EaR TNA013'!$A$200:$A$20063)*('EaR TNA013'!$A$200:$A$20063>X151))-X151*MATCH(X151,'EaR TNA013'!$A$200:$A$20063,-1)))-X159,0)","v":0},{"$f":"IF(Y151<1,IF(Y151=0,Y142*SUMPRODUCT(('EaR TNA013'!$A$200:$A$20063)*('EaR TNA013'!$A$200:$A$20063>Y151)),Y144*(SUMPRODUCT(('EaR TNA013'!$A$200:$A$20063)*('EaR TNA013'!$A$200:$A$20063>Y151))-Y151*MATCH(Y151,'EaR TNA013'!$A$200:$A$20063,-1)))-Y159,0)","v":0},{"$f":"IF(Z151<1,IF(Z151=0,Z142*SUMPRODUCT(('EaR TNA013'!$A$200:$A$20063)*('EaR TNA013'!$A$200:$A$20063>Z151)),Z144*(SUMPRODUCT(('EaR TNA013'!$A$200:$A$20063)*('EaR TNA013'!$A$200:$A$20063>Z151))-Z151*MATCH(Z151,'EaR TNA013'!$A$200:$A$20063,-1)))-Z159,0)","v":0},{"$f":"IF(AA151<1,IF(AA151=0,AA142*SUMPRODUCT(('EaR TNA013'!$A$200:$A$20063)*('EaR TNA013'!$A$200:$A$20063>AA151)),AA144*(SUMPRODUCT(('EaR TNA013'!$A$200:$A$20063)*('EaR TNA013'!$A$200:$A$20063>AA151))-AA151*MATCH(AA151,'EaR TNA013'!$A$200:$A$20063,-1)))-AA159,0)","v":0},{"$f":"IF(AB151<1,IF(AB151=0,AB142*SUMPRODUCT(('EaR TNA013'!$A$200:$A$20063)*('EaR TNA013'!$A$200:$A$20063>AB151)),AB144*(SUMPRODUCT(('EaR TNA013'!$A$200:$A$20063)*('EaR TNA013'!$A$200:$A$20063>AB151))-AB151*MATCH(AB151,'EaR TNA013'!$A$200:$A$20063,-1)))-AB159,0)","v":0},{"$f":"IF(AC151<1,IF(AC151=0,AC142*SUMPRODUCT(('EaR TNA013'!$A$200:$A$20063)*('EaR TNA013'!$A$200:$A$20063>AC151)),AC144*(SUMPRODUCT(('EaR TNA013'!$A$200:$A$20063)*('EaR TNA013'!$A$200:$A$20063>AC151))-AC151*MATCH(AC151,'EaR TNA013'!$A$200:$A$20063,-1)))-AC159,0)","v":0},{"$f":"IF(AD151<1,IF(AD151=0,AD142*SUMPRODUCT(('EaR TNA013'!$A$200:$A$20063)*('EaR TNA013'!$A$200:$A$20063>AD151)),AD144*(SUMPRODUCT(('EaR TNA013'!$A$200:$A$20063)*('EaR TNA013'!$A$200:$A$20063>AD151))-AD151*MATCH(AD151,'EaR TNA013'!$A$200:$A$20063,-1)))-AD159,0)","v":0},{"$f":"IF(AE151<1,IF(AE151=0,AE142*SUMPRODUCT(('EaR TNA013'!$A$200:$A$20063)*('EaR TNA013'!$A$200:$A$20063>AE151)),AE144*(SUMPRODUCT(('EaR TNA013'!$A$200:$A$20063)*('EaR TNA013'!$A$200:$A$20063>AE151))-AE151*MATCH(AE151,'EaR TNA013'!$A$200:$A$20063,-1)))-AE159,0)","v":0},{"$f":"IF(AF151<1,IF(AF151=0,AF142*SUMPRODUCT(('EaR TNA013'!$A$200:$A$20063)*('EaR TNA013'!$A$200:$A$20063>AF151)),AF144*(SUMPRODUCT(('EaR TNA013'!$A$200:$A$20063)*('EaR TNA013'!$A$200:$A$20063>AF151))-AF151*MATCH(AF151,'EaR TNA013'!$A$200:$A$20063,-1)))-AF159,0)","v":0},null,true,true,true,true,true,true]
["10% LAR","N",null,null,"EatR, MWhrs",{"$f":"IF(F157<1,F144*$C$154*((SUMPRODUCT(('EaR TNA013'!$A$200:$A$20063)*('EaR TNA013'!$A$200:$A$20063>F157)))-F157*MATCH(F157,'EaR TNA013'!$A$200:$A$20063,-1)),0)","v":0},{"$f":"IF(G157<1,G144*$C$154*((SUMPRODUCT(('EaR TNA013'!$A$200:$A$20063)*('EaR TNA013'!$A$200:$A$20063>G157)))-G157*MATCH(G157,'EaR TNA013'!$A$200:$A$20063,-1)),0)","v":0},{"$f":"IF(H157<1,H144*$C$154*((SUMPRODUCT(('EaR TNA013'!$A$200:$A$20063)*('EaR TNA013'!$A$200:$A$20063>H157)))-H157*MATCH(H157,'EaR TNA013'!$A$200:$A$20063,-1)),0)","v":0},{"$f":"IF(I157<1,I144*$C$154*((SUMPRODUCT(('EaR TNA013'!$A$200:$A$20063)*('EaR TNA013'!$A$200:$A$20063>I157)))-I157*MATCH(I157,'EaR TNA013'!$A$200:$A$20063,-1)),0)","v":0},{"$f":"IF(J157<1,J144*$C$154*((SUMPRODUCT(('EaR TNA013'!$A$200:$A$20063)*('EaR TNA013'!$A$200:$A$20063>J157)))-J157*MATCH(J157,'EaR TNA013'!$A$200:$A$20063,-1)),0)","v":0},{"$f":"IF(K157<1,K144*$C$154*((SUMPRODUCT(('EaR TNA013'!$A$200:$A$20063)*('EaR TNA013'!$A$200:$A$20063>K157)))-K157*MATCH(K157,'EaR TNA013'!$A$200:$A$20063,-1)),0)","v":0},{"$f":"IF(L157<1,L144*$C$154*((SUMPRODUCT(('EaR TNA013'!$A$200:$A$20063)*('EaR TNA013'!$A$200:$A$20063>L157)))-L157*MATCH(L157,'EaR TNA013'!$A$200:$A$20063,-1)),0)","v":0},{"$f":"IF(M157<1,M144*$C$154*((SUMPRODUCT(('EaR TNA013'!$A$200:$A$20063)*('EaR TNA013'!$A$200:$A$20063>M157)))-M157*MATCH(M157,'EaR TNA013'!$A$200:$A$20063,-1)),0)","v":0},{"$f":"IF(N157<1,N144*$C$154*((SUMPRODUCT(('EaR TNA013'!$A$200:$A$20063)*('EaR TNA013'!$A$200:$A$20063>N157)))-N157*MATCH(N157,'EaR TNA013'!$A$200:$A$20063,-1)),0)","v":0},{"$f":"IF(O157<1,O144*$C$154*((SUMPRODUCT(('EaR TNA013'!$A$200:$A$20063)*('EaR TNA013'!$A$200:$A$20063>O157)))-O157*MATCH(O157,'EaR TNA013'!$A$200:$A$20063,-1)),0)","v":0},{"$f":"IF(P157<1,P144*$C$154*((SUMPRODUCT(('EaR TNA013'!$A$200:$A$20063)*('EaR TNA013'!$A$200:$A$20063>P157)))-P157*MATCH(P157,'EaR TNA013'!$A$200:$A$20063,-1)),0)","v":0.10668881211044141},{"$f":"IF(Q157<1,Q144*$C$154*((SUMPRODUCT(('EaR TNA013'!$A$200:$A$20063)*('EaR TNA013'!$A$200:$A$20063>Q157)))-Q157*MATCH(Q157,'EaR TNA013'!$A$200:$A$20063,-1)),0)","v":0.31382350832800993},{"$f":"IF(R157<1,R144*$C$154*((SUMPRODUCT(('EaR TNA013'!$A$200:$A$20063)*('EaR TNA013'!$A$200:$A$20063>R157)))-R157*MATCH(R157,'EaR TNA013'!$A$200:$A$20063,-1)),0)","v":0.31382350832800993},{"$f":"IF(S157<1,S144*$C$154*((SUMPRODUCT(('EaR TNA013'!$A$200:$A$20063)*('EaR TNA013'!$A$200:$A$20063>S157)))-S157*MATCH(S157,'EaR TNA013'!$A$200:$A$20063,-1)),0)","v":0.31382350832800993},{"$f":"IF(T157<1,T144*$C$154*((SUMPRODUCT(('EaR TNA013'!$A$200:$A$20063)*('EaR TNA013'!$A$200:$A$20063>T157)))-T157*MATCH(T157,'EaR TNA013'!$A$200:$A$20063,-1)),0)","v":0.31382350832800993},{"$f":"IF(U157<1,U144*$C$154*((SUMPRODUCT(('EaR TNA013'!$A$200:$A$20063)*('EaR TNA013'!$A$200:$A$20063>U157)))-U157*MATCH(U157,'EaR TNA013'!$A$200:$A$20063,-1)),0)","v":0.31382350832800993},{"$f":"IF(V157<1,V144*$C$154*((SUMPRODUCT(('EaR TNA013'!$A$200:$A$20063)*('EaR TNA013'!$A$200:$A$20063>V157)))-V157*MATCH(V157,'EaR TNA013'!$A$200:$A$20063,-1)),0)","v":0.31382350832800993},{"$f":"IF(W157<1,W144*$C$154*((SUMPRODUCT(('EaR TNA013'!$A$200:$A$20063)*('EaR TNA013'!$A$200:$A$20063>W157)))-W157*MATCH(W157,'EaR TNA013'!$A$200:$A$20063,-1)),0)","v":0.31382350832800993},{"$f":"IF(X157<1,X144*$C$154*((SUMPRODUCT(('EaR TNA013'!$A$200:$A$20063)*('EaR TNA013'!$A$200:$A$20063>X157)))-X157*MATCH(X157,'EaR TNA013'!$A$200:$A$20063,-1)),0)","v":0.31382350832800993},{"$f":"IF(Y157<1,Y144*$C$154*((SUMPRODUCT(('EaR TNA013'!$A$200:$A$20063)*('EaR TNA013'!$A$200:$A$20063>Y157)))-Y157*MATCH(Y157,'EaR TNA013'!$A$200:$A$20063,-1)),0)","v":0.31382350832800993},{"$f":"IF(Z157<1,Z144*$C$154*((SUMPRODUCT(('EaR TNA013'!$A$200:$A$20063)*('EaR TNA013'!$A$200:$A$20063>Z157)))-Z157*MATCH(Z157,'EaR TNA013'!$A$200:$A$20063,-1)),0)","v":0.31382350832800993},{"$f":"IF(AA157<1,AA144*$C$154*((SUMPRODUCT(('EaR TNA013'!$A$200:$A$20063)*('EaR TNA013'!$A$200:$A$20063>AA157)))-AA157*MATCH(AA157,'EaR TNA013'!$A$200:$A$20063,-1)),0)","v":0.31382350832800993},{"$f":"IF(AB157<1,AB144*$C$154*((SUMPRODUCT(('EaR TNA013'!$A$200:$A$20063)*('EaR TNA013'!$A$200:$A$20063>AB157)))-AB157*MATCH(AB157,'EaR TNA013'!$A$200:$A$20063,-1)),0)","v":0.31382350832800993},{"$f":"IF(AC157<1,AC144*$C$154*((SUMPRODUCT(('EaR TNA013'!$A$200:$A$20063)*('EaR TNA013'!$A$200:$A$20063>AC157)))-AC157*MATCH(AC157,'EaR TNA013'!$A$200:$A$20063,-1)),0)","v":0.31382350832800993},{"$f":"IF(AD157<1,AD144*$C$154*((SUMPRODUCT(('EaR TNA013'!$A$200:$A$20063)*('EaR TNA013'!$A$200:$A$20063>AD157)))-AD157*MATCH(AD157,'EaR TNA013'!$A$200:$A$20063,-1)),0)","v":0.31382350832800993},{"$f":"IF(AE157<1,AE144*$C$154*((SUMPRODUCT(('EaR TNA013'!$A$200:$A$20063)*('EaR TNA013'!$A$200:$A$20063>AE157)))-AE157*MATCH(AE157,'EaR TNA013'!$A$200:$A$20063,-1)),0)","v":0.31382350832800993},{"$f":"IF(AF157<1,AF144*$C$154*((SUMPRODUCT(('EaR TNA013'!$A$200:$A$20063)*('EaR TNA013'!$A$200:$A$20063>AF157)))-AF157*MATCH(AF157,'EaR TNA013'!$A$200:$A$20063,-1)),0)","v":0.31382350832800993},null,true,true,true,true,true,true]
["10% LAR","N-1",null,null,"EatR, MWhrs",{"$f":"IF(F158<1,IF(F158=0,F144*$C$154*SUMPRODUCT(('EaR TNA013'!$A$200:$A$20063)*('EaR TNA013'!$A$200:$A$20063>F158)),F146*$C$154*(SUMPRODUCT(('EaR TNA013'!$A$200:$A$20063)*('EaR TNA013'!$A$200:$A$20063>F158))-F158*MATCH(F158,'EaR TNA013'!$A$200:$A$20063,-1)))-F161,0)","v":0},{"$f":"IF(G158<1,IF(G158=0,G144*$C$154*SUMPRODUCT(('EaR TNA013'!$A$200:$A$20063)*('EaR TNA013'!$A$200:$A$20063>G158)),G146*$C$154*(SUMPRODUCT(('EaR TNA013'!$A$200:$A$20063)*('EaR TNA013'!$A$200:$A$20063>G158))-G158*MATCH(G158,'EaR TNA013'!$A$200:$A$20063,-1)))-G161,0)","v":0},{"$f":"IF(H158<1,IF(H158=0,H144*$C$154*SUMPRODUCT(('EaR TNA013'!$A$200:$A$20063)*('EaR TNA013'!$A$200:$A$20063>H158)),H146*$C$154*(SUMPRODUCT(('EaR TNA013'!$A$200:$A$20063)*('EaR TNA013'!$A$200:$A$20063>H158))-H158*MATCH(H158,'EaR TNA013'!$A$200:$A$20063,-1)))-H161,0)","v":0},{"$f":"IF(I158<1,IF(I158=0,I144*$C$154*SUMPRODUCT(('EaR TNA013'!$A$200:$A$20063)*('EaR TNA013'!$A$200:$A$20063>I158)),I146*$C$154*(SUMPRODUCT(('EaR TNA013'!$A$200:$A$20063)*('EaR TNA013'!$A$200:$A$20063>I158))-I158*MATCH(I158,'EaR TNA013'!$A$200:$A$20063,-1)))-I161,0)","v":0},{"$f":"IF(J158<1,IF(J158=0,J144*$C$154*SUMPRODUCT(('EaR TNA013'!$A$200:$A$20063)*('EaR TNA013'!$A$200:$A$20063>J158)),J146*$C$154*(SUMPRODUCT(('EaR TNA013'!$A$200:$A$20063)*('EaR TNA013'!$A$200:$A$20063>J158))-J158*MATCH(J158,'EaR TNA013'!$A$200:$A$20063,-1)))-J161,0)","v":0},{"$f":"IF(K158<1,IF(K158=0,K144*$C$154*SUMPRODUCT(('EaR TNA013'!$A$200:$A$20063)*('EaR TNA013'!$A$200:$A$20063>K158)),K146*$C$154*(SUMPRODUCT(('EaR TNA013'!$A$200:$A$20063)*('EaR TNA013'!$A$200:$A$20063>K158))-K158*MATCH(K158,'EaR TNA013'!$A$200:$A$20063,-1)))-K161,0)","v":0},{"$f":"IF(L158<1,IF(L158=0,L144*$C$154*SUMPRODUCT(('EaR TNA013'!$A$200:$A$20063)*('EaR TNA013'!$A$200:$A$20063>L158)),L146*$C$154*(SUMPRODUCT(('EaR TNA013'!$A$200:$A$20063)*('EaR TNA013'!$A$200:$A$20063>L158))-L158*MATCH(L158,'EaR TNA013'!$A$200:$A$20063,-1)))-L161,0)","v":0},{"$f":"IF(M158<1,IF(M158=0,M144*$C$154*SUMPRODUCT(('EaR TNA013'!$A$200:$A$20063)*('EaR TNA013'!$A$200:$A$20063>M158)),M146*$C$154*(SUMPRODUCT(('EaR TNA013'!$A$200:$A$20063)*('EaR TNA013'!$A$200:$A$20063>M158))-M158*MATCH(M158,'EaR TNA013'!$A$200:$A$20063,-1)))-M161,0)","v":0},{"$f":"IF(N158<1,IF(N158=0,N144*$C$154*SUMPRODUCT(('EaR TNA013'!$A$200:$A$20063)*('EaR TNA013'!$A$200:$A$20063>N158)),N146*$C$154*(SUMPRODUCT(('EaR TNA013'!$A$200:$A$20063)*('EaR TNA013'!$A$200:$A$20063>N158))-N158*MATCH(N158,'EaR TNA013'!$A$200:$A$20063,-1)))-N161,0)","v":0},{"$f":"IF(O158<1,IF(O158=0,O144*$C$154*SUMPRODUCT(('EaR TNA013'!$A$200:$A$20063)*('EaR TNA013'!$A$200:$A$20063>O158)),O146*$C$154*(SUMPRODUCT(('EaR TNA013'!$A$200:$A$20063)*('EaR TNA013'!$A$200:$A$20063>O158))-O158*MATCH(O158,'EaR TNA013'!$A$200:$A$20063,-1)))-O161,0)","v":0},{"$f":"IF(P158<1,IF(P158=0,P144*$C$154*SUMPRODUCT(('EaR TNA013'!$A$200:$A$20063)*('EaR TNA013'!$A$200:$A$20063>P158)),P146*$C$154*(SUMPRODUCT(('EaR TNA013'!$A$200:$A$20063)*('EaR TNA013'!$A$200:$A$20063>P158))-P158*MATCH(P158,'EaR TNA013'!$A$200:$A$20063,-1)))-P161,0)","v":1.9757249690546819E-4},{"$f":"IF(Q158<1,IF(Q158=0,Q144*$C$154*SUMPRODUCT(('EaR TNA013'!$A$200:$A$20063)*('EaR TNA013'!$A$200:$A$20063>Q158)),Q146*$C$154*(SUMPRODUCT(('EaR TNA013'!$A$200:$A$20063)*('EaR TNA013'!$A$200:$A$20063>Q158))-Q158*MATCH(Q158,'EaR TNA013'!$A$200:$A$20063,-1)))-Q161,0)","v":5.8115647649931157E-4},{"$f":"IF(R158<1,IF(R158=0,R144*$C$154*SUMPRODUCT(('EaR TNA013'!$A$200:$A$20063)*('EaR TNA013'!$A$200:$A$20063>R158)),R146*$C$154*(SUMPRODUCT(('EaR TNA013'!$A$200:$A$20063)*('EaR TNA013'!$A$200:$A$20063>R158))-R158*MATCH(R158,'EaR TNA013'!$A$200:$A$20063,-1)))-R161,0)","v":5.8115647649931157E-4},{"$f":"IF(S158<1,IF(S158=0,S144*$C$154*SUMPRODUCT(('EaR TNA013'!$A$200:$A$20063)*('EaR TNA013'!$A$200:$A$20063>S158)),S146*$C$154*(SUMPRODUCT(('EaR TNA013'!$A$200:$A$20063)*('EaR TNA013'!$A$200:$A$20063>S158))-S158*MATCH(S158,'EaR TNA013'!$A$200:$A$20063,-1)))-S161,0)","v":5.8115647649931157E-4},{"$f":"IF(T158<1,IF(T158=0,T144*$C$154*SUMPRODUCT(('EaR TNA013'!$A$200:$A$20063)*('EaR TNA013'!$A$200:$A$20063>T158)),T146*$C$154*(SUMPRODUCT(('EaR TNA013'!$A$200:$A$20063)*('EaR TNA013'!$A$200:$A$20063>T158))-T158*MATCH(T158,'EaR TNA013'!$A$200:$A$20063,-1)))-T161,0)","v":5.8115647649931157E-4},{"$f":"IF(U158<1,IF(U158=0,U144*$C$154*SUMPRODUCT(('EaR TNA013'!$A$200:$A$20063)*('EaR TNA013'!$A$200:$A$20063>U158)),U146*$C$154*(SUMPRODUCT(('EaR TNA013'!$A$200:$A$20063)*('EaR TNA013'!$A$200:$A$20063>U158))-U158*MATCH(U158,'EaR TNA013'!$A$200:$A$20063,-1)))-U161,0)","v":5.8115647649931157E-4},{"$f":"IF(V158<1,IF(V158=0,V144*$C$154*SUMPRODUCT(('EaR TNA013'!$A$200:$A$20063)*('EaR TNA013'!$A$200:$A$20063>V158)),V146*$C$154*(SUMPRODUCT(('EaR TNA013'!$A$200:$A$20063)*('EaR TNA013'!$A$200:$A$20063>V158))-V158*MATCH(V158,'EaR TNA013'!$A$200:$A$20063,-1)))-V161,0)","v":5.8115647649931157E-4},{"$f":"IF(W158<1,IF(W158=0,W144*$C$154*SUMPRODUCT(('EaR TNA013'!$A$200:$A$20063)*('EaR TNA013'!$A$200:$A$20063>W158)),W146*$C$154*(SUMPRODUCT(('EaR TNA013'!$A$200:$A$20063)*('EaR TNA013'!$A$200:$A$20063>W158))-W158*MATCH(W158,'EaR TNA013'!$A$200:$A$20063,-1)))-W161,0)","v":5.8115647649931157E-4},{"$f":"IF(X158<1,IF(X158=0,X144*$C$154*SUMPRODUCT(('EaR TNA013'!$A$200:$A$20063)*('EaR TNA013'!$A$200:$A$20063>X158)),X146*$C$154*(SUMPRODUCT(('EaR TNA013'!$A$200:$A$20063)*('EaR TNA013'!$A$200:$A$20063>X158))-X158*MATCH(X158,'EaR TNA013'!$A$200:$A$20063,-1)))-X161,0)","v":5.8115647649931157E-4},{"$f":"IF(Y158<1,IF(Y158=0,Y144*$C$154*SUMPRODUCT(('EaR TNA013'!$A$200:$A$20063)*('EaR TNA013'!$A$200:$A$20063>Y158)),Y146*$C$154*(SUMPRODUCT(('EaR TNA013'!$A$200:$A$20063)*('EaR TNA013'!$A$200:$A$20063>Y158))-Y158*MATCH(Y158,'EaR TNA013'!$A$200:$A$20063,-1)))-Y161,0)","v":5.8115647649931157E-4},{"$f":"IF(Z158<1,IF(Z158=0,Z144*$C$154*SUMPRODUCT(('EaR TNA013'!$A$200:$A$20063)*('EaR TNA013'!$A$200:$A$20063>Z158)),Z146*$C$154*(SUMPRODUCT(('EaR TNA013'!$A$200:$A$20063)*('EaR TNA013'!$A$200:$A$20063>Z158))-Z158*MATCH(Z158,'EaR TNA013'!$A$200:$A$20063,-1)))-Z161,0)","v":5.8115647649931157E-4},{"$f":"IF(AA158<1,IF(AA158=0,AA144*$C$154*SUMPRODUCT(('EaR TNA013'!$A$200:$A$20063)*('EaR TNA013'!$A$200:$A$20063>AA158)),AA146*$C$154*(SUMPRODUCT(('EaR TNA013'!$A$200:$A$20063)*('EaR TNA013'!$A$200:$A$20063>AA158))-AA158*MATCH(AA158,'EaR TNA013'!$A$200:$A$20063,-1)))-AA161,0)","v":5.8115647649931157E-4},{"$f":"IF(AB158<1,IF(AB158=0,AB144*$C$154*SUMPRODUCT(('EaR TNA013'!$A$200:$A$20063)*('EaR TNA013'!$A$200:$A$20063>AB158)),AB146*$C$154*(SUMPRODUCT(('EaR TNA013'!$A$200:$A$20063)*('EaR TNA013'!$A$200:$A$20063>AB158))-AB158*MATCH(AB158,'EaR TNA013'!$A$200:$A$20063,-1)))-AB161,0)","v":5.8115647649931157E-4},{"$f":"IF(AC158<1,IF(AC158=0,AC144*$C$154*SUMPRODUCT(('EaR TNA013'!$A$200:$A$20063)*('EaR TNA013'!$A$200:$A$20063>AC158)),AC146*$C$154*(SUMPRODUCT(('EaR TNA013'!$A$200:$A$20063)*('EaR TNA013'!$A$200:$A$20063>AC158))-AC158*MATCH(AC158,'EaR TNA013'!$A$200:$A$20063,-1)))-AC161,0)","v":5.8115647649931157E-4},{"$f":"IF(AD158<1,IF(AD158=0,AD144*$C$154*SUMPRODUCT(('EaR TNA013'!$A$200:$A$20063)*('EaR TNA013'!$A$200:$A$20063>AD158)),AD146*$C$154*(SUMPRODUCT(('EaR TNA013'!$A$200:$A$20063)*('EaR TNA013'!$A$200:$A$20063>AD158))-AD158*MATCH(AD158,'EaR TNA013'!$A$200:$A$20063,-1)))-AD161,0)","v":5.8115647649931157E-4},{"$f":"IF(AE158<1,IF(AE158=0,AE144*$C$154*SUMPRODUCT(('EaR TNA013'!$A$200:$A$20063)*('EaR TNA013'!$A$200:$A$20063>AE158)),AE146*$C$154*(SUMPRODUCT(('EaR TNA013'!$A$200:$A$20063)*('EaR TNA013'!$A$200:$A$20063>AE158))-AE158*MATCH(AE158,'EaR TNA013'!$A$200:$A$20063,-1)))-AE161,0)","v":5.8115647649931157E-4},{"$f":"IF(AF158<1,IF(AF158=0,AF144*$C$154*SUMPRODUCT(('EaR TNA013'!$A$200:$A$20063)*('EaR TNA013'!$A$200:$A$20063>AF158)),AF146*$C$154*(SUMPRODUCT(('EaR TNA013'!$A$200:$A$20063)*('EaR TNA013'!$A$200:$A$20063>AF158))-AF158*MATCH(AF158,'EaR TNA013'!$A$200:$A$20063,-1)))-AF161,0)","v":5.8115647649931157E-4},null,true,true,true,true,true,true]
["No of Tx",null,null,null,null,{"$f":"'EaR TNA013'!F23","v":1},{"$f":"F163","v":1},1,1,1,1,1,1,1,1,1,1,1,1,1,1,1,1,1,1,1,1,1,1,1,1,1,null,true,true,true,true,true,true]
["50% PoE","N",1,null,"EEatR, MWhrs",{"$f":"F159*$C164","v":0},0,0,0,0,0,0,0,0,0,0,0,0,0,0,0,0,0,0,0,0,0,0,0,0,0,0,null,true,true,true,true,true,true]
["50% PoE","N-1",null,null,"EEatR, MWhrs",{"$f":"F160*$C142*F163","v":0},0,0,0,0,0,0,0,0,0,0,0,0,0,0,0,0,0,0,0,0,0,0,0,0,0,0,null,true,true,true,true,true,true]
["10% LAR","N",1,null,"EEatR, MWhrs",{"$f":"F161*$C166","v":0},0,0,0,0,0,0,0,0,0,0.10668881211044141,0.31382350832800993,0.31382350832800993,0.31382350832800993,0.31382350832800993,0.31382350832800993,0.31382350832800993,0.31382350832800993,0.31382350832800993,0.31382350832800993,0.31382350832800993,0.31382350832800993,0.31382350832800993,0.31382350832800993,0.31382350832800993,0.31382350832800993,0.31382350832800993,null,true,true,true,true,true,true]
["10% LAR","N-1",{"$f":"C142","v":3.744292237442922E-2},null,"EEatR, MWhrs",{"$f":"F162*$C167*F163","v":0},0,0,0,0,0,0,0,0,0,7.397691664953603E-6,2.1760196836960524E-5,2.1760196836960524E-5,2.1760196836960524E-5,2.1760196836960524E-5,2.1760196836960524E-5,2.1760196836960524E-5,2.1760196836960524E-5,2.1760196836960524E-5,2.1760196836960524E-5,2.1760196836960524E-5,2.1760196836960524E-5,2.1760196836960524E-5,2.1760196836960524E-5,2.1760196836960524E-5,2.1760196836960524E-5,2.1760196836960524E-5,null,true,true,true,true,true,true]
[]
["MLN021","50% PoE",{"$f":"EXP((1/11)*LN(Q169/F169))-1","v":2.7530483971340836E-2},null,"MW",{"$f":"IF($B$143=\"OFF\",F44,F48)","v":8.429999828338623},9.2100000381469727,10.014999866485594,10.605000019073485,9.0350003242492694,9.4300003051757848,9.7350001335144043,10.059999942779541,10.49499988555908,10.944999694824215,11.234999656677246,11.364999771118164,11.364999771118164,11.364999771118164,11.364999771118164,11.364999771118164,11.364999771118164,11.364999771118164,11.364999771118164,11.364999771118164,11.364999771118164,11.364999771118164,11.364999771118164,11.364999771118164,11.364999771118164,11.364999771118164,11.364999771118164,null,true,true,true,true,true,true]
["Winter","load pf",{"$f":"F169/F171","v":0.99876118678897008},null,"MVAr",{"$f":"F177*F169","v":0.41999998688697809},0.45886120688250803,0.49896795946032785,0.52836298453698494,0.45014236002142272,0.46982207415994465,0.48501779497978675,0.50120995611966768,0.52288255089826674,0.54530246997764209,0.55975086649670835,0.5662277404554652,0.5662277404554652,0.5662277404554652,0.5662277404554652,0.5662277404554652,0.5662277404554652,0.5662277404554652,0.5662277404554652,0.5662277404554652,0.5662277404554652,0.5662277404554652,0.5662277404554652,0.5662277404554652,0.5662277404554652,0.5662277404554652,0.5662277404554652,null,true,true,true,true,true,true]
[null,null,null,null,"MVA",{"$f":"(F169^2+F170^2)^0.5","v":8.4404559767096874},9.2214236596009886,10.027421969293725,10.618153928436781,9.046206884847928,9.4416968039110092,9.7470749387173861,10.072477861422076,10.508017356281773,10.958575322708052,11.248934985947853,11.379096346001171,11.379096346001171,11.379096346001171,11.379096346001171,11.379096346001171,11.379096346001171,11.379096346001171,11.379096346001171,11.379096346001171,11.379096346001171,11.379096346001171,11.379096346001171,11.379096346001171,11.379096346001171,11.379096346001171,11.379096346001171,null,true,true,true,true,true,true]
[null,null,null,null,"MVA",{"$f":"(F169^2+(F170-F178)^2)^0.5","v":8.4404559767096874},9.2214236596009886,10.027421969293725,10.618153928436781,9.046206884847928,9.4416968039110092,9.7470749387173861,10.072477861422076,10.508017356281773,10.958575322708052,11.248934985947853,11.379096346001171,11.379096346001171,11.379096346001171,11.379096346001171,11.379096346001171,11.379096346001171,11.379096346001171,11.379096346001171,11.379096346001171,11.379096346001171,11.379096346001171,11.379096346001171,11.379096346001171,11.379096346001171,11.379096346001171,11.379096346001171,null,true,true,true,true,true,true]
["50% PoE","N","CR",null,"MVA",{"$f":"'EaR TNA013'!F53","v":12.960000038146971},{"$f":"'EaR TNA013'!G53","v":12.960000038146971},{"$f":"'EaR TNA013'!H53","v":12.960000038146971},{"$f":"'EaR TNA013'!I53","v":12.960000038146971},{"$f":"'EaR TNA013'!J53","v":12.960000038146971},{"$f":"'EaR TNA013'!K53","v":12.960000038146971},{"$f":"'EaR TNA013'!L53","v":12.960000038146971},{"$f":"'EaR TNA013'!M53","v":12.960000038146971},{"$f":"'EaR TNA013'!N53","v":12.960000038146971},{"$f":"'EaR TNA013'!O53","v":12.960000038146971},{"$f":"'EaR TNA013'!P53","v":12.960000038146971},{"$f":"'EaR TNA013'!Q53","v":12.960000038146971},{"$f":"'EaR TNA013'!R53","v":12.960000038146971},{"$f":"'EaR TNA013'!S53","v":12.960000038146971},{"$f":"'EaR TNA013'!T53","v":12.960000038146971},{"$f":"'EaR TNA013'!U53","v":12.960000038146971},{"$f":"'EaR TNA013'!V53","v":12.960000038146971},{"$f":"'EaR TNA013'!W53","v":12.960000038146971},{"$f":"'EaR TNA013'!X53","v":12.960000038146971},{"$f":"'EaR TNA013'!Y53","v":12.960000038146971},{"$f":"'EaR TNA013'!Z53","v":12.960000038146971},{"$f":"'EaR TNA013'!AA53","v":12.960000038146971},{"$f":"'EaR TNA013'!AB53","v":12.960000038146971},{"$f":"'EaR TNA013'!AC53","v":12.960000038146971},{"$f":"'EaR TNA013'!AD53","v":12.960000038146971},{"$f":"'EaR TNA013'!AE53","v":12.960000038146971},{"$f":"'EaR TNA013'!AF53","v":12.960000038146971},null,true,true,true,true,true,true]
["50% PoE","N-1","CR",null,"MVA",{"$f":"'EaR TNA013'!F54","v":12.960000038146971},{"$f":"'EaR TNA013'!G54","v":12.960000038146971},{"$f":"'EaR TNA013'!H54","v":12.960000038146971},{"$f":"'EaR TNA013'!I54","v":12.960000038146971},{"$f":"'EaR TNA013'!J54","v":12.960000038146971},{"$f":"'EaR TNA013'!K54","v":12.960000038146971},{"$f":"'EaR TNA013'!L54","v":12.960000038146971},{"$f":"'EaR TNA013'!M54","v":12.960000038146971},{"$f":"'EaR TNA013'!N54","v":12.960000038146971},{"$f":"'EaR TNA013'!O54","v":12.960000038146971},{"$f":"'EaR TNA013'!P54","v":12.960000038146971},{"$f":"'EaR TNA013'!Q54","v":12.960000038146971},{"$f":"'EaR TNA013'!R54","v":12.960000038146971},{"$f":"'EaR TNA013'!S54","v":12.960000038146971},{"$f":"'EaR TNA013'!T54","v":12.960000038146971},{"$f":"'EaR TNA013'!U54","v":12.960000038146971},{"$f":"'EaR TNA013'!V54","v":12.960000038146971},{"$f":"'EaR TNA013'!W54","v":12.960000038146971},{"$f":"'EaR TNA013'!X54","v":12.960000038146971},{"$f":"'EaR TNA013'!Y54","v":12.960000038146971},{"$f":"'EaR TNA013'!Z54","v":12.960000038146971},{"$f":"'EaR TNA013'!AA54","v":12.960000038146971},{"$f":"'EaR TNA013'!AB54","v":12.960000038146971},{"$f":"'EaR TNA013'!AC54","v":12.960000038146971},{"$f":"'EaR TNA013'!AD54","v":12.960000038146971},{"$f":"'EaR TNA013'!AE54","v":12.960000038146971},{"$f":"'EaR TNA013'!AF54","v":12.960000038146971},null,true,true,true,true,true,true]
["50% LAR","N",null,null,"Ratio Rating/Load",{"$f":"IF(F172=0,100,TRUNC(F173/F172,5))","v":1.53546},1.4054199999999999,1.2924500000000001,1.22055,1.4326399999999999,1.37263,1.32962,1.28667,1.2333400000000001,1.1826300000000001,1.1520999999999999,1.13893,1.13893,1.13893,1.13893,1.13893,1.13893,1.13893,1.13893,1.13893,1.13893,1.13893,1.13893,1.13893,1.13893,1.13893,1.13893,null,true,true,true,true,true,true]
["50% LAR","N-1",null,null,"Ratio Rating/Load",{"$f":"IF(F172=0,100,TRUNC(F174/F172,5))","v":1.53546},1.4054199999999999,1.2924500000000001,1.22055,1.4326399999999999,1.37263,1.32962,1.28667,1.2333400000000001,1.1826300000000001,1.1520999999999999,1.13893,1.13893,1.13893,1.13893,1.13893,1.13893,1.13893,1.13893,1.13893,1.13893,1.13893,1.13893,1.13893,1.13893,1.13893,1.13893,null,true,true,true,true,true,true]
["Load tan Phi",null,{"$f":"'EaR TNA013'!$H$27","v":4.9822063515955174E-2},null,"MVA",{"$f":"C177","v":4.9822063515955174E-2},{"$f":"'EaR TNA013'!$I$27","v":4.9822063515955174E-2},{"$f":"G177","v":4.9822063515955174E-2},4.9822063515955174E-2,4.9822063515955174E-2,4.9822063515955174E-2,4.9822063515955174E-2,4.9822063515955174E-2,4.9822063515955174E-2,4.9822063515955174E-2,4.9822063515955174E-2,4.9822063515955174E-2,4.9822063515955174E-2,4.9822063515955174E-2,4.9822063515955174E-2,4.9822063515955174E-2,4.9822063515955174E-2,4.9822063515955174E-2,{"$f":"W177","v":4.9822063515955174E-2},4.9822063515955174E-2,4.9822063515955174E-2,4.9822063515955174E-2,4.9822063515955174E-2,4.9822063515955174E-2,4.9822063515955174E-2,4.9822063515955174E-2,4.9822063515955174E-2,null,true,true,true,true,true,true]
["Cap",null,0,null,"MVAr",{"$f":"C178","v":0},{"$f":"'EaR TNA013'!$L$27","v":0},0,0,0,0,0,0,0,0,0,0,0,0,0,0,0,0,0,0,0,0,0,0,0,0,0,null,true,true,true,true,true,true]
["10% PoE","10%/50%",{"$f":"'EaR TNA013'!$J$27","v":1.3280266378437691},null,"MVA",{"$f":"((F169*$C179)^2+(F169*$C179*F177-F178)^2)^0.5","v":11.209150372618112},12.246296258792889,13.316683484121892,14.101191261689507,12.01360371452375,12.538824862038195,12.944375159676111,13.376518909060158,13.954926960066853,14.55327994137367,14.938885308711475,15.111743062080254,15.111743062080254,15.111743062080254,15.111743062080254,15.111743062080254,15.111743062080254,15.111743062080254,15.111743062080254,15.111743062080254,15.111743062080254,15.111743062080254,15.111743062080254,15.111743062080254,15.111743062080254,15.111743062080254,15.111743062080254,null,true,true,true,true,true,true]
["10% PoE","N","CR",null,"MVA",{"$f":"F173","v":12.960000038146971},12.960000038146971,12.960000038146971,12.960000038146971,12.960000038146971,12.960000038146971,12.960000038146971,12.960000038146971,12.960000038146971,12.960000038146971,12.960000038146971,12.960000038146971,12.960000038146971,12.960000038146971,12.960000038146971,12.960000038146971,12.960000038146971,12.960000038146971,12.960000038146971,12.960000038146971,12.960000038146971,12.960000038146971,12.960000038146971,12.960000038146971,12.960000038146971,12.960000038146971,12.960000038146971,null,true,true,true,true,true,true]
["10% PoE","N-1","CR",null,"MVA",12.960000038146971,12.960000038146971,12.960000038146971,12.960000038146971,12.960000038146971,12.960000038146971,12.960000038146971,12.960000038146971,12.960000038146971,12.960000038146971,12.960000038146971,12.960000038146971,12.960000038146971,12.960000038146971,12.960000038146971,12.960000038146971,12.960000038146971,12.960000038146971,12.960000038146971,12.960000038146971,12.960000038146971,12.960000038146971,12.960000038146971,12.960000038146971,12.960000038146971,12.960000038146971,12.960000038146971,null,true,true,true,true,true,true]
["10% LAR","N",null,null,"Ratio Rating/Load",{"$f":"IF(F179=0,100,TRUNC(F180/F179,5))","v":1.1561900000000001},1.05827,0.97321000000000002,0.91907000000000005,1.07877,1.0335799999999999,1.0012000000000001,0.96886000000000005,0.92869999999999997,0.89051999999999998,0.86753000000000002,0.85760999999999998,0.85760999999999998,0.85760999999999998,0.85760999999999998,0.85760999999999998,0.85760999999999998,0.85760999999999998,0.85760999999999998,0.85760999999999998,0.85760999999999998,0.85760999999999998,0.85760999999999998,0.85760999999999998,0.85760999999999998,0.85760999999999998,0.85760999999999998,null,true,true,true,true,true,true]
["10% LAR","N-1",null,null,"Ratio Rating/Load",{"$f":"IF(F179=0,100,TRUNC(F181/F179,5))","v":1.1561900000000001},1.05827,0.97321000000000002,0.91907000000000005,1.07877,1.0335799999999999,1.0012000000000001,0.96886000000000005,0.92869999999999997,0.89051999999999998,0.86753000000000002,0.85760999999999998,0.85760999999999998,0.85760999999999998,0.85760999999999998,0.85760999999999998,0.85760999999999998,0.85760999999999998,0.85760999999999998,0.85760999999999998,0.85760999999999998,0.85760999999999998,0.85760999999999998,0.85760999999999998,0.85760999999999998,0.85760999999999998,0.85760999999999998,null,true,true,true,true,true,true]
["50% PoE","N",null,null,"EatR, MWhrs",{"$f":"IF(F175<1,F169*((SUMPRODUCT(('EaR TNA013'!$C$200:$C$20063)*('EaR TNA013'!$C$200:$C$20063>F175)))-F175*MATCH(F175,'EaR TNA013'!$C$200:$C$20063,-1)),0)","v":0},{"$f":"IF(G175<1,G169*((SUMPRODUCT(('EaR TNA013'!$C$200:$C$20063)*('EaR TNA013'!$C$200:$C$20063>G175)))-G175*MATCH(G175,'EaR TNA013'!$C$200:$C$20063,-1)),0)","v":0},{"$f":"IF(H175<1,H169*((SUMPRODUCT(('EaR TNA013'!$C$200:$C$20063)*('EaR TNA013'!$C$200:$C$20063>H175)))-H175*MATCH(H175,'EaR TNA013'!$C$200:$C$20063,-1)),0)","v":0},{"$f":"IF(I175<1,I169*((SUMPRODUCT(('EaR TNA013'!$C$200:$C$20063)*('EaR TNA013'!$C$200:$C$20063>I175)))-I175*MATCH(I175,'EaR TNA013'!$C$200:$C$20063,-1)),0)","v":0},{"$f":"IF(J175<1,J169*((SUMPRODUCT(('EaR TNA013'!$C$200:$C$20063)*('EaR TNA013'!$C$200:$C$20063>J175)))-J175*MATCH(J175,'EaR TNA013'!$C$200:$C$20063,-1)),0)","v":0},{"$f":"IF(K175<1,K169*((SUMPRODUCT(('EaR TNA013'!$C$200:$C$20063)*('EaR TNA013'!$C$200:$C$20063>K175)))-K175*MATCH(K175,'EaR TNA013'!$C$200:$C$20063,-1)),0)","v":0},{"$f":"IF(L175<1,L169*((SUMPRODUCT(('EaR TNA013'!$C$200:$C$20063)*('EaR TNA013'!$C$200:$C$20063>L175)))-L175*MATCH(L175,'EaR TNA013'!$C$200:$C$20063,-1)),0)","v":0},{"$f":"IF(M175<1,M169*((SUMPRODUCT(('EaR TNA013'!$C$200:$C$20063)*('EaR TNA013'!$C$200:$C$20063>M175)))-M175*MATCH(M175,'EaR TNA013'!$C$200:$C$20063,-1)),0)","v":0},{"$f":"IF(N175<1,N169*((SUMPRODUCT(('EaR TNA013'!$C$200:$C$20063)*('EaR TNA013'!$C$200:$C$20063>N175)))-N175*MATCH(N175,'EaR TNA013'!$C$200:$C$20063,-1)),0)","v":0},{"$f":"IF(O175<1,O169*((SUMPRODUCT(('EaR TNA013'!$C$200:$C$20063)*('EaR TNA013'!$C$200:$C$20063>O175)))-O175*MATCH(O175,'EaR TNA013'!$C$200:$C$20063,-1)),0)","v":0},{"$f":"IF(P175<1,P169*((SUMPRODUCT(('EaR TNA013'!$C$200:$C$20063)*('EaR TNA013'!$C$200:$C$20063>P175)))-P175*MATCH(P175,'EaR TNA013'!$C$200:$C$20063,-1)),0)","v":0},{"$f":"IF(Q175<1,Q169*((SUMPRODUCT(('EaR TNA013'!$C$200:$C$20063)*('EaR TNA013'!$C$200:$C$20063>Q175)))-Q175*MATCH(Q175,'EaR TNA013'!$C$200:$C$20063,-1)),0)","v":0},{"$f":"IF(R175<1,R169*((SUMPRODUCT(('EaR TNA013'!$C$200:$C$20063)*('EaR TNA013'!$C$200:$C$20063>R175)))-R175*MATCH(R175,'EaR TNA013'!$C$200:$C$20063,-1)),0)","v":0},{"$f":"IF(S175<1,S169*((SUMPRODUCT(('EaR TNA013'!$C$200:$C$20063)*('EaR TNA013'!$C$200:$C$20063>S175)))-S175*MATCH(S175,'EaR TNA013'!$C$200:$C$20063,-1)),0)","v":0},{"$f":"IF(T175<1,T169*((SUMPRODUCT(('EaR TNA013'!$C$200:$C$20063)*('EaR TNA013'!$C$200:$C$20063>T175)))-T175*MATCH(T175,'EaR TNA013'!$C$200:$C$20063,-1)),0)","v":0},{"$f":"IF(U175<1,U169*((SUMPRODUCT(('EaR TNA013'!$C$200:$C$20063)*('EaR TNA013'!$C$200:$C$20063>U175)))-U175*MATCH(U175,'EaR TNA013'!$C$200:$C$20063,-1)),0)","v":0},{"$f":"IF(V175<1,V169*((SUMPRODUCT(('EaR TNA013'!$C$200:$C$20063)*('EaR TNA013'!$C$200:$C$20063>V175)))-V175*MATCH(V175,'EaR TNA013'!$C$200:$C$20063,-1)),0)","v":0},{"$f":"IF(W175<1,W169*((SUMPRODUCT(('EaR TNA013'!$C$200:$C$20063)*('EaR TNA013'!$C$200:$C$20063>W175)))-W175*MATCH(W175,'EaR TNA013'!$C$200:$C$20063,-1)),0)","v":0},{"$f":"IF(X175<1,X169*((SUMPRODUCT(('EaR TNA013'!$C$200:$C$20063)*('EaR TNA013'!$C$200:$C$20063>X175)))-X175*MATCH(X175,'EaR TNA013'!$C$200:$C$20063,-1)),0)","v":0},{"$f":"IF(Y175<1,Y169*((SUMPRODUCT(('EaR TNA013'!$C$200:$C$20063)*('EaR TNA013'!$C$200:$C$20063>Y175)))-Y175*MATCH(Y175,'EaR TNA013'!$C$200:$C$20063,-1)),0)","v":0},{"$f":"IF(Z175<1,Z169*((SUMPRODUCT(('EaR TNA013'!$C$200:$C$20063)*('EaR TNA013'!$C$200:$C$20063>Z175)))-Z175*MATCH(Z175,'EaR TNA013'!$C$200:$C$20063,-1)),0)","v":0},{"$f":"IF(AA175<1,AA169*((SUMPRODUCT(('EaR TNA013'!$C$200:$C$20063)*('EaR TNA013'!$C$200:$C$20063>AA175)))-AA175*MATCH(AA175,'EaR TNA013'!$C$200:$C$20063,-1)),0)","v":0},{"$f":"IF(AB175<1,AB169*((SUMPRODUCT(('EaR TNA013'!$C$200:$C$20063)*('EaR TNA013'!$C$200:$C$20063>AB175)))-AB175*MATCH(AB175,'EaR TNA013'!$C$200:$C$20063,-1)),0)","v":0},{"$f":"IF(AC175<1,AC169*((SUMPRODUCT(('EaR TNA013'!$C$200:$C$20063)*('EaR TNA013'!$C$200:$C$20063>AC175)))-AC175*MATCH(AC175,'EaR TNA013'!$C$200:$C$20063,-1)),0)","v":0},{"$f":"IF(AD175<1,AD169*((SUMPRODUCT(('EaR TNA013'!$C$200:$C$20063)*('EaR TNA013'!$C$200:$C$20063>AD175)))-AD175*MATCH(AD175,'EaR TNA013'!$C$200:$C$20063,-1)),0)","v":0},{"$f":"IF(AE175<1,AE169*((SUMPRODUCT(('EaR TNA013'!$C$200:$C$20063)*('EaR TNA013'!$C$200:$C$20063>AE175)))-AE175*MATCH(AE175,'EaR TNA013'!$C$200:$C$20063,-1)),0)","v":0},{"$f":"IF(AF175<1,AF169*((SUMPRODUCT(('EaR TNA013'!$C$200:$C$20063)*('EaR TNA013'!$C$200:$C$20063>AF175)))-AF175*MATCH(AF175,'EaR TNA013'!$C$200:$C$20063,-1)),0)","v":0},null,true,true,true,true,true,true]
["50% PoE","N-1",null,null,"EatR, MWhrs",{"$f":"IF(F176<1,IF(F176=0,F167*SUMPRODUCT(('EaR TNA013'!$C$200:$C$20063)*('EaR TNA013'!$C$200:$C$20063>F176)),F169*(SUMPRODUCT(('EaR TNA013'!$C$200:$C$20063)*('EaR TNA013'!$C$200:$C$20063>F176))-F176*MATCH(F176,'EaR TNA013'!$C$200:$C$20063,-1)))-F184,0)","v":0},{"$f":"IF(G176<1,IF(G176=0,G167*SUMPRODUCT(('EaR TNA013'!$C$200:$C$20063)*('EaR TNA013'!$C$200:$C$20063>G176)),G169*(SUMPRODUCT(('EaR TNA013'!$C$200:$C$20063)*('EaR TNA013'!$C$200:$C$20063>G176))-G176*MATCH(G176,'EaR TNA013'!$C$200:$C$20063,-1)))-G184,0)","v":0},{"$f":"IF(H176<1,IF(H176=0,H167*SUMPRODUCT(('EaR TNA013'!$C$200:$C$20063)*('EaR TNA013'!$C$200:$C$20063>H176)),H169*(SUMPRODUCT(('EaR TNA013'!$C$200:$C$20063)*('EaR TNA013'!$C$200:$C$20063>H176))-H176*MATCH(H176,'EaR TNA013'!$C$200:$C$20063,-1)))-H184,0)","v":0},{"$f":"IF(I176<1,IF(I176=0,I167*SUMPRODUCT(('EaR TNA013'!$C$200:$C$20063)*('EaR TNA013'!$C$200:$C$20063>I176)),I169*(SUMPRODUCT(('EaR TNA013'!$C$200:$C$20063)*('EaR TNA013'!$C$200:$C$20063>I176))-I176*MATCH(I176,'EaR TNA013'!$C$200:$C$20063,-1)))-I184,0)","v":0},{"$f":"IF(J176<1,IF(J176=0,J167*SUMPRODUCT(('EaR TNA013'!$C$200:$C$20063)*('EaR TNA013'!$C$200:$C$20063>J176)),J169*(SUMPRODUCT(('EaR TNA013'!$C$200:$C$20063)*('EaR TNA013'!$C$200:$C$20063>J176))-J176*MATCH(J176,'EaR TNA013'!$C$200:$C$20063,-1)))-J184,0)","v":0},{"$f":"IF(K176<1,IF(K176=0,K167*SUMPRODUCT(('EaR TNA013'!$C$200:$C$20063)*('EaR TNA013'!$C$200:$C$20063>K176)),K169*(SUMPRODUCT(('EaR TNA013'!$C$200:$C$20063)*('EaR TNA013'!$C$200:$C$20063>K176))-K176*MATCH(K176,'EaR TNA013'!$C$200:$C$20063,-1)))-K184,0)","v":0},{"$f":"IF(L176<1,IF(L176=0,L167*SUMPRODUCT(('EaR TNA013'!$C$200:$C$20063)*('EaR TNA013'!$C$200:$C$20063>L176)),L169*(SUMPRODUCT(('EaR TNA013'!$C$200:$C$20063)*('EaR TNA013'!$C$200:$C$20063>L176))-L176*MATCH(L176,'EaR TNA013'!$C$200:$C$20063,-1)))-L184,0)","v":0},{"$f":"IF(M176<1,IF(M176=0,M167*SUMPRODUCT(('EaR TNA013'!$C$200:$C$20063)*('EaR TNA013'!$C$200:$C$20063>M176)),M169*(SUMPRODUCT(('EaR TNA013'!$C$200:$C$20063)*('EaR TNA013'!$C$200:$C$20063>M176))-M176*MATCH(M176,'EaR TNA013'!$C$200:$C$20063,-1)))-M184,0)","v":0},{"$f":"IF(N176<1,IF(N176=0,N167*SUMPRODUCT(('EaR TNA013'!$C$200:$C$20063)*('EaR TNA013'!$C$200:$C$20063>N176)),N169*(SUMPRODUCT(('EaR TNA013'!$C$200:$C$20063)*('EaR TNA013'!$C$200:$C$20063>N176))-N176*MATCH(N176,'EaR TNA013'!$C$200:$C$20063,-1)))-N184,0)","v":0},{"$f":"IF(O176<1,IF(O176=0,O167*SUMPRODUCT(('EaR TNA013'!$C$200:$C$20063)*('EaR TNA013'!$C$200:$C$20063>O176)),O169*(SUMPRODUCT(('EaR TNA013'!$C$200:$C$20063)*('EaR TNA013'!$C$200:$C$20063>O176))-O176*MATCH(O176,'EaR TNA013'!$C$200:$C$20063,-1)))-O184,0)","v":0},{"$f":"IF(P176<1,IF(P176=0,P167*SUMPRODUCT(('EaR TNA013'!$C$200:$C$20063)*('EaR TNA013'!$C$200:$C$20063>P176)),P169*(SUMPRODUCT(('EaR TNA013'!$C$200:$C$20063)*('EaR TNA013'!$C$200:$C$20063>P176))-P176*MATCH(P176,'EaR TNA013'!$C$200:$C$20063,-1)))-P184,0)","v":0},{"$f":"IF(Q176<1,IF(Q176=0,Q167*SUMPRODUCT(('EaR TNA013'!$C$200:$C$20063)*('EaR TNA013'!$C$200:$C$20063>Q176)),Q169*(SUMPRODUCT(('EaR TNA013'!$C$200:$C$20063)*('EaR TNA013'!$C$200:$C$20063>Q176))-Q176*MATCH(Q176,'EaR TNA013'!$C$200:$C$20063,-1)))-Q184,0)","v":0},{"$f":"IF(R176<1,IF(R176=0,R167*SUMPRODUCT(('EaR TNA013'!$C$200:$C$20063)*('EaR TNA013'!$C$200:$C$20063>R176)),R169*(SUMPRODUCT(('EaR TNA013'!$C$200:$C$20063)*('EaR TNA013'!$C$200:$C$20063>R176))-R176*MATCH(R176,'EaR TNA013'!$C$200:$C$20063,-1)))-R184,0)","v":0},{"$f":"IF(S176<1,IF(S176=0,S167*SUMPRODUCT(('EaR TNA013'!$C$200:$C$20063)*('EaR TNA013'!$C$200:$C$20063>S176)),S169*(SUMPRODUCT(('EaR TNA013'!$C$200:$C$20063)*('EaR TNA013'!$C$200:$C$20063>S176))-S176*MATCH(S176,'EaR TNA013'!$C$200:$C$20063,-1)))-S184,0)","v":0},{"$f":"IF(T176<1,IF(T176=0,T167*SUMPRODUCT(('EaR TNA013'!$C$200:$C$20063)*('EaR TNA013'!$C$200:$C$20063>T176)),T169*(SUMPRODUCT(('EaR TNA013'!$C$200:$C$20063)*('EaR TNA013'!$C$200:$C$20063>T176))-T176*MATCH(T176,'EaR TNA013'!$C$200:$C$20063,-1)))-T184,0)","v":0},{"$f":"IF(U176<1,IF(U176=0,U167*SUMPRODUCT(('EaR TNA013'!$C$200:$C$20063)*('EaR TNA013'!$C$200:$C$20063>U176)),U169*(SUMPRODUCT(('EaR TNA013'!$C$200:$C$20063)*('EaR TNA013'!$C$200:$C$20063>U176))-U176*MATCH(U176,'EaR TNA013'!$C$200:$C$20063,-1)))-U184,0)","v":0},{"$f":"IF(V176<1,IF(V176=0,V167*SUMPRODUCT(('EaR TNA013'!$C$200:$C$20063)*('EaR TNA013'!$C$200:$C$20063>V176)),V169*(SUMPRODUCT(('EaR TNA013'!$C$200:$C$20063)*('EaR TNA013'!$C$200:$C$20063>V176))-V176*MATCH(V176,'EaR TNA013'!$C$200:$C$20063,-1)))-V184,0)","v":0},{"$f":"IF(W176<1,IF(W176=0,W167*SUMPRODUCT(('EaR TNA013'!$C$200:$C$20063)*('EaR TNA013'!$C$200:$C$20063>W176)),W169*(SUMPRODUCT(('EaR TNA013'!$C$200:$C$20063)*('EaR TNA013'!$C$200:$C$20063>W176))-W176*MATCH(W176,'EaR TNA013'!$C$200:$C$20063,-1)))-W184,0)","v":0},{"$f":"IF(X176<1,IF(X176=0,X167*SUMPRODUCT(('EaR TNA013'!$C$200:$C$20063)*('EaR TNA013'!$C$200:$C$20063>X176)),X169*(SUMPRODUCT(('EaR TNA013'!$C$200:$C$20063)*('EaR TNA013'!$C$200:$C$20063>X176))-X176*MATCH(X176,'EaR TNA013'!$C$200:$C$20063,-1)))-X184,0)","v":0},{"$f":"IF(Y176<1,IF(Y176=0,Y167*SUMPRODUCT(('EaR TNA013'!$C$200:$C$20063)*('EaR TNA013'!$C$200:$C$20063>Y176)),Y169*(SUMPRODUCT(('EaR TNA013'!$C$200:$C$20063)*('EaR TNA013'!$C$200:$C$20063>Y176))-Y176*MATCH(Y176,'EaR TNA013'!$C$200:$C$20063,-1)))-Y184,0)","v":0},{"$f":"IF(Z176<1,IF(Z176=0,Z167*SUMPRODUCT(('EaR TNA013'!$C$200:$C$20063)*('EaR TNA013'!$C$200:$C$20063>Z176)),Z169*(SUMPRODUCT(('EaR TNA013'!$C$200:$C$20063)*('EaR TNA013'!$C$200:$C$20063>Z176))-Z176*MATCH(Z176,'EaR TNA013'!$C$200:$C$20063,-1)))-Z184,0)","v":0},{"$f":"IF(AA176<1,IF(AA176=0,AA167*SUMPRODUCT(('EaR TNA013'!$C$200:$C$20063)*('EaR TNA013'!$C$200:$C$20063>AA176)),AA169*(SUMPRODUCT(('EaR TNA013'!$C$200:$C$20063)*('EaR TNA013'!$C$200:$C$20063>AA176))-AA176*MATCH(AA176,'EaR TNA013'!$C$200:$C$20063,-1)))-AA184,0)","v":0},{"$f":"IF(AB176<1,IF(AB176=0,AB167*SUMPRODUCT(('EaR TNA013'!$C$200:$C$20063)*('EaR TNA013'!$C$200:$C$20063>AB176)),AB169*(SUMPRODUCT(('EaR TNA013'!$C$200:$C$20063)*('EaR TNA013'!$C$200:$C$20063>AB176))-AB176*MATCH(AB176,'EaR TNA013'!$C$200:$C$20063,-1)))-AB184,0)","v":0},{"$f":"IF(AC176<1,IF(AC176=0,AC167*SUMPRODUCT(('EaR TNA013'!$C$200:$C$20063)*('EaR TNA013'!$C$200:$C$20063>AC176)),AC169*(SUMPRODUCT(('EaR TNA013'!$C$200:$C$20063)*('EaR TNA013'!$C$200:$C$20063>AC176))-AC176*MATCH(AC176,'EaR TNA013'!$C$200:$C$20063,-1)))-AC184,0)","v":0},{"$f":"IF(AD176<1,IF(AD176=0,AD167*SUMPRODUCT(('EaR TNA013'!$C$200:$C$20063)*('EaR TNA013'!$C$200:$C$20063>AD176)),AD169*(SUMPRODUCT(('EaR TNA013'!$C$200:$C$20063)*('EaR TNA013'!$C$200:$C$20063>AD176))-AD176*MATCH(AD176,'EaR TNA013'!$C$200:$C$20063,-1)))-AD184,0)","v":0},{"$f":"IF(AE176<1,IF(AE176=0,AE167*SUMPRODUCT(('EaR TNA013'!$C$200:$C$20063)*('EaR TNA013'!$C$200:$C$20063>AE176)),AE169*(SUMPRODUCT(('EaR TNA013'!$C$200:$C$20063)*('EaR TNA013'!$C$200:$C$20063>AE176))-AE176*MATCH(AE176,'EaR TNA013'!$C$200:$C$20063,-1)))-AE184,0)","v":0},{"$f":"IF(AF176<1,IF(AF176=0,AF167*SUMPRODUCT(('EaR TNA013'!$C$200:$C$20063)*('EaR TNA013'!$C$200:$C$20063>AF176)),AF169*(SUMPRODUCT(('EaR TNA013'!$C$200:$C$20063)*('EaR TNA013'!$C$200:$C$20063>AF176))-AF176*MATCH(AF176,'EaR TNA013'!$C$200:$C$20063,-1)))-AF184,0)","v":0},null,true,true,true,true,true,true]
["10% LAR","N",null,null,"EatR, MWhrs",{"$f":"IF(F182<1,F169*$C$179*((SUMPRODUCT(('EaR TNA013'!$C$200:$C$20063)*('EaR TNA013'!$C$200:$C$20063>F182)))-F182*MATCH(F182,'EaR TNA013'!$C$200:$C$20063,-1)),0)","v":0},{"$f":"IF(G182<1,G169*$C$179*((SUMPRODUCT(('EaR TNA013'!$C$200:$C$20063)*('EaR TNA013'!$C$200:$C$20063>G182)))-G182*MATCH(G182,'EaR TNA013'!$C$200:$C$20063,-1)),0)","v":0},{"$f":"IF(H182<1,H169*$C$179*((SUMPRODUCT(('EaR TNA013'!$C$200:$C$20063)*('EaR TNA013'!$C$200:$C$20063>H182)))-H182*MATCH(H182,'EaR TNA013'!$C$200:$C$20063,-1)),0)","v":0.94929283851260682},{"$f":"IF(I182<1,I169*$C$179*((SUMPRODUCT(('EaR TNA013'!$C$200:$C$20063)*('EaR TNA013'!$C$200:$C$20063>I182)))-I182*MATCH(I182,'EaR TNA013'!$C$200:$C$20063,-1)),0)","v":7.4980654248053176},{"$f":"IF(J182<1,J169*$C$179*((SUMPRODUCT(('EaR TNA013'!$C$200:$C$20063)*('EaR TNA013'!$C$200:$C$20063>J182)))-J182*MATCH(J182,'EaR TNA013'!$C$200:$C$20063,-1)),0)","v":0},{"$f":"IF(K182<1,K169*$C$179*((SUMPRODUCT(('EaR TNA013'!$C$200:$C$20063)*('EaR TNA013'!$C$200:$C$20063>K182)))-K182*MATCH(K182,'EaR TNA013'!$C$200:$C$20063,-1)),0)","v":0},{"$f":"IF(L182<1,L169*$C$179*((SUMPRODUCT(('EaR TNA013'!$C$200:$C$20063)*('EaR TNA013'!$C$200:$C$20063>L182)))-L182*MATCH(L182,'EaR TNA013'!$C$200:$C$20063,-1)),0)","v":0},{"$f":"IF(M182<1,M169*$C$179*((SUMPRODUCT(('EaR TNA013'!$C$200:$C$20063)*('EaR TNA013'!$C$200:$C$20063>M182)))-M182*MATCH(M182,'EaR TNA013'!$C$200:$C$20063,-1)),0)","v":1.2441371322856105},{"$f":"IF(N182<1,N169*$C$179*((SUMPRODUCT(('EaR TNA013'!$C$200:$C$20063)*('EaR TNA013'!$C$200:$C$20063>N182)))-N182*MATCH(N182,'EaR TNA013'!$C$200:$C$20063,-1)),0)","v":5.6977460170935572},{"$f":"IF(O182<1,O169*$C$179*((SUMPRODUCT(('EaR TNA013'!$C$200:$C$20063)*('EaR TNA013'!$C$200:$C$20063>O182)))-O182*MATCH(O182,'EaR TNA013'!$C$200:$C$20063,-1)),0)","v":16.18892085468924},{"$f":"IF(P182<1,P169*$C$179*((SUMPRODUCT(('EaR TNA013'!$C$200:$C$20063)*('EaR TNA013'!$C$200:$C$20063>P182)))-P182*MATCH(P182,'EaR TNA013'!$C$200:$C$20063,-1)),0)","v":28.187052977811934},{"$f":"IF(Q182<1,Q169*$C$179*((SUMPRODUCT(('EaR TNA013'!$C$200:$C$20063)*('EaR TNA013'!$C$200:$C$20063>Q182)))-Q182*MATCH(Q182,'EaR TNA013'!$C$200:$C$20063,-1)),0)","v":34.872687936361274},{"$f":"IF(R182<1,R169*$C$179*((SUMPRODUCT(('EaR TNA013'!$C$200:$C$20063)*('EaR TNA013'!$C$200:$C$20063>R182)))-R182*MATCH(R182,'EaR TNA013'!$C$200:$C$20063,-1)),0)","v":34.872687936361274},{"$f":"IF(S182<1,S169*$C$179*((SUMPRODUCT(('EaR TNA013'!$C$200:$C$20063)*('EaR TNA013'!$C$200:$C$20063>S182)))-S182*MATCH(S182,'EaR TNA013'!$C$200:$C$20063,-1)),0)","v":34.872687936361274},{"$f":"IF(T182<1,T169*$C$179*((SUMPRODUCT(('EaR TNA013'!$C$200:$C$20063)*('EaR TNA013'!$C$200:$C$20063>T182)))-T182*MATCH(T182,'EaR TNA013'!$C$200:$C$20063,-1)),0)","v":34.872687936361274},{"$f":"IF(U182<1,U169*$C$179*((SUMPRODUCT(('EaR TNA013'!$C$200:$C$20063)*('EaR TNA013'!$C$200:$C$20063>U182)))-U182*MATCH(U182,'EaR TNA013'!$C$200:$C$20063,-1)),0)","v":34.872687936361274},{"$f":"IF(V182<1,V169*$C$179*((SUMPRODUCT(('EaR TNA013'!$C$200:$C$20063)*('EaR TNA013'!$C$200:$C$20063>V182)))-V182*MATCH(V182,'EaR TNA013'!$C$200:$C$20063,-1)),0)","v":34.872687936361274},{"$f":"IF(W182<1,W169*$C$179*((SUMPRODUCT(('EaR TNA013'!$C$200:$C$20063)*('EaR TNA013'!$C$200:$C$20063>W182)))-W182*MATCH(W182,'EaR TNA013'!$C$200:$C$20063,-1)),0)","v":34.872687936361274},{"$f":"IF(X182<1,X169*$C$179*((SUMPRODUCT(('EaR TNA013'!$C$200:$C$20063)*('EaR TNA013'!$C$200:$C$20063>X182)))-X182*MATCH(X182,'EaR TNA013'!$C$200:$C$20063,-1)),0)","v":34.872687936361274},{"$f":"IF(Y182<1,Y169*$C$179*((SUMPRODUCT(('EaR TNA013'!$C$200:$C$20063)*('EaR TNA013'!$C$200:$C$20063>Y182)))-Y182*MATCH(Y182,'EaR TNA013'!$C$200:$C$20063,-1)),0)","v":34.872687936361274},{"$f":"IF(Z182<1,Z169*$C$179*((SUMPRODUCT(('EaR TNA013'!$C$200:$C$20063)*('EaR TNA013'!$C$200:$C$20063>Z182)))-Z182*MATCH(Z182,'EaR TNA013'!$C$200:$C$20063,-1)),0)","v":34.872687936361274},{"$f":"IF(AA182<1,AA169*$C$179*((SUMPRODUCT(('EaR TNA013'!$C$200:$C$20063)*('EaR TNA013'!$C$200:$C$20063>AA182)))-AA182*MATCH(AA182,'EaR TNA013'!$C$200:$C$20063,-1)),0)","v":34.872687936361274},{"$f":"IF(AB182<1,AB169*$C$179*((SUMPRODUCT(('EaR TNA013'!$C$200:$C$20063)*('EaR TNA013'!$C$200:$C$20063>AB182)))-AB182*MATCH(AB182,'EaR TNA013'!$C$200:$C$20063,-1)),0)","v":34.872687936361274},{"$f":"IF(AC182<1,AC169*$C$179*((SUMPRODUCT(('EaR TNA013'!$C$200:$C$20063)*('EaR TNA013'!$C$200:$C$20063>AC182)))-AC182*MATCH(AC182,'EaR TNA013'!$C$200:$C$20063,-1)),0)","v":34.872687936361274},{"$f":"IF(AD182<1,AD169*$C$179*((SUMPRODUCT(('EaR TNA013'!$C$200:$C$20063)*('EaR TNA013'!$C$200:$C$20063>AD182)))-AD182*MATCH(AD182,'EaR TNA013'!$C$200:$C$20063,-1)),0)","v":34.872687936361274},{"$f":"IF(AE182<1,AE169*$C$179*((SUMPRODUCT(('EaR TNA013'!$C$200:$C$20063)*('EaR TNA013'!$C$200:$C$20063>AE182)))-AE182*MATCH(AE182,'EaR TNA013'!$C$200:$C$20063,-1)),0)","v":34.872687936361274},{"$f":"IF(AF182<1,AF169*$C$179*((SUMPRODUCT(('EaR TNA013'!$C$200:$C$20063)*('EaR TNA013'!$C$200:$C$20063>AF182)))-AF182*MATCH(AF182,'EaR TNA013'!$C$200:$C$20063,-1)),0)","v":34.872687936361274},null,true,true,true,true,true,true]
["10% LAR","N-1",null,null,"EatR, MWhrs",{"$f":"IF(F183<1,IF(F183=0,F169*$C$179*SUMPRODUCT(('EaR TNA013'!$C$200:$C$20063)*('EaR TNA013'!$C$200:$C$20063>F183)),F171*$C$179*(SUMPRODUCT(('EaR TNA013'!$C$200:$C$20063)*('EaR TNA013'!$C$200:$C$20063>F183))-F183*MATCH(F183,'EaR TNA013'!$C$200:$C$20063,-1)))-F186,0)","v":0},{"$f":"IF(G183<1,IF(G183=0,G169*$C$179*SUMPRODUCT(('EaR TNA013'!$C$200:$C$20063)*('EaR TNA013'!$C$200:$C$20063>G183)),G171*$C$179*(SUMPRODUCT(('EaR TNA013'!$C$200:$C$20063)*('EaR TNA013'!$C$200:$C$20063>G183))-G183*MATCH(G183,'EaR TNA013'!$C$200:$C$20063,-1)))-G186,0)","v":0},{"$f":"IF(H183<1,IF(H183=0,H169*$C$179*SUMPRODUCT(('EaR TNA013'!$C$200:$C$20063)*('EaR TNA013'!$C$200:$C$20063>H183)),H171*$C$179*(SUMPRODUCT(('EaR TNA013'!$C$200:$C$20063)*('EaR TNA013'!$C$200:$C$20063>H183))-H183*MATCH(H183,'EaR TNA013'!$C$200:$C$20063,-1)))-H186,0)","v":1.1774551564887048E-3},{"$f":"IF(I183<1,IF(I183=0,I169*$C$179*SUMPRODUCT(('EaR TNA013'!$C$200:$C$20063)*('EaR TNA013'!$C$200:$C$20063>I183)),I171*$C$179*(SUMPRODUCT(('EaR TNA013'!$C$200:$C$20063)*('EaR TNA013'!$C$200:$C$20063>I183))-I183*MATCH(I183,'EaR TNA013'!$C$200:$C$20063,-1)))-I186,0)","v":9.3002237454573589E-3},{"$f":"IF(J183<1,IF(J183=0,J169*$C$179*SUMPRODUCT(('EaR TNA013'!$C$200:$C$20063)*('EaR TNA013'!$C$200:$C$20063>J183)),J171*$C$179*(SUMPRODUCT(('EaR TNA013'!$C$200:$C$20063)*('EaR TNA013'!$C$200:$C$20063>J183))-J183*MATCH(J183,'EaR TNA013'!$C$200:$C$20063,-1)))-J186,0)","v":0},{"$f":"IF(K183<1,IF(K183=0,K169*$C$179*SUMPRODUCT(('EaR TNA013'!$C$200:$C$20063)*('EaR TNA013'!$C$200:$C$20063>K183)),K171*$C$179*(SUMPRODUCT(('EaR TNA013'!$C$200:$C$20063)*('EaR TNA013'!$C$200:$C$20063>K183))-K183*MATCH(K183,'EaR TNA013'!$C$200:$C$20063,-1)))-K186,0)","v":0},{"$f":"IF(L183<1,IF(L183=0,L169*$C$179*SUMPRODUCT(('EaR TNA013'!$C$200:$C$20063)*('EaR TNA013'!$C$200:$C$20063>L183)),L171*$C$179*(SUMPRODUCT(('EaR TNA013'!$C$200:$C$20063)*('EaR TNA013'!$C$200:$C$20063>L183))-L183*MATCH(L183,'EaR TNA013'!$C$200:$C$20063,-1)))-L186,0)","v":0},{"$f":"IF(M183<1,IF(M183=0,M169*$C$179*SUMPRODUCT(('EaR TNA013'!$C$200:$C$20063)*('EaR TNA013'!$C$200:$C$20063>M183)),M171*$C$179*(SUMPRODUCT(('EaR TNA013'!$C$200:$C$20063)*('EaR TNA013'!$C$200:$C$20063>M183))-M183*MATCH(M183,'EaR TNA013'!$C$200:$C$20063,-1)))-M186,0)","v":1.5431652092563475E-3},{"$f":"IF(N183<1,IF(N183=0,N169*$C$179*SUMPRODUCT(('EaR TNA013'!$C$200:$C$20063)*('EaR TNA013'!$C$200:$C$20063>N183)),N171*$C$179*(SUMPRODUCT(('EaR TNA013'!$C$200:$C$20063)*('EaR TNA013'!$C$200:$C$20063>N183))-N183*MATCH(N183,'EaR TNA013'!$C$200:$C$20063,-1)))-N186,0)","v":7.0671979772871651E-3},{"$f":"IF(O183<1,IF(O183=0,O169*$C$179*SUMPRODUCT(('EaR TNA013'!$C$200:$C$20063)*('EaR TNA013'!$C$200:$C$20063>O183)),O171*$C$179*(SUMPRODUCT(('EaR TNA013'!$C$200:$C$20063)*('EaR TNA013'!$C$200:$C$20063>O183))-O183*MATCH(O183,'EaR TNA013'!$C$200:$C$20063,-1)))-O186,0)","v":2.0079924302606855E-2},{"$f":"IF(P183<1,IF(P183=0,P169*$C$179*SUMPRODUCT(('EaR TNA013'!$C$200:$C$20063)*('EaR TNA013'!$C$200:$C$20063>P183)),P171*$C$179*(SUMPRODUCT(('EaR TNA013'!$C$200:$C$20063)*('EaR TNA013'!$C$200:$C$20063>P183))-P183*MATCH(P183,'EaR TNA013'!$C$200:$C$20063,-1)))-P186,0)","v":3.4961804754519932E-2},{"$f":"IF(Q183<1,IF(Q183=0,Q169*$C$179*SUMPRODUCT(('EaR TNA013'!$C$200:$C$20063)*('EaR TNA013'!$C$200:$C$20063>Q183)),Q171*$C$179*(SUMPRODUCT(('EaR TNA013'!$C$200:$C$20063)*('EaR TNA013'!$C$200:$C$20063>Q183))-Q183*MATCH(Q183,'EaR TNA013'!$C$200:$C$20063,-1)))-Q186,0)","v":4.3254330555811293E-2},{"$f":"IF(R183<1,IF(R183=0,R169*$C$179*SUMPRODUCT(('EaR TNA013'!$C$200:$C$20063)*('EaR TNA013'!$C$200:$C$20063>R183)),R171*$C$179*(SUMPRODUCT(('EaR TNA013'!$C$200:$C$20063)*('EaR TNA013'!$C$200:$C$20063>R183))-R183*MATCH(R183,'EaR TNA013'!$C$200:$C$20063,-1)))-R186,0)","v":4.3254330555811293E-2},{"$f":"IF(S183<1,IF(S183=0,S169*$C$179*SUMPRODUCT(('EaR TNA013'!$C$200:$C$20063)*('EaR TNA013'!$C$200:$C$20063>S183)),S171*$C$179*(SUMPRODUCT(('EaR TNA013'!$C$200:$C$20063)*('EaR TNA013'!$C$200:$C$20063>S183))-S183*MATCH(S183,'EaR TNA013'!$C$200:$C$20063,-1)))-S186,0)","v":4.3254330555811293E-2},{"$f":"IF(T183<1,IF(T183=0,T169*$C$179*SUMPRODUCT(('EaR TNA013'!$C$200:$C$20063)*('EaR TNA013'!$C$200:$C$20063>T183)),T171*$C$179*(SUMPRODUCT(('EaR TNA013'!$C$200:$C$20063)*('EaR TNA013'!$C$200:$C$20063>T183))-T183*MATCH(T183,'EaR TNA013'!$C$200:$C$20063,-1)))-T186,0)","v":4.3254330555811293E-2},{"$f":"IF(U183<1,IF(U183=0,U169*$C$179*SUMPRODUCT(('EaR TNA013'!$C$200:$C$20063)*('EaR TNA013'!$C$200:$C$20063>U183)),U171*$C$179*(SUMPRODUCT(('EaR TNA013'!$C$200:$C$20063)*('EaR TNA013'!$C$200:$C$20063>U183))-U183*MATCH(U183,'EaR TNA013'!$C$200:$C$20063,-1)))-U186,0)","v":4.3254330555811293E-2},{"$f":"IF(V183<1,IF(V183=0,V169*$C$179*SUMPRODUCT(('EaR TNA013'!$C$200:$C$20063)*('EaR TNA013'!$C$200:$C$20063>V183)),V171*$C$179*(SUMPRODUCT(('EaR TNA013'!$C$200:$C$20063)*('EaR TNA013'!$C$200:$C$20063>V183))-V183*MATCH(V183,'EaR TNA013'!$C$200:$C$20063,-1)))-V186,0)","v":4.3254330555811293E-2},{"$f":"IF(W183<1,IF(W183=0,W169*$C$179*SUMPRODUCT(('EaR TNA013'!$C$200:$C$20063)*('EaR TNA013'!$C$200:$C$20063>W183)),W171*$C$179*(SUMPRODUCT(('EaR TNA013'!$C$200:$C$20063)*('EaR TNA013'!$C$200:$C$20063>W183))-W183*MATCH(W183,'EaR TNA013'!$C$200:$C$20063,-1)))-W186,0)","v":4.3254330555811293E-2},{"$f":"IF(X183<1,IF(X183=0,X169*$C$179*SUMPRODUCT(('EaR TNA013'!$C$200:$C$20063)*('EaR TNA013'!$C$200:$C$20063>X183)),X171*$C$179*(SUMPRODUCT(('EaR TNA013'!$C$200:$C$20063)*('EaR TNA013'!$C$200:$C$20063>X183))-X183*MATCH(X183,'EaR TNA013'!$C$200:$C$20063,-1)))-X186,0)","v":4.3254330555811293E-2},{"$f":"IF(Y183<1,IF(Y183=0,Y169*$C$179*SUMPRODUCT(('EaR TNA013'!$C$200:$C$20063)*('EaR TNA013'!$C$200:$C$20063>Y183)),Y171*$C$179*(SUMPRODUCT(('EaR TNA013'!$C$200:$C$20063)*('EaR TNA013'!$C$200:$C$20063>Y183))-Y183*MATCH(Y183,'EaR TNA013'!$C$200:$C$20063,-1)))-Y186,0)","v":4.3254330555811293E-2},{"$f":"IF(Z183<1,IF(Z183=0,Z169*$C$179*SUMPRODUCT(('EaR TNA013'!$C$200:$C$20063)*('EaR TNA013'!$C$200:$C$20063>Z183)),Z171*$C$179*(SUMPRODUCT(('EaR TNA013'!$C$200:$C$20063)*('EaR TNA013'!$C$200:$C$20063>Z183))-Z183*MATCH(Z183,'EaR TNA013'!$C$200:$C$20063,-1)))-Z186,0)","v":4.3254330555811293E-2},{"$f":"IF(AA183<1,IF(AA183=0,AA169*$C$179*SUMPRODUCT(('EaR TNA013'!$C$200:$C$20063)*('EaR TNA013'!$C$200:$C$20063>AA183)),AA171*$C$179*(SUMPRODUCT(('EaR TNA013'!$C$200:$C$20063)*('EaR TNA013'!$C$200:$C$20063>AA183))-AA183*MATCH(AA183,'EaR TNA013'!$C$200:$C$20063,-1)))-AA186,0)","v":4.3254330555811293E-2},{"$f":"IF(AB183<1,IF(AB183=0,AB169*$C$179*SUMPRODUCT(('EaR TNA013'!$C$200:$C$20063)*('EaR TNA013'!$C$200:$C$20063>AB183)),AB171*$C$179*(SUMPRODUCT(('EaR TNA013'!$C$200:$C$20063)*('EaR TNA013'!$C$200:$C$20063>AB183))-AB183*MATCH(AB183,'EaR TNA013'!$C$200:$C$20063,-1)))-AB186,0)","v":4.3254330555811293E-2},{"$f":"IF(AC183<1,IF(AC183=0,AC169*$C$179*SUMPRODUCT(('EaR TNA013'!$C$200:$C$20063)*('EaR TNA013'!$C$200:$C$20063>AC183)),AC171*$C$179*(SUMPRODUCT(('EaR TNA013'!$C$200:$C$20063)*('EaR TNA013'!$C$200:$C$20063>AC183))-AC183*MATCH(AC183,'EaR TNA013'!$C$200:$C$20063,-1)))-AC186,0)","v":4.3254330555811293E-2},{"$f":"IF(AD183<1,IF(AD183=0,AD169*$C$179*SUMPRODUCT(('EaR TNA013'!$C$200:$C$20063)*('EaR TNA013'!$C$200:$C$20063>AD183)),AD171*$C$179*(SUMPRODUCT(('EaR TNA013'!$C$200:$C$20063)*('EaR TNA013'!$C$200:$C$20063>AD183))-AD183*MATCH(AD183,'EaR TNA013'!$C$200:$C$20063,-1)))-AD186,0)","v":4.3254330555811293E-2},{"$f":"IF(AE183<1,IF(AE183=0,AE169*$C$179*SUMPRODUCT(('EaR TNA013'!$C$200:$C$20063)*('EaR TNA013'!$C$200:$C$20063>AE183)),AE171*$C$179*(SUMPRODUCT(('EaR TNA013'!$C$200:$C$20063)*('EaR TNA013'!$C$200:$C$20063>AE183))-AE183*MATCH(AE183,'EaR TNA013'!$C$200:$C$20063,-1)))-AE186,0)","v":4.3254330555811293E-2},{"$f":"IF(AF183<1,IF(AF183=0,AF169*$C$179*SUMPRODUCT(('EaR TNA013'!$C$200:$C$20063)*('EaR TNA013'!$C$200:$C$20063>AF183)),AF171*$C$179*(SUMPRODUCT(('EaR TNA013'!$C$200:$C$20063)*('EaR TNA013'!$C$200:$C$20063>AF183))-AF183*MATCH(AF183,'EaR TNA013'!$C$200:$C$20063,-1)))-AF186,0)","v":4.3254330555811293E-2},null,true,true,true,true,true,true]
["No of Tx",null,null,null,null,{"$f":"F163","v":1},1,1,1,1,1,1,1,1,1,1,1,1,1,1,1,1,1,1,1,1,1,1,1,1,1,1,null,true,true,true,true,true,true]
["50% PoE","N",1,null,"EEatR, MWhrs",{"$f":"F184*$C189","v":0},0,0,0,0,0,0,0,0,0,0,0,0,0,0,0,0,0,0,0,0,0,0,0,0,0,0,null,true,true,true,true,true,true]
["50% PoE","N-1",{"$f":"C142","v":3.744292237442922E-2},null,"EEatR, MWhrs",{"$f":"F185*$C190*F188","v":0},0,0,0,0,0,0,0,0,0,0,0,0,0,0,0,0,0,0,0,0,0,0,0,0,0,0,null,true,true,true,true,true,true]
["10% LAR","N",1,null,"EEatR, MWhrs",{"$f":"F186*$C191","v":0},0,0.94929283851260682,7.4980654248053176,0,0,0,1.2441371322856105,5.6977460170935572,16.18892085468924,28.187052977811934,34.872687936361274,34.872687936361274,34.872687936361274,34.872687936361274,34.872687936361274,34.872687936361274,34.872687936361274,34.872687936361274,34.872687936361274,34.872687936361274,34.872687936361274,34.872687936361274,34.872687936361274,34.872687936361274,34.872687936361274,34.872687936361274,null,true,true,true,true,true,true]
["10% LAR","N-1",{"$f":"C190","v":3.744292237442922E-2},null,"EEatR, MWhrs",{"$f":"F187*$C192*F188","v":0},0,4.4087362023777987E-5,3.4822755576598325E-4,0,0,0,5.7780615141105241E-5,2.6461654526828654E-4,7.5185104694692323E-4,1.3090721414934403E-3,1.6195685413591442E-3,1.6195685413591442E-3,1.6195685413591442E-3,1.6195685413591442E-3,1.6195685413591442E-3,1.6195685413591442E-3,1.6195685413591442E-3,1.6195685413591442E-3,1.6195685413591442E-3,1.6195685413591442E-3,1.6195685413591442E-3,1.6195685413591442E-3,1.6195685413591442E-3,1.6195685413591442E-3,1.6195685413591442E-3,1.6195685413591442E-3,null,true,true,true,true,true,true]
[]
[]
[]
["LDC"]
[]
["Summer (Oct to Mar)",null,"Winter (Apr to Sep)"]
["MW pu","MVA pu","MW pu","MVA pu"]
[1,null,1]
[0.98622390000000004,null,0.99329400000000001]
[0.97625680000000004,null,0.9885659]
[0.96514639999999996,null,0.9809194]
[0.92995819999999996,null,0.97464510000000004]
[0.91725179999999995,null,0.96585160000000003]
[0.9132053,null,0.96002790000000005]
[0.9043293,null,0.95544130000000005]
[0.89833209999999997,null,0.94216929999999999]
[0.89067350000000001,null,0.93488830000000001]
[0.87701399999999996,null,0.92815329999999996]
[0.87235229999999997,null,0.92681119999999995]
[0.86337090000000005,null,0.92485519999999999]
[0.85551390000000005,null,0.9218866]
[0.8525623,null,0.92093320000000001]
[0.8511706,null,0.91729660000000002]
[0.849827,null,0.91418940000000004]
[0.84801890000000002,null,0.9118271]
[0.84618899999999997,null,0.90714379999999994]
[0.84458160000000004,null,0.90380930000000004]
[0.84134500000000001,null,0.90264469999999997]
[0.8393119,null,0.90166259999999998]
[0.83826540000000005,null,0.90023960000000003]
[0.83737320000000004,null,0.89841629999999995]
[0.83602770000000004,null,0.89623889999999995]
[0.83351169999999997,null,0.89391540000000003]
[0.82922399999999996,null,0.89198359999999999]
[0.82784860000000005,null,0.88980559999999997]
[0.82634549999999996,null,0.88810739999999999]
[0.82532689999999997,null,0.88690449999999998]
[0.82414670000000001,null,0.8857486]
[0.82320340000000003,null,0.88198730000000003]
[0.82211509999999999,null,0.88120290000000001]
[0.82132870000000002,null,0.8797895]
[0.81957190000000002,null,0.87817040000000002]
[0.81872199999999995,null,0.87524120000000005]
[0.81750610000000001,null,0.87442370000000003]
[0.81616290000000002,null,0.87264830000000004]
[0.81487989999999999,null,0.87019299999999999]
[0.81400410000000001,null,0.86833269999999996]
[0.81271369999999998,null,0.86592049999999998]
[0.81164829999999999,null,0.86497159999999995]
[0.80937879999999995,null,0.86305330000000002]
[0.80796219999999996,null,0.85970860000000004]
[0.80697479999999999,null,0.8589485]
[0.80443149999999997,null,0.85688850000000005]
[0.80287830000000004,null,0.85497060000000002]
[0.80260109999999996,null,0.85420680000000004]
[0.80185649999999997,null,0.85295790000000005]
[0.8007107,null,0.85159110000000005]
[0.80000139999999997,null,0.85011360000000002]
[0.79771550000000002,null,0.84896430000000001]
[0.79698040000000003,null,0.84702299999999997]
[0.79622340000000003,null,0.84497310000000003]
[0.79430710000000004,null,0.84301020000000004]
[0.79402099999999998,null,0.84066229999999997]
[0.79391909999999999,null,0.83796870000000001]
[0.7911222,null,0.83603439999999996]
[0.79052960000000005,null,0.83005249999999997]
[0.78961570000000003,null,0.82560330000000004]
[0.78860090000000005,null,0.82328690000000004]
[0.78681920000000005,null,0.82060040000000001]
[0.7861764,null,0.81664700000000001]
[0.78537380000000001,null,0.80278959999999999]
[0.78498579999999996,null,0.80026200000000003]
[0.78323489999999996,null,0.79947250000000003]
[0.7829294,null,0.79921850000000005]
[0.78169759999999999,null,0.79824340000000005]
[0.78147809999999995,null,0.79734110000000002]
[0.78052339999999998,null,0.79567279999999996]
[0.78019550000000004,null,0.79361660000000001]
[0.77961279999999999,null,0.79352279999999997]
[0.77895369999999997,null,0.79233200000000004]
[0.77895369999999997,null,0.79187629999999998]
[0.77819280000000002,null,0.79025710000000005]
[0.77755949999999996,null,0.78909119999999999]
[0.77744179999999996,null,0.78886789999999996]
[0.7772734,null,0.7880798]
[0.77684280000000006,null,0.78760629999999998]
[0.77674089999999996,null,0.78657730000000003]
[0.77613350000000003,null,0.78615109999999999]
[0.77581330000000004,null,0.78522510000000001]
[0.7749935,null,0.78475030000000001]
[0.7744451,null,0.78365260000000003]
[0.77427579999999996,null,0.78341780000000005]
[0.7739897,null,0.78243870000000004]
[0.77334689999999995,null,0.78168130000000002]
[0.77302550000000003,null,0.78056760000000003]
[0.77242650000000002,null,0.77954389999999996]
[0.77206339999999996,null,0.77943229999999997]
[0.77147180000000004,null,0.77874180000000004]
[0.77086080000000001,null,0.7785069]
[0.77037109999999998,null,0.77841309999999997]
[0.77000789999999997,null,0.77721240000000003]
[0.76955249999999997,null,0.77698160000000005]
[0.76851829999999999,null,0.77654000000000001]
[0.76804450000000002,null,0.7763989]
[0.76771560000000005,null,0.77611750000000002]
[0.76739420000000003,null,0.77545640000000005]
[0.76637599999999995,null,0.77460560000000001]
[0.76627420000000002,null,0.77391509999999997]
[0.76545560000000001,null,0.77353919999999998]
[0.76484459999999999,null,0.77270309999999998]
[0.76464089999999996,null,0.77231000000000005]
[0.76375269999999995,null,0.77149250000000003]
[0.76338070000000002,null,0.77026790000000001]
[0.76262859999999999,null,0.76935520000000002]
[0.76240909999999995,null,0.76892890000000003]
[0.76213189999999997,null,0.76855300000000004]
[0.76172459999999997,null,0.76734429999999998]
[0.76156509999999999,null,0.76646689999999995]
[0.76036250000000005,null,0.76563340000000002]
[0.76009230000000005,null,0.76501430000000004]
[0.75985689999999995,null,0.76405330000000005]
[0.75945209999999996,null,0.76391220000000004]
[0.75875230000000005,null,0.76340859999999999]
[0.75831320000000002,null,0.76294910000000005]
[0.75821130000000003,null,0.76242909999999997]
[0.7576541,null,0.76180110000000001]
[0.75714139999999996,null,0.76167410000000002]
[0.75645689999999999,null,0.76068880000000005]
[0.75564880000000001,null,0.76045010000000002]
[0.75536270000000005,null,0.76013549999999996]
[0.75495789999999996,null,0.75976030000000006]
[0.75485610000000003,null,0.75939849999999998]
[0.75469660000000005,null,0.75914579999999998]
[0.754104,null,0.75862430000000003]
[0.75341060000000004,null,0.75765300000000002]
[0.75317520000000004,null,0.75723050000000003]
[0.75276779999999999,null,0.75678749999999995]
[0.75149429999999995,null,0.75647039999999999]
[0.75098520000000002,null,0.75601470000000004]
[0.74998880000000001,null,0.75601470000000004]
[0.74918070000000003,null,0.75566820000000001]
[0.74853150000000002,null,0.75482389999999999]
[0.74831190000000003,null,0.7547123]
[0.74795880000000003,null,0.75443079999999996]
[0.74713079999999998,null,0.75364200000000003]
[0.7469112,null,0.75350090000000003]
[0.74618600000000002,null,0.75331329999999996]
[0.74606830000000002,null,0.75317230000000002]
[0.74563159999999995,null,0.75273190000000001]
[0.74519250000000004,null,0.75241729999999996]
[0.74466750000000004,null,0.75205469999999996]
[0.74378529999999998,null,0.75161440000000002]
[0.74352399999999996,null,0.75129979999999996]
[0.74310080000000001,null,0.75100049999999996]
[0.74244209999999999,null,0.75067189999999995]
[0.7420542,null,0.75057799999999997]
[0.74183469999999996,null,0.75015039999999999]
[0.74142989999999998,null,0.74991169999999996]
[0.74080299999999999,null,0.74970619999999999]
[0.74035740000000005,null,0.74947140000000001]
[0.74023969999999994,null,0.74909610000000004]
[0.74008019999999997,null,0.74881470000000006]
[0.73979419999999996,null,0.74854589999999999]
[0.73957459999999997,null,0.74823130000000004]
[0.73920160000000001,null,0.74769719999999995]
[0.73899789999999999,null,0.74739789999999995]
[0.73833289999999996,null,0.74676730000000002]
[0.73833280000000001,null,0.74665559999999997]
[0.73777559999999998,null,0.74656180000000005]
[0.73765789999999998,null,0.74646800000000002]
[0.73765789999999998,null,0.7459171]
[0.73765789999999998,null,0.74582329999999997]
[0.73727880000000001,null,0.74552130000000005]
[0.73672159999999998,null,0.74512820000000002]
[0.73650199999999999,null,0.74479960000000001]
[0.73562090000000002,null,0.74448499999999995]
[0.73562090000000002,null,0.74391770000000002]
[0.73524179999999995,null,0.74374269999999998]
[0.73514000000000002,null,0.74346129999999999]
[0.73473520000000003,null,0.74336740000000001]
[0.73463339999999999,null,0.74283330000000003]
[0.7338382,null,0.74261250000000001]
[0.73356089999999996,null,0.74226599999999998]
[0.73344319999999996,null,0.74213899999999999]
[0.73259030000000003,null,0.74185760000000001]
[0.73237079999999999,null,0.7417165]
[0.73193129999999995,null,0.74121289999999995]
[0.73132030000000003,null,0.74086640000000004]
[0.73110070000000005,null,0.74064560000000002]
[0.73034969999999999,null,0.74045799999999995]
[0.73014599999999996,null,0.73996839999999997]
[0.73004420000000003,null,0.73985670000000003]
[0.72982460000000005,null,0.73962190000000005]
[0.72958920000000005,null,0.73952810000000002]
[0.72881870000000004,null,0.73934040000000001]
[0.72859910000000006,null,0.73911959999999999]
[0.72837960000000002,null,0.73878719999999998]
[0.72804190000000002,null,0.73864609999999997]
[0.72794009999999998,null,0.73855230000000005]
[0.72761869999999995,null,0.73820459999999999]
[0.72714480000000004,null,0.73820459999999999]
[0.72682349999999996,null,0.73795180000000005]
[0.72661980000000004,null,0.73776419999999998]
[0.72646029999999995,null,0.73743179999999997]
[0.72598640000000003,null,0.73743179999999997]
[0.72586870000000003,null,0.73716300000000001]
[0.72506599999999999,null,0.73702190000000001]
[0.72494829999999999,null,0.73702190000000001]
[0.72494829999999999,null,0.73678710000000003]
[0.72467110000000001,null,0.73648780000000003]
[0.72440090000000001,null,0.736267]
[0.72401199999999999,null,0.73598560000000002]
[0.72372599999999998,null,0.73544880000000001]
[0.72372599999999998,null,0.73511150000000003]
[0.72350639999999999,null,0.73492869999999999]
[0.72307569999999999,null,0.73460000000000003]
[0.72285619999999995,null,0.73460000000000003]
[0.72248420000000002,null,0.7345062]
[0.72226460000000003,null,0.73437920000000001]
[0.72199349999999995,null,0.73407990000000001]
[0.72189159999999997,null,0.73363699999999998]
[0.72140190000000004,null,0.7335431]
[0.72130000000000005,null,0.73344929999999997]
[0.72086099999999997,null,0.73321069999999999]
[0.72059960000000001,null,0.73302299999999998]
[0.72012580000000004,null,0.73274159999999999]
[0.71990620000000005,null,0.73234589999999999]
[0.71961920000000001,null,0.73211099999999996]
[0.71951730000000003,null,0.73211099999999996]
[0.71951730000000003,null,0.73187239999999998]
[0.71931369999999994,null,0.73146250000000002]
[0.71919599999999995,null,0.73136869999999998]
[0.71891870000000002,null,0.7310873]
[0.71854669999999998,null,0.73099349999999996]
[0.71854669999999998,null,0.73072539999999997]
[0.71828539999999996,null,0.73059850000000004]
[0.71789749999999997,null,0.73029920000000004]
[0.71772820000000004,null,0.73015850000000004]
[0.71750860000000005,null,0.72997049999999997]
[0.71740680000000001,null,0.72968909999999998]
[0.71717129999999996,null,0.72913439999999996]
[0.71690120000000002,null,0.72904060000000004]
[0.71690120000000002,null,0.72894680000000001]
[0.71636869999999997,null,0.72880579999999995]
[0.71587889999999998,null,0.7283501]
[0.71587889999999998,null,0.72825629999999997]
[0.71577710000000005,null,0.72797489999999998]
[0.71539810000000004,null,0.72778730000000003]
[0.71500920000000001,null,0.72773140000000003]
[0.71500909999999995,null,0.72749660000000005]
[0.71462130000000001,null,0.72717200000000004]
[0.71434410000000004,null,0.72717189999999998]
[0.71412450000000005,null,0.72707809999999995]
[0.71400680000000005,null,0.72695120000000002]
[0.71400680000000005,null,0.72681010000000001]
[0.71368540000000003,null,0.72660460000000004]
[0.71351609999999999,null,0.72638380000000002]
[0.71351600000000004,null,0.72627220000000003]
[0.71324589999999999,null,0.72613110000000003]
[0.71312810000000004,null,0.7260373]
[0.71276499999999998,null,0.72560840000000004]
[0.71259669999999997,null,0.72542079999999998]
[0.71259660000000002,null,0.72496510000000003]
[0.71247890000000003,null,0.72473030000000005]
[0.71220779999999995,null,0.72467440000000005]
[0.71210589999999996,null,0.7246186]
[0.71171799999999996,null,0.72439779999999998]
[0.71171799999999996,null,0.72425680000000003]
[0.71155849999999998,null,0.72425680000000003]
[0.71133900000000005,null,0.72416290000000005]
[0.71133900000000005,null,0.72405129999999995]
[0.71116959999999996,null,0.72405129999999995]
[0.71116959999999996,null,0.72374930000000004]
[0.71116959999999996,null,0.72360829999999998]
[0.71088359999999995,null,0.72360829999999998]
[0.71067990000000003,null,0.72340280000000001]
[0.71024920000000002,null,0.72330899999999998]
[0.71013150000000003,null,0.72318199999999999]
[0.71002969999999999,null,0.72318199999999999]
[0.70986130000000003,null,0.72308819999999996]
[0.70986130000000003,null,0.72308819999999996]
[0.7094724,null,0.72297650000000002]
[0.70931290000000002,null,0.72243970000000002]
[0.70907750000000003,null,0.72243970000000002]
[0.70870549999999999,null,0.72234589999999999]
[0.70870549999999999,null,0.72225209999999995]
[0.70870549999999999,null,0.72212509999999996]
[0.7086036,null,0.72212509999999996]
[0.70827479999999998,null,0.72177860000000005]
[0.70815709999999998,null,0.72168480000000002]
[0.70815709999999998,null,0.72168480000000002]
[0.70815709999999998,null,0.72138279999999999]
[0.70788689999999999,null,0.72128899999999996]
[0.70760089999999998,null,0.7209603]
[0.70717019999999997,null,0.72086649999999997]
[0.70717019999999997,null,0.72077270000000004]
[0.70706840000000004,null,0.720661]
[0.70706840000000004,null,0.72052000000000005]
[0.70706829999999998,null,0.72042620000000002]
[0.70695059999999998,null,0.72023859999999995]
[0.70641909999999997,null,0.72014480000000003]
[0.70619960000000004,null,0.72001780000000004]
[0.70619960000000004,null,0.71971850000000004]
[0.70608190000000004,null,0.71957749999999998]
[0.70581070000000001,null,0.71945049999999999]
[0.70581070000000001,null,0.71918170000000003]
[0.70532099999999998,null,0.71918170000000003]
[0.7050438,null,0.71897619999999995]
[0.7050438,null,0.71897619999999995]
[0.70504370000000005,null,0.71897619999999995]
[0.70492600000000005,null,0.71875540000000004]
[0.70482420000000001,null,0.71861439999999999]
[0.70482420000000001,null,0.71837949999999995]
[0.70472239999999997,null,0.71837949999999995]
[0.70443630000000002,null,0.71807759999999998]
[0.70427680000000004,null,0.71787210000000001]
[0.70388790000000001,null,0.71787210000000001]
[0.70388790000000001,null,0.71787210000000001]
[0.70378609999999997,null,0.71777829999999998]
[0.70351589999999997,null,0.71777829999999998]
[0.70329640000000004,null,0.71751030000000005]
[0.70329629999999999,null,0.71732260000000003]
[0.70301919999999996,null,0.71732260000000003]
[0.70301910000000001,null,0.71721100000000004]
[0.70279959999999997,null,0.71703600000000001]
[0.70269780000000004,null,0.71690900000000002]
[0.70269780000000004,null,0.71681519999999999]
[0.70259590000000005,null,0.71667409999999998]
[0.70259590000000005,null,0.71654720000000005]
[0.70226710000000003,null,0.71645340000000002]
[0.70176150000000004,null,0.71621849999999998]
[0.70165960000000005,null,0.71621849999999998]
[0.70155780000000001,null,0.71621849999999998]
[0.70145599999999997,null,0.71601300000000001]
[0.70133829999999997,null,0.71601300000000001]
[0.70133829999999997,null,0.71574420000000005]
[0.70123639999999998,null,0.71574420000000005]
[0.70091499999999995,null,0.71574420000000005]
[0.70058719999999997,null,0.71547620000000001]
[0.70031600000000005,null,0.71538239999999997]
[0.70031600000000005,null,0.71528860000000005]
[0.69997880000000001,null,0.71495609999999998]
[0.69997880000000001,null,0.71486859999999997]
[0.69981040000000005,null,0.71468730000000003]
[0.69964110000000002,null,0.71459349999999999]
[0.69964110000000002,null,0.71459349999999999]
[0.69926200000000005,null,0.7144819]
[0.69926200000000005,null,0.7144819]
[0.69916020000000001,null,0.7143408]
[0.69916020000000001,null,0.71424699999999997]
[0.69904250000000001,null,0.71411999999999998]
[0.69877230000000001,null,0.71399299999999999]
[0.69877230000000001,null,0.71399299999999999]
[0.69861280000000003,null,0.71381810000000001]
[0.69861280000000003,null,0.71361260000000004]
[0.69844349999999999,null,0.71347159999999998]
[0.69844340000000005,null,0.71347150000000004]
[0.69822390000000001,null,0.71347150000000004]
[0.6980556,null,0.71325079999999996]
[0.6980556,null,0.71325070000000002]
[0.69805550000000005,null,0.71282310000000004]
[0.69795370000000001,null,0.71282310000000004]
[0.69795370000000001,null,0.71272930000000001]
[0.69795370000000001,null,0.71263549999999998]
[0.69795370000000001,null,0.71263540000000003]
[0.69779420000000003,null,0.71263540000000003]
[0.69769239999999999,null,0.71263540000000003]
[0.69769239999999999,null,0.71263540000000003]
[0.69713519999999995,null,0.71249439999999997]
[0.69713519999999995,null,0.71238270000000004]
[0.69703329999999997,null,0.7122889]
[0.69703329999999997,null,0.71211389999999997]
[0.69703329999999997,null,0.71198700000000004]
[0.69693150000000004,null,0.7118932]
[0.69693150000000004,null,0.71165829999999997]
[0.69693150000000004,null,0.71153129999999998]
[0.69681380000000004,null,0.71153129999999998]
[0.69638409999999995,null,0.71153129999999998]
[0.69628230000000002,null,0.71127859999999998]
[0.69616449999999996,null,0.71127859999999998]
[0.69606270000000003,null,0.71088280000000004]
[0.6958934,null,0.71088280000000004]
[0.69551430000000003,null,0.710789]
[0.69551430000000003,null,0.71064799999999995]
[0.69534600000000002,null,0.71064799999999995]
[0.69524410000000003,null,0.71064799999999995]
[0.69512640000000003,null,0.71052099999999996]
[0.69492279999999995,null,0.71052099999999996]
[0.6949227,null,0.71042720000000004]
[0.69447619999999999,null,0.71028610000000003]
[0.69435849999999999,null,0.71017450000000004]
[0.69419010000000003,null,0.70999950000000001]
[0.69381110000000001,null,0.70999950000000001]
[0.69364179999999998,null,0.70973149999999996]
[0.69364179999999998,null,0.70963770000000004]
[0.69364170000000003,null,0.70963770000000004]
[0.69343809999999995,null,0.70943219999999996]
[0.69333619999999996,null,0.70943219999999996]
[0.69333619999999996,null,0.70943219999999996]
[0.69300740000000005,null,0.70930519999999997]
[0.69290560000000001,null,0.70916409999999996]
[0.69278790000000001,null,0.70916409999999996]
[0.69251770000000001,null,0.70898919999999999]
[0.69251770000000001,null,0.70889539999999995]
[0.69251770000000001,null,0.70864269999999996]
[0.69251770000000001,null,0.70854890000000004]
[0.69224050000000004,null,0.70854879999999998]
[0.69213860000000005,null,0.70854879999999998]
[0.69213860000000005,null,0.70845499999999995]
[0.69213860000000005,null,0.70845499999999995]
[0.69202090000000005,null,0.70845499999999995]
[0.69168320000000005,null,0.70832799999999996]
[0.69142190000000003,null,0.70818700000000001]
[0.69130420000000004,null,0.70807529999999996]
[0.69130420000000004,null,0.70798150000000004]
[0.69130420000000004,null,0.70798150000000004]
[0.69120239999999999,null,0.70758580000000004]
[0.69120239999999999,null,0.70758580000000004]
[0.69108460000000005,null,0.70758580000000004]
[0.69098280000000001,null,0.70749189999999995]
[0.69077909999999998,null,0.70739810000000003]
[0.69061079999999997,null,0.70739810000000003]
[0.69061079999999997,null,0.70739810000000003]
[0.69028199999999995,null,0.70697049999999995]
[0.69006239999999996,null,0.70697049999999995]
[0.69006239999999996,null,0.7069704]
[0.68980109999999994,null,0.70687659999999997]
[0.68969930000000002,null,0.7066559]
[0.68969919999999996,null,0.70665579999999995]
[0.68969919999999996,null,0.70638710000000005]
[0.68959740000000003,null,0.7062754]
[0.68942910000000002,null,0.70618159999999996]
[0.68920950000000003,null,0.70596080000000005]
[0.68910769999999999,null,0.70596080000000005]
[0.68910769999999999,null,0.70596080000000005]
[0.68898990000000004,null,0.70596080000000005]
[0.68871879999999996,null,0.70596080000000005]
[0.68871879999999996,null,0.70586700000000002]
[0.68828909999999999,null,0.70562829999999999]
[0.68828909999999999,null,0.70548730000000004]
[0.68817139999999999,null,0.70539350000000001]
[0.68806959999999995,null,0.70539350000000001]
[0.68806959999999995,null,0.70529960000000003]
[0.6879518,null,0.70512470000000005]
[0.6879518,null,0.70503090000000002]
[0.68769049999999998,null,0.70490390000000003]
[0.68769049999999998,null,0.70479219999999998]
[0.68758870000000005,null,0.70479219999999998]
[0.68748679999999995,null,0.70479219999999998]
[0.68714920000000002,null,0.70469839999999995]
[0.68704730000000003,null,0.70446359999999997]
[0.68692960000000003,null,0.70433659999999998]
[0.68692960000000003,null,0.70416160000000005]
[0.68682779999999999,null,0.70416160000000005]
[0.68655060000000001,null,0.70406780000000002]
[0.68655060000000001,null,0.70406780000000002]
[0.68627939999999998,null,0.70406780000000002]
[0.68611109999999997,null,0.70406780000000002]
[0.68611100000000003,null,0.70379979999999998]
[0.68611100000000003,null,0.70379979999999998]
[0.68611100000000003,null,0.70368810000000004]
[0.68600919999999999,null,0.7035131]
[0.68578969999999995,null,0.70341929999999997]
[0.68578969999999995,null,0.70341929999999997]
[0.68578969999999995,null,0.70341929999999997]
[0.68568779999999996,null,0.70341929999999997]
[0.68568779999999996,null,0.70332550000000005]
[0.68551850000000003,null,0.70309060000000001]
[0.68551850000000003,null,0.70296369999999997]
[0.68540080000000003,null,0.70286990000000005]
[0.68523239999999996,null,0.70286979999999999]
[0.68497110000000005,null,0.7027582]
[0.68497110000000005,null,0.70266439999999997]
[0.68497110000000005,null,0.70248940000000004]
[0.68485339999999995,null,0.70239560000000001]
[0.68475149999999996,null,0.70239560000000001]
[0.68464970000000003,null,0.70225459999999995]
[0.68436359999999996,null,0.70212759999999996]
[0.68419430000000003,null,0.70212759999999996]
[0.68393300000000001,null,0.70203380000000004]
[0.68381530000000001,null,0.70203380000000004]
[0.68371340000000003,null,0.70203380000000004]
[0.68371340000000003,null,0.70203369999999998]
[0.68344320000000003,null,0.70162009999999997]
[0.68344320000000003,null,0.70152630000000005]
[0.68332550000000003,null,0.70152630000000005]
[0.68305530000000003,null,0.70152630000000005]
[0.6828959,null,0.70152630000000005]
[0.68279400000000001,null,0.70119770000000003]
[0.68267630000000001,null,0.70119770000000003]
[0.68250699999999997,null,0.70107070000000005]
[0.68250699999999997,null,0.700959]
[0.68240509999999999,null,0.700959]
[0.68228739999999999,null,0.700959]
[0.68228739999999999,null,0.700959]
[0.68228739999999999,null,0.700959]
[0.68228739999999999,null,0.700959]
[0.68216969999999999,null,0.70069020000000004]
[0.68189949999999999,null,0.70069020000000004]
[0.68189949999999999,null,0.70069020000000004]
[0.68189949999999999,null,0.70045159999999995]
[0.68189949999999999,null,0.70045159999999995]
[0.68162230000000001,null,0.70021670000000003]
[0.68162230000000001,null,0.70021670000000003]
[0.68152040000000003,null,0.70021670000000003]
[0.68135109999999999,null,0.70012289999999999]
[0.68135109999999999,null,0.70012289999999999]
[0.68124929999999995,null,0.70012289999999999]
[0.68113159999999995,null,0.69988799999999995]
[0.68113159999999995,null,0.69988799999999995]
[0.68096319999999999,null,0.69988799999999995]
[0.68080370000000001,null,0.69988799999999995]
[0.68080370000000001,null,0.69976110000000002]
[0.68080370000000001,null,0.69958609999999999]
[0.68070189999999997,null,0.69938060000000002]
[0.68070189999999997,null,0.69938060000000002]
[0.68058419999999997,null,0.69938060000000002]
[0.68048229999999998,null,0.69938060000000002]
[0.68021220000000004,null,0.69923959999999996]
[0.68021220000000004,null,0.69923959999999996]
[0.68021209999999999,null,0.69911259999999997]
[0.68009439999999999,null,0.69901880000000005]
[0.6797666,null,0.69901880000000005]
[0.6797666,null,0.69884380000000001]
[0.67958010000000002,null,0.69884380000000001]
[0.67949539999999997,null,0.69873209999999997]
[0.67949539999999997,null,0.69863830000000005]
[0.67949539999999997,null,0.69849729999999999]
[0.67949539999999997,null,0.69849729999999999]
[0.67927590000000004,null,0.69849729999999999]
[0.678948,null,0.6983703]
[0.678948,null,0.69827649999999997]
[0.678948,null,0.69827649999999997]
[0.678948,null,0.69827649999999997]
[0.678948,null,0.69827649999999997]
[0.678948,null,0.698071]
[0.67884619999999996,null,0.698071]
[0.67884619999999996,null,0.698071]
[0.6786778,null,0.69776899999999997]
[0.6785601,null,0.69776899999999997]
[0.67839079999999996,null,0.69762800000000003]
[0.67823129999999998,null,0.69762800000000003]
[0.67823129999999998,null,0.69753419999999999]
[0.67812950000000005,null,0.69753419999999999]
[0.67812950000000005,null,0.69753419999999999]
[0.67802759999999995,null,0.69732870000000002]
[0.67802759999999995,null,0.69732870000000002]
[0.67802759999999995,null,0.69720170000000004]
[0.67802759999999995,null,0.6971079]
[0.67785930000000005,null,0.6971079]
[0.67763969999999996,null,0.6971079]
[0.67763969999999996,null,0.6971079]
[0.67763969999999996,null,0.69693289999999997]
[0.67748019999999998,null,0.69693289999999997]
[0.67748019999999998,null,0.69683910000000004]
[0.67720910000000001,null,0.69672750000000006]
[0.67720910000000001,null,0.69672750000000006]
[0.67704070000000005,null,0.6967274]
[0.67704070000000005,null,0.69660049999999996]
[0.67693890000000001,null,0.6963317]
[0.67693890000000001,null,0.69619070000000005]
[0.67693890000000001,null,0.69619059999999999]
[0.67671930000000002,null,0.69619059999999999]
[0.67671930000000002,null,0.69619059999999999]
[0.67671930000000002,null,0.69609679999999996]
[0.67638160000000003,null,0.69598519999999997]
[0.67638160000000003,null,0.69598510000000002]
[0.67638160000000003,null,0.69589140000000005]
[0.67627979999999999,null,0.69589129999999999]
[0.67627979999999999,null,0.69576439999999995]
[0.67627979999999999,null,0.69576439999999995]
[0.67627979999999999,null,0.69576439999999995]
[0.67595099999999997,null,0.69562330000000006]
[0.67584909999999998,null,0.69544839999999997]
[0.67584909999999998,null,0.69522759999999995]
[0.67556309999999997,null,0.69522759999999995]
[0.67556309999999997,null,0.69522759999999995]
[0.67556309999999997,null,0.69511590000000001]
[0.67546119999999998,null,0.6949748]
[0.67546119999999998,null,0.69475410000000004]
[0.67535940000000005,null,0.69475410000000004]
[0.67535940000000005,null,0.69475410000000004]
[0.67519010000000002,null,0.69475410000000004]
[0.67518999999999996,null,0.69475399999999998]
[0.67518999999999996,null,0.69462710000000005]
[0.67518999999999996,null,0.69462710000000005]
[0.67518999999999996,null,0.69453330000000002]
[0.67507229999999996,null,0.69453330000000002]
[0.67507229999999996,null,0.69442159999999997]
[0.67480220000000002,null,0.69424660000000005]
[0.67480209999999996,null,0.69424660000000005]
[0.67480209999999996,null,0.69424660000000005]
[0.67480209999999996,null,0.69411959999999995]
[0.67463280000000003,null,0.6939786]
[0.67451510000000003,null,0.6939786]
[0.67451510000000003,null,0.69388479999999997]
[0.67441320000000005,null,0.69388479999999997]
[0.67408539999999995,null,0.69388479999999997]
[0.67408539999999995,null,0.69379100000000005]
[0.67408539999999995,null,0.69379100000000005]
[0.67408539999999995,null,0.69366399999999995]
[0.67369650000000003,null,0.69366399999999995]
[0.67369650000000003,null,0.69357020000000003]
[0.67369650000000003,null,0.69357009999999997]
[0.67369650000000003,null,0.69316040000000001]
[0.67369650000000003,null,0.69304869999999996]
[0.67369650000000003,null,0.69304869999999996]
[0.67357880000000003,null,0.69304869999999996]
[0.67330860000000003,null,0.69304869999999996]
[0.67330860000000003,null,0.69282790000000005]
[0.67314030000000002,null,0.69282790000000005]
[0.67303840000000004,null,0.69282790000000005]
[0.67276119999999995,null,0.69282790000000005]
[0.67259190000000002,null,0.69282790000000005]
[0.67259190000000002,null,0.69270089999999995]
[0.67259190000000002,null,0.69270089999999995]
[0.67249009999999998,null,0.69252590000000003]
[0.67249000000000003,null,0.69229110000000005]
[0.67249000000000003,null,0.69208559999999997]
[0.67249000000000003,null,0.69208559999999997]
[0.67249000000000003,null,0.69208559999999997]
[0.67232170000000002,null,0.69208559999999997]
[0.67220400000000002,null,0.69208559999999997]
[0.67220400000000002,null,0.69189800000000001]
[0.67210210000000004,null,0.69177100000000002]
[0.67210210000000004,null,0.69165929999999998]
[0.67210210000000004,null,0.69165929999999998]
[0.67200029999999999,null,0.69165929999999998]
[0.67200029999999999,null,0.69148430000000005]
[0.67171320000000001,null,0.69139050000000002]
[0.67128359999999998,null,0.69139050000000002]
[0.67128359999999998,null,0.69115570000000004]
[0.67128359999999998,null,0.69115570000000004]
[0.67128359999999998,null,0.69115570000000004]
[0.67118169999999999,null,0.69115570000000004]
[0.67118169999999999,null,0.69104399999999999]
[0.67118169999999999,null,0.69104399999999999]
[0.67106399999999999,null,0.69104399999999999]
[0.67096219999999995,null,0.69104399999999999]
[0.67079279999999997,null,0.690917]
[0.67079279999999997,null,0.69082319999999997]
[0.67079279999999997,null,0.69082319999999997]
[0.67079279999999997,null,0.69058839999999999]
[0.67062449999999996,null,0.69058839999999999]
[0.67062449999999996,null,0.69047670000000005]
[0.67050679999999996,null,0.69034969999999996]
[0.67034729999999998,null,0.69034969999999996]
[0.67034729999999998,null,0.69017470000000003]
[0.67034729999999998,null,0.6900809]
[0.67024539999999999,null,0.6900809]
[0.67024539999999999,null,0.68996930000000001]
[0.66990780000000005,null,0.68996930000000001]
[0.66990780000000005,null,0.68996930000000001]
[0.66990780000000005,null,0.6898282]
[0.66990769999999999,null,0.6898282]
[0.66979,null,0.68970120000000001]
[0.66979,null,0.68960739999999998]
[0.66968819999999996,null,0.68960739999999998]
[0.66968819999999996,null,0.68960739999999998]
[0.66968819999999996,null,0.68960739999999998]
[0.66968819999999996,null,0.68960739999999998]
[0.66968819999999996,null,0.68960739999999998]
[0.66952869999999998,null,0.68951359999999995]
[0.66925849999999998,null,0.68933860000000002]
[0.66914079999999998,null,0.68924479999999999]
[0.66914079999999998,null,0.68910380000000004]
[0.66897150000000005,null,0.68910380000000004]
[0.66897150000000005,null,0.68886510000000001]
[0.66897150000000005,null,0.68886510000000001]
[0.66897150000000005,null,0.68877129999999998]
[0.66886959999999995,null,0.68877129999999998]
[0.66886959999999995,null,0.68859630000000005]
[0.66886959999999995,null,0.68859630000000005]
[0.66886959999999995,null,0.68859630000000005]
[0.66871009999999997,null,0.68850250000000002]
[0.66854179999999996,null,0.68850250000000002]
[0.66854179999999996,null,0.68850250000000002]
[0.66854179999999996,null,0.68850250000000002]
[0.66842409999999997,null,0.68850250000000002]
[0.66842409999999997,null,0.68850250000000002]
[0.66832219999999998,null,0.6880889]
[0.66815290000000005,null,0.68799509999999997]
[0.66815290000000005,null,0.68799509999999997]
[0.66805110000000001,null,0.68799509999999997]
[0.66805110000000001,null,0.68799509999999997]
[0.66793329999999995,null,0.68785410000000002]
[0.66793329999999995,null,0.68785399999999997]
[0.66777390000000003,null,0.68785399999999997]
[0.66760549999999996,null,0.68785399999999997]
[0.66760549999999996,null,0.68785399999999997]
[0.66760549999999996,null,0.68774239999999998]
[0.66748779999999996,null,0.68774239999999998]
[0.66748779999999996,null,0.68774239999999998]
[0.66748779999999996,null,0.68752159999999995]
[0.66738600000000003,null,0.68734660000000003]
[0.66721759999999997,null,0.68734660000000003]
[0.66721759999999997,null,0.68734660000000003]
[0.66704830000000004,null,0.68720559999999997]
[0.66694640000000005,null,0.68720559999999997]
[0.66694640000000005,null,0.68711180000000005]
[0.66682870000000005,null,0.68711180000000005]
[0.66682870000000005,null,0.68698479999999995]
[0.66666040000000004,null,0.68698479999999995]
[0.66666040000000004,null,0.68698479999999995]
[0.66666040000000004,null,0.68698479999999995]
[0.66655850000000005,null,0.6869847]
[0.66655850000000005,null,0.68689100000000003]
[0.66639899999999996,null,0.68671599999999999]
[0.66639899999999996,null,0.68657500000000005]
[0.66623069999999995,null,0.68657489999999999]
[0.66623069999999995,null,0.68657489999999999]
[0.66612890000000002,null,0.68644799999999995]
[0.66601109999999997,null,0.6864479]
[0.66601109999999997,null,0.68633630000000001]
[0.66601109999999997,null,0.68624249999999998]
[0.66601109999999997,null,0.68624249999999998]
[0.66574,null,0.68614869999999994]
[0.66574,null,0.68614869999999994]
[0.66574,null,0.68614869999999994]
[0.66574,null,0.6861486]
[0.66557160000000004,null,0.68588059999999995]
[0.66557160000000004,null,0.68570569999999997]
[0.66541209999999995,null,0.68570569999999997]
[0.66541209999999995,null,0.68570569999999997]
[0.66531030000000002,null,0.68561190000000005]
[0.66531030000000002,null,0.68561179999999999]
[0.66531030000000002,null,0.68561179999999999]
[0.66531030000000002,null,0.68561179999999999]
[0.66531030000000002,null,0.68551799999999996]
[0.66519260000000002,null,0.68546220000000002]
[0.66519260000000002,null,0.68526529999999997]
[0.66492240000000002,null,0.68526529999999997]
[0.66475300000000004,null,0.68526529999999997]
[0.66475300000000004,null,0.68526529999999997]
[0.66475300000000004,null,0.68513829999999998]
[0.6646512,null,0.6849634]
[0.6646512,null,0.68486959999999997]
[0.66454939999999996,null,0.68486959999999997]
[0.66454939999999996,null,0.68486959999999997]
[0.66438989999999998,null,0.68461689999999997]
[0.66438989999999998,null,0.68461689999999997]
[0.66427219999999998,null,0.68461689999999997]
[0.66427219999999998,null,0.68448989999999998]
[0.66417029999999999,null,0.68448989999999998]
[0.66400099999999995,null,0.68448989999999998]
[0.66400099999999995,null,0.68448989999999998]
[0.66383259999999999,null,0.68448989999999998]
[0.6637149,null,0.68448989999999998]
[0.6637149,null,0.684396]
[0.6637149,null,0.684396]
[0.6637149,null,0.68425499999999995]
[0.6637149,null,0.68408000000000002]
[0.66361309999999996,null,0.68398619999999999]
[0.66345359999999998,null,0.68374760000000001]
[0.66333589999999998,null,0.68374760000000001]
[0.66333589999999998,null,0.68374760000000001]
[0.66333589999999998,null,0.68365379999999998]
[0.66333589999999998,null,0.68365379999999998]
[0.66299819999999998,null,0.68365379999999998]
[0.66289640000000005,null,0.68351269999999997]
[0.66289640000000005,null,0.68341890000000005]
[0.66289640000000005,null,0.68341890000000005]
[0.66289640000000005,null,0.68341890000000005]
[0.66279449999999995,null,0.68341890000000005]
[0.66279449999999995,null,0.68332510000000002]
[0.66252429999999995,null,0.68332510000000002]
[0.66252429999999995,null,0.68309430000000004]
[0.66240659999999996,null,0.68303849999999999]
[0.66240659999999996,null,0.68303849999999999]
[0.66240659999999996,null,0.6829115]
[0.66230480000000003,null,0.6829115]
[0.66230480000000003,null,0.6827704]
[0.66230480000000003,null,0.6827704]
[0.66196710000000003,null,0.6827704]
[0.66180760000000005,null,0.68267659999999997]
[0.66180760000000005,null,0.68267659999999997]
[0.66180760000000005,null,0.68267659999999997]
[0.66170580000000001,null,0.68267659999999997]
[0.66170580000000001,null,0.68267659999999997]
[0.66158810000000001,null,0.68267659999999997]
[0.66158810000000001,null,0.68267659999999997]
[0.66158799999999995,null,0.68245579999999995]
[0.66158799999999995,null,0.68228089999999997]
[0.66148620000000002,null,0.68228080000000002]
[0.66148620000000002,null,0.68228080000000002]
[0.66148620000000002,null,0.68218699999999999]
[0.66138439999999998,null,0.68193429999999999]
[0.66104669999999999,null,0.68193429999999999]
[0.66104669999999999,null,0.68193429999999999]
[0.66104669999999999,null,0.68193429999999999]
[0.66092899999999999,null,0.68193429999999999]
[0.66092899999999999,null,0.68180730000000001]
[0.66092899999999999,null,0.68180730000000001]
[0.66092899999999999,null,0.68171349999999997]
[0.66092899999999999,null,0.68171349999999997]
[0.66092890000000004,null,0.68171349999999997]
[0.66049930000000001,null,0.68171349999999997]
[0.66049930000000001,null,0.68171349999999997]
[0.66049930000000001,null,0.68139749999999999]
[0.66049930000000001,null,0.68139749999999999]
[0.66049930000000001,null,0.68139749999999999]
[0.66049930000000001,null,0.68117669999999997]
[0.66022809999999998,null,0.68117669999999997]
[0.66022809999999998,null,0.68117669999999997]
[0.65994209999999998,null,0.68117669999999997]
[0.65994200000000003,null,0.68117669999999997]
[0.65994200000000003,null,0.68117669999999997]
[0.65984019999999999,null,0.68117669999999997]
[0.65973839999999995,null,0.68117669999999997]
[0.65973839999999995,null,0.68117669999999997]
[0.65962069999999995,null,0.68106500000000003]
[0.65962069999999995,null,0.68106500000000003]
[0.6596206,null,0.68106500000000003]
[0.65946119999999997,null,0.68074900000000005]
[0.65946119999999997,null,0.68074900000000005]
[0.65935929999999998,null,0.68065520000000002]
[0.65919099999999997,null,0.68052820000000003]
[0.65919099999999997,null,0.68052820000000003]
[0.65919099999999997,null,0.68052820000000003]
[0.65902159999999999,null,0.68052820000000003]
[0.65902159999999999,null,0.68052820000000003]
[0.65891980000000006,null,0.68043439999999999]
[0.65891980000000006,null,0.68030749999999995]
[0.65880209999999995,null,0.68019580000000002]
[0.65880209999999995,null,0.68019580000000002]
[0.65880209999999995,null,0.68019580000000002]
[0.65864259999999997,null,0.68019580000000002]
[0.65864259999999997,null,0.68019580000000002]
[0.65854080000000004,null,0.67996089999999998]
[0.65854080000000004,null,0.679786]
[0.65854080000000004,null,0.679786]
[0.65837239999999997,null,0.679786]
[0.65837239999999997,null,0.67978590000000005]
[0.65837239999999997,null,0.67965900000000001]
[0.65837239999999997,null,0.67965900000000001]
[0.65837239999999997,null,0.67965900000000001]
[0.65837239999999997,null,0.67965889999999995]
[0.65810120000000005,null,0.67945350000000004]
[0.65810120000000005,null,0.67945350000000004]
[0.65810120000000005,null,0.67931240000000004]
[0.65798350000000005,null,0.67931240000000004]
[0.65782399999999996,null,0.67931240000000004]
[0.65782399999999996,null,0.67931240000000004]
[0.65782399999999996,null,0.67931240000000004]
[0.65755390000000002,null,0.67931240000000004]
[0.65755390000000002,null,0.67931240000000004]
[0.65755390000000002,null,0.67913749999999995]
[0.65755390000000002,null,0.67913749999999995]
[0.65755390000000002,null,0.6791374]
[0.65755379999999997,null,0.67904359999999997]
[0.65745200000000004,null,0.67904359999999997]
[0.65745200000000004,null,0.67880499999999999]
[0.65745200000000004,null,0.67866400000000004]
[0.6572827,null,0.67866400000000004]
[0.6572827,null,0.67866400000000004]
[0.65706310000000001,null,0.67866400000000004]
[0.6568948,null,0.67866389999999999]
[0.6568948,null,0.67866389999999999]
[0.6568948,null,0.67866389999999999]
[0.6568948,null,0.67866389999999999]
[0.6568948,null,0.67866389999999999]
[0.6568948,null,0.67857009999999995]
[0.6568948,null,0.67857009999999995]
[0.65673530000000002,null,0.67842910000000001]
[0.65673530000000002,null,0.67842910000000001]
[0.65673530000000002,null,0.67842910000000001]
[0.65651570000000004,null,0.67842910000000001]
[0.65634740000000003,null,0.67842910000000001]
[0.65634740000000003,null,0.67842910000000001]
[0.65634740000000003,null,0.67842910000000001]
[0.65618790000000005,null,0.67842910000000001]
[0.65618790000000005,null,0.67842910000000001]
[0.65601860000000001,null,0.67816030000000005]
[0.65601849999999995,null,0.67816030000000005]
[0.65591670000000002,null,0.6781045]
[0.65591670000000002,null,0.6780486]
[0.65591670000000002,null,0.6780486]
[0.65591670000000002,null,0.67795479999999997]
[0.65591670000000002,null,0.67795479999999997]
[0.65581489999999998,null,0.67795479999999997]
[0.65569719999999998,null,0.67768680000000003]
[0.65569719999999998,null,0.67768680000000003]
[0.65569719999999998,null,0.677593]
[0.65542699999999998,null,0.677593]
[0.6552576,null,0.677593]
[0.6552576,null,0.67741799999999996]
[0.6552576,null,0.67741799999999996]
[0.65515579999999995,null,0.67727700000000002]
[0.65515579999999995,null,0.67727700000000002]
[0.65515579999999995,null,0.67727700000000002]
[0.65515579999999995,null,0.67727700000000002]
[0.65499629999999998,null,0.67727700000000002]
[0.65499629999999998,null,0.67718319999999999]
[0.65489450000000005,null,0.67718319999999999]
[0.65489450000000005,null,0.67718310000000004]
[0.65479259999999995,null,0.67707150000000005]
[0.65479259999999995,null,0.67697770000000002]
[0.65462430000000005,null,0.67680269999999998]
[0.65450660000000005,null,0.67680269999999998]
[0.65450660000000005,null,0.67667569999999999]
[0.65450660000000005,null,0.67667569999999999]
[0.65450660000000005,null,0.67658189999999996]
[0.65440469999999995,null,0.67658189999999996]
[0.65423540000000002,null,0.67658189999999996]
[0.65423540000000002,null,0.67644090000000001]
[0.65423540000000002,null,0.67644090000000001]
[0.65407590000000004,null,0.67632919999999996]
[0.65407590000000004,null,0.67632919999999996]
[0.65407590000000004,null,0.67623540000000004]
[0.65380570000000005,null,0.67623540000000004]
[0.65380570000000005,null,0.67623540000000004]
[0.65380570000000005,null,0.67623540000000004]
[0.65380570000000005,null,0.67623540000000004]
[0.65380570000000005,null,0.67601460000000002]
[0.6537039,null,0.67583959999999998]
[0.6537039,null,0.67583959999999998]
[0.6537039,null,0.67583959999999998]
[0.6537039,null,0.67583959999999998]
[0.65353450000000002,null,0.67583959999999998]
[0.65353450000000002,null,0.67569860000000004]
[0.65331499999999998,null,0.67560480000000001]
[0.65331499999999998,null,0.67560480000000001]
[0.6531555,null,0.67547780000000002]
[0.6531555,null,0.67547780000000002]
[0.65305369999999996,null,0.67547780000000002]
[0.65305369999999996,null,0.67536609999999997]
[0.65305369999999996,null,0.67527230000000005]
[0.65305369999999996,null,0.67527230000000005]
[0.65305369999999996,null,0.67527230000000005]
[0.65305369999999996,null,0.67497039999999997]
[0.6528853,null,0.67497030000000002]
[0.6528853,null,0.67482929999999997]
[0.6528853,null,0.67473550000000004]
[0.6528853,null,0.67473550000000004]
[0.65278349999999996,null,0.67473550000000004]
[0.65278349999999996,null,0.67473550000000004]
[0.65261409999999997,null,0.67473550000000004]
[0.65261409999999997,null,0.67473550000000004]
[0.65261409999999997,null,0.67473550000000004]
[0.65249639999999998,null,0.67473550000000004]
[0.65249639999999998,null,0.67473550000000004]
[0.65222619999999998,null,0.67473550000000004]
[0.65222619999999998,null,0.67464170000000001]
[0.65206679999999995,null,0.67452999999999996]
[0.65206679999999995,null,0.67452999999999996]
[0.6520667,null,0.67452999999999996]
[0.6520667,null,0.67421399999999998]
[0.6520667,null,0.67421399999999998]
[0.6520667,null,0.67421399999999998]
[0.6520667,null,0.67421399999999998]
[0.6520667,null,0.67408699999999999]
[0.65196489999999996,null,0.67408699999999999]
[0.65179659999999995,null,0.67408699999999999]
[0.6516788,null,0.67408699999999999]
[0.65150949999999996,null,0.67408699999999999]
[0.65150949999999996,null,0.67399319999999996]
[0.65150949999999996,null,0.67399319999999996]
[0.65150949999999996,null,0.67399319999999996]
[0.65150949999999996,null,0.67372520000000002]
[0.65140770000000003,null,0.67363139999999999]
[0.65140770000000003,null,0.67363139999999999]
[0.65140770000000003,null,0.67363139999999999]
[0.65113049999999995,null,0.67363139999999999]
[0.65102859999999996,null,0.67363130000000004]
[0.65102859999999996,null,0.67363130000000004]
[0.65102859999999996,null,0.67345639999999996]
[0.65102859999999996,null,0.67334470000000002]
[0.65085930000000003,null,0.67325089999999999]
[0.65075749999999999,null,0.67325089999999999]
[0.65058910000000003,null,0.67325089999999999]
[0.65058910000000003,null,0.67325089999999999]
[0.65058910000000003,null,0.67325089999999999]
[0.65058910000000003,null,0.6731239]
[0.65047140000000003,null,0.6731239]
[0.65036950000000004,null,0.6731239]
[0.65036950000000004,null,0.6731239]
[0.65020120000000003,null,0.6731239]
[0.65020120000000003,null,0.67298290000000005]
[0.65020120000000003,null,0.67298290000000005]
[0.65020120000000003,null,0.67298290000000005]
[0.65020120000000003,null,0.67298290000000005]
[0.65020120000000003,null,0.67298290000000005]
[0.65009939999999999,null,0.67298290000000005]
[0.64977050000000003,null,0.67285589999999995]
[0.64977050000000003,null,0.67285589999999995]
[0.64977050000000003,null,0.67276210000000003]
[0.64977050000000003,null,0.67276210000000003]
[0.64977050000000003,null,0.67276210000000003]
[0.64977050000000003,null,0.67276210000000003]
[0.64977050000000003,null,0.67276210000000003]
[0.64966869999999999,null,0.67276210000000003]
[0.64955099999999999,null,0.6723344]
[0.64955099999999999,null,0.67224059999999997]
[0.64955099999999999,null,0.67224059999999997]
[0.64955099999999999,null,0.67224059999999997]
[0.6493816,null,0.67224059999999997]
[0.64927979999999996,null,0.67224059999999997]
[0.64927979999999996,null,0.67224059999999997]
[0.64912029999999998,null,0.67211359999999998]
[0.64912029999999998,null,0.67201979999999994]
[0.64895199999999997,null,0.67201979999999994]
[0.64895199999999997,null,0.67201979999999994]
[0.64895199999999997,null,0.67190810000000001]
[0.64895199999999997,null,0.67190810000000001]
[0.64895199999999997,null,0.67190810000000001]
[0.64895190000000003,null,0.67190810000000001]
[0.64895190000000003,null,0.67190810000000001]
[0.64895190000000003,null,0.67176709999999995]
[0.64885009999999999,null,0.67176709999999995]
[0.64856309999999995,null,0.67159210000000003]
[0.64856309999999995,null,0.67159210000000003]
[0.64846119999999996,null,0.67149829999999999]
[0.64846119999999996,null,0.67149829999999999]
[0.64846119999999996,null,0.67149829999999999]
[0.64829289999999995,null,0.67149829999999999]
[0.64829289999999995,null,0.67149829999999999]
[0.64829289999999995,null,0.67149829999999999]
[0.64829289999999995,null,0.67149829999999999]
[0.64829289999999995,null,0.6713713]
[0.64829289999999995,null,0.67125959999999996]
[0.64819099999999996,null,0.67125959999999996]
[0.64803160000000004,null,0.67125959999999996]
[0.64776040000000001,null,0.67116580000000003]
[0.64776040000000001,null,0.67116580000000003]
[0.64776040000000001,null,0.67099089999999995]
[0.64776040000000001,null,0.67089699999999997]
[0.64759199999999995,null,0.67089699999999997]
[0.64759199999999995,null,0.67089699999999997]
[0.64759199999999995,null,0.67089699999999997]
[0.64747429999999995,null,0.67077010000000004]
[0.64737250000000002,null,0.67062900000000003]
[0.64737250000000002,null,0.67062900000000003]
[0.64737250000000002,null,0.67062900000000003]
[0.64737250000000002,null,0.67062900000000003]
[0.64737250000000002,null,0.67051740000000004]
[0.64737250000000002,null,0.67051740000000004]
[0.64737250000000002,null,0.67051729999999998]
[0.64721300000000004,null,0.67051729999999998]
[0.6471112,null,0.67051729999999998]
[0.64711110000000005,null,0.67039040000000005]
[0.64694280000000004,null,0.67024930000000005]
[0.64694280000000004,null,0.67024930000000005]
[0.64694280000000004,null,0.67024930000000005]
[0.64694280000000004,null,0.67024930000000005]
[0.646841,null,0.66998060000000004]
[0.646841,null,0.66998049999999998]
[0.646841,null,0.66998049999999998]
[0.646841,null,0.66998049999999998]
[0.646841,null,0.66998049999999998]
[0.646841,null,0.66998049999999998]
[0.64678999999999998,null,0.66998049999999998]
[0.64656979999999997,null,0.66986889999999999]
[0.64656979999999997,null,0.66986889999999999]
[0.64656979999999997,null,0.66986889999999999]
[0.64656979999999997,null,0.66977509999999996]
[0.64628370000000002,null,0.66977509999999996]
[0.64628370000000002,null,0.66977500000000001]
[0.64628370000000002,null,0.66977500000000001]
[0.64612420000000004,null,0.66960010000000003]
[0.6460224,null,0.66933209999999999]
[0.6460224,null,0.66933209999999999]
[0.6460224,null,0.66923820000000001]
[0.6460224,null,0.66923820000000001]
[0.6460224,null,0.66923820000000001]
[0.6460224,null,0.66923820000000001]
[0.64592059999999996,null,0.66923820000000001]
[0.64592059999999996,null,0.66911129999999996]
[0.64592059999999996,null,0.66911129999999996]
[0.64563349999999997,null,0.66901750000000004]
[0.64563349999999997,null,0.66901739999999998]
[0.64563349999999997,null,0.66901739999999998]
[0.64553170000000004,null,0.66887640000000004]
[0.64553170000000004,null,0.66887640000000004]
[0.64553170000000004,null,0.66887640000000004]
[0.64536329999999997,null,0.66887640000000004]
[0.64536329999999997,null,0.66858980000000001]
[0.64536329999999997,null,0.66858980000000001]
[0.64526150000000004,null,0.66849599999999998]
[0.64510199999999995,null,0.66849599999999998]
[0.64510199999999995,null,0.66849590000000003]
[0.64510199999999995,null,0.66849590000000003]
[0.64510199999999995,null,0.66849590000000003]
[0.64510199999999995,null,0.66849590000000003]
[0.64500020000000002,null,0.66836899999999999]
[0.64500020000000002,null,0.66836899999999999]
[0.64500020000000002,null,0.66836890000000004]
[0.64500020000000002,null,0.66827519999999996]
[0.64483179999999996,null,0.66827510000000001]
[0.64473000000000003,null,0.66813409999999995]
[0.64444290000000004,null,0.66807830000000001]
[0.64444290000000004,null,0.66789549999999998]
[0.64444290000000004,null,0.66789549999999998]
[0.64444290000000004,null,0.66789549999999998]
[0.64444290000000004,null,0.66789549999999998]
[0.64444290000000004,null,0.66789549999999998]
[0.64444290000000004,null,0.6678016]
[0.6443411,null,0.66762670000000002]
[0.64418160000000002,null,0.66762670000000002]
[0.64418160000000002,null,0.66762670000000002]
[0.64418160000000002,null,0.66762670000000002]
[0.64418160000000002,null,0.66762670000000002]
[0.64418160000000002,null,0.66762670000000002]
[0.64418160000000002,null,0.66753289999999998]
[0.64391140000000002,null,0.66753289999999998]
[0.64391140000000002,null,0.66753289999999998]
[0.6438526,null,0.66739179999999998]
[0.64379370000000002,null,0.66739179999999998]
[0.64379370000000002,null,0.66739179999999998]
[0.64369189999999998,null,0.66726479999999999]
[0.64369189999999998,null,0.66717099999999996]
[0.6435225,null,0.66717099999999996]
[0.6435225,null,0.66717099999999996]
[0.6435225,null,0.66717099999999996]
[0.6435225,null,0.66717099999999996]
[0.6435225,null,0.66717099999999996]
[0.6435225,null,0.66699609999999998]
[0.6432523,null,0.66688440000000004]
[0.6432523,null,0.66674330000000004]
[0.6432523,null,0.66674330000000004]
[0.6431346,null,0.66664950000000001]
[0.6431346,null,0.66664950000000001]
[0.6431346,null,0.66664950000000001]
[0.6431346,null,0.66664950000000001]
[0.6431346,null,0.66664950000000001]
[0.6431346,null,0.66664950000000001]
[0.6431346,null,0.66652250000000002]
[0.64303279999999996,null,0.66652250000000002]
[0.64303279999999996,null,0.66642869999999998]
[0.64287329999999998,null,0.66642869999999998]
[0.64277139999999999,null,0.66642869999999998]
[0.64268729999999996,null,0.66625380000000001]
[0.64248539999999998,null,0.66625380000000001]
[0.64231609999999995,null,0.66625380000000001]
[0.642316,null,0.66625369999999995]
[0.642316,null,0.66612680000000002]
[0.64221419999999996,null,0.66612680000000002]
[0.64221419999999996,null,0.66603299999999999]
[0.64221419999999996,null,0.66603299999999999]
[0.64221419999999996,null,0.66603299999999999]
[0.64221419999999996,null,0.66603299999999999]
[0.64221419999999996,null,0.66592130000000005]
[0.64221419999999996,null,0.66592130000000005]
[0.64221419999999996,null,0.66582750000000002]
[0.64221419999999996,null,0.66551150000000003]
[0.64211240000000003,null,0.66551150000000003]
[0.64211240000000003,null,0.66551150000000003]
[0.64195290000000005,null,0.66551150000000003]
[0.64195290000000005,null,0.66551150000000003]
[0.64178449999999998,null,0.66551150000000003]
[0.64168270000000005,null,0.6654177]
[0.64168270000000005,null,0.6654177]
[0.64168270000000005,null,0.6654177]
[0.64168270000000005,null,0.66541760000000005]
[0.64168270000000005,null,0.66529070000000001]
[0.64151340000000001,null,0.66529070000000001]
[0.64139559999999995,null,0.66529070000000001]
[0.64139559999999995,null,0.66529070000000001]
[0.64129380000000002,null,0.66523480000000001]
[0.64112550000000001,null,0.66517899999999996]
[0.64112550000000001,null,0.66508520000000004]
[0.64112550000000001,null,0.66491020000000001]
[0.64112550000000001,null,0.66476919999999995]
[0.64112539999999996,null,0.66476919999999995]
[0.64112539999999996,null,0.66476919999999995]
[0.64112539999999996,null,0.66476919999999995]
[0.64102360000000003,null,0.66467540000000003]
[0.64090590000000003,null,0.66454840000000004]
[0.64090590000000003,null,0.66454840000000004]
[0.64090590000000003,null,0.66454840000000004]
[0.64090590000000003,null,0.66454840000000004]
[0.64090590000000003,null,0.66454840000000004]
[0.64073760000000002,null,0.66454840000000004]
[0.64057810000000004,null,0.66434289999999996]
[0.64057810000000004,null,0.66434289999999996]
[0.64047620000000005,null,0.66434289999999996]
[0.64047620000000005,null,0.66434289999999996]
[0.64030690000000001,null,0.66434289999999996]
[0.64030690000000001,null,0.66434289999999996]
[0.64030690000000001,null,0.66424910000000004]
[0.64020509999999997,null,0.66424910000000004]
[0.64020509999999997,null,0.6641553]
[0.64020500000000002,null,0.6641553]
[0.64008730000000003,null,0.66371230000000003]
[0.63998549999999998,null,0.66371230000000003]
[0.63998549999999998,null,0.66371230000000003]
[0.63998549999999998,null,0.66371230000000003]
[0.63998549999999998,null,0.66371230000000003]
[0.63988370000000006,null,0.66371230000000003]
[0.63988370000000006,null,0.66371230000000003]
[0.63971529999999999,null,0.66371230000000003]
[0.63971529999999999,null,0.66371230000000003]
[0.63971529999999999,null,0.66371230000000003]
[0.63955580000000001,null,0.66358530000000004]
[0.63955580000000001,null,0.66349150000000001]
[0.63938649999999997,null,0.66349150000000001]
[0.63938649999999997,null,0.66349150000000001]
[0.63938649999999997,null,0.66349150000000001]
[0.63916689999999998,null,0.66349150000000001]
[0.63916689999999998,null,0.66331649999999998]
[0.63916689999999998,null,0.66331649999999998]
[0.63916689999999998,null,0.66320480000000004]
[0.63916689999999998,null,0.66320480000000004]
[0.63916689999999998,null,0.66320480000000004]
[0.63916689999999998,null,0.66320480000000004]
[0.63906510000000005,null,0.6630779]
[0.63906510000000005,null,0.66307780000000005]
[0.63906510000000005,null,0.66293679999999999]
[0.63906510000000005,null,0.66284299999999996]
[0.63894740000000005,null,0.66284299999999996]
[0.63877899999999999,null,0.66284299999999996]
[0.63877899999999999,null,0.66284299999999996]
[0.63877899999999999,null,0.66284299999999996]
[0.63850790000000002,null,0.66284299999999996]
[0.63850790000000002,null,0.66274920000000004]
[0.63850790000000002,null,0.66274920000000004]
[0.63850790000000002,null,0.66274920000000004]
[0.63850779999999996,null,0.66262220000000005]
[0.63840600000000003,null,0.66262220000000005]
[0.63840600000000003,null,0.66262220000000005]
[0.63840600000000003,null,0.66262220000000005]
[0.63840600000000003,null,0.66235339999999998]
[0.63840600000000003,null,0.66235339999999998]
[0.63840600000000003,null,0.66235339999999998]
[0.63830419999999999,null,0.66235339999999998]
[0.63830419999999999,null,0.66235339999999998]
[0.63830419999999999,null,0.66221240000000003]
[0.63822000000000001,null,0.66210069999999999]
[0.63813580000000003,null,0.66210069999999999]
[0.63813580000000003,null,0.6619737]
[0.63797630000000005,null,0.6619737]
[0.63787450000000001,null,0.6619737]
[0.63770519999999997,null,0.66187989999999997]
[0.63770519999999997,null,0.66170499999999999]
[0.63770519999999997,null,0.66170499999999999]
[0.63758749999999997,null,0.66170499999999999]
[0.63758740000000003,null,0.66170490000000004]
[0.63758740000000003,null,0.66170490000000004]
[0.63758740000000003,null,0.66161110000000001]
[0.63758740000000003,null,0.66161110000000001]
[0.63748559999999999,null,0.66161110000000001]
[0.63748559999999999,null,0.66148410000000002]
[0.63748559999999999,null,0.66148410000000002]
[0.63738379999999994,null,0.66148410000000002]
[0.63738379999999994,null,0.66134309999999996]
[0.63721439999999996,null,0.66124930000000004]
[0.63705500000000004,null,0.66124930000000004]
[0.63705489999999998,null,0.66113759999999999]
[0.63705489999999998,null,0.66113759999999999]
[0.63705489999999998,null,0.66113759999999999]
[0.63705489999999998,null,0.66113759999999999]
[0.63693719999999998,null,0.66113759999999999]
[0.63693719999999998,null,0.66113759999999999]
[0.63666710000000004,null,0.66113759999999999]
[0.63666710000000004,null,0.66113759999999999]
[0.63656520000000005,null,0.66113759999999999]
[0.63656520000000005,null,0.66090280000000001]
[0.63656520000000005,null,0.66090280000000001]
[0.63656520000000005,null,0.66077580000000002]
[0.63656520000000005,null,0.66077580000000002]
[0.63656520000000005,null,0.66077580000000002]
[0.63656520000000005,null,0.66077580000000002]
[0.63656520000000005,null,0.66068199999999999]
[0.63646340000000001,null,0.66054089999999999]
[0.63646340000000001,null,0.66036600000000001]
[0.63646340000000001,null,0.66036600000000001]
[0.63629500000000005,null,0.66036600000000001]
[0.63629500000000005,null,0.66036600000000001]
[0.63629500000000005,null,0.66036600000000001]
[0.63629500000000005,null,0.66027210000000003]
[0.63600800000000002,null,0.66027210000000003]
[0.63600800000000002,null,0.66027210000000003]
[0.63582640000000001,null,0.66016050000000004]
[0.6357467,null,0.66016050000000004]
[0.63574660000000005,null,0.66016050000000004]
[0.63574660000000005,null,0.66016050000000004]
[0.63574660000000005,null,0.66006670000000001]
[0.63574660000000005,null,0.66006670000000001]
[0.6354765,null,0.65989169999999997]
[0.6354765,null,0.65989169999999997]
[0.6354765,null,0.65976469999999998]
[0.6354765,null,0.65962370000000004]
[0.6354765,null,0.65962370000000004]
[0.6354765,null,0.65962370000000004]
[0.6354765,null,0.65962370000000004]
[0.6354765,null,0.65962370000000004]
[0.6354765,null,0.65962370000000004]
[0.63547640000000005,null,0.6595299]
[0.63537460000000001,null,0.6595299]
[0.63537460000000001,null,0.65952980000000005]
[0.63537460000000001,null,0.65952980000000005]
[0.63537460000000001,null,0.65941819999999995]
[0.63537460000000001,null,0.65918330000000003]
[0.63520529999999997,null,0.65918330000000003]
[0.63520529999999997,null,0.65918330000000003]
[0.63520529999999997,null,0.65918330000000003]
[0.63520529999999997,null,0.65900840000000005]
[0.63508759999999997,null,0.65891460000000002]
[0.63491920000000002,null,0.65891449999999996]
[0.63475970000000004,null,0.65891449999999996]
[0.6346579,null,0.65891449999999996]
[0.6346579,null,0.65891449999999996]
[0.6346579,null,0.65878760000000003]
[0.6346579,null,0.65878760000000003]
[0.6346579,null,0.65878760000000003]
[0.6346579,null,0.65878760000000003]
[0.6346579,null,0.65878749999999997]
[0.6346579,null,0.65869370000000005]
[0.63448950000000004,null,0.65869370000000005]
[0.6343877,null,0.65855269999999999]
[0.6343877,null,0.65855269999999999]
[0.6343877,null,0.65855269999999999]
[0.63421839999999996,null,0.65855269999999999]
[0.63410060000000001,null,0.65845889999999996]
[0.63410060000000001,null,0.65828390000000003]
[0.63399879999999997,null,0.65817230000000004]
[0.63399879999999997,null,0.65817230000000004]
[0.63383929999999999,null,0.65817230000000004]
[0.63383929999999999,null,0.65817230000000004]
[0.63383929999999999,null,0.65817219999999999]
[0.63383929999999999,null,0.65817219999999999]
[0.63383929999999999,null,0.65804530000000006]
[0.63383929999999999,null,0.65804530000000006]
[0.63383929999999999,null,0.65795150000000002]
[0.63367099999999998,null,0.65795150000000002]
[0.6335691,null,0.65795150000000002]
[0.6335691,null,0.65795150000000002]
[0.6335691,null,0.65795139999999996]
[0.6335691,null,0.65795139999999996]
[0.6334514,null,0.65795139999999996]
[0.6334514,null,0.65781040000000002]
[0.63328209999999996,null,0.65781040000000002]
[0.63328209999999996,null,0.65781040000000002]
[0.63328209999999996,null,0.65781040000000002]
[0.63318019999999997,null,0.65754159999999995]
[0.63318019999999997,null,0.65754159999999995]
[0.63318019999999997,null,0.65741470000000002]
[0.63318019999999997,null,0.65741470000000002]
[0.63318019999999997,null,0.65741459999999996]
[0.63318019999999997,null,0.65741459999999996]
[0.63289419999999996,null,0.65741459999999996]
[0.63289419999999996,null,0.65732080000000004]
[0.63273469999999998,null,0.65732080000000004]
[0.63273469999999998,null,0.65717979999999998]
[0.63263290000000005,null,0.65717979999999998]
[0.63263290000000005,null,0.65717979999999998]
[0.63253099999999995,null,0.65717979999999998]
[0.63253099999999995,null,0.65717979999999998]
[0.63253099999999995,null,0.65708599999999995]
[0.63253099999999995,null,0.65697430000000001]
[0.63253099999999995,null,0.65697430000000001]
[0.63253099999999995,null,0.65684730000000002]
[0.63253099999999995,null,0.65684730000000002]
[0.63236270000000006,null,0.65684730000000002]
[0.63236270000000006,null,0.65675349999999999]
[0.63226079999999996,null,0.65657860000000001]
[0.63226079999999996,null,0.65657860000000001]
[0.63226079999999996,null,0.65657849999999995]
[0.63226079999999996,null,0.65657849999999995]
[0.63197380000000003,null,0.65657849999999995]
[0.63197380000000003,null,0.65643750000000001]
[0.63197380000000003,null,0.65643750000000001]
[0.63187190000000004,null,0.65643750000000001]
[0.63187190000000004,null,0.65634369999999997]
[0.63171250000000001,null,0.65634369999999997]
[0.63171239999999995,null,0.65634369999999997]
[0.63171239999999995,null,0.65634369999999997]
[0.63171239999999995,null,0.65634369999999997]
[0.63171239999999995,null,0.65601120000000002]
[0.63161060000000002,null,0.65601120000000002]
[0.63149290000000002,null,0.65601120000000002]
[0.63149290000000002,null,0.65601120000000002]
[0.63149290000000002,null,0.65601120000000002]
[0.63149290000000002,null,0.65601120000000002]
[0.63149290000000002,null,0.65601120000000002]
[0.63149290000000002,null,0.65601120000000002]
[0.63122270000000003,null,0.65591739999999998]
[0.63122270000000003,null,0.65591739999999998]
[0.63122270000000003,null,0.65591739999999998]
[0.63122270000000003,null,0.6557904]
[0.63122270000000003,null,0.65561550000000002]
[0.63122270000000003,null,0.65547440000000001]
[0.63105339999999999,null,0.65547440000000001]
[0.63105339999999999,null,0.65547440000000001]
[0.63105339999999999,null,0.65547440000000001]
[0.63088500000000003,null,0.65547440000000001]
[0.63088500000000003,null,0.65547440000000001]
[0.63088500000000003,null,0.65538059999999998]
[0.63088500000000003,null,0.65538059999999998]
[0.63076730000000003,null,0.65538059999999998]
[0.63060780000000005,null,0.65538059999999998]
[0.63050600000000001,null,0.65538059999999998]
[0.63050600000000001,null,0.65538059999999998]
[0.63050600000000001,null,0.65538059999999998]
[0.63050600000000001,null,0.65538059999999998]
[0.63050600000000001,null,0.65525359999999999]
[0.63050600000000001,null,0.65487320000000004]
[0.63050600000000001,null,0.65473219999999999]
[0.63040410000000002,null,0.65473210000000004]
[0.63040410000000002,null,0.65473210000000004]
[0.63040410000000002,null,0.65473210000000004]
[0.63040410000000002,null,0.65473210000000004]
[0.63028640000000002,null,0.65473210000000004]
[0.63011810000000001,null,0.65473210000000004]
[0.63011810000000001,null,0.65473210000000004]
[0.63011810000000001,null,0.65473210000000004]
[0.63001620000000003,null,0.65473210000000004]
[0.62984689999999999,null,0.65473210000000004]
[0.62984689999999999,null,0.65473210000000004]
[0.62984689999999999,null,0.65473210000000004]
[0.62984689999999999,null,0.65449729999999995]
[0.62984689999999999,null,0.65449729999999995]
[0.62984689999999999,null,0.65449729999999995]
[0.62984689999999999,null,0.65449729999999995]
[0.62974509999999995,null,0.65449729999999995]
[0.62974509999999995,null,0.65449729999999995]
[0.629745,null,0.65449729999999995]
[0.62941720000000001,null,0.65437029999999996]
[0.62941720000000001,null,0.6541015]
[0.62941720000000001,null,0.6541015]
[0.62941720000000001,null,0.6541015]
[0.62931539999999997,null,0.6541015]
[0.62931539999999997,null,0.6541015]
[0.62919769999999997,null,0.65396049999999994]
[0.62919769999999997,null,0.65396049999999994]
[0.62919769999999997,null,0.65396049999999994]
[0.62909579999999998,null,0.6539604]
[0.62909579999999998,null,0.6539604]
[0.62909579999999998,null,0.6539604]
[0.62909579999999998,null,0.65383349999999996]
[0.62909579999999998,null,0.65373970000000003]
[0.62892650000000005,null,0.65373970000000003]
[0.62875820000000004,null,0.65373970000000003]
[0.62875809999999999,null,0.65362799999999999]
[0.62865629999999995,null,0.65353419999999995]
[0.62865629999999995,null,0.65353419999999995]
[0.62853859999999995,null,0.65335920000000003]
[0.62853859999999995,null,0.65335920000000003]
[0.62853859999999995,null,0.65335920000000003]
[0.62853859999999995,null,0.65335920000000003]
[0.62853859999999995,null,0.65335920000000003]
[0.62853859999999995,null,0.65335920000000003]
[0.62853859999999995,null,0.65321819999999997]
[0.62827730000000004,null,0.65321819999999997]
[0.62810889999999997,null,0.65312440000000005]
[0.62810889999999997,null,0.65312440000000005]
[0.62810889999999997,null,0.65312440000000005]
[0.62799119999999997,null,0.6530127]
[0.62788940000000004,null,0.6530127]
[0.62788940000000004,null,0.6530127]
[0.62788940000000004,null,0.6530127]
[0.62778750000000005,null,0.65288570000000001]
[0.62778750000000005,null,0.65288570000000001]
[0.62778750000000005,null,0.65288570000000001]
[0.62751639999999997,null,0.65279189999999998]
[0.62751639999999997,null,0.65279189999999998]
[0.62751639999999997,null,0.65265090000000003]
[0.62751639999999997,null,0.65265079999999998]
[0.62751630000000003,null,0.65265079999999998]
[0.62751630000000003,null,0.65265079999999998]
[0.62751630000000003,null,0.65265079999999998]
[0.62723030000000002,null,0.65265079999999998]
[0.62712849999999998,null,0.6524759]
[0.62712849999999998,null,0.6524759]
[0.62702659999999999,null,0.6524759]
[0.62702659999999999,null,0.65238209999999996]
[0.62702659999999999,null,0.65238209999999996]
[0.62702659999999999,null,0.65227040000000003]
[0.62702659999999999,null,0.65214340000000004]
[0.62702659999999999,null,0.65214340000000004]
[0.62702659999999999,null,0.65200239999999998]
[0.62702659999999999,null,0.65200239999999998]
[0.62692479999999995,null,0.65200239999999998]
[0.62675639999999999,null,0.65190859999999995]
[0.62675639999999999,null,0.65190859999999995]
[0.62675639999999999,null,0.65190859999999995]
[0.62675639999999999,null,0.6519085]
[0.62675639999999999,null,0.6519085]
[0.62675639999999999,null,0.6519085]
[0.62648530000000002,null,0.6519085]
[0.62632580000000004,null,0.65181469999999997]
[0.62632580000000004,null,0.6515128]
[0.62632580000000004,null,0.6515128]
[0.62632580000000004,null,0.6515128]
[0.62620810000000005,null,0.65141899999999997]
[0.62620810000000005,null,0.65127789999999997]
[0.62620810000000005,null,0.65127789999999997]
[0.62620799999999999,null,0.65127789999999997]
[0.62610619999999995,null,0.65116629999999998]
[0.62593790000000005,null,0.65116629999999998]
[0.62593790000000005,null,0.65116629999999998]
[0.62593790000000005,null,0.65116629999999998]
[0.62593790000000005,null,0.65116629999999998]
[0.62593790000000005,null,0.65107250000000005]
[0.62593790000000005,null,0.65080439999999995]
[0.62593790000000005,null,0.65080439999999995]
[0.62593790000000005,null,0.65080439999999995]
[0.62576849999999995,null,0.65080439999999995]
[0.62566670000000002,null,0.65080439999999995]
[0.62566670000000002,null,0.65080439999999995]
[0.62566670000000002,null,0.65080439999999995]
[0.62566670000000002,null,0.65080439999999995]
[0.62566670000000002,null,0.65080439999999995]
[0.62566670000000002,null,0.65080439999999995]
[0.62554900000000002,null,0.65080439999999995]
[0.62538950000000004,null,0.65080439999999995]
[0.62538950000000004,null,0.65080439999999995]
[0.62538950000000004,null,0.65080439999999995]
[0.6252877,null,0.65080439999999995]
[0.62528760000000005,null,0.6506634]
[0.62528760000000005,null,0.65056959999999997]
[0.62528760000000005,null,0.65044259999999998]
[0.62511930000000004,null,0.65038680000000004]
[0.62511930000000004,null,0.65033090000000005]
[0.62511930000000004,null,0.65015599999999996]
[0.62511930000000004,null,0.65015599999999996]
[0.62511930000000004,null,0.65015590000000001]
[0.62511930000000004,null,0.65015590000000001]
[0.62511930000000004,null,0.65015590000000001]
[0.6250175,null,0.65006209999999998]
[0.6250175,null,0.65006209999999998]
[0.6250175,null,0.65006209999999998]
[0.6250175,null,0.65006209999999998]
[0.62484810000000002,null,0.65006209999999998]
[0.62484810000000002,null,0.65006209999999998]
[0.62484810000000002,null,0.64993520000000005]
[0.62484810000000002,null,0.64979410000000004]
[0.62473040000000002,null,0.64979410000000004]
[0.62473040000000002,null,0.64979410000000004]
[0.62462859999999998,null,0.64979410000000004]
[0.62462859999999998,null,0.64970030000000001]
[0.62462859999999998,null,0.64970030000000001]
[0.62446020000000002,null,0.64970030000000001]
[0.62446020000000002,null,0.64970030000000001]
[0.62446020000000002,null,0.64960649999999998]
[0.62446020000000002,null,0.64960649999999998]
[0.62446020000000002,null,0.64960649999999998]
[0.62446020000000002,null,0.64960649999999998]
[0.62430070000000004,null,0.64960649999999998]
[0.6241989,null,0.64960649999999998]
[0.6241989,null,0.64960649999999998]
[0.6241989,null,0.64943150000000005]
[0.6241989,null,0.6493198]
[0.6241989,null,0.6493198]
[0.6241989,null,0.6493198]
[0.6240812,null,0.64919289999999996]
[0.62391280000000005,null,0.64919289999999996]
[0.62391280000000005,null,0.64909910000000004]
[0.62364169999999997,null,0.64909910000000004]
[0.62364169999999997,null,0.64895800000000003]
[0.62364169999999997,null,0.64895800000000003]
[0.62364169999999997,null,0.64895800000000003]
[0.62364169999999997,null,0.64895800000000003]
[0.62364160000000002,null,0.64895800000000003]
[0.62364160000000002,null,0.64895800000000003]
[0.62364160000000002,null,0.64895800000000003]
[0.62364160000000002,null,0.64895800000000003]
[0.62348219999999999,null,0.64895800000000003]
[0.62348219999999999,null,0.64895800000000003]
[0.6233803,null,0.64895800000000003]
[0.6233803,null,0.64895800000000003]
[0.6233803,null,0.6488642]
[0.6233803,null,0.6488642]
[0.6233803,null,0.6488642]
[0.6233803,null,0.64873720000000001]
[0.6231101,null,0.64848450000000002]
[0.62294079999999996,null,0.64848450000000002]
[0.62282309999999996,null,0.64848450000000002]
[0.62282309999999996,null,0.64848450000000002]
[0.62282309999999996,null,0.64848450000000002]
[0.62282309999999996,null,0.64839069999999999]
[0.62282309999999996,null,0.64839069999999999]
[0.62282309999999996,null,0.64839069999999999]
[0.62282309999999996,null,0.64821569999999995]
[0.62282309999999996,null,0.64821569999999995]
[0.62282309999999996,null,0.64821569999999995]
[0.62272130000000003,null,0.64821569999999995]
[0.62272119999999997,null,0.64821569999999995]
[0.62272119999999997,null,0.64821569999999995]
[0.62272119999999997,null,0.64821569999999995]
[0.62272119999999997,null,0.64821569999999995]
[0.62272119999999997,null,0.64821569999999995]
[0.62272119999999997,null,0.64821569999999995]
[0.62272119999999997,null,0.64812190000000003]
[0.62272119999999997,null,0.64812190000000003]
[0.62260349999999998,null,0.64812190000000003]
[0.62260349999999998,null,0.64812190000000003]
[0.62260349999999998,null,0.64812190000000003]
[0.62243519999999997,null,0.64799490000000004]
[0.62243519999999997,null,0.64790110000000001]
[0.62243519999999997,null,0.64778950000000002]
[0.62243519999999997,null,0.64778939999999996]
[0.62243519999999997,null,0.64778939999999996]
[0.62243519999999997,null,0.64778939999999996]
[0.62227569999999999,null,0.64778939999999996]
[0.62217389999999995,null,0.64764840000000001]
[0.62217389999999995,null,0.64764840000000001]
[0.62217389999999995,null,0.64764840000000001]
[0.6221738,null,0.64764840000000001]
[0.62200449999999996,null,0.64755459999999998]
[0.62200449999999996,null,0.64742759999999999]
[0.62200449999999996,null,0.64742759999999999]
[0.62173429999999996,null,0.64742759999999999]
[0.62173429999999996,null,0.64742759999999999]
[0.62173429999999996,null,0.64742759999999999]
[0.62161659999999996,null,0.64711160000000001]
[0.62161659999999996,null,0.64711160000000001]
[0.62161659999999996,null,0.64711160000000001]
[0.62161659999999996,null,0.64711160000000001]
[0.62161659999999996,null,0.64711160000000001]
[0.62161659999999996,null,0.64711160000000001]
[0.62161659999999996,null,0.64711160000000001]
[0.62151480000000003,null,0.64711160000000001]
[0.62151480000000003,null,0.64701779999999998]
[0.62151480000000003,null,0.64690610000000004]
[0.62151480000000003,null,0.64690610000000004]
[0.62151480000000003,null,0.64690610000000004]
[0.62151480000000003,null,0.64690610000000004]
[0.62134639999999997,null,0.64690610000000004]
[0.62134639999999997,null,0.64676509999999998]
[0.62134639999999997,null,0.64663809999999999]
[0.62134639999999997,null,0.64663809999999999]
[0.62134639999999997,null,0.64663809999999999]
[0.62108509999999995,null,0.64646309999999996]
[0.62091580000000002,null,0.64646309999999996]
[0.62091580000000002,null,0.64636930000000004]
[0.62091580000000002,null,0.64636930000000004]
[0.62091580000000002,null,0.64636930000000004]
[0.62091580000000002,null,0.64636930000000004]
[0.62091569999999996,null,0.64636930000000004]
[0.62091569999999996,null,0.64636930000000004]
[0.62081390000000003,null,0.64636930000000004]
[0.62081390000000003,null,0.64636930000000004]
[0.62081390000000003,null,0.64636930000000004]
[0.62081390000000003,null,0.64636930000000004]
[0.62081390000000003,null,0.64622820000000003]
[0.62081390000000003,null,0.64610129999999999]
[0.62069620000000003,null,0.64610129999999999]
[0.62069620000000003,null,0.64600749999999996]
[0.62069620000000003,null,0.64600749999999996]
[0.62059439999999999,null,0.64600740000000001]
[0.62059439999999999,null,0.64600740000000001]
[0.62059439999999999,null,0.64600740000000001]
[0.620425,null,0.64572079999999998]
[0.620425,null,0.64572079999999998]
[0.620425,null,0.64572079999999998]
[0.62030730000000001,null,0.64572079999999998]
[0.620139,null,0.64562699999999995]
[0.620139,null,0.64562699999999995]
[0.620139,null,0.64562699999999995]
[0.61997950000000002,null,0.64562699999999995]
[0.61997950000000002,null,0.64562699999999995]
[0.61997950000000002,null,0.64562699999999995]
[0.61997950000000002,null,0.64549999999999996]
[0.61997950000000002,null,0.64526519999999998]
[0.61997950000000002,null,0.64526519999999998]
[0.61997950000000002,null,0.64526519999999998]
[0.61997950000000002,null,0.64526519999999998]
[0.61987760000000003,null,0.64526519999999998]
[0.61987760000000003,null,0.64526519999999998]
[0.61987760000000003,null,0.64526519999999998]
[0.61970930000000002,null,0.64526510000000004]
[0.61970930000000002,null,0.64526510000000004]
[0.61959160000000002,null,0.64526510000000004]
[0.61959160000000002,null,0.64526510000000004]
[0.61959160000000002,null,0.6451713]
[0.61959160000000002,null,0.6451713]
[0.61959160000000002,null,0.64491860000000001]
[0.61959160000000002,null,0.64491860000000001]
[0.61932039999999999,null,0.64491860000000001]
[0.61932039999999999,null,0.64491860000000001]
[0.61932039999999999,null,0.64474370000000003]
[0.61932039999999999,null,0.64461670000000004]
[0.61932039999999999,null,0.64452290000000001]
[0.61932039999999999,null,0.64452290000000001]
[0.61932039999999999,null,0.64452290000000001]
[0.61932039999999999,null,0.64452290000000001]
[0.61915200000000004,null,0.64452290000000001]
[0.61915200000000004,null,0.64452290000000001]
[0.61915200000000004,null,0.64452290000000001]
[0.61915200000000004,null,0.64452290000000001]
[0.61915200000000004,null,0.64452290000000001]
[0.61915200000000004,null,0.64442909999999998]
[0.61915200000000004,null,0.64442909999999998]
[0.61903430000000004,null,0.64442909999999998]
[0.61887479999999995,null,0.64442909999999998]
[0.61887479999999995,null,0.64428799999999997]
[0.61887479999999995,null,0.64428799999999997]
[0.61887479999999995,null,0.64428799999999997]
[0.61877300000000002,null,0.64428799999999997]
[0.61877300000000002,null,0.64428799999999997]
[0.61877300000000002,null,0.64428799999999997]
[0.61860369999999998,null,0.64416099999999998]
[0.61843530000000002,null,0.64389229999999997]
[0.61843530000000002,null,0.64389229999999997]
[0.61843530000000002,null,0.64389229999999997]
[0.61843530000000002,null,0.64389220000000003]
[0.61843530000000002,null,0.64389220000000003]
[0.61843530000000002,null,0.64389220000000003]
[0.61831760000000002,null,0.64378060000000004]
[0.61831760000000002,null,0.64378060000000004]
[0.61831760000000002,null,0.64363950000000003]
[0.61831760000000002,null,0.64363950000000003]
[0.61831760000000002,null,0.64363950000000003]
[0.61821570000000003,null,0.64363950000000003]
[0.6180563,null,0.6435457]
[0.6180563,null,0.64341870000000001]
[0.6180563,null,0.64341870000000001]
[0.6180563,null,0.64341870000000001]
[0.6180563,null,0.64341870000000001]
[0.6180563,null,0.64341870000000001]
[0.61788790000000005,null,0.64341870000000001]
[0.61788790000000005,null,0.64327769999999995]
[0.61788790000000005,null,0.64327769999999995]
[0.61788790000000005,null,0.64318390000000003]
[0.61788790000000005,null,0.64318390000000003]
[0.6177861,null,0.64318390000000003]
[0.6177861,null,0.64318390000000003]
[0.61761670000000002,null,0.64318390000000003]
[0.61761670000000002,null,0.64318390000000003]
[0.61761670000000002,null,0.64300889999999999]
[0.61761670000000002,null,0.64291509999999996]
[0.61761670000000002,null,0.64278809999999997]
[0.61749900000000002,null,0.64278809999999997]
[0.61749900000000002,null,0.64278809999999997]
[0.61749900000000002,null,0.64278809999999997]
[0.61733070000000001,null,0.64278809999999997]
[0.61722880000000002,null,0.64278809999999997]
[0.61722880000000002,null,0.64278809999999997]
[0.61722880000000002,null,0.64278809999999997]
[0.61722880000000002,null,0.64278809999999997]
[0.61722880000000002,null,0.64278809999999997]
[0.61722880000000002,null,0.64242630000000001]
[0.61722880000000002,null,0.64242630000000001]
[0.61722880000000002,null,0.64242630000000001]
[0.61722880000000002,null,0.64242630000000001]
[0.61722880000000002,null,0.64242630000000001]
[0.61722880000000002,null,0.64242630000000001]
[0.61722880000000002,null,0.64242630000000001]
[0.61722880000000002,null,0.64242630000000001]
[0.6169675,null,0.64242630000000001]
[0.6169675,null,0.64231459999999996]
[0.6169675,null,0.64231459999999996]
[0.61679819999999996,null,0.64231459999999996]
[0.61679819999999996,null,0.64231459999999996]
[0.61679819999999996,null,0.64231459999999996]
[0.61679819999999996,null,0.64222080000000004]
[0.61679810000000002,null,0.64222080000000004]
[0.61679810000000002,null,0.6420458]
[0.61662980000000001,null,0.6420458]
[0.61652799999999996,null,0.6420458]
[0.61641029999999997,null,0.6420458]
[0.61641029999999997,null,0.6420458]
[0.61641029999999997,null,0.64190480000000005]
[0.61641029999999997,null,0.64168400000000003]
[0.61641029999999997,null,0.64168400000000003]
[0.61641029999999997,null,0.64168400000000003]
[0.61641029999999997,null,0.64168400000000003]
[0.61630839999999998,null,0.64168400000000003]
[0.61630839999999998,null,0.64168400000000003]
[0.61630839999999998,null,0.64168400000000003]
[0.61630839999999998,null,0.64168400000000003]
[0.61630839999999998,null,0.64168400000000003]
[0.61630839999999998,null,0.64168400000000003]
[0.61614009999999997,null,0.64168400000000003]
[0.61614009999999997,null,0.64168400000000003]
[0.61597069999999998,null,0.6415902]
[0.61597069999999998,null,0.6415902]
[0.61597069999999998,null,0.6415902]
[0.61585299999999998,null,0.64132210000000001]
[0.61585299999999998,null,0.64132210000000001]
[0.61575120000000005,null,0.64103549999999998]
[0.61575120000000005,null,0.64103549999999998]
[0.61575120000000005,null,0.64103549999999998]
[0.61559169999999996,null,0.64103549999999998]
[0.61559169999999996,null,0.64103549999999998]
[0.61559169999999996,null,0.64103549999999998]
[0.61559169999999996,null,0.64103549999999998]
[0.61559169999999996,null,0.64103549999999998]
[0.61559169999999996,null,0.64094169999999995]
[0.61559169999999996,null,0.64094169999999995]
[0.61559169999999996,null,0.64094169999999995]
[0.61559169999999996,null,0.64094169999999995]
[0.61559169999999996,null,0.6408007]
[0.61548990000000003,null,0.64080060000000005]
[0.61548990000000003,null,0.64067370000000001]
[0.61548990000000003,null,0.64057989999999998]
[0.61548990000000003,null,0.64057989999999998]
[0.61548979999999998,null,0.64057989999999998]
[0.61548979999999998,null,0.64057989999999998]
[0.61537209999999998,null,0.64057989999999998]
[0.61520379999999997,null,0.64057989999999998]
[0.61520379999999997,null,0.64057989999999998]
[0.61520379999999997,null,0.64057980000000003]
[0.61510200000000004,null,0.64057980000000003]
[0.61510200000000004,null,0.64057980000000003]
[0.61510200000000004,null,0.64057980000000003]
[0.61510189999999998,null,0.64034500000000005]
[0.61510189999999998,null,0.64034500000000005]
[0.61493260000000005,null,0.64034500000000005]
[0.61493260000000005,null,0.64034500000000005]
[0.61493260000000005,null,0.64034500000000005]
[0.61493260000000005,null,0.64023330000000001]
[0.61493260000000005,null,0.64023330000000001]
[0.61493260000000005,null,0.64023330000000001]
[0.61493260000000005,null,0.64010639999999996]
[0.61493260000000005,null,0.64010639999999996]
[0.61465539999999996,null,0.64010630000000002]
[0.61465539999999996,null,0.64010630000000002]
[0.61465539999999996,null,0.63992510000000002]
[0.61448709999999995,null,0.63983760000000001]
[0.61448709999999995,null,0.63983760000000001]
[0.61448709999999995,null,0.63983760000000001]
[0.61448709999999995,null,0.63983760000000001]
[0.61448709999999995,null,0.63983760000000001]
[0.61448709999999995,null,0.63983760000000001]
[0.61448709999999995,null,0.63983760000000001]
[0.61448709999999995,null,0.6396965]
[0.61438519999999996,null,0.63960269999999997]
[0.61421590000000004,null,0.63960269999999997]
[0.61421590000000004,null,0.63960269999999997]
[0.61421590000000004,null,0.63960269999999997]
[0.61421590000000004,null,0.63960269999999997]
[0.61421590000000004,null,0.63950890000000005]
[0.61421590000000004,null,0.63950890000000005]
[0.61421590000000004,null,0.63938189999999995]
[0.61421590000000004,null,0.63938189999999995]
[0.61421590000000004,null,0.63938189999999995]
[0.61409820000000004,null,0.63938189999999995]
[0.61409820000000004,null,0.63938189999999995]
[0.61409820000000004,null,0.63938189999999995]
[0.61399630000000005,null,0.63928810000000003]
[0.61399630000000005,null,0.63917639999999998]
[0.61382800000000004,null,0.63917639999999998]
[0.61382800000000004,null,0.63917639999999998]
[0.61382800000000004,null,0.63903540000000003]
[0.61382800000000004,null,0.63886039999999999]
[0.61382800000000004,null,0.63886039999999999]
[0.61382800000000004,null,0.63876659999999996]
[0.61382800000000004,null,0.63876659999999996]
[0.61365860000000005,null,0.63876659999999996]
[0.61349920000000002,null,0.63876659999999996]
[0.61349909999999996,null,0.63863959999999997]
[0.61349909999999996,null,0.63863959999999997]
[0.61349909999999996,null,0.63863959999999997]
[0.61349909999999996,null,0.63863959999999997]
[0.61349909999999996,null,0.63863959999999997]
[0.61349909999999996,null,0.63849860000000003]
[0.61349909999999996,null,0.63849860000000003]
[0.61339730000000003,null,0.63849860000000003]
[0.61339730000000003,null,0.63849860000000003]
[0.61327960000000004,null,0.63849860000000003]
[0.61327960000000004,null,0.63840479999999999]
[0.61327960000000004,null,0.63840479999999999]
[0.61327960000000004,null,0.63840479999999999]
[0.61327960000000004,null,0.63840479999999999]
[0.61327960000000004,null,0.63840479999999999]
[0.61327960000000004,null,0.63840479999999999]
[0.61327960000000004,null,0.63827780000000001]
[0.61311119999999997,null,0.63827780000000001]
[0.61311119999999997,null,0.63816609999999996]
[0.61311119999999997,null,0.63816609999999996]
[0.61311119999999997,null,0.63799119999999998]
[0.61311119999999997,null,0.63799110000000003]
[0.61311119999999997,null,0.6378973]
[0.61300940000000004,null,0.63775630000000005]
[0.61300940000000004,null,0.63775630000000005]
[0.61300940000000004,null,0.63775630000000005]
[0.6128401,null,0.63775630000000005]
[0.6128401,null,0.63775630000000005]
[0.6128401,null,0.63775630000000005]
[0.61268060000000002,null,0.63775630000000005]
[0.61268060000000002,null,0.63775630000000005]
[0.61268060000000002,null,0.63775630000000005]
[0.61268060000000002,null,0.63775630000000005]
[0.61268060000000002,null,0.63775630000000005]
[0.61256290000000002,null,0.63762929999999995]
[0.61239449999999995,null,0.63753550000000003]
[0.61239449999999995,null,0.63753550000000003]
[0.61239449999999995,null,0.63753550000000003]
[0.61239449999999995,null,0.63753550000000003]
[0.61239449999999995,null,0.63739449999999997]
[0.61222620000000005,null,0.63739449999999997]
[0.61222620000000005,null,0.63739449999999997]
[0.61212429999999995,null,0.63739449999999997]
[0.61212429999999995,null,0.63739440000000003]
[0.61212429999999995,null,0.63730059999999999]
[0.61212429999999995,null,0.63730059999999999]
[0.61212429999999995,null,0.63712570000000002]
[0.61212429999999995,null,0.63712570000000002]
[0.61195500000000003,null,0.63712570000000002]
[0.61195500000000003,null,0.63712570000000002]
[0.61178659999999996,null,0.63703189999999998]
[0.61178659999999996,null,0.63703189999999998]
[0.61178659999999996,null,0.63703189999999998]
[0.61178659999999996,null,0.63703189999999998]
[0.61178659999999996,null,0.63692020000000005]
[0.61178659999999996,null,0.63692020000000005]
[0.61178659999999996,null,0.63692020000000005]
[0.61166889999999996,null,0.63692020000000005]
[0.61166889999999996,null,0.63677910000000004]
[0.61140760000000005,null,0.6366522]
[0.61140760000000005,null,0.6366522]
[0.61140760000000005,null,0.6366522]
[0.61140760000000005,null,0.6366522]
[0.61140760000000005,null,0.6366522]
[0.61140760000000005,null,0.63655839999999997]
[0.61140760000000005,null,0.63655839999999997]
[0.61140760000000005,null,0.63655839999999997]
[0.61140760000000005,null,0.63655830000000002]
[0.61140760000000005,null,0.63655830000000002]
[0.61140760000000005,null,0.63655830000000002]
[0.61140760000000005,null,0.63655830000000002]
[0.61140760000000005,null,0.63628960000000001]
[0.61140760000000005,null,0.63628960000000001]
[0.61130569999999995,null,0.63628960000000001]
[0.61130569999999995,null,0.63614850000000001]
[0.61130569999999995,null,0.63614850000000001]
[0.61113740000000005,null,0.63614850000000001]
[0.61113740000000005,null,0.63614850000000001]
[0.61113740000000005,null,0.63602150000000002]
[0.61085029999999996,null,0.63602150000000002]
[0.61085029999999996,null,0.63602150000000002]
[0.61085029999999996,null,0.63602150000000002]
[0.61085029999999996,null,0.63602150000000002]
[0.61085029999999996,null,0.63602150000000002]
[0.61085029999999996,null,0.63592769999999998]
[0.61085029999999996,null,0.63592769999999998]
[0.61085029999999996,null,0.63592769999999998]
[0.61085029999999996,null,0.6358161]
[0.61085029999999996,null,0.6358161]
[0.61085029999999996,null,0.6358161]
[0.61074850000000003,null,0.63567499999999999]
[0.61074850000000003,null,0.63567499999999999]
[0.61074850000000003,null,0.63567499999999999]
[0.61074850000000003,null,0.63567499999999999]
[0.61074850000000003,null,0.63567499999999999]
[0.61074850000000003,null,0.63567499999999999]
[0.61074850000000003,null,0.63558119999999996]
[0.61058900000000005,null,0.63558119999999996]
[0.61058900000000005,null,0.63558119999999996]
[0.61058900000000005,null,0.63527929999999999]
[0.61053020000000002,null,0.63527929999999999]
[0.61047130000000005,null,0.63527929999999999]
[0.61036950000000001,null,0.63527920000000004]
[0.61020110000000005,null,0.63527920000000004]
[0.61020110000000005,null,0.63527920000000004]
[0.61020110000000005,null,0.63527920000000004]
[0.61020110000000005,null,0.63518540000000001]
[0.61020110000000005,null,0.63518540000000001]
[0.61020110000000005,null,0.63518540000000001]
[0.61020110000000005,null,0.63518540000000001]
[0.61020110000000005,null,0.63504439999999995]
[0.60992990000000002,null,0.63504439999999995]
[0.60992990000000002,null,0.63504439999999995]
[0.60992990000000002,null,0.63504439999999995]
[0.60992990000000002,null,0.63495060000000003]
[0.60992990000000002,null,0.63495060000000003]
[0.60992990000000002,null,0.63482360000000004]
[0.60992990000000002,null,0.63482360000000004]
[0.60992990000000002,null,0.63482360000000004]
[0.60981220000000003,null,0.63482360000000004]
[0.60981220000000003,null,0.63482360000000004]
[0.60964390000000002,null,0.63472980000000001]
[0.60954200000000003,null,0.63447710000000002]
[0.60954200000000003,null,0.63447710000000002]
[0.60954200000000003,null,0.63447710000000002]
[0.60954200000000003,null,0.63430209999999998]
[0.60954200000000003,null,0.63417509999999999]
[0.60954200000000003,null,0.63417509999999999]
[0.60954200000000003,null,0.63417509999999999]
[0.60954200000000003,null,0.63417509999999999]
[0.60954200000000003,null,0.63417509999999999]
[0.60954200000000003,null,0.63417509999999999]
[0.60937269999999999,null,0.63417509999999999]
[0.60937269999999999,null,0.63417509999999999]
[0.60921320000000001,null,0.63417509999999999]
[0.60921320000000001,null,0.63417509999999999]
[0.60909550000000001,null,0.63403410000000004]
[0.60909550000000001,null,0.63394030000000001]
[0.60909550000000001,null,0.63394030000000001]
[0.60909550000000001,null,0.63394030000000001]
[0.60909550000000001,null,0.63394030000000001]
[0.60909550000000001,null,0.63394030000000001]
[0.60899360000000002,null,0.63394030000000001]
[0.60882530000000001,null,0.63394030000000001]
[0.60882530000000001,null,0.63394019999999995]
[0.60882530000000001,null,0.63394019999999995]
[0.60882530000000001,null,0.63382859999999996]
[0.60882530000000001,null,0.63356060000000003]
[0.60882530000000001,null,0.63356060000000003]
[0.60882530000000001,null,0.63356060000000003]
[0.60882530000000001,null,0.6334668]
[0.60882530000000001,null,0.6334668]
[0.60882530000000001,null,0.6334668]
[0.60882530000000001,null,0.63329179999999996]
[0.60882530000000001,null,0.63329179999999996]
[0.60882530000000001,null,0.63329179999999996]
[0.60870760000000002,null,0.63329179999999996]
[0.60870760000000002,null,0.63329179999999996]
[0.60870760000000002,null,0.63329179999999996]
[0.60870760000000002,null,0.63329179999999996]
[0.60870760000000002,null,0.63315069999999996]
[0.60860570000000003,null,0.63315069999999996]
[0.60860570000000003,null,0.63315069999999996]
[0.60843740000000002,null,0.63315069999999996]
[0.60843740000000002,null,0.63315069999999996]
[0.60843740000000002,null,0.63315069999999996]
[0.60827790000000004,null,0.63315069999999996]
[0.60827790000000004,null,0.63302369999999997]
[0.6081086,null,0.63292990000000005]
[0.6081086,null,0.63292990000000005]
[0.6081086,null,0.63292990000000005]
[0.6081086,null,0.63292990000000005]
[0.6081086,null,0.63292990000000005]
[0.6081086,null,0.63281829999999994]
[0.60800670000000001,null,0.63281829999999994]
[0.60800670000000001,null,0.63267720000000005]
[0.60800670000000001,null,0.63267720000000005]
[0.60800670000000001,null,0.63267720000000005]
[0.60800670000000001,null,0.63267720000000005]
[0.60788900000000001,null,0.63267720000000005]
[0.60788900000000001,null,0.63258340000000002]
[0.60788900000000001,null,0.63258340000000002]
[0.60788900000000001,null,0.63240850000000004]
[0.60788900000000001,null,0.63240850000000004]
[0.60788900000000001,null,0.63240839999999998]
[0.6077207,null,0.63240839999999998]
[0.6077207,null,0.63240839999999998]
[0.6077207,null,0.63226740000000003]
[0.60772060000000006,null,0.63226740000000003]
[0.60761880000000001,null,0.63226740000000003]
[0.60761880000000001,null,0.63226740000000003]
[0.60761880000000001,null,0.63214040000000005]
[0.60761880000000001,null,0.63214040000000005]
[0.60761880000000001,null,0.63204660000000001]
[0.60744949999999998,null,0.63204660000000001]
[0.60744949999999998,null,0.63204660000000001]
[0.60744949999999998,null,0.63204660000000001]
[0.60744949999999998,null,0.63204660000000001]
[0.60744949999999998,null,0.63204660000000001]
[0.60744949999999998,null,0.63204660000000001]
[0.60729,null,0.63190559999999996]
[0.60729,null,0.63190559999999996]
[0.60729,null,0.63190559999999996]
[0.6071723,null,0.63190550000000001]
[0.6071723,null,0.63190550000000001]
[0.6071723,null,0.63184969999999996]
[0.6071723,null,0.63179390000000002]
[0.60700390000000004,null,0.6315731]
[0.60700390000000004,null,0.6315731]
[0.6069021,null,0.6315731]
[0.6069021,null,0.6315731]
[0.6069021,null,0.6315731]
[0.6069021,null,0.6315731]
[0.6069021,null,0.63139809999999996]
[0.6069021,null,0.63139809999999996]
[0.6069021,null,0.63139809999999996]
[0.6069021,null,0.63139809999999996]
[0.6069021,null,0.63125710000000002]
[0.6069021,null,0.63125710000000002]
[0.6069021,null,0.63125710000000002]
[0.6069021,null,0.63125710000000002]
[0.6069021,null,0.63116329999999998]
[0.60661500000000002,null,0.63116329999999998]
[0.60651319999999997,null,0.63116329999999998]
[0.60651319999999997,null,0.63116329999999998]
[0.60651319999999997,null,0.63116329999999998]
[0.60651319999999997,null,0.63103629999999999]
[0.60651319999999997,null,0.63103629999999999]
[0.60651319999999997,null,0.63103629999999999]
[0.60634480000000002,null,0.63103629999999999]
[0.60634480000000002,null,0.63103629999999999]
[0.60634480000000002,null,0.63103629999999999]
[0.60624299999999998,null,0.63103629999999999]
[0.60624299999999998,null,0.63094249999999996]
[0.60624299999999998,null,0.63094249999999996]
[0.6060835,null,0.63080139999999996]
[0.6059658,null,0.63077349999999999]
[0.6059658,null,0.63068979999999997]
[0.6059658,null,0.63068979999999997]
[0.6059658,null,0.63068979999999997]
[0.6059658,null,0.63068979999999997]
[0.6059658,null,0.63068979999999997]
[0.6059658,null,0.63060229999999995]
[0.6059658,null,0.63051480000000004]
[0.6059658,null,0.63051480000000004]
[0.60579649999999996,null,0.63038780000000005]
[0.60579649999999996,null,0.63038780000000005]
[0.60579649999999996,null,0.63029400000000002]
[0.60579649999999996,null,0.63029400000000002]
[0.60579649999999996,null,0.63029400000000002]
[0.60579640000000001,null,0.63029400000000002]
[0.60579640000000001,null,0.63029400000000002]
[0.60567870000000001,null,0.63029400000000002]
[0.60557689999999997,null,0.63029400000000002]
[0.60557689999999997,null,0.63029400000000002]
[0.60557689999999997,null,0.63029400000000002]
[0.60557689999999997,null,0.63020019999999999]
[0.60557689999999997,null,0.63020019999999999]
[0.60557689999999997,null,0.63020019999999999]
[0.60557689999999997,null,0.63020019999999999]
[0.60540850000000002,null,0.63005909999999998]
[0.60540850000000002,null,0.63005909999999998]
[0.60540850000000002,null,0.62993220000000005]
[0.60540850000000002,null,0.62993220000000005]
[0.60540850000000002,null,0.62993220000000005]
[0.60524909999999998,null,0.62993220000000005]
[0.60524909999999998,null,0.62993209999999999]
[0.60524909999999998,null,0.62993209999999999]
[0.60524909999999998,null,0.62993209999999999]
[0.6050797,null,0.62982050000000001]
[0.604962,null,0.62982050000000001]
[0.604962,null,0.62982050000000001]
[0.604962,null,0.62982050000000001]
[0.604962,null,0.62964549999999997]
[0.60486019999999996,null,0.62964549999999997]
[0.60486019999999996,null,0.62964549999999997]
[0.60486019999999996,null,0.62955170000000005]
[0.60486019999999996,null,0.62955170000000005]
[0.60486019999999996,null,0.62942469999999995]
[0.60486019999999996,null,0.62942469999999995]
[0.60486019999999996,null,0.6292837]
[0.60486019999999996,null,0.6292837]
[0.60486019999999996,null,0.6292837]
[0.60486019999999996,null,0.6292837]
[0.60486019999999996,null,0.6292837]
[0.60486019999999996,null,0.6292837]
[0.6046918,null,0.6292837]
[0.6046918,null,0.6292837]
[0.6046918,null,0.6292837]
[0.60458999999999996,null,0.6292837]
[0.60447229999999996,null,0.6292837]
[0.60447229999999996,null,0.6292837]
[0.60447229999999996,null,0.6292837]
[0.60447229999999996,null,0.6292837]
[0.60447229999999996,null,0.62918989999999997]
[0.60447229999999996,null,0.62906289999999998]
[0.60431279999999998,null,0.62906289999999998]
[0.60431279999999998,null,0.62906289999999998]
[0.60431279999999998,null,0.62888790000000006]
[0.60431279999999998,null,0.62888790000000006]
[0.60431279999999998,null,0.62888790000000006]
[0.6041434,null,0.62888790000000006]
[0.60392389999999996,null,0.62888790000000006]
[0.60392389999999996,null,0.62888790000000006]
[0.60392389999999996,null,0.62888790000000006]
[0.60392389999999996,null,0.6287469]
[0.60392389999999996,null,0.6287469]
[0.60392389999999996,null,0.6287469]
[0.6037555,null,0.62874680000000005]
[0.6037555,null,0.62874680000000005]
[0.6037555,null,0.62865300000000002]
[0.6037555,null,0.62865300000000002]
[0.6037555,null,0.62841440000000004]
[0.6037555,null,0.62841440000000004]
[0.6037555,null,0.62841440000000004]
[0.6037555,null,0.62841440000000004]
[0.6037555,null,0.62841440000000004]
[0.6037555,null,0.62841440000000004]
[0.6037555,null,0.62841440000000004]
[0.60359600000000002,null,0.6282394]
[0.60349419999999998,null,0.6282394]
[0.60337649999999998,null,0.6282394]
[0.60337649999999998,null,0.6282394]
[0.60337649999999998,null,0.62809839999999995]
[0.60337649999999998,null,0.62809839999999995]
[0.60320810000000002,null,0.62809839999999995]
[0.60320810000000002,null,0.62809839999999995]
[0.60320810000000002,null,0.62800460000000002]
[0.60320810000000002,null,0.62787760000000004]
[0.60320810000000002,null,0.62787760000000004]
[0.60320810000000002,null,0.62787760000000004]
[0.60320810000000002,null,0.62787760000000004]
[0.60320810000000002,null,0.62787760000000004]
[0.60320810000000002,null,0.62787760000000004]
[0.60320810000000002,null,0.62787760000000004]
[0.60320810000000002,null,0.62787760000000004]
[0.60292109999999999,null,0.62773650000000003]
[0.60281929999999995,null,0.62773650000000003]
[0.60281929999999995,null,0.62762490000000004]
[0.60281929999999995,null,0.62762490000000004]
[0.6028192,null,0.62762490000000004]
[0.6028192,null,0.62762490000000004]
[0.6028192,null,0.62753110000000001]
[0.6028192,null,0.62753110000000001]
[0.6028192,null,0.62753099999999995]
[0.6028192,null,0.62740410000000002]
[0.6028192,null,0.62726300000000001]
[0.60271739999999996,null,0.62726300000000001]
[0.60271739999999996,null,0.62726300000000001]
[0.60271739999999996,null,0.62726300000000001]
[0.60271739999999996,null,0.62726300000000001]
[0.60254909999999995,null,0.62716919999999998]
[0.60254909999999995,null,0.62716919999999998]
[0.60254909999999995,null,0.62716919999999998]
[0.60254909999999995,null,0.6269943]
[0.60254909999999995,null,0.62699419999999995]
[0.60254909999999995,null,0.62699419999999995]
[0.60254909999999995,null,0.62699419999999995]
[0.6024313,null,0.62690040000000002]
[0.6024313,null,0.62690040000000002]
[0.6024313,null,0.62690040000000002]
[0.6024313,null,0.62690040000000002]
[0.6024313,null,0.62690040000000002]
[0.6024313,null,0.62675939999999997]
[0.60232949999999996,null,0.62663239999999998]
[0.60232949999999996,null,0.62663239999999998]
[0.60232949999999996,null,0.62653859999999995]
[0.60232949999999996,null,0.62653859999999995]
[0.60216020000000003,null,0.62653859999999995]
[0.60200070000000006,null,0.62653859999999995]
[0.60183229999999999,null,0.62642690000000001]
[0.60183229999999999,null,0.62642690000000001]
[0.60183229999999999,null,0.62642690000000001]
[0.60171459999999999,null,0.62642690000000001]
[0.60171459999999999,null,0.62642690000000001]
[0.60171459999999999,null,0.62642690000000001]
[0.60171459999999999,null,0.62629990000000002]
[0.60171459999999999,null,0.62629990000000002]
[0.60171459999999999,null,0.62629990000000002]
[0.60171459999999999,null,0.62629990000000002]
[0.60171459999999999,null,0.62629990000000002]
[0.60161279999999995,null,0.62629990000000002]
[0.60161279999999995,null,0.62615889999999996]
[0.60161279999999995,null,0.62615889999999996]
[0.60161279999999995,null,0.62606510000000004]
[0.60161279999999995,null,0.62606510000000004]
[0.60161279999999995,null,0.62606510000000004]
[0.60161279999999995,null,0.62606510000000004]
[0.60144339999999996,null,0.62606510000000004]
[0.60144339999999996,null,0.62606510000000004]
[0.60144339999999996,null,0.62606510000000004]
[0.60144339999999996,null,0.6258901]
[0.60144339999999996,null,0.6258901]
[0.60144339999999996,null,0.62576310000000002]
[0.60144339999999996,null,0.62576310000000002]
[0.60132569999999996,null,0.62576310000000002]
[0.60132569999999996,null,0.62576310000000002]
[0.60115739999999995,null,0.62562209999999996]
[0.60105549999999996,null,0.62562209999999996]
[0.60105549999999996,null,0.62562209999999996]
[0.60105549999999996,null,0.62551040000000002]
[0.60105549999999996,null,0.62551040000000002]
[0.60105549999999996,null,0.62541659999999999]
[0.60105549999999996,null,0.62541659999999999]
[0.60105549999999996,null,0.62541659999999999]
[0.60105549999999996,null,0.62541659999999999]
[0.60105549999999996,null,0.62541659999999999]
[0.60105549999999996,null,0.62541659999999999]
[0.60105549999999996,null,0.62541659999999999]
[0.60105549999999996,null,0.62541659999999999]
[0.60079419999999994,null,0.62514780000000003]
[0.60079419999999994,null,0.62502080000000004]
[0.60079419999999994,null,0.62502080000000004]
[0.60079419999999994,null,0.62502080000000004]
[0.60079419999999994,null,0.62502080000000004]
[0.60067649999999995,null,0.62492700000000001]
[0.60067649999999995,null,0.62492700000000001]
[0.60067649999999995,null,0.62492700000000001]
[0.60067649999999995,null,0.62492700000000001]
[0.60067649999999995,null,0.62492700000000001]
[0.60067649999999995,null,0.62492700000000001]
[0.60067649999999995,null,0.62492700000000001]
[0.60067649999999995,null,0.62492700000000001]
[0.60067649999999995,null,0.62492700000000001]
[0.60050809999999999,null,0.62478599999999995]
[0.60033879999999995,null,0.62478599999999995]
[0.60033879999999995,null,0.62478599999999995]
[0.60033879999999995,null,0.62478599999999995]
[0.60033879999999995,null,0.62465899999999996]
[0.60033879999999995,null,0.62456520000000004]
[0.60033879999999995,null,0.62439020000000001]
[0.60033879999999995,null,0.62439020000000001]
[0.60023700000000002,null,0.62427860000000002]
[0.60011919999999996,null,0.62427860000000002]
[0.60011919999999996,null,0.62427860000000002]
[0.60011919999999996,null,0.62427849999999996]
[0.60011919999999996,null,0.62427849999999996]
[0.60011919999999996,null,0.62404369999999998]
[0.60011919999999996,null,0.62404369999999998]
[0.60011919999999996,null,0.62404369999999998]
[0.60011919999999996,null,0.62404369999999998]
[0.60011919999999996,null,0.62404369999999998]
[0.59995089999999995,null,0.62391669999999999]
[0.59984910000000002,null,0.62391669999999999]
[0.59984910000000002,null,0.62391669999999999]
[0.59968960000000004,null,0.62391669999999999]
[0.59968960000000004,null,0.62391669999999999]
[0.59968960000000004,null,0.62391669999999999]
[0.59968960000000004,null,0.62391669999999999]
[0.59968960000000004,null,0.62391669999999999]
[0.59968960000000004,null,0.62391669999999999]
[0.59968960000000004,null,0.62382289999999996]
[0.59968960000000004,null,0.62382289999999996]
[0.59968960000000004,null,0.62382289999999996]
[0.59957190000000005,null,0.62382289999999996]
[0.59957179999999999,null,0.62368190000000001]
[0.59957179999999999,null,0.62368179999999995]
[0.59957179999999999,null,0.62350689999999998]
[0.59957179999999999,null,0.62337989999999999]
[0.59946999999999995,null,0.62328609999999995]
[0.59946999999999995,null,0.62328609999999995]
[0.59930070000000002,null,0.62328609999999995]
[0.59930070000000002,null,0.62328609999999995]
[0.59930070000000002,null,0.62328609999999995]
[0.59930070000000002,null,0.62328609999999995]
[0.59930070000000002,null,0.62328609999999995]
[0.59930070000000002,null,0.62328609999999995]
[0.59918300000000002,null,0.62328609999999995]
[0.59918300000000002,null,0.62328609999999995]
[0.59918300000000002,null,0.62328609999999995]
[0.59918300000000002,null,0.62328609999999995]
[0.59901459999999995,null,0.62328609999999995]
[0.59901459999999995,null,0.62328609999999995]
[0.59901459999999995,null,0.62290639999999997]
[0.59901459999999995,null,0.62290639999999997]
[0.59901459999999995,null,0.62290639999999997]
[0.59901459999999995,null,0.62290639999999997]
[0.59891280000000002,null,0.62290639999999997]
[0.59891280000000002,null,0.62281260000000005]
[0.59891280000000002,null,0.62281260000000005]
[0.59891280000000002,null,0.62281260000000005]
[0.59875330000000004,null,0.62281260000000005]
[0.59875330000000004,null,0.62281260000000005]
[0.59875330000000004,null,0.62281260000000005]
[0.59875330000000004,null,0.62281260000000005]
[0.59875330000000004,null,0.62281260000000005]
[0.59875330000000004,null,0.62281260000000005]
[0.59863560000000005,null,0.62281260000000005]
[0.59863560000000005,null,0.62281260000000005]
[0.59863560000000005,null,0.62281260000000005]
[0.59863560000000005,null,0.62281260000000005]
[0.59836440000000002,null,0.62271880000000002]
[0.59836440000000002,null,0.62271880000000002]
[0.59836440000000002,null,0.62259180000000003]
[0.59836440000000002,null,0.62259180000000003]
[0.59836440000000002,null,0.62259180000000003]
[0.59819599999999995,null,0.62259180000000003]
[0.59819599999999995,null,0.62232299999999996]
[0.59819599999999995,null,0.62232299999999996]
[0.59819599999999995,null,0.62218200000000001]
[0.59809420000000002,null,0.62218200000000001]
[0.59809420000000002,null,0.62212610000000002]
[0.59793470000000004,null,0.62207029999999996]
[0.59793470000000004,null,0.62207029999999996]
[0.59793470000000004,null,0.62207029999999996]
[0.59793470000000004,null,0.62207029999999996]
[0.59793470000000004,null,0.62197650000000004]
[0.59793470000000004,null,0.62197650000000004]
[0.59793470000000004,null,0.62197650000000004]
[0.59793470000000004,null,0.62197650000000004]
[0.59793470000000004,null,0.62184950000000005]
[0.59781700000000004,null,0.62184950000000005]
[0.59781700000000004,null,0.62184950000000005]
[0.59781700000000004,null,0.62184950000000005]
[0.59781700000000004,null,0.62184950000000005]
[0.59781700000000004,null,0.62184950000000005]
[0.59781700000000004,null,0.62184950000000005]
[0.59764859999999997,null,0.62184950000000005]
[0.59764859999999997,null,0.62184950000000005]
[0.59764859999999997,null,0.62184950000000005]
[0.59747930000000005,null,0.62184950000000005]
[0.59747930000000005,null,0.62175570000000002]
[0.59747930000000005,null,0.62161460000000002]
[0.59747930000000005,null,0.62161460000000002]
[0.59737750000000001,null,0.62161460000000002]
[0.59737750000000001,null,0.62161460000000002]
[0.59737750000000001,null,0.62161460000000002]
[0.59737750000000001,null,0.6213938]
[0.59721800000000003,null,0.6213938]
[0.59721800000000003,null,0.6213938]
[0.59721800000000003,null,0.62121890000000002]
[0.59721800000000003,null,0.62110719999999997]
[0.59721800000000003,null,0.62110719999999997]
[0.59721800000000003,null,0.62110719999999997]
[0.59721800000000003,null,0.62110719999999997]
[0.59721800000000003,null,0.62110719999999997]
[0.59710030000000003,null,0.62110719999999997]
[0.59710030000000003,null,0.62110719999999997]
[0.59699840000000004,null,0.62110719999999997]
[0.59683010000000003,null,0.62110719999999997]
[0.59683010000000003,null,0.62098019999999998]
[0.59683010000000003,null,0.62098019999999998]
[0.59683010000000003,null,0.62098019999999998]
[0.59683010000000003,null,0.62098019999999998]
[0.59683010000000003,null,0.62098019999999998]
[0.59683010000000003,null,0.62083920000000004]
[0.59683010000000003,null,0.62083920000000004]
[0.59683010000000003,null,0.6207454]
[0.59683010000000003,null,0.6207454]
[0.59683010000000003,null,0.6207454]
[0.59683010000000003,null,0.6207454]
[0.59683010000000003,null,0.6207454]
[0.59683010000000003,null,0.62057039999999997]
[0.59683010000000003,null,0.62057039999999997]
[0.59672820000000004,null,0.62057039999999997]
[0.59672820000000004,null,0.62057039999999997]
[0.59672820000000004,null,0.62057039999999997]
[0.5965589,null,0.62057039999999997]
[0.5964412,null,0.62057039999999997]
[0.5964412,null,0.62057039999999997]
[0.5964412,null,0.62057039999999997]
[0.5964412,null,0.62042929999999996]
[0.59628170000000003,null,0.6202086]
[0.59628170000000003,null,0.6202086]
[0.59628170000000003,null,0.62009689999999995]
[0.59628170000000003,null,0.62009689999999995]
[0.59628170000000003,null,0.62009689999999995]
[0.59628170000000003,null,0.62009689999999995]
[0.59628170000000003,null,0.62009689999999995]
[0.59628170000000003,null,0.62009689999999995]
[0.59589380000000003,null,0.62009689999999995]
[0.59589380000000003,null,0.62009689999999995]
[0.59589380000000003,null,0.62000310000000003]
[0.59589380000000003,null,0.61987610000000004]
[0.59589380000000003,null,0.61987610000000004]
[0.59589380000000003,null,0.61987610000000004]
[0.59589380000000003,null,0.61987610000000004]
[0.59589380000000003,null,0.61987610000000004]
[0.59589380000000003,null,0.61987610000000004]
[0.59589380000000003,null,0.61987610000000004]
[0.59589380000000003,null,0.61987610000000004]
[0.59589380000000003,null,0.61987610000000004]
[0.59589380000000003,null,0.6196412]
[0.59589380000000003,null,0.6196412]
[0.59589380000000003,null,0.6196412]
[0.59589380000000003,null,0.6196412]
[0.59589380000000003,null,0.61946630000000003]
[0.59589380000000003,null,0.61946630000000003]
[0.59589380000000003,null,0.61946630000000003]
[0.5956226,null,0.61946630000000003]
[0.59533659999999999,null,0.61946630000000003]
[0.59533659999999999,null,0.61937249999999999]
[0.59533650000000005,null,0.61937240000000005]
[0.59533650000000005,null,0.61937240000000005]
[0.59533650000000005,null,0.61937240000000005]
[0.59533650000000005,null,0.61937240000000005]
[0.59533650000000005,null,0.61937240000000005]
[0.59533650000000005,null,0.61937240000000005]
[0.59533650000000005,null,0.6192455]
[0.59533650000000005,null,0.6192455]
[0.59533650000000005,null,0.6192455]
[0.59533650000000005,null,0.6192455]
[0.59533650000000005,null,0.6192455]
[0.59517710000000001,null,0.61918960000000001]
[0.59517710000000001,null,0.61918960000000001]
[0.59517699999999996,null,0.61904000000000003]
[0.59517699999999996,null,0.61889899999999998]
[0.59517699999999996,null,0.61889890000000003]
[0.59517699999999996,null,0.61889890000000003]
[0.59517699999999996,null,0.61889890000000003]
[0.59517699999999996,null,0.61889890000000003]
[0.59517699999999996,null,0.61889890000000003]
[0.59500770000000003,null,0.61889890000000003]
[0.59489000000000003,null,0.61889890000000003]
[0.59478819999999999,null,0.61872400000000005]
[0.59461980000000003,null,0.61872400000000005]
[0.59461980000000003,null,0.61872400000000005]
[0.59461980000000003,null,0.61872400000000005]
[0.59461980000000003,null,0.61872400000000005]
[0.59461980000000003,null,0.61848910000000001]
[0.59461980000000003,null,0.61836210000000003]
[0.59461980000000003,null,0.61836210000000003]
[0.59461980000000003,null,0.61836210000000003]
[0.59461980000000003,null,0.61836210000000003]
[0.59461980000000003,null,0.61836210000000003]
[0.59461980000000003,null,0.61836210000000003]
[0.59461980000000003,null,0.61836210000000003]
[0.59461980000000003,null,0.61836210000000003]
[0.59451799999999999,null,0.61836210000000003]
[0.59451799999999999,null,0.61836210000000003]
[0.59451799999999999,null,0.61836210000000003]
[0.59451799999999999,null,0.61836210000000003]
[0.59451799999999999,null,0.61836210000000003]
[0.59451799999999999,null,0.61822109999999997]
[0.59435850000000001,null,0.61809409999999998]
[0.59435850000000001,null,0.61800029999999995]
[0.59435850000000001,null,0.61800029999999995]
[0.59435850000000001,null,0.61800029999999995]
[0.59435850000000001,null,0.61800029999999995]
[0.59424080000000001,null,0.61800029999999995]
[0.59424080000000001,null,0.61800029999999995]
[0.59424080000000001,null,0.61800029999999995]
[0.59424080000000001,null,0.61800029999999995]
[0.59424080000000001,null,0.61800029999999995]
[0.59424080000000001,null,0.61788860000000001]
[0.59413890000000003,null,0.61771370000000003]
[0.59413890000000003,null,0.61771359999999997]
[0.59396959999999999,null,0.61761980000000005]
[0.59396959999999999,null,0.61761980000000005]
[0.59380120000000003,null,0.61761980000000005]
[0.59380120000000003,null,0.61761980000000005]
[0.59380120000000003,null,0.61761980000000005]
[0.59368350000000003,null,0.61749290000000001]
[0.59368350000000003,null,0.61749290000000001]
[0.59368350000000003,null,0.61749290000000001]
[0.59368350000000003,null,0.61749279999999995]
[0.59368350000000003,null,0.61735180000000001]
[0.59368350000000003,null,0.61735180000000001]
[0.59368350000000003,null,0.61725799999999997]
[0.59368350000000003,null,0.61725799999999997]
[0.59368350000000003,null,0.61725799999999997]
[0.59368350000000003,null,0.61725799999999997]
[0.59368350000000003,null,0.61725799999999997]
[0.59368350000000003,null,0.61725799999999997]
[0.59368350000000003,null,0.61725799999999997]
[0.59352400000000005,null,0.61725799999999997]
[0.59352400000000005,null,0.61725799999999997]
[0.59352400000000005,null,0.61725799999999997]
[0.59340630000000005,null,0.61725799999999997]
[0.59330450000000001,null,0.61716420000000005]
[0.59330450000000001,null,0.61716420000000005]
[0.59313610000000005,null,0.61716420000000005]
[0.59313610000000005,null,0.61716420000000005]
[0.59313610000000005,null,0.61716420000000005]
[0.59313610000000005,null,0.61692550000000002]
[0.59296680000000002,null,0.61692550000000002]
[0.59296680000000002,null,0.61692550000000002]
[0.59296680000000002,null,0.61675060000000004]
[0.59296680000000002,null,0.61660950000000003]
[0.59296680000000002,null,0.61660950000000003]
[0.59296680000000002,null,0.61660950000000003]
[0.59296680000000002,null,0.6165157]
[0.59296680000000002,null,0.6165157]
[0.59296680000000002,null,0.6165157]
[0.59296680000000002,null,0.6165157]
[0.59296680000000002,null,0.6165157]
[0.59288260000000004,null,0.6165157]
[0.59269660000000002,null,0.6165157]
[0.59269660000000002,null,0.6165157]
[0.59269660000000002,null,0.61638870000000001]
[0.59269660000000002,null,0.61638870000000001]
[0.59269660000000002,null,0.61638870000000001]
[0.59257890000000002,null,0.61624769999999995]
[0.59257890000000002,null,0.61624769999999995]
[0.59257890000000002,null,0.61615390000000003]
[0.59257890000000002,null,0.61615390000000003]
[0.59257890000000002,null,0.61615390000000003]
[0.5923176,null,0.61615390000000003]
[0.5923176,null,0.61615390000000003]
[0.5923176,null,0.61615390000000003]
[0.5923176,null,0.61602690000000004]
[0.5923176,null,0.61602690000000004]
[0.5923176,null,0.61597109999999999]
[0.5923176,null,0.6159152]
[0.5923176,null,0.6159152]
[0.59214820000000001,null,0.6159152]
[0.59203050000000002,null,0.61582139999999996]
[0.59203050000000002,null,0.61582139999999996]
[0.59203050000000002,null,0.61582139999999996]
[0.5918622,null,0.61582139999999996]
[0.5918622,null,0.61582139999999996]
[0.59186209999999995,null,0.61550539999999998]
[0.59186209999999995,null,0.61550539999999998]
[0.59186209999999995,null,0.61550539999999998]
[0.59186209999999995,null,0.61550539999999998]
[0.59186209999999995,null,0.61550539999999998]
[0.59186209999999995,null,0.61550539999999998]
[0.59186209999999995,null,0.61537839999999999]
[0.59176030000000002,null,0.61537839999999999]
[0.59176030000000002,null,0.61537839999999999]
[0.59176030000000002,null,0.61537839999999999]
[0.59176030000000002,null,0.61537839999999999]
[0.59176030000000002,null,0.61537839999999999]
[0.59176030000000002,null,0.61537839999999999]
[0.59176030000000002,null,0.61537839999999999]
[0.59176030000000002,null,0.61528459999999996]
[0.59176030000000002,null,0.61528459999999996]
[0.59176030000000002,null,0.61528459999999996]
[0.59164260000000002,null,0.61528459999999996]
[0.59148310000000004,null,0.61528459999999996]
[0.59148310000000004,null,0.61528459999999996]
[0.59148310000000004,null,0.61528459999999996]
[0.59148310000000004,null,0.61528459999999996]
[0.59148310000000004,null,0.61519080000000004]
[0.59148310000000004,null,0.61519080000000004]
[0.59148310000000004,null,0.61504970000000003]
[0.59148310000000004,null,0.61504970000000003]
[0.59148310000000004,null,0.61504970000000003]
[0.59148310000000004,null,0.61504970000000003]
[0.59148310000000004,null,0.61504970000000003]
[0.5913813,null,0.61463610000000002]
[0.5913813,null,0.61463610000000002]
[0.5913813,null,0.61463610000000002]
[0.59121190000000001,null,0.61463610000000002]
[0.5910436,null,0.61463610000000002]
[0.5910436,null,0.61454229999999999]
[0.5910436,null,0.61454229999999999]
[0.5909259,null,0.61454229999999999]
[0.5909259,null,0.61454229999999999]
[0.5909259,null,0.61454229999999999]
[0.5909259,null,0.61454229999999999]
[0.5909259,null,0.61454229999999999]
[0.59082400000000002,null,0.61454229999999999]
[0.59082400000000002,null,0.61454229999999999]
[0.59082400000000002,null,0.61454229999999999]
[0.59082400000000002,null,0.6144153]
[0.59082400000000002,null,0.61427430000000005]
[0.59082400000000002,null,0.61427430000000005]
[0.59082400000000002,null,0.61427430000000005]
[0.59082400000000002,null,0.61427430000000005]
[0.59082400000000002,null,0.61427430000000005]
[0.59082400000000002,null,0.61427430000000005]
[0.59070630000000002,null,0.61427430000000005]
[0.59070630000000002,null,0.61418050000000002]
[0.59060449999999998,null,0.61418050000000002]
[0.59043509999999999,null,0.61405350000000003]
[0.59043509999999999,null,0.61405350000000003]
[0.59027569999999996,null,0.61405350000000003]
[0.59027560000000001,null,0.61405350000000003]
[0.59027560000000001,null,0.61405350000000003]
[0.59027560000000001,null,0.61405350000000003]
[0.59027560000000001,null,0.61405350000000003]
[0.59027560000000001,null,0.61405350000000003]
[0.5901073,null,0.61387849999999999]
[0.5901073,null,0.61387849999999999]
[0.5901073,null,0.61367300000000002]
[0.5901073,null,0.61367300000000002]
[0.5901073,null,0.61367300000000002]
[0.5901073,null,0.61367300000000002]
[0.5901073,null,0.61354600000000004]
[0.5899896,null,0.61354600000000004]
[0.5899896,null,0.61354600000000004]
[0.5899896,null,0.61340499999999998]
[0.5899896,null,0.61340499999999998]
[0.5899896,null,0.61340499999999998]
[0.5899896,null,0.61340499999999998]
[0.58988770000000001,null,0.61340499999999998]
[0.58988770000000001,null,0.61340499999999998]
[0.58988770000000001,null,0.61331119999999995]
[0.58988770000000001,null,0.61331119999999995]
[0.58988770000000001,null,0.61331119999999995]
[0.58988770000000001,null,0.61331119999999995]
[0.58988770000000001,null,0.61331119999999995]
[0.58988770000000001,null,0.61331119999999995]
[0.58988770000000001,null,0.61331119999999995]
[0.58988770000000001,null,0.61331119999999995]
[0.58988770000000001,null,0.61331119999999995]
[0.5897194,null,0.61331119999999995]
[0.5897194,null,0.61331119999999995]
[0.58961750000000002,null,0.61331119999999995]
[0.58961750000000002,null,0.61318419999999996]
[0.58961750000000002,null,0.61318419999999996]
[0.5892887,null,0.61318419999999996]
[0.589171,null,0.61304320000000001]
[0.589171,null,0.61304309999999995]
[0.589171,null,0.61286819999999997]
[0.589171,null,0.61277440000000005]
[0.589171,null,0.61277440000000005]
[0.589171,null,0.61277440000000005]
[0.589171,null,0.61277440000000005]
[0.589171,null,0.61277440000000005]
[0.589171,null,0.61277440000000005]
[0.589171,null,0.6126627]
[0.589171,null,0.6126627]
[0.589171,null,0.61253570000000002]
[0.589171,null,0.61253570000000002]
[0.589171,null,0.61253570000000002]
[0.589171,null,0.61253570000000002]
[0.589171,null,0.61253570000000002]
[0.589171,null,0.61253570000000002]
[0.589171,null,0.61253570000000002]
[0.589171,null,0.61253570000000002]
[0.5889008,null,0.61244189999999998]
[0.5889008,null,0.61244189999999998]
[0.5889008,null,0.61244189999999998]
[0.5889008,null,0.61230090000000004]
[0.5889008,null,0.61230090000000004]
[0.5889008,null,0.61230090000000004]
[0.5889008,null,0.61230090000000004]
[0.5889008,null,0.61230090000000004]
[0.5889008,null,0.61230090000000004]
[0.5889008,null,0.61230090000000004]
[0.5889008,null,0.61230090000000004]
[0.5889008,null,0.61230090000000004]
[0.5889008,null,0.61220699999999995]
[0.5889008,null,0.61220699999999995]
[0.58879899999999996,null,0.61190509999999998]
[0.58868129999999996,null,0.61176410000000003]
[0.58868120000000002,null,0.61176410000000003]
[0.5883524,null,0.61176410000000003]
[0.5883524,null,0.61176410000000003]
[0.5883524,null,0.61176410000000003]
[0.5883524,null,0.61176410000000003]
[0.5883524,null,0.61176410000000003]
[0.5883524,null,0.61165239999999998]
[0.5883524,null,0.61165239999999998]
[0.5883524,null,0.61165239999999998]
[0.5883524,null,0.61165239999999998]
[0.58825059999999996,null,0.61165239999999998]
[0.58825059999999996,null,0.61155859999999995]
[0.58825059999999996,null,0.61155859999999995]
[0.58808229999999995,null,0.61143159999999996]
[0.58808229999999995,null,0.61143159999999996]
[0.58808229999999995,null,0.61143159999999996]
[0.58808229999999995,null,0.61143159999999996]
[0.58808229999999995,null,0.61143159999999996]
[0.5880822,null,0.61143159999999996]
[0.5879645,null,0.61143159999999996]
[0.5879645,null,0.61143159999999996]
[0.5879645,null,0.61143159999999996]
[0.5879645,null,0.61129049999999996]
[0.5879645,null,0.61129049999999996]
[0.5879645,null,0.61116360000000003]
[0.5879645,null,0.61116360000000003]
[0.5879645,null,0.61116360000000003]
[0.5879645,null,0.61116360000000003]
[0.5879645,null,0.61116360000000003]
[0.58780500000000002,null,0.61116349999999997]
[0.58780500000000002,null,0.61106970000000005]
[0.58780500000000002,null,0.61106970000000005]
[0.58780500000000002,null,0.61089479999999996]
[0.58780500000000002,null,0.61089479999999996]
[0.58753390000000005,null,0.61089479999999996]
[0.58753390000000005,null,0.61089479999999996]
[0.58753390000000005,null,0.61089479999999996]
[0.58753390000000005,null,0.61089479999999996]
[0.58753390000000005,null,0.61089479999999996]
[0.58753390000000005,null,0.61076779999999997]
[0.58753390000000005,null,0.61065610000000003]
[0.58753390000000005,null,0.61065610000000003]
[0.58741620000000005,null,0.61065610000000003]
[0.5874161,null,0.61051509999999998]
[0.5874161,null,0.61051509999999998]
[0.58724779999999999,null,0.61051509999999998]
[0.58724779999999999,null,0.61051509999999998]
[0.58724779999999999,null,0.61051509999999998]
[0.58724779999999999,null,0.61051509999999998]
[0.58724779999999999,null,0.61051509999999998]
[0.58724779999999999,null,0.61042129999999994]
[0.58724779999999999,null,0.61042129999999994]
[0.58724779999999999,null,0.61042129999999994]
[0.58724779999999999,null,0.61029429999999996]
[0.58724779999999999,null,0.61029429999999996]
[0.58714599999999995,null,0.61029429999999996]
[0.58714599999999995,null,0.61029429999999996]
[0.5871459,null,0.61029429999999996]
[0.58698649999999997,null,0.61029429999999996]
[0.58698649999999997,null,0.61029429999999996]
[0.58698649999999997,null,0.61029429999999996]
[0.58698649999999997,null,0.61029429999999996]
[0.58698649999999997,null,0.61015319999999995]
[0.58698649999999997,null,0.61005940000000003]
[0.58698649999999997,null,0.61005940000000003]
[0.58698649999999997,null,0.61005940000000003]
[0.58698649999999997,null,0.61005940000000003]
[0.58698649999999997,null,0.61005940000000003]
[0.58686870000000002,null,0.61005940000000003]
[0.58669939999999998,null,0.61005940000000003]
[0.58669939999999998,null,0.61005940000000003]
[0.58669939999999998,null,0.61005940000000003]
[0.58653109999999997,null,0.60993240000000004]
[0.58642919999999998,null,0.60982080000000005]
[0.58642919999999998,null,0.60982080000000005]
[0.58642919999999998,null,0.60964580000000002]
[0.58642919999999998,null,0.60964580000000002]
[0.58642919999999998,null,0.60964580000000002]
[0.58642919999999998,null,0.60964580000000002]
[0.58642919999999998,null,0.60950479999999996]
[0.58642919999999998,null,0.60950479999999996]
[0.58642919999999998,null,0.60950479999999996]
[0.58642919999999998,null,0.60950479999999996]
[0.58642919999999998,null,0.60950479999999996]
[0.58642919999999998,null,0.60941100000000004]
[0.58631149999999999,null,0.60941100000000004]
[0.58631149999999999,null,0.60941100000000004]
[0.58631149999999999,null,0.60941100000000004]
[0.58631149999999999,null,0.60928400000000005]
[0.58631149999999999,null,0.60928400000000005]
[0.58631149999999999,null,0.60928400000000005]
[0.58631149999999999,null,0.60928400000000005]
[0.58605019999999997,null,0.60928400000000005]
[0.58605019999999997,null,0.60928400000000005]
[0.58605019999999997,null,0.60928400000000005]
[0.58605019999999997,null,0.60928400000000005]
[0.58605019999999997,null,0.60928400000000005]
[0.58605019999999997,null,0.60928400000000005]
[0.58605019999999997,null,0.60928400000000005]
[0.58588180000000001,null,0.60914290000000004]
[0.58588180000000001,null,0.60914290000000004]
[0.58571249999999997,null,0.60904910000000001]
[0.58571249999999997,null,0.60904910000000001]
[0.58571249999999997,null,0.60904910000000001]
[0.58559479999999997,null,0.60904910000000001]
[0.58559479999999997,null,0.60904910000000001]
[0.58559479999999997,null,0.60892210000000002]
[0.58543529999999999,null,0.60892210000000002]
[0.58533349999999995,null,0.60892210000000002]
[0.58533349999999995,null,0.60892210000000002]
[0.58533349999999995,null,0.60874720000000004]
[0.58533349999999995,null,0.60854169999999996]
[0.5853334,null,0.60854169999999996]
[0.5853334,null,0.60854169999999996]
[0.5853334,null,0.60854169999999996]
[0.58516509999999999,null,0.60854169999999996]
[0.58516509999999999,null,0.60854169999999996]
[0.58516509999999999,null,0.60854169999999996]
[0.58516509999999999,null,0.60854169999999996]
[0.58516509999999999,null,0.60844790000000004]
[0.58516509999999999,null,0.60844790000000004]
[0.5850474,null,0.60830680000000004]
[0.5850474,null,0.60830680000000004]
[0.5850474,null,0.60830680000000004]
[0.58494559999999995,null,0.60830680000000004]
[0.58494550000000001,null,0.608213]
[0.58494550000000001,null,0.608213]
[0.58494550000000001,null,0.60808600000000002]
[0.58494550000000001,null,0.60808600000000002]
[0.58494550000000001,null,0.60808600000000002]
[0.58494550000000001,null,0.60808600000000002]
[0.58494550000000001,null,0.60808600000000002]
[0.58494550000000001,null,0.60808600000000002]
[0.58494550000000001,null,0.60808600000000002]
[0.58494550000000001,null,0.60808600000000002]
[0.58494550000000001,null,0.60791110000000004]
[0.58465849999999997,null,0.60791099999999998]
[0.58465849999999997,null,0.60781719999999995]
[0.58465849999999997,null,0.60781719999999995]
[0.58455670000000004,null,0.60781719999999995]
[0.58455670000000004,null,0.60781719999999995]
[0.58439719999999995,null,0.6076762]
[0.58439719999999995,null,0.6076762]
[0.58439719999999995,null,0.6076762]
[0.58422879999999999,null,0.6076762]
[0.58422879999999999,null,0.6076762]
[0.58422879999999999,null,0.60754920000000001]
[0.58422879999999999,null,0.60754920000000001]
[0.58422879999999999,null,0.60754920000000001]
[0.58422879999999999,null,0.60743749999999996]
[0.58422879999999999,null,0.60743749999999996]
[0.58422879999999999,null,0.60743749999999996]
[0.58422879999999999,null,0.60743749999999996]
[0.58422879999999999,null,0.60743749999999996]
[0.58412699999999995,null,0.60743749999999996]
[0.58412699999999995,null,0.60743749999999996]
[0.58412699999999995,null,0.60734370000000004]
[0.58412699999999995,null,0.60720269999999998]
[0.58400929999999995,null,0.60720269999999998]
[0.58383989999999997,null,0.60720269999999998]
[0.58383989999999997,null,0.60720269999999998]
[0.58383989999999997,null,0.60720269999999998]
[0.58383989999999997,null,0.60720269999999998]
[0.58383989999999997,null,0.6070757]
[0.58383989999999997,null,0.6070757]
[0.58383989999999997,null,0.6070757]
[0.58383989999999997,null,0.6070757]
[0.58383989999999997,null,0.60698189999999996]
[0.58383989999999997,null,0.60680690000000004]
[0.58373810000000004,null,0.60680690000000004]
[0.58357859999999995,null,0.60680690000000004]
[0.58357859999999995,null,0.60680690000000004]
[0.58357859999999995,null,0.60680690000000004]
[0.58357859999999995,null,0.60680690000000004]
[0.58357859999999995,null,0.60680690000000004]
[0.58357859999999995,null,0.60680690000000004]
[0.58341019999999999,null,0.60680690000000004]
[0.58341019999999999,null,0.60680690000000004]
[0.58341019999999999,null,0.60680690000000004]
[0.58341019999999999,null,0.60680690000000004]
[0.58341019999999999,null,0.60666589999999998]
[0.58341019999999999,null,0.60666589999999998]
[0.58341019999999999,null,0.60666589999999998]
[0.58329249999999999,null,0.60648310000000005]
[0.58329249999999999,null,0.60642720000000006]
[0.58312319999999995,null,0.60642720000000006]
[0.58312319999999995,null,0.60642720000000006]
[0.58312319999999995,null,0.60642720000000006]
[0.58312319999999995,null,0.60633340000000002]
[0.58312319999999995,null,0.60633340000000002]
[0.58312319999999995,null,0.60633340000000002]
[0.58312319999999995,null,0.60633340000000002]
[0.58302129999999996,null,0.60633340000000002]
[0.58302129999999996,null,0.60633340000000002]
[0.58302129999999996,null,0.60633340000000002]
[0.58302129999999996,null,0.60633340000000002]
[0.58302129999999996,null,0.60620640000000003]
[0.58302129999999996,null,0.60606539999999998]
[0.58302129999999996,null,0.60589040000000005]
[0.58273529999999996,null,0.60589040000000005]
[0.58273529999999996,null,0.60589040000000005]
[0.58273529999999996,null,0.60589040000000005]
[0.58273529999999996,null,0.60579660000000002]
[0.58273529999999996,null,0.60579660000000002]
[0.58257579999999998,null,0.60579660000000002]
[0.58257579999999998,null,0.60579660000000002]
[0.58257579999999998,null,0.60579660000000002]
[0.58257579999999998,null,0.60579660000000002]
[0.58257579999999998,null,0.60579660000000002]
[0.58247400000000005,null,0.60579660000000002]
[0.58247400000000005,null,0.60579660000000002]
[0.58247400000000005,null,0.60579660000000002]
[0.58247400000000005,null,0.60579660000000002]
[0.58247400000000005,null,0.60579660000000002]
[0.58247389999999999,null,0.60554390000000002]
[0.58247389999999999,null,0.60554390000000002]
[0.58230459999999995,null,0.60545009999999999]
[0.58230459999999995,null,0.60545009999999999]
[0.58230459999999995,null,0.6053231]
[0.58230459999999995,null,0.6053231]
[0.58213630000000005,null,0.6053231]
[0.58213630000000005,null,0.6053231]
[0.58213630000000005,null,0.6053231]
[0.58213630000000005,null,0.6053231]
[0.58213619999999999,null,0.6053231]
[0.58201849999999999,null,0.60514809999999997]
[0.58201849999999999,null,0.60505430000000004]
[0.58191669999999995,null,0.60505430000000004]
[0.58191669999999995,null,0.60505430000000004]
[0.58191669999999995,null,0.60491329999999999]
[0.58191669999999995,null,0.60491329999999999]
[0.58191669999999995,null,0.60491329999999999]
[0.58191669999999995,null,0.60491329999999999]
[0.58191669999999995,null,0.60491329999999999]
[0.58175719999999997,null,0.60491329999999999]
[0.58175719999999997,null,0.60491329999999999]
[0.58175719999999997,null,0.60491329999999999]
[0.58175719999999997,null,0.60491320000000004]
[0.58175719999999997,null,0.6047863]
[0.58175719999999997,null,0.60469249999999997]
[0.58175719999999997,null,0.60469249999999997]
[0.58163949999999998,null,0.60469249999999997]
[0.58163949999999998,null,0.60469249999999997]
[0.58163949999999998,null,0.60469249999999997]
[0.58163949999999998,null,0.60469249999999997]
[0.58163949999999998,null,0.60455139999999996]
[0.58136929999999998,null,0.60443979999999997]
[0.58136929999999998,null,0.60443979999999997]
[0.58136929999999998,null,0.60434589999999999]
[0.58136929999999998,null,0.60434589999999999]
[0.58136929999999998,null,0.60434589999999999]
[0.58136929999999998,null,0.60434589999999999]
[0.58136929999999998,null,0.60434589999999999]
[0.58136929999999998,null,0.60417100000000001]
[0.58136929999999998,null,0.60417100000000001]
[0.58120000000000005,null,0.60417100000000001]
[0.58120000000000005,null,0.60417100000000001]
[0.58120000000000005,null,0.60417100000000001]
[0.58120000000000005,null,0.60404400000000003]
[0.58120000000000005,null,0.60404400000000003]
[0.58120000000000005,null,0.60404400000000003]
[0.58120000000000005,null,0.60404400000000003]
[0.58120000000000005,null,0.60404400000000003]
[0.58120000000000005,null,0.60395019999999999]
[0.58104049999999996,null,0.60395019999999999]
[0.58104049999999996,null,0.60380909999999999]
[0.58104049999999996,null,0.60380909999999999]
[0.58104049999999996,null,0.60380909999999999]
[0.58092279999999996,null,0.60380909999999999]
[0.58092279999999996,null,0.60380909999999999]
[0.58092279999999996,null,0.60380909999999999]
[0.58082089999999997,null,0.60371529999999995]
[0.58082089999999997,null,0.60371529999999995]
[0.58082089999999997,null,0.60371529999999995]
[0.58082089999999997,null,0.60371529999999995]
[0.58082089999999997,null,0.60360360000000002]
[0.58082089999999997,null,0.60360360000000002]
[0.58082089999999997,null,0.60347669999999998]
[0.58065259999999996,null,0.60347669999999998]
[0.58065259999999996,null,0.60347669999999998]
[0.58065259999999996,null,0.60347669999999998]
[0.58065259999999996,null,0.60347669999999998]
[0.58065259999999996,null,0.60347669999999998]
[0.58055069999999998,null,0.60347669999999998]
[0.58055069999999998,null,0.60347669999999998]
[0.58055069999999998,null,0.60347669999999998]
[0.58055069999999998,null,0.60347669999999998]
[0.58055069999999998,null,0.60338290000000006]
[0.58055069999999998,null,0.60338290000000006]
[0.58039130000000005,null,0.60324180000000005]
[0.5802735,null,0.60306689999999996]
[0.5802735,null,0.60306689999999996]
[0.58010419999999996,null,0.60306680000000001]
[0.58010419999999996,null,0.60306680000000001]
[0.58010419999999996,null,0.60306680000000001]
[0.58010419999999996,null,0.60306680000000001]
[0.58010419999999996,null,0.60293989999999997]
[0.58010419999999996,null,0.60293989999999997]
[0.58010419999999996,null,0.60293989999999997]
[0.58010419999999996,null,0.60293989999999997]
[0.58010419999999996,null,0.60293989999999997]
[0.58000240000000003,null,0.60293989999999997]
[0.58000240000000003,null,0.60293989999999997]
[0.58000240000000003,null,0.60284599999999999]
[0.58000240000000003,null,0.60284599999999999]
[0.58000240000000003,null,0.60284599999999999]
[0.58000240000000003,null,0.60284599999999999]
[0.58000240000000003,null,0.60284599999999999]
[0.58000240000000003,null,0.60284599999999999]
[0.57988459999999997,null,0.6027344]
[0.57988459999999997,null,0.6025933]
[0.57988459999999997,null,0.6025933]
[0.57988459999999997,null,0.6025933]
[0.57988459999999997,null,0.60249949999999997]
[0.57988459999999997,null,0.60249949999999997]
[0.57971629999999996,null,0.60249949999999997]
[0.57971629999999996,null,0.60249949999999997]
[0.57971629999999996,null,0.60249949999999997]
[0.57971629999999996,null,0.60249949999999997]
[0.57971629999999996,null,0.60237249999999998]
[0.57971629999999996,null,0.60237249999999998]
[0.57955679999999998,null,0.60237249999999998]
[0.57945500000000005,null,0.60237249999999998]
[0.57945500000000005,null,0.60237249999999998]
[0.57945500000000005,null,0.60237249999999998]
[0.57945500000000005,null,0.60237249999999998]
[0.57945500000000005,null,0.60237249999999998]
[0.57928559999999996,null,0.60237249999999998]
[0.57928559999999996,null,0.60237249999999998]
[0.57928559999999996,null,0.60237249999999998]
[0.57928559999999996,null,0.60223150000000003]
[0.57916789999999996,null,0.60223150000000003]
[0.57916789999999996,null,0.60205649999999999]
[0.57916789999999996,null,0.60205649999999999]
[0.57916789999999996,null,0.60196269999999996]
[0.57916789999999996,null,0.60196269999999996]
[0.57916789999999996,null,0.60183569999999997]
[0.57916789999999996,null,0.60183569999999997]
[0.57916789999999996,null,0.60183569999999997]
[0.57916789999999996,null,0.60183569999999997]
[0.57916789999999996,null,0.60183569999999997]
[0.57916789999999996,null,0.60183569999999997]
[0.57916789999999996,null,0.60183569999999997]
[0.57916789999999996,null,0.60172409999999998]
[0.57916789999999996,null,0.60172409999999998]
[0.57916789999999996,null,0.60163029999999995]
[0.57889769999999996,null,0.60163029999999995]
[0.57889769999999996,null,0.6016302]
[0.57889769999999996,null,0.60148919999999995]
[0.57889769999999996,null,0.60148919999999995]
[0.57877999999999996,null,0.60148919999999995]
[0.57877999999999996,null,0.60148919999999995]
[0.57862049999999998,null,0.60136219999999996]
[0.57862049999999998,null,0.60136219999999996]
[0.57862049999999998,null,0.60136219999999996]
[0.57862049999999998,null,0.60136219999999996]
[0.57862049999999998,null,0.60136219999999996]
[0.57862049999999998,null,0.60136219999999996]
[0.57851870000000005,null,0.60136219999999996]
[0.57851870000000005,null,0.60126840000000004]
[0.57851870000000005,null,0.60126840000000004]
[0.57851870000000005,null,0.60126840000000004]
[0.57851870000000005,null,0.60126840000000004]
[0.57851870000000005,null,0.60126840000000004]
[0.57851870000000005,null,0.60126840000000004]
[0.57834929999999996,null,0.60126840000000004]
[0.57834929999999996,null,0.60126840000000004]
[0.57834929999999996,null,0.6010934]
[0.57823159999999996,null,0.60096640000000001]
[0.57823159999999996,null,0.60073160000000003]
[0.57823159999999996,null,0.60073160000000003]
[0.57823159999999996,null,0.60073160000000003]
[0.57823159999999996,null,0.60073160000000003]
[0.57823159999999996,null,0.60073160000000003]
[0.57823159999999996,null,0.60073160000000003]
[0.57812980000000003,null,0.60073160000000003]
[0.57812980000000003,null,0.60073160000000003]
[0.57796139999999996,null,0.60073160000000003]
[0.57796139999999996,null,0.60073160000000003]
[0.57796139999999996,null,0.60073160000000003]
[0.57796139999999996,null,0.60073160000000003]
[0.57796139999999996,null,0.60073160000000003]
[0.57796139999999996,null,0.60073160000000003]
[0.57796139999999996,null,0.60060460000000004]
[0.57796139999999996,null,0.6004929]
[0.57796139999999996,null,0.6004929]
[0.57796139999999996,null,0.6004929]
[0.57784369999999996,null,0.6004929]
[0.57768419999999998,null,0.60039909999999996]
[0.57768419999999998,null,0.60039909999999996]
[0.57768419999999998,null,0.60039909999999996]
[0.57768419999999998,null,0.60039909999999996]
[0.57768419999999998,null,0.60027209999999998]
[0.57758240000000005,null,0.60027209999999998]
[0.57758240000000005,null,0.60027209999999998]
[0.57758240000000005,null,0.60027209999999998]
[0.57758240000000005,null,0.60013110000000003]
[0.57758240000000005,null,0.6000373]
[0.57758240000000005,null,0.6000373]
[0.57758240000000005,null,0.6000373]
[0.57758240000000005,null,0.6000373]
[0.57758240000000005,null,0.6000373]
[0.57758240000000005,null,0.6000373]
[0.57758240000000005,null,0.59986229999999996]
[0.57741299999999995,null,0.59986229999999996]
[0.57741299999999995,null,0.59986229999999996]
[0.57724470000000005,null,0.59986229999999996]
[0.57724470000000005,null,0.59973529999999997]
[0.57724470000000005,null,0.59964150000000005]
[0.57724470000000005,null,0.59964150000000005]
[0.57724470000000005,null,0.59964150000000005]
[0.57714290000000001,null,0.59964150000000005]
[0.57714290000000001,null,0.59964150000000005]
[0.57702520000000002,null,0.59964150000000005]
[0.57702520000000002,null,0.59950049999999999]
[0.57702520000000002,null,0.59950049999999999]
[0.57702520000000002,null,0.59950049999999999]
[0.57702520000000002,null,0.59950049999999999]
[0.57702509999999996,null,0.59950049999999999]
[0.57702509999999996,null,0.59950049999999999]
[0.57702509999999996,null,0.5993735]
[0.57686570000000004,null,0.5993735]
[0.57686570000000004,null,0.5993735]
[0.57686570000000004,null,0.5993735]
[0.57676380000000005,null,0.5993735]
[0.57676380000000005,null,0.5993735]
[0.57676380000000005,null,0.5993735]
[0.57676380000000005,null,0.59926179999999996]
[0.57676380000000005,null,0.59916800000000003]
[0.57676380000000005,null,0.59916800000000003]
[0.57676380000000005,null,0.59916800000000003]
[0.57676380000000005,null,0.59916800000000003]
[0.57676380000000005,null,0.59916800000000003]
[0.57676380000000005,null,0.59904100000000005]
[0.57676380000000005,null,0.59904100000000005]
[0.57659550000000004,null,0.59904100000000005]
[0.57659550000000004,null,0.59904100000000005]
[0.57659550000000004,null,0.59889999999999999]
[0.57647780000000004,null,0.59889999999999999]
[0.57647780000000004,null,0.59889999999999999]
[0.57637590000000005,null,0.59889999999999999]
[0.57637590000000005,null,0.59889999999999999]
[0.57637590000000005,null,0.59889999999999999]
[0.57620660000000001,null,0.59889999999999999]
[0.57620660000000001,null,0.59880619999999996]
[0.57620660000000001,null,0.59880619999999996]
[0.57620660000000001,null,0.59880619999999996]
[0.57620660000000001,null,0.59880619999999996]
[0.57620660000000001,null,0.59880619999999996]
[0.57620660000000001,null,0.59880619999999996]
[0.57620660000000001,null,0.59850420000000004]
[0.57608890000000001,null,0.59850420000000004]
[0.57608890000000001,null,0.59850420000000004]
[0.57608890000000001,null,0.59850420000000004]
[0.57608890000000001,null,0.59836319999999998]
[0.57592940000000004,null,0.59836319999999998]
[0.57592940000000004,null,0.59836319999999998]
[0.57582750000000005,null,0.59826939999999995]
[0.57582750000000005,null,0.59826939999999995]
[0.57582750000000005,null,0.59826939999999995]
[0.57582750000000005,null,0.59826939999999995]
[0.57582750000000005,null,0.59826939999999995]
[0.57582750000000005,null,0.59826939999999995]
[0.57582750000000005,null,0.59826939999999995]
[0.57582750000000005,null,0.59815770000000001]
[0.57582750000000005,null,0.59815770000000001]
[0.57582750000000005,null,0.59815770000000001]
[0.57582750000000005,null,0.59803070000000003]
[0.57582750000000005,null,0.59793689999999999]
[0.57582750000000005,null,0.59793689999999999]
[0.57582750000000005,null,0.59793689999999999]
[0.57572570000000001,null,0.59793689999999999]
[0.5755574,null,0.59793689999999999]
[0.57527030000000001,null,0.59793689999999999]
[0.57527030000000001,null,0.59793689999999999]
[0.57527030000000001,null,0.59793689999999999]
[0.57527030000000001,null,0.59779590000000005]
[0.57527030000000001,null,0.59779590000000005]
[0.57527030000000001,null,0.59779590000000005]
[0.57527030000000001,null,0.59779590000000005]
[0.57527030000000001,null,0.59752709999999998]
[0.57527030000000001,null,0.59752709999999998]
[0.57527030000000001,null,0.59752709999999998]
[0.57527030000000001,null,0.59752709999999998]
[0.57527030000000001,null,0.59752709999999998]
[0.57527030000000001,null,0.59752709999999998]
[0.57515260000000001,null,0.59743329999999994]
[0.57499310000000003,null,0.59743329999999994]
[0.57489129999999999,null,0.59743329999999994]
[0.57489129999999999,null,0.59730629999999996]
[0.57489129999999999,null,0.59730629999999996]
[0.57489129999999999,null,0.59730629999999996]
[0.57489129999999999,null,0.59730629999999996]
[0.57489129999999999,null,0.59730629999999996]
[0.57489129999999999,null,0.59730629999999996]
[0.57489129999999999,null,0.59730629999999996]
[0.57489129999999999,null,0.59716519999999995]
[0.57489129999999999,null,0.59716519999999995]
[0.57489120000000005,null,0.59707140000000003]
[0.57489120000000005,null,0.59707140000000003]
[0.57489120000000005,null,0.59707140000000003]
[0.57489120000000005,null,0.59707140000000003]
[0.57472290000000004,null,0.59707140000000003]
[0.57472290000000004,null,0.59707140000000003]
[0.57460520000000004,null,0.59695980000000004]
[0.57460520000000004,null,0.59695980000000004]
[0.57460520000000004,null,0.59695980000000004]
[0.57460520000000004,null,0.59686600000000001]
[0.5745034,null,0.59673900000000002]
[0.5745034,null,0.59673900000000002]
[0.5745034,null,0.59659790000000001]
[0.57433400000000001,null,0.59659790000000001]
[0.57433400000000001,null,0.59659790000000001]
[0.57433400000000001,null,0.59659790000000001]
[0.57433400000000001,null,0.59659790000000001]
[0.57433400000000001,null,0.59659790000000001]
[0.57433400000000001,null,0.59659790000000001]
[0.57433400000000001,null,0.59659790000000001]
[0.57433400000000001,null,0.59659790000000001]
[0.57433400000000001,null,0.59659790000000001]
[0.57400620000000002,null,0.59659790000000001]
[0.57400620000000002,null,0.59642289999999998]
[0.57400620000000002,null,0.59642289999999998]
[0.57388850000000002,null,0.59632909999999995]
[0.57388850000000002,null,0.59632909999999995]
[0.57388850000000002,null,0.59632909999999995]
[0.57388850000000002,null,0.59632909999999995]
[0.57388850000000002,null,0.59632909999999995]
[0.57388850000000002,null,0.59620220000000002]
[0.57388850000000002,null,0.59620220000000002]
[0.57388850000000002,null,0.59620220000000002]
[0.57388850000000002,null,0.59620220000000002]
[0.57388850000000002,null,0.59620220000000002]
[0.57388850000000002,null,0.59620220000000002]
[0.57388839999999997,null,0.59620220000000002]
[0.57388839999999997,null,0.59620220000000002]
[0.57388839999999997,null,0.59606110000000001]
[0.57388839999999997,null,0.59606110000000001]
[0.57377069999999997,null,0.59606110000000001]
[0.57377069999999997,null,0.59596729999999998]
[0.57377069999999997,null,0.59596729999999998]
[0.57366890000000004,null,0.59596729999999998]
[0.57366890000000004,null,0.59585560000000004]
[0.57366890000000004,null,0.59585560000000004]
[0.57366890000000004,null,0.59585560000000004]
[0.57366890000000004,null,0.59585560000000004]
[0.57366890000000004,null,0.5957287]
[0.57366890000000004,null,0.5957287]
[0.57366890000000004,null,0.5957287]
[0.57350049999999997,null,0.5957287]
[0.57350049999999997,null,0.5957287]
[0.57350049999999997,null,0.5957287]
[0.57322329999999999,null,0.59572860000000005]
[0.57322329999999999,null,0.59572860000000005]
[0.57305399999999995,null,0.59572860000000005]
[0.57305399999999995,null,0.59563480000000002]
[0.57305399999999995,null,0.59563480000000002]
[0.57305399999999995,null,0.59563480000000002]
[0.57305399999999995,null,0.59549379999999996]
[0.57305399999999995,null,0.59549379999999996]
[0.57305399999999995,null,0.59536679999999997]
[0.57305399999999995,null,0.59536679999999997]
[0.57305399999999995,null,0.59536679999999997]
[0.57295220000000002,null,0.59536679999999997]
[0.57295220000000002,null,0.59536679999999997]
[0.57283450000000002,null,0.5951919]
[0.57283450000000002,null,0.59519180000000005]
[0.57283450000000002,null,0.59519180000000005]
[0.57283450000000002,null,0.59509800000000002]
[0.57283450000000002,null,0.59509800000000002]
[0.57283450000000002,null,0.59509800000000002]
[0.57283450000000002,null,0.59509800000000002]
[0.57283439999999997,null,0.59509800000000002]
[0.57283439999999997,null,0.59509800000000002]
[0.57283439999999997,null,0.59509800000000002]
[0.57283439999999997,null,0.59509800000000002]
[0.57283439999999997,null,0.59509800000000002]
[0.57283439999999997,null,0.59509800000000002]
[0.57283439999999997,null,0.59495699999999996]
[0.57283439999999997,null,0.59495699999999996]
[0.57283439999999997,null,0.59495699999999996]
[0.57283439999999997,null,0.59495699999999996]
[0.57283439999999997,null,0.59484530000000002]
[0.57283439999999997,null,0.59484530000000002]
[0.57283439999999997,null,0.59484530000000002]
[0.57283439999999997,null,0.59484530000000002]
[0.57283439999999997,null,0.59471830000000003]
[0.57266609999999996,null,0.59471830000000003]
[0.57256430000000003,null,0.59471830000000003]
[0.57256430000000003,null,0.5946245]
[0.57256430000000003,null,0.5946245]
[0.57240480000000005,null,0.5946245]
[0.57228710000000005,null,0.5946245]
[0.57228710000000005,null,0.5946245]
[0.57228710000000005,null,0.5946245]
[0.57228710000000005,null,0.5946245]
[0.57228710000000005,null,0.5946245]
[0.57228710000000005,null,0.5946245]
[0.57228710000000005,null,0.5946245]
[0.57228710000000005,null,0.59448350000000005]
[0.57228710000000005,null,0.59448350000000005]
[0.57228699999999999,null,0.59448350000000005]
[0.57218519999999995,null,0.59448350000000005]
[0.57218519999999995,null,0.59448350000000005]
[0.57201590000000002,null,0.59418150000000003]
[0.57189820000000002,null,0.59418150000000003]
[0.57189820000000002,null,0.59418150000000003]
[0.57189820000000002,null,0.59418150000000003]
[0.57189820000000002,null,0.5940877]
[0.57189820000000002,null,0.5940877]
[0.57189820000000002,null,0.5940877]
[0.57189820000000002,null,0.5940877]
[0.57189820000000002,null,0.5940877]
[0.57189820000000002,null,0.5940877]
[0.57189820000000002,null,0.5940877]
[0.57189820000000002,null,0.5940877]
[0.57189820000000002,null,0.5940877]
[0.57189820000000002,null,0.593835]
[0.57189809999999996,null,0.593835]
[0.57172979999999995,null,0.59370800000000001]
[0.57172979999999995,null,0.59370800000000001]
[0.57157029999999998,null,0.59370800000000001]
[0.57157029999999998,null,0.59370800000000001]
[0.57157029999999998,null,0.59370800000000001]
[0.57157029999999998,null,0.59370800000000001]
[0.57157029999999998,null,0.59370800000000001]
[0.57157029999999998,null,0.59370800000000001]
[0.57157029999999998,null,0.59361419999999998]
[0.57145259999999998,null,0.59361419999999998]
[0.57145259999999998,null,0.59361419999999998]
[0.57145259999999998,null,0.59361419999999998]
[0.57145259999999998,null,0.59361419999999998]
[0.57135080000000005,null,0.59361419999999998]
[0.57135080000000005,null,0.59361419999999998]
[0.57135080000000005,null,0.59361419999999998]
[0.57135080000000005,null,0.59361419999999998]
[0.57135080000000005,null,0.59361419999999998]
[0.57118139999999995,null,0.59361419999999998]
[0.57118139999999995,null,0.59361419999999998]
[0.57118139999999995,null,0.59361419999999998]
[0.57101310000000005,null,0.59348719999999999]
[0.57101310000000005,null,0.59339339999999996]
[0.57101310000000005,null,0.59332289999999999]
[0.57101310000000005,null,0.59325240000000001]
[0.57101310000000005,null,0.59325240000000001]
[0.57101310000000005,null,0.59325240000000001]
[0.57101310000000005,null,0.59307739999999998]
[0.57101310000000005,null,0.59307739999999998]
[0.57089540000000005,null,0.59307739999999998]
[0.57089540000000005,null,0.59307739999999998]
[0.57089540000000005,null,0.59307739999999998]
[0.57089540000000005,null,0.59307739999999998]
[0.57079349999999995,null,0.59307739999999998]
[0.57079349999999995,null,0.59307739999999998]
[0.57079349999999995,null,0.59307739999999998]
[0.57079349999999995,null,0.59307739999999998]
[0.57063399999999997,null,0.59307739999999998]
[0.57063399999999997,null,0.59307739999999998]
[0.57063399999999997,null,0.59307739999999998]
[0.57051629999999998,null,0.59307739999999998]
[0.57051629999999998,null,0.59307739999999998]
[0.57051629999999998,null,0.59298360000000006]
[0.57051629999999998,null,0.59298360000000006]
[0.57034799999999997,null,0.59287190000000001]
[0.57034799999999997,null,0.59260389999999996]
[0.57034799999999997,null,0.59260389999999996]
[0.57034799999999997,null,0.59260389999999996]
[0.57034799999999997,null,0.59260389999999996]
[0.57024609999999998,null,0.59260389999999996]
[0.57024609999999998,null,0.59260389999999996]
[0.57024609999999998,null,0.59260389999999996]
[0.57024609999999998,null,0.59260389999999996]
[0.57024609999999998,null,0.59260389999999996]
[0.57024609999999998,null,0.59260389999999996]
[0.57024609999999998,null,0.59260389999999996]
[0.57024609999999998,null,0.59260389999999996]
[0.57008669999999995,null,0.59260389999999996]
[0.5700866,null,0.59260389999999996]
[0.5700866,null,0.59260389999999996]
[0.5700866,null,0.59251010000000004]
[0.56991729999999996,null,0.59251010000000004]
[0.56991729999999996,null,0.59251010000000004]
[0.56991729999999996,null,0.59251010000000004]
[0.56991729999999996,null,0.59251010000000004]
[0.56991729999999996,null,0.59236900000000003]
[0.56979959999999996,null,0.59224200000000005]
[0.56969780000000003,null,0.59224200000000005]
[0.56969780000000003,null,0.59214820000000001]
[0.56969780000000003,null,0.59214820000000001]
[0.56969769999999997,null,0.59214820000000001]
[0.56969769999999997,null,0.59197330000000004]
[0.56969769999999997,null,0.59197330000000004]
[0.56969769999999997,null,0.59197330000000004]
[0.56969769999999997,null,0.59197330000000004]
[0.56969769999999997,null,0.59197330000000004]
[0.56969769999999997,null,0.59197330000000004]
[0.56969769999999997,null,0.59197330000000004]
[0.56952939999999996,null,0.59197330000000004]
[0.56952939999999996,null,0.59197330000000004]
[0.56952939999999996,null,0.59197319999999998]
[0.56952939999999996,null,0.59197319999999998]
[0.56952939999999996,null,0.59187940000000006]
[0.56952939999999996,null,0.59175250000000001]
[0.56952939999999996,null,0.59175250000000001]
[0.56952939999999996,null,0.59175250000000001]
[0.56936989999999998,null,0.59175250000000001]
[0.56936989999999998,null,0.59164079999999997]
[0.56936989999999998,null,0.59149980000000002]
[0.56925219999999999,null,0.59149980000000002]
[0.56925219999999999,null,0.59149980000000002]
[0.56915039999999995,null,0.59140599999999999]
[0.56915039999999995,null,0.59140599999999999]
[0.56915039999999995,null,0.59140590000000004]
[0.56915039999999995,null,0.59140590000000004]
[0.56915039999999995,null,0.59140590000000004]
[0.56915039999999995,null,0.59140590000000004]
[0.56915039999999995,null,0.59140590000000004]
[0.56898099999999996,null,0.591279]
[0.56898099999999996,null,0.591279]
[0.56898099999999996,null,0.591279]
[0.56886329999999996,null,0.591279]
[0.56886329999999996,null,0.591279]
[0.56886329999999996,null,0.591279]
[0.56886329999999996,null,0.591279]
[0.56876150000000003,null,0.591279]
[0.56876150000000003,null,0.59127890000000005]
[0.56876150000000003,null,0.59127890000000005]
[0.56876150000000003,null,0.59113789999999999]
[0.56876150000000003,null,0.59113789999999999]
[0.56859309999999996,null,0.59104409999999996]
[0.56859309999999996,null,0.59104409999999996]
[0.56859309999999996,null,0.59104409999999996]
[0.56859309999999996,null,0.59086910000000004]
[0.56859309999999996,null,0.59086910000000004]
[0.56847539999999996,null,0.5907422]
[0.56847539999999996,null,0.59074210000000005]
[0.56831589999999998,null,0.59074210000000005]
[0.56831589999999998,null,0.59074210000000005]
[0.56831589999999998,null,0.59063049999999995]
[0.56831589999999998,null,0.59063049999999995]
[0.56831589999999998,null,0.59063049999999995]
[0.56831589999999998,null,0.59063049999999995]
[0.56831589999999998,null,0.59063049999999995]
[0.56831589999999998,null,0.59063049999999995]
[0.56831589999999998,null,0.59053670000000003]
[0.56831589999999998,null,0.59053670000000003]
[0.56831589999999998,null,0.59040970000000004]
[0.56831589999999998,null,0.59040970000000004]
[0.56831589999999998,null,0.59026869999999998]
[0.56831589999999998,null,0.59026869999999998]
[0.56831589999999998,null,0.59026860000000003]
[0.56821410000000006,null,0.59026860000000003]
[0.56821410000000006,null,0.59026860000000003]
[0.56821410000000006,null,0.59026860000000003]
[0.56821410000000006,null,0.59026860000000003]
[0.56821410000000006,null,0.59026860000000003]
[0.56821410000000006,null,0.59026860000000003]
[0.56804569999999999,null,0.59014169999999999]
[0.56792799999999999,null,0.59014169999999999]
[0.56775869999999995,null,0.59014160000000004]
[0.56775869999999995,null,0.59014160000000004]
[0.56775869999999995,null,0.59014160000000004]
[0.56775869999999995,null,0.59014160000000004]
[0.56775869999999995,null,0.59014160000000004]
[0.56775869999999995,null,0.59014160000000004]
[0.56775869999999995,null,0.59014160000000004]
[0.56759919999999997,null,0.59014160000000004]
[0.56759919999999997,null,0.58987290000000003]
[0.56759919999999997,null,0.58973180000000003]
[0.56759919999999997,null,0.58973180000000003]
[0.56759919999999997,null,0.58973180000000003]
[0.56759919999999997,null,0.58973180000000003]
[0.56759919999999997,null,0.58973180000000003]
[0.56749729999999998,null,0.58973180000000003]
[0.56749729999999998,null,0.58973180000000003]
[0.56749729999999998,null,0.58973180000000003]
[0.56749729999999998,null,0.58973180000000003]
[0.56737959999999998,null,0.58960480000000004]
[0.56737959999999998,null,0.58960480000000004]
[0.56737959999999998,null,0.58949320000000005]
[0.56737959999999998,null,0.58949320000000005]
[0.56737959999999998,null,0.58949320000000005]
[0.56737959999999998,null,0.58939940000000002]
[0.56737959999999998,null,0.58939940000000002]
[0.56737959999999998,null,0.58939940000000002]
[0.56737959999999998,null,0.58939940000000002]
[0.56737959999999998,null,0.58939940000000002]
[0.56737959999999998,null,0.58925830000000001]
[0.56737959999999998,null,0.58925830000000001]
[0.56737959999999998,null,0.58925830000000001]
[0.56721129999999997,null,0.58925830000000001]
[0.56721129999999997,null,0.58925830000000001]
[0.56721129999999997,null,0.58925830000000001]
[0.56721129999999997,null,0.58925830000000001]
[0.56709359999999998,null,0.58925830000000001]
[0.56699169999999999,null,0.58913130000000002]
[0.56699169999999999,null,0.58913130000000002]
[0.56699169999999999,null,0.58913130000000002]
[0.56699169999999999,null,0.58903749999999999]
[0.56699169999999999,null,0.58903749999999999]
[0.56699169999999999,null,0.58903749999999999]
[0.56699169999999999,null,0.58903749999999999]
[0.56699169999999999,null,0.58903749999999999]
[0.56699169999999999,null,0.58903749999999999]
[0.56699169999999999,null,0.58889650000000004]
[0.56682239999999995,null,0.58889650000000004]
[0.56682239999999995,null,0.58889650000000004]
[0.56682239999999995,null,0.58876949999999995]
[0.56682239999999995,null,0.58876949999999995]
[0.56682239999999995,null,0.58876949999999995]
[0.56682239999999995,null,0.58876949999999995]
[0.56682239999999995,null,0.58876949999999995]
[0.56682239999999995,null,0.58876949999999995]
[0.56682239999999995,null,0.58859450000000002]
[0.56682239999999995,null,0.58859450000000002]
[0.56666289999999997,null,0.58850069999999999]
[0.56654519999999997,null,0.58850069999999999]
[0.56637680000000001,null,0.58850069999999999]
[0.56637680000000001,null,0.58850069999999999]
[0.56627499999999997,null,0.5883891]
[0.56627499999999997,null,0.58838900000000005]
[0.56627499999999997,null,0.58838900000000005]
[0.56627499999999997,null,0.58838900000000005]
[0.56627499999999997,null,0.58838900000000005]
[0.56627499999999997,null,0.58838900000000005]
[0.56627499999999997,null,0.58824799999999999]
[0.56627499999999997,null,0.58824799999999999]
[0.56627499999999997,null,0.58824799999999999]
[0.56627499999999997,null,0.58824799999999999]
[0.56627499999999997,null,0.58824799999999999]
[0.56627499999999997,null,0.58824799999999999]
[0.56627499999999997,null,0.588121]
[0.56627499999999997,null,0.58802719999999997]
[0.56627499999999997,null,0.58802719999999997]
[0.56605539999999999,null,0.58802719999999997]
[0.56605539999999999,null,0.58802719999999997]
[0.56605539999999999,null,0.58802719999999997]
[0.56605539999999999,null,0.58802719999999997]
[0.56605539999999999,null,0.58802719999999997]
[0.56605539999999999,null,0.58802719999999997]
[0.56588609999999995,null,0.58802719999999997]
[0.56588609999999995,null,0.58802719999999997]
[0.56588609999999995,null,0.58802719999999997]
[0.56588609999999995,null,0.58802719999999997]
[0.56588609999999995,null,0.58790019999999998]
[0.56588609999999995,null,0.58775920000000004]
[0.56588609999999995,null,0.58775920000000004]
[0.56571769999999999,null,0.58775920000000004]
[0.56571769999999999,null,0.5876654]
[0.56571769999999999,null,0.5876654]
[0.56555829999999996,null,0.5876654]
[0.56544050000000001,null,0.5876654]
[0.56544050000000001,null,0.58755369999999996]
[0.56533869999999997,null,0.58755369999999996]
[0.56533869999999997,null,0.58755369999999996]
[0.56533869999999997,null,0.58755369999999996]
[0.56533869999999997,null,0.58755369999999996]
[0.56533869999999997,null,0.58755369999999996]
[0.56533869999999997,null,0.58755369999999996]
[0.56533869999999997,null,0.58755369999999996]
[0.56533869999999997,null,0.58737870000000003]
[0.56533869999999997,null,0.58725170000000004]
[0.56533869999999997,null,0.58725170000000004]
[0.56533869999999997,null,0.58725170000000004]
[0.56533869999999997,null,0.58711069999999999]
[0.56533869999999997,null,0.58711069999999999]
[0.56533869999999997,null,0.58701689999999995]
[0.56533869999999997,null,0.58701689999999995]
[0.56522099999999997,null,0.58701689999999995]
[0.56522099999999997,null,0.58701689999999995]
[0.56522099999999997,null,0.58701689999999995]
[0.56522099999999997,null,0.58701689999999995]
[0.56522099999999997,null,0.58701689999999995]
[0.56511909999999999,null,0.58701689999999995]
[0.56511909999999999,null,0.58701689999999995]
[0.56511909999999999,null,0.58701689999999995]
[0.56511909999999999,null,0.58701689999999995]
[0.56511909999999999,null,0.58701689999999995]
[0.56511909999999999,null,0.58688989999999996]
[0.56511909999999999,null,0.58688989999999996]
[0.56511909999999999,null,0.58679610000000004]
[0.56495079999999998,null,0.58668439999999999]
[0.56495079999999998,null,0.58654340000000005]
[0.56478150000000005,null,0.58654340000000005]
[0.56478150000000005,null,0.58654340000000005]
[0.56478150000000005,null,0.58654340000000005]
[0.56462199999999996,null,0.58654340000000005]
[0.56462199999999996,null,0.58654340000000005]
[0.56462199999999996,null,0.58654340000000005]
[0.56462199999999996,null,0.58654340000000005]
[0.56462199999999996,null,0.58654340000000005]
[0.56450429999999996,null,0.58654340000000005]
[0.56450420000000001,null,0.58654340000000005]
[0.56440239999999997,null,0.58636840000000001]
[0.56440239999999997,null,0.58636840000000001]
[0.56440239999999997,null,0.58636840000000001]
[0.56440239999999997,null,0.58636840000000001]
[0.56440239999999997,null,0.58627459999999998]
[0.56440239999999997,null,0.58627459999999998]
[0.56440239999999997,null,0.58613360000000003]
[0.56440239999999997,null,0.58613349999999997]
[0.56440239999999997,null,0.58613349999999997]
[0.56440239999999997,null,0.58613349999999997]
[0.56440239999999997,null,0.58613349999999997]
[0.56440239999999997,null,0.58613349999999997]
[0.56440239999999997,null,0.58600660000000004]
[0.56440239999999997,null,0.58600660000000004]
[0.56423409999999996,null,0.58600660000000004]
[0.56423409999999996,null,0.58600660000000004]
[0.56423409999999996,null,0.58591280000000001]
[0.56423400000000001,null,0.58591280000000001]
[0.56397280000000005,null,0.58591280000000001]
[0.563855,null,0.58591269999999995]
[0.563855,null,0.58591269999999995]
[0.563855,null,0.58591269999999995]
[0.563855,null,0.58591269999999995]
[0.563855,null,0.58591269999999995]
[0.563855,null,0.58591269999999995]
[0.563855,null,0.58573779999999998]
[0.563855,null,0.58573779999999998]
[0.563855,null,0.58573779999999998]
[0.563855,null,0.58561079999999999]
[0.563855,null,0.58561079999999999]
[0.563855,null,0.58551699999999995]
[0.56368569999999996,null,0.58540530000000002]
[0.56368569999999996,null,0.58540530000000002]
[0.56368569999999996,null,0.58526429999999996]
[0.56368569999999996,null,0.58526429999999996]
[0.56368569999999996,null,0.58526429999999996]
[0.56368569999999996,null,0.58526429999999996]
[0.56368569999999996,null,0.58526429999999996]
[0.56368569999999996,null,0.58526429999999996]
[0.56368569999999996,null,0.58526429999999996]
[0.5635173,null,0.58526429999999996]
[0.5633996,null,0.58526429999999996]
[0.5633996,null,0.58526429999999996]
[0.5633996,null,0.58517050000000004]
[0.5633996,null,0.58517050000000004]
[0.56329779999999996,null,0.58517050000000004]
[0.56329779999999996,null,0.58504350000000005]
[0.56329779999999996,null,0.58504350000000005]
[0.56329779999999996,null,0.58504350000000005]
[0.56329779999999996,null,0.58504350000000005]
[0.56329779999999996,null,0.58504350000000005]
[0.56329779999999996,null,0.58490240000000004]
[0.56329779999999996,null,0.58490240000000004]
[0.56329779999999996,null,0.58490240000000004]
[0.56329779999999996,null,0.58490240000000004]
[0.56313829999999998,null,0.58490240000000004]
[0.56313829999999998,null,0.58490240000000004]
[0.56313829999999998,null,0.58480860000000001]
[0.56313829999999998,null,0.58480860000000001]
[0.56313829999999998,null,0.58480860000000001]
[0.56313829999999998,null,0.58463370000000003]
[0.56313829999999998,null,0.58463370000000003]
[0.56313829999999998,null,0.58463370000000003]
[0.56302059999999998,null,0.58463359999999998]
[0.56302059999999998,null,0.58463359999999998]
[0.56291869999999999,null,0.58463359999999998]
[0.56291869999999999,null,0.58463359999999998]
[0.56291869999999999,null,0.58463359999999998]
[0.56283459999999996,null,0.58463359999999998]
[0.56275039999999998,null,0.58463359999999998]
[0.56275039999999998,null,0.58450670000000005]
[0.56275039999999998,null,0.58450670000000005]
[0.56275039999999998,null,0.58450670000000005]
[0.56275039999999998,null,0.58441290000000001]
[0.56275039999999998,null,0.58427180000000001]
[0.56275039999999998,null,0.58427180000000001]
[0.56275039999999998,null,0.58427180000000001]
[0.56275039999999998,null,0.58427180000000001]
[0.5624633,null,0.58416020000000002]
[0.5624633,null,0.58416020000000002]
[0.5624633,null,0.58416009999999996]
[0.5624633,null,0.58416009999999996]
[0.5624633,null,0.58416009999999996]
[0.56236149999999996,null,0.58416009999999996]
[0.56236149999999996,null,0.58416009999999996]
[0.56236149999999996,null,0.58416009999999996]
[0.56236149999999996,null,0.58416009999999996]
[0.56236149999999996,null,0.58403320000000003]
[0.56236149999999996,null,0.58403320000000003]
[0.56236149999999996,null,0.58403309999999997]
[0.56236149999999996,null,0.58403309999999997]
[0.56236149999999996,null,0.58403309999999997]
[0.56220199999999998,null,0.58389210000000002]
[0.56220199999999998,null,0.58389210000000002]
[0.56220199999999998,null,0.58389210000000002]
[0.56220199999999998,null,0.58389210000000002]
[0.56220199999999998,null,0.58379829999999999]
[0.56208429999999998,null,0.58362329999999996]
[0.56208429999999998,null,0.58362329999999996]
[0.56208429999999998,null,0.58362329999999996]
[0.56191590000000002,null,0.58362329999999996]
[0.56191590000000002,null,0.58362329999999996]
[0.56191590000000002,null,0.58362329999999996]
[0.56191590000000002,null,0.58362329999999996]
[0.56191590000000002,null,0.58362329999999996]
[0.56191590000000002,null,0.58349629999999997]
[0.56191590000000002,null,0.58349629999999997]
[0.56191590000000002,null,0.58340250000000005]
[0.56191590000000002,null,0.58340250000000005]
[0.56191590000000002,null,0.58340250000000005]
[0.56181409999999998,null,0.58340250000000005]
[0.56181409999999998,null,0.58340250000000005]
[0.56181409999999998,null,0.58326149999999999]
[0.56181409999999998,null,0.58326149999999999]
[0.56181409999999998,null,0.58314980000000005]
[0.56181409999999998,null,0.58314980000000005]
[0.56181409999999998,null,0.58314980000000005]
[0.56169639999999998,null,0.58314980000000005]
[0.56169639999999998,null,0.58314980000000005]
[0.56169639999999998,null,0.58305600000000002]
[0.56169639999999998,null,0.58292900000000003]
[0.561527,null,0.58292900000000003]
[0.56136750000000002,null,0.58292900000000003]
[0.56136750000000002,null,0.58292900000000003]
[0.56136750000000002,null,0.58292900000000003]
[0.56119920000000001,null,0.58292900000000003]
[0.56119920000000001,null,0.58292900000000003]
[0.56119920000000001,null,0.58292900000000003]
[0.56119920000000001,null,0.58292900000000003]
[0.56109739999999997,null,0.58275410000000005]
[0.56097969999999997,null,0.58275399999999999]
[0.56097969999999997,null,0.58262709999999995]
[0.56097969999999997,null,0.58262709999999995]
[0.56097969999999997,null,0.58248599999999995]
[0.56097960000000002,null,0.58248599999999995]
[0.56097960000000002,null,0.58248599999999995]
[0.56097960000000002,null,0.58248599999999995]
[0.56097960000000002,null,0.58239220000000003]
[0.56097960000000002,null,0.58239220000000003]
[0.56097960000000002,null,0.58239220000000003]
[0.56097960000000002,null,0.58239220000000003]
[0.56097960000000002,null,0.58239220000000003]
[0.56097960000000002,null,0.58239220000000003]
[0.56097960000000002,null,0.58239220000000003]
[0.56070240000000005,null,0.58239220000000003]
[0.5606006,null,0.58239220000000003]
[0.5606006,null,0.58239220000000003]
[0.5606006,null,0.58239220000000003]
[0.5606006,null,0.58239220000000003]
[0.5606006,null,0.58239220000000003]
[0.5606006,null,0.58225119999999997]
[0.5606006,null,0.58225119999999997]
[0.5606006,null,0.58225119999999997]
[0.56043229999999999,null,0.58225119999999997]
[0.56043229999999999,null,0.58225119999999997]
[0.56043229999999999,null,0.58225119999999997]
[0.56031450000000005,null,0.58215740000000005]
[0.56031450000000005,null,0.58215740000000005]
[0.56031450000000005,null,0.58191870000000001]
[0.56031450000000005,null,0.58191870000000001]
[0.56031450000000005,null,0.58191870000000001]
[0.56031450000000005,null,0.58191870000000001]
[0.56031450000000005,null,0.58191870000000001]
[0.56031450000000005,null,0.58191870000000001]
[0.56031450000000005,null,0.58191870000000001]
[0.56031450000000005,null,0.58191870000000001]
[0.56031450000000005,null,0.58191870000000001]
[0.56031450000000005,null,0.58174369999999997]
[0.56031450000000005,null,0.58164990000000005]
[0.56014520000000001,null,0.58164990000000005]
[0.56014520000000001,null,0.58164990000000005]
[0.55998570000000003,null,0.58164990000000005]
[0.55998570000000003,null,0.58164990000000005]
[0.55988389999999999,null,0.58164990000000005]
[0.55988389999999999,null,0.5815089]
[0.55988389999999999,null,0.5815089]
[0.55988389999999999,null,0.5815089]
[0.55988389999999999,null,0.5815089]
[0.55988389999999999,null,0.58138190000000001]
[0.55988389999999999,null,0.58138190000000001]
[0.55988389999999999,null,0.58138190000000001]
[0.55988389999999999,null,0.58138190000000001]
[0.55976619999999999,null,0.58138190000000001]
[0.55976619999999999,null,0.58138190000000001]
[0.55959780000000003,null,0.58138190000000001]
[0.55959780000000003,null,0.58138190000000001]
[0.55959780000000003,null,0.58138190000000001]
[0.55959780000000003,null,0.58138190000000001]
[0.55959780000000003,null,0.58138190000000001]
[0.55959780000000003,null,0.58128809999999997]
[0.5594285,null,0.58114699999999997]
[0.5594285,null,0.58114699999999997]
[0.5594285,null,0.58114699999999997]
[0.5594285,null,0.58114699999999997]
[0.5594285,null,0.58097209999999999]
[0.5594285,null,0.58097209999999999]
[0.5594285,null,0.58097209999999999]
[0.5594285,null,0.58097209999999999]
[0.55942840000000005,null,0.58097209999999999]
[0.55931070000000005,null,0.58097209999999999]
[0.55931070000000005,null,0.58097209999999999]
[0.55920890000000001,null,0.58097209999999999]
[0.55920890000000001,null,0.58097200000000004]
[0.55920890000000001,null,0.58097200000000004]
[0.55920890000000001,null,0.58086040000000005]
[0.55920890000000001,null,0.58073339999999996]
[0.55920890000000001,null,0.58073339999999996]
[0.55920890000000001,null,0.58049859999999998]
[0.55920890000000001,null,0.58049859999999998]
[0.55920890000000001,null,0.58049859999999998]
[0.55920890000000001,null,0.58049859999999998]
[0.55904940000000003,null,0.58049859999999998]
[0.55904940000000003,null,0.58049859999999998]
[0.55904940000000003,null,0.58049859999999998]
[0.55888110000000002,null,0.58049859999999998]
[0.55859400000000003,null,0.58049859999999998]
[0.55859400000000003,null,0.58049859999999998]
[0.55859400000000003,null,0.58049859999999998]
[0.55859400000000003,null,0.58049859999999998]
[0.55859400000000003,null,0.58049850000000003]
[0.55859400000000003,null,0.58049850000000003]
[0.55859400000000003,null,0.58049850000000003]
[0.55859400000000003,null,0.58037159999999999]
[0.55859400000000003,null,0.58019659999999995]
[0.55859400000000003,null,0.57996179999999997]
[0.55859400000000003,null,0.57996179999999997]
[0.55859400000000003,null,0.57996170000000002]
[0.55859400000000003,null,0.57996170000000002]
[0.55859400000000003,null,0.57996170000000002]
[0.55849219999999999,null,0.57996170000000002]
[0.55849219999999999,null,0.57996170000000002]
[0.55849219999999999,null,0.57996170000000002]
[0.55849219999999999,null,0.57996170000000002]
[0.55832380000000004,null,0.57996170000000002]
[0.55832380000000004,null,0.57996170000000002]
[0.55832380000000004,null,0.57996170000000002]
[0.55832380000000004,null,0.5797563]
[0.55832380000000004,null,0.5797563]
[0.55832380000000004,null,0.5797563]
[0.55820610000000004,null,0.5797563]
[0.55820610000000004,null,0.57962930000000001]
[0.55820610000000004,null,0.57962930000000001]
[0.55820610000000004,null,0.57962930000000001]
[0.55820610000000004,null,0.57948820000000001]
[0.55820610000000004,null,0.57948820000000001]
[0.5580368,null,0.57948820000000001]
[0.55803670000000005,null,0.57948820000000001]
[0.55793490000000001,null,0.57948820000000001]
[0.55793490000000001,null,0.57948820000000001]
[0.55777540000000003,null,0.57948820000000001]
[0.55777540000000003,null,0.57948820000000001]
[0.55777540000000003,null,0.57948820000000001]
[0.55777540000000003,null,0.57939439999999998]
[0.55777540000000003,null,0.57939439999999998]
[0.55777540000000003,null,0.57939439999999998]
[0.55777540000000003,null,0.57939439999999998]
[0.55777540000000003,null,0.57939439999999998]
[0.55777540000000003,null,0.57939439999999998]
[0.55765770000000003,null,0.57939439999999998]
[0.55765770000000003,null,0.57926739999999999]
[0.55765770000000003,null,0.57926739999999999]
[0.55765770000000003,null,0.57926739999999999]
[0.55765770000000003,null,0.57926739999999999]
[0.55765770000000003,null,0.57926739999999999]
[0.55765770000000003,null,0.57912640000000004]
[0.55765770000000003,null,0.5789514]
[0.55765770000000003,null,0.5789514]
[0.55765770000000003,null,0.5789514]
[0.55765770000000003,null,0.5789514]
[0.55765770000000003,null,0.57885759999999997]
[0.55755589999999999,null,0.57885759999999997]
[0.55755589999999999,null,0.57885759999999997]
[0.55755589999999999,null,0.57885759999999997]
[0.55726980000000004,null,0.57873059999999998]
[0.55726980000000004,null,0.57873059999999998]
[0.55726980000000004,null,0.57873059999999998]
[0.55726980000000004,null,0.57873059999999998]
[0.55726980000000004,null,0.57873059999999998]
[0.55726980000000004,null,0.57861899999999999]
[0.55726980000000004,null,0.57861899999999999]
[0.55726980000000004,null,0.57861899999999999]
[0.55726980000000004,null,0.57861899999999999]
[0.55726980000000004,null,0.57861899999999999]
[0.55726980000000004,null,0.57861899999999999]
[0.5571005,null,0.57861899999999999]
[0.5571005,null,0.57861899999999999]
[0.5571005,null,0.57847789999999999]
[0.5571005,null,0.57847789999999999]
[0.5571005,null,0.57847789999999999]
[0.5571005,null,0.57847789999999999]
[0.55699860000000001,null,0.57838409999999996]
[0.55683919999999998,null,0.57838409999999996]
[0.55683910000000003,null,0.57838409999999996]
[0.55683910000000003,null,0.57838409999999996]
[0.55683910000000003,null,0.57838409999999996]
[0.55683910000000003,null,0.57838409999999996]
[0.55683910000000003,null,0.57825709999999997]
[0.55683910000000003,null,0.57825709999999997]
[0.55683910000000003,null,0.57825709999999997]
[0.55672140000000003,null,0.57825709999999997]
[0.55655310000000002,null,0.57825709999999997]
[0.55655310000000002,null,0.57825709999999997]
[0.55655310000000002,null,0.57825709999999997]
[0.55655310000000002,null,0.57816330000000005]
[0.55655310000000002,null,0.57816330000000005]
[0.55655310000000002,null,0.57816330000000005]
[0.55655310000000002,null,0.57816330000000005]
[0.55655310000000002,null,0.57802229999999999]
[0.55655310000000002,null,0.57802229999999999]
[0.55645129999999998,null,0.57802229999999999]
[0.55645129999999998,null,0.57802229999999999]
[0.55645120000000003,null,0.57784729999999995]
[0.55645120000000003,null,0.57784729999999995]
[0.55645120000000003,null,0.57784729999999995]
[0.55645120000000003,null,0.57773560000000002]
[0.55645120000000003,null,0.57773560000000002]
[0.55645120000000003,null,0.57773560000000002]
[0.55645120000000003,null,0.57773560000000002]
[0.55645120000000003,null,0.57773560000000002]
[0.55633350000000004,null,0.57760860000000003]
[0.5561642,null,0.57760860000000003]
[0.5561642,null,0.57760860000000003]
[0.5561642,null,0.57760860000000003]
[0.5561642,null,0.57760860000000003]
[0.55600470000000002,null,0.57760860000000003]
[0.55600470000000002,null,0.57760860000000003]
[0.55600470000000002,null,0.57760860000000003]
[0.55600470000000002,null,0.57760860000000003]
[0.55583640000000001,null,0.57760860000000003]
[0.55583629999999995,null,0.57760860000000003]
[0.55583629999999995,null,0.57751479999999999]
[0.55583629999999995,null,0.57738789999999995]
[0.55571859999999995,null,0.57738780000000001]
[0.55571859999999995,null,0.57724679999999995]
[0.55561680000000002,null,0.57724679999999995]
[0.55561680000000002,null,0.57724679999999995]
[0.55561680000000002,null,0.57724679999999995]
[0.55561680000000002,null,0.57707180000000002]
[0.55561680000000002,null,0.57707180000000002]
[0.55561680000000002,null,0.57707180000000002]
[0.55561680000000002,null,0.57707180000000002]
[0.55561680000000002,null,0.57707180000000002]
[0.55561680000000002,null,0.57697799999999999]
[0.55561680000000002,null,0.57697799999999999]
[0.55561680000000002,null,0.57697799999999999]
[0.55561680000000002,null,0.57697799999999999]
[0.55561680000000002,null,0.57697799999999999]
[0.55549910000000002,null,0.57697799999999999]
[0.55549910000000002,null,0.57697799999999999]
[0.55549910000000002,null,0.57688419999999996]
[0.55533069999999995,null,0.57688419999999996]
[0.55533069999999995,null,0.57688419999999996]
[0.55533069999999995,null,0.57677250000000002]
[0.55533069999999995,null,0.57664559999999998]
[0.55533069999999995,null,0.57664559999999998]
[0.55522890000000003,null,0.57664550000000003]
[0.55522890000000003,null,0.57664550000000003]
[0.55522890000000003,null,0.57664550000000003]
[0.55522890000000003,null,0.57664550000000003]
[0.55522890000000003,null,0.57664550000000003]
[0.55506940000000005,null,0.57641070000000005]
[0.55506940000000005,null,0.57641070000000005]
[0.55490010000000001,null,0.57641070000000005]
[0.55490010000000001,null,0.57641070000000005]
[0.55490010000000001,null,0.57641070000000005]
[0.55490010000000001,null,0.57641070000000005]
[0.55490010000000001,null,0.57641070000000005]
[0.55490010000000001,null,0.57641070000000005]
[0.55490010000000001,null,0.57641070000000005]
[0.55478229999999995,null,0.57641070000000005]
[0.55478229999999995,null,0.57641070000000005]
[0.55478229999999995,null,0.57628369999999995]
[0.55478229999999995,null,0.57628369999999995]
[0.55478229999999995,null,0.57628369999999995]
[0.55461400000000005,null,0.57628369999999995]
[0.55461400000000005,null,0.57628369999999995]
[0.55451220000000001,null,0.57610870000000003]
[0.55451220000000001,null,0.57610870000000003]
[0.55451220000000001,null,0.57610870000000003]
[0.55451220000000001,null,0.57596769999999997]
[0.55451220000000001,null,0.5757622]
[0.55451220000000001,null,0.5757622]
[0.55451220000000001,null,0.5757622]
[0.55451220000000001,null,0.57563520000000001]
[0.55451209999999995,null,0.57563520000000001]
[0.55435270000000003,null,0.57563520000000001]
[0.55435270000000003,null,0.57563520000000001]
[0.55423500000000003,null,0.57563520000000001]
[0.55423489999999997,null,0.57563520000000001]
[0.55423489999999997,null,0.57563520000000001]
[0.55423489999999997,null,0.57563520000000001]
[0.55423489999999997,null,0.57563520000000001]
[0.55423489999999997,null,0.57563520000000001]
[0.55406560000000005,null,0.57563520000000001]
[0.55406560000000005,null,0.57563520000000001]
[0.55406560000000005,null,0.57563520000000001]
[0.55396380000000001,null,0.57563520000000001]
[0.55396380000000001,null,0.57563520000000001]
[0.55396380000000001,null,0.57549419999999996]
[0.55396380000000001,null,0.57549419999999996]
[0.55396380000000001,null,0.57549419999999996]
[0.55396380000000001,null,0.57549419999999996]
[0.55396380000000001,null,0.57527340000000005]
[0.55396380000000001,null,0.57527340000000005]
[0.55396380000000001,null,0.57527340000000005]
[0.55396380000000001,null,0.57527340000000005]
[0.55384599999999995,null,0.57527340000000005]
[0.55384599999999995,null,0.57527340000000005]
[0.55367770000000005,null,0.57509840000000001]
[0.55357590000000001,null,0.57509840000000001]
[0.55357590000000001,null,0.57509840000000001]
[0.55357590000000001,null,0.57509840000000001]
[0.55357590000000001,null,0.57509840000000001]
[0.55357590000000001,null,0.57509840000000001]
[0.55357590000000001,null,0.57509840000000001]
[0.55357590000000001,null,0.57509840000000001]
[0.55357590000000001,null,0.57483039999999996]
[0.55357590000000001,null,0.57483039999999996]
[0.55357590000000001,null,0.57483039999999996]
[0.55357590000000001,null,0.57483039999999996]
[0.55357590000000001,null,0.57483039999999996]
[0.55357590000000001,null,0.57483039999999996]
[0.55357590000000001,null,0.57473660000000004]
[0.55357590000000001,null,0.57473660000000004]
[0.55341640000000003,null,0.57468070000000004]
[0.55341640000000003,null,0.57462489999999999]
[0.55341640000000003,null,0.57462489999999999]
[0.55341640000000003,null,0.57462489999999999]
[0.55341640000000003,null,0.57462489999999999]
[0.55341640000000003,null,0.57462489999999999]
[0.55341640000000003,null,0.57462489999999999]
[0.55341640000000003,null,0.57462489999999999]
[0.55341640000000003,null,0.57462489999999999]
[0.55341640000000003,null,0.57462489999999999]
[0.55312930000000005,null,0.57462489999999999]
[0.55312930000000005,null,0.57462489999999999]
[0.55302750000000001,null,0.57462489999999999]
[0.55302750000000001,null,0.57462489999999999]
[0.55302750000000001,null,0.57462489999999999]
[0.55302750000000001,null,0.57448390000000005]
[0.55302750000000001,null,0.57426310000000003]
[0.55302750000000001,null,0.57426310000000003]
[0.55302750000000001,null,0.57426310000000003]
[0.55285910000000005,null,0.57426310000000003]
[0.55285910000000005,null,0.57426310000000003]
[0.55285910000000005,null,0.57426310000000003]
[0.55285910000000005,null,0.57408809999999999]
[0.55285910000000005,null,0.57408809999999999]
[0.55285910000000005,null,0.57408809999999999]
[0.55285910000000005,null,0.57408809999999999]
[0.55285910000000005,null,0.57408809999999999]
[0.55269959999999996,null,0.57408809999999999]
[0.55259780000000003,null,0.57408809999999999]
[0.55259780000000003,null,0.5739611]
[0.55248010000000003,null,0.57382010000000006]
[0.55248010000000003,null,0.57382010000000006]
[0.55248010000000003,null,0.57382010000000006]
[0.55248010000000003,null,0.57382010000000006]
[0.55248010000000003,null,0.57370840000000001]
[0.55248010000000003,null,0.57370840000000001]
[0.55248010000000003,null,0.57361459999999997]
[0.55248010000000003,null,0.57361459999999997]
[0.55248010000000003,null,0.57361459999999997]
[0.55248010000000003,null,0.57361459999999997]
[0.55248010000000003,null,0.57361459999999997]
[0.55231079999999999,null,0.57361459999999997]
[0.55231079999999999,null,0.57361459999999997]
[0.55231079999999999,null,0.57361459999999997]
[0.55231079999999999,null,0.57361459999999997]
[0.55231070000000004,null,0.57347360000000003]
[0.55231070000000004,null,0.57347349999999997]
[0.55231070000000004,null,0.57347349999999997]
[0.55231070000000004,null,0.57347349999999997]
[0.55231070000000004,null,0.57347349999999997]
[0.5522089,null,0.57347349999999997]
[0.5522089,null,0.57347349999999997]
[0.5522089,null,0.57347349999999997]
[0.5522089,null,0.57347349999999997]
[0.5522089,null,0.57347349999999997]
[0.5522089,null,0.57325280000000001]
[0.5522089,null,0.57325280000000001]
[0.5520912,null,0.57325280000000001]
[0.5520912,null,0.57325269999999995]
[0.55192289999999999,null,0.57325269999999995]
[0.55192289999999999,null,0.57325269999999995]
[0.55192289999999999,null,0.57325269999999995]
[0.55192280000000005,null,0.57325269999999995]
[0.55192280000000005,null,0.57325269999999995]
[0.55192280000000005,null,0.57325269999999995]
[0.55192280000000005,null,0.57307779999999997]
[0.55192280000000005,null,0.57307779999999997]
[0.55176340000000001,null,0.57307779999999997]
[0.55176340000000001,null,0.57307779999999997]
[0.55176340000000001,null,0.57307779999999997]
[0.55176340000000001,null,0.57293669999999997]
[0.55176340000000001,null,0.572716]
[0.55176329999999996,null,0.57271590000000006]
[0.55176329999999996,null,0.57271590000000006]
[0.55176329999999996,null,0.57271590000000006]
[0.55164559999999996,null,0.57260429999999995]
[0.55164559999999996,null,0.57260429999999995]
[0.55164559999999996,null,0.57260429999999995]
[0.55154380000000003,null,0.57260429999999995]
[0.55137449999999999,null,0.57260429999999995]
[0.55137449999999999,null,0.57260429999999995]
[0.55137449999999999,null,0.57260429999999995]
[0.55137449999999999,null,0.57251050000000003]
[0.55137449999999999,null,0.57251050000000003]
[0.55137449999999999,null,0.57251050000000003]
[0.55137449999999999,null,0.57251050000000003]
[0.55137449999999999,null,0.57251050000000003]
[0.55137449999999999,null,0.57251050000000003]
[0.55137449999999999,null,0.57251050000000003]
[0.55137440000000004,null,0.57251050000000003]
[0.55120610000000003,null,0.57238350000000005]
[0.55120610000000003,null,0.57238350000000005]
[0.55120610000000003,null,0.57238350000000005]
[0.55120610000000003,null,0.57238350000000005]
[0.55108840000000003,null,0.57224240000000004]
[0.55108840000000003,null,0.57224240000000004]
[0.55108840000000003,null,0.57214860000000001]
[0.55108840000000003,null,0.57214860000000001]
[0.55108840000000003,null,0.57214860000000001]
[0.55108840000000003,null,0.57197370000000003]
[0.55108840000000003,null,0.57197370000000003]
[0.55108840000000003,null,0.57197359999999997]
[0.55098659999999999,null,0.57197359999999997]
[0.55098659999999999,null,0.57197359999999997]
[0.55098659999999999,null,0.57197359999999997]
[0.55098650000000005,null,0.57197359999999997]
[0.55098650000000005,null,0.57197359999999997]
[0.55081720000000001,null,0.57173499999999999]
[0.55081720000000001,null,0.57173499999999999]
[0.55065770000000003,null,0.57173499999999999]
[0.55065770000000003,null,0.57173499999999999]
[0.55065770000000003,null,0.57173499999999999]
[0.55065770000000003,null,0.57173499999999999]
[0.55065770000000003,null,0.57159400000000005]
[0.55065770000000003,null,0.57159389999999999]
[0.55065770000000003,null,0.57159389999999999]
[0.55054000000000003,null,0.57159389999999999]
[0.55054000000000003,null,0.57159389999999999]
[0.55026980000000003,null,0.57150009999999996]
[0.55026980000000003,null,0.57150009999999996]
[0.55026980000000003,null,0.57137320000000003]
[0.55026980000000003,null,0.57137320000000003]
[0.55026980000000003,null,0.57137320000000003]
[0.55026980000000003,null,0.57137320000000003]
[0.55026980000000003,null,0.57137320000000003]
[0.55026980000000003,null,0.57137320000000003]
[0.55026980000000003,null,0.57137320000000003]
[0.55026980000000003,null,0.57123210000000002]
[0.55026980000000003,null,0.57123210000000002]
[0.55026980000000003,null,0.57123210000000002]
[0.55026980000000003,null,0.57123210000000002]
[0.55026980000000003,null,0.57123210000000002]
[0.55026980000000003,null,0.57123210000000002]
[0.55026980000000003,null,0.57123210000000002]
[0.55015210000000003,null,0.57123210000000002]
[0.55015210000000003,null,0.57123210000000002]
[0.55015210000000003,null,0.57110510000000003]
[0.55015210000000003,null,0.57110510000000003]
[0.54998279999999999,null,0.57110510000000003]
[0.54998279999999999,null,0.57110510000000003]
[0.54998279999999999,null,0.57110510000000003]
[0.54998279999999999,null,0.57078910000000005]
[0.54998270000000005,null,0.57069530000000002]
[0.54988090000000001,null,0.57069530000000002]
[0.54988090000000001,null,0.57069530000000002]
[0.5497126,null,0.57069530000000002]
[0.5497126,null,0.57069530000000002]
[0.5497126,null,0.57069530000000002]
[0.5497126,null,0.57069530000000002]
[0.5497126,null,0.57069530000000002]
[0.5497126,null,0.57058359999999997]
[0.5497126,null,0.57058359999999997]
[0.5497126,null,0.57058359999999997]
[0.5497126,null,0.57058359999999997]
[0.5497126,null,0.57058359999999997]
[0.54943540000000002,null,0.57045659999999998]
[0.54943540000000002,null,0.57045659999999998]
[0.54943540000000002,null,0.57045659999999998]
[0.54943540000000002,null,0.57045659999999998]
[0.54943540000000002,null,0.57045659999999998]
[0.54943540000000002,null,0.57045659999999998]
[0.54943540000000002,null,0.57036279999999995]
[0.54943540000000002,null,0.57036279999999995]
[0.54933350000000003,null,0.57036279999999995]
[0.54933350000000003,null,0.57036279999999995]
[0.54933350000000003,null,0.57036279999999995]
[0.54933350000000003,null,0.5702218]
[0.54933350000000003,null,0.5702218]
[0.54916520000000002,null,0.5702218]
[0.54916520000000002,null,0.57004679999999996]
[0.54916520000000002,null,0.57004679999999996]
[0.54916520000000002,null,0.57004679999999996]
[0.54916520000000002,null,0.57004679999999996]
[0.54916520000000002,null,0.57004679999999996]
[0.54916520000000002,null,0.57004679999999996]
[0.54916520000000002,null,0.56991979999999998]
[0.54916520000000002,null,0.56991979999999998]
[0.54904750000000002,null,0.56982600000000005]
[0.54904750000000002,null,0.56982600000000005]
[0.54904750000000002,null,0.56982600000000005]
[0.54904750000000002,null,0.56982600000000005]
[0.54904750000000002,null,0.56982600000000005]
[0.54904750000000002,null,0.56982600000000005]
[0.54904750000000002,null,0.56982600000000005]
[0.54894560000000003,null,0.56982600000000005]
[0.54894560000000003,null,0.56982600000000005]
[0.54877629999999999,null,0.56982600000000005]
[0.54877629999999999,null,0.56982600000000005]
[0.54877629999999999,null,0.56982600000000005]
[0.54877629999999999,null,0.56982600000000005]
[0.54877629999999999,null,0.56982600000000005]
[0.54877629999999999,null,0.56982600000000005]
[0.54877629999999999,null,0.56982600000000005]
[0.54877629999999999,null,0.56957329999999995]
[0.54877629999999999,null,0.56957329999999995]
[0.54877629999999999,null,0.56957329999999995]
[0.54849910000000002,null,0.56957329999999995]
[0.54849910000000002,null,0.56957329999999995]
[0.54849910000000002,null,0.56944629999999996]
[0.54849910000000002,null,0.56944629999999996]
[0.54849910000000002,null,0.56935250000000004]
[0.54849910000000002,null,0.56935250000000004]
[0.54849910000000002,null,0.56935250000000004]
[0.54833069999999995,null,0.56935250000000004]
[0.54833069999999995,null,0.56935250000000004]
[0.54833069999999995,null,0.56935250000000004]
[0.54833069999999995,null,0.56935250000000004]
[0.54833069999999995,null,0.56935250000000004]
[0.54822890000000002,null,0.56935250000000004]
[0.54822890000000002,null,0.56935250000000004]
[0.54822890000000002,null,0.5691775]
[0.54811120000000002,null,0.56905059999999996]
[0.54811120000000002,null,0.56905059999999996]
[0.54811120000000002,null,0.56905059999999996]
[0.54811120000000002,null,0.56895680000000004]
[0.54811120000000002,null,0.56895680000000004]
[0.54811120000000002,null,0.56895680000000004]
[0.54811120000000002,null,0.56895669999999998]
[0.54811120000000002,null,0.56881570000000004]
[0.54811120000000002,null,0.56881570000000004]
[0.54811120000000002,null,0.56881570000000004]
[0.54795170000000004,null,0.56881570000000004]
[0.54795170000000004,null,0.56881570000000004]
[0.54795170000000004,null,0.56881570000000004]
[0.54795170000000004,null,0.56881570000000004]
[0.54795170000000004,null,0.56881570000000004]
[0.54795170000000004,null,0.56881570000000004]
[0.5478499,null,0.56881570000000004]
[0.5478499,null,0.56868870000000005]
[0.5478499,null,0.56868870000000005]
[0.54784980000000005,null,0.56868870000000005]
[0.54784980000000005,null,0.56859490000000001]
[0.54768050000000001,null,0.56859490000000001]
[0.54768050000000001,null,0.56859490000000001]
[0.54768050000000001,null,0.56859490000000001]
[0.54756280000000002,null,0.56848319999999997]
[0.54739450000000001,null,0.56834220000000002]
[0.54739450000000001,null,0.56834220000000002]
[0.54739450000000001,null,0.56834220000000002]
[0.54739450000000001,null,0.56834220000000002]
[0.54739439999999995,null,0.56834220000000002]
[0.54739439999999995,null,0.56834220000000002]
[0.54739439999999995,null,0.56834220000000002]
[0.54739439999999995,null,0.56834220000000002]
[0.54739439999999995,null,0.56834220000000002]
[0.54739439999999995,null,0.56816719999999998]
[0.54739439999999995,null,0.5680402]
[0.54739439999999995,null,0.5680402]
[0.54729260000000002,null,0.5680402]
[0.54713310000000004,null,0.5680402]
[0.54701540000000004,null,0.5680402]
[0.54701540000000004,null,0.56794639999999996]
[0.54701540000000004,null,0.56794639999999996]
[0.54701540000000004,null,0.56794639999999996]
[0.54701540000000004,null,0.56794639999999996]
[0.54701540000000004,null,0.56794639999999996]
[0.54701540000000004,null,0.56781939999999997]
[0.54701540000000004,null,0.56781939999999997]
[0.54701540000000004,null,0.56781939999999997]
[0.54701540000000004,null,0.56781939999999997]
[0.54701540000000004,null,0.56781939999999997]
[0.54701540000000004,null,0.56767840000000003]
[0.54701540000000004,null,0.56767840000000003]
[0.54672940000000003,null,0.56767840000000003]
[0.54672929999999997,null,0.56767840000000003]
[0.54656000000000005,null,0.56767840000000003]
[0.54656000000000005,null,0.56758459999999999]
[0.54656000000000005,null,0.56758459999999999]
[0.54656000000000005,null,0.56758459999999999]
[0.54656000000000005,null,0.56758459999999999]
[0.54656000000000005,null,0.56758459999999999]
[0.54656000000000005,null,0.56758459999999999]
[0.54656000000000005,null,0.56758459999999999]
[0.54656000000000005,null,0.56758459999999999]
[0.54656000000000005,null,0.56734589999999996]
[0.54656000000000005,null,0.56734589999999996]
[0.54656000000000005,null,0.56734589999999996]
[0.54656000000000005,null,0.56734589999999996]
[0.54656000000000005,null,0.56702989999999998]
[0.54656000000000005,null,0.56702989999999998]
[0.54656000000000005,null,0.56693610000000005]
[0.54656000000000005,null,0.56693610000000005]
[0.54645809999999995,null,0.56693610000000005]
[0.54645809999999995,null,0.56693610000000005]
[0.54629870000000003,null,0.56693610000000005]
[0.54629870000000003,null,0.56693610000000005]
[0.54629870000000003,null,0.56693610000000005]
[0.54618100000000003,null,0.56693610000000005]
[0.54618089999999997,null,0.56693610000000005]
[0.54601259999999996,null,0.56693610000000005]
[0.54584330000000003,null,0.56666810000000001]
[0.54584330000000003,null,0.56666810000000001]
[0.54584330000000003,null,0.56666810000000001]
[0.54584330000000003,null,0.56666810000000001]
[0.54584330000000003,null,0.56666810000000001]
[0.54584330000000003,null,0.56666810000000001]
[0.54584330000000003,null,0.56657429999999998]
[0.54584330000000003,null,0.56657429999999998]
[0.54584330000000003,null,0.56657429999999998]
[0.54584319999999997,null,0.56657429999999998]
[0.54584319999999997,null,0.56657429999999998]
[0.54572549999999997,null,0.56657429999999998]
[0.54572549999999997,null,0.56657429999999998]
[0.54572549999999997,null,0.56657429999999998]
[0.54562370000000004,null,0.56644729999999999]
[0.54562370000000004,null,0.56644729999999999]
[0.54562370000000004,null,0.56644729999999999]
[0.54562370000000004,null,0.56644729999999999]
[0.54562370000000004,null,0.56644729999999999]
[0.54546419999999995,null,0.56635349999999995]
[0.54546419999999995,null,0.56617850000000003]
[0.54546419999999995,null,0.56617850000000003]
[0.54546419999999995,null,0.56617850000000003]
[0.54546419999999995,null,0.56617850000000003]
[0.54546419999999995,null,0.56617850000000003]
[0.54529589999999994,null,0.56605150000000004]
[0.54529589999999994,null,0.56591049999999998]
[0.54529589999999994,null,0.56591049999999998]
[0.54529589999999994,null,0.56591049999999998]
[0.54517819999999995,null,0.56591049999999998]
[0.5451781,null,0.56591049999999998]
[0.5451781,null,0.56591049999999998]
[0.5451781,null,0.56591049999999998]
[0.5451781,null,0.56591049999999998]
[0.5451781,null,0.56581669999999995]
[0.54507629999999996,null,0.56581669999999995]
[0.54507629999999996,null,0.56568969999999996]
[0.54507629999999996,null,0.56568969999999996]
[0.54507629999999996,null,0.56568969999999996]
[0.54507629999999996,null,0.56557800000000003]
[0.54507629999999996,null,0.56557800000000003]
[0.54507629999999996,null,0.56557800000000003]
[0.54507629999999996,null,0.56557800000000003]
[0.54490700000000003,null,0.56557800000000003]
[0.54490700000000003,null,0.56557800000000003]
[0.54490700000000003,null,0.56557800000000003]
[0.54490700000000003,null,0.56557800000000003]
[0.54490700000000003,null,0.56557800000000003]
[0.54490700000000003,null,0.56557800000000003]
[0.54482280000000005,null,0.56557800000000003]
[0.54457909999999998,null,0.56530999999999998]
[0.54457909999999998,null,0.56530999999999998]
[0.54457909999999998,null,0.56521619999999995]
[0.54446139999999998,null,0.56521619999999995]
[0.54446139999999998,null,0.56521619999999995]
[0.54446139999999998,null,0.56504120000000002]
[0.54446139999999998,null,0.56504120000000002]
[0.54446139999999998,null,0.56504120000000002]
[0.54435960000000005,null,0.56504120000000002]
[0.54435960000000005,null,0.56504120000000002]
[0.54435960000000005,null,0.56504120000000002]
[0.54435960000000005,null,0.56504120000000002]
[0.54435960000000005,null,0.56504120000000002]
[0.54435960000000005,null,0.56491420000000003]
[0.54435960000000005,null,0.56491420000000003]
[0.54435960000000005,null,0.56491420000000003]
[0.54435960000000005,null,0.56491420000000003]
[0.54435960000000005,null,0.56491420000000003]
[0.54435960000000005,null,0.56491420000000003]
[0.54424189999999995,null,0.56491420000000003]
[0.54424189999999995,null,0.56491420000000003]
[0.54424189999999995,null,0.56491420000000003]
[0.54424189999999995,null,0.56491420000000003]
[0.54424189999999995,null,0.56491420000000003]
[0.54424189999999995,null,0.56491420000000003]
[0.54407349999999999,null,0.56491420000000003]
[0.54407349999999999,null,0.56491420000000003]
[0.54407349999999999,null,0.5648204]
[0.54407349999999999,null,0.56467940000000005]
[0.54390419999999995,null,0.56467940000000005]
[0.54374469999999997,null,0.56467940000000005]
[0.54374469999999997,null,0.56462349999999994]
[0.54374469999999997,null,0.56456770000000001]
[0.54374469999999997,null,0.56456770000000001]
[0.54362699999999997,null,0.56444070000000002]
[0.54362699999999997,null,0.56444070000000002]
[0.54362699999999997,null,0.56444070000000002]
[0.54362699999999997,null,0.56444070000000002]
[0.54352509999999998,null,0.56444070000000002]
[0.54352509999999998,null,0.56444070000000002]
[0.54352509999999998,null,0.56444070000000002]
[0.54352509999999998,null,0.56444070000000002]
[0.54352509999999998,null,0.56444070000000002]
[0.54352509999999998,null,0.56444070000000002]
[0.54352509999999998,null,0.56444070000000002]
[0.54352509999999998,null,0.56429969999999996]
[0.54352509999999998,null,0.56429960000000001]
[0.54352509999999998,null,0.5640309]
[0.54352509999999998,null,0.5640309]
[0.54352509999999998,null,0.5640309]
[0.54352509999999998,null,0.5640309]
[0.54352509999999998,null,0.5640309]
[0.54335679999999997,null,0.5640309]
[0.54335679999999997,null,0.5640309]
[0.54335679999999997,null,0.56390390000000001]
[0.54335679999999997,null,0.56390390000000001]
[0.54335679999999997,null,0.56376280000000001]
[0.54335679999999997,null,0.56376280000000001]
[0.54335679999999997,null,0.56376280000000001]
[0.54323909999999997,null,0.56376280000000001]
[0.54323909999999997,null,0.56376280000000001]
[0.5430796,null,0.56376280000000001]
[0.5430796,null,0.56376280000000001]
[0.5430796,null,0.56376280000000001]
[0.5430796,null,0.56365120000000002]
[0.5430796,null,0.56365120000000002]
[0.54297770000000001,null,0.56365120000000002]
[0.54297770000000001,null,0.56365120000000002]
[0.54297770000000001,null,0.56352420000000003]
[0.54280839999999997,null,0.56352420000000003]
[0.54280839999999997,null,0.5634304]
[0.54280839999999997,null,0.5634304]
[0.54280839999999997,null,0.5634304]
[0.54269069999999997,null,0.5634304]
[0.54269069999999997,null,0.5634304]
[0.54269069999999997,null,0.5634304]
[0.54269069999999997,null,0.5634304]
[0.54269069999999997,null,0.5634304]
[0.54269069999999997,null,0.56328929999999999]
[0.54269069999999997,null,0.56328929999999999]
[0.54269069999999997,null,0.56319549999999996]
[0.54269069999999997,null,0.56319549999999996]
[0.54252230000000001,null,0.56319549999999996]
[0.54252230000000001,null,0.56319549999999996]
[0.54252230000000001,null,0.56306849999999997]
[0.54252230000000001,null,0.56306849999999997]
[0.54242049999999997,null,0.56306849999999997]
[0.54242049999999997,null,0.56306849999999997]
[0.54226099999999999,null,0.56306849999999997]
[0.54226099999999999,null,0.56306849999999997]
[0.54214329999999999,null,0.56289359999999999]
[0.54214329999999999,null,0.56289359999999999]
[0.54214329999999999,null,0.56289359999999999]
[0.54214329999999999,null,0.56289359999999999]
[0.54214329999999999,null,0.56279979999999996]
[0.54214329999999999,null,0.56279979999999996]
[0.54197490000000004,null,0.56279979999999996]
[0.54197490000000004,null,0.56279979999999996]
[0.54197490000000004,null,0.56267279999999997]
[0.54197490000000004,null,0.56267279999999997]
[0.54197490000000004,null,0.56267279999999997]
[0.5418056,null,0.56253169999999997]
[0.5418056,null,0.56253169999999997]
[0.5418056,null,0.56253169999999997]
[0.5418056,null,0.56253169999999997]
[0.54170379999999996,null,0.56253169999999997]
[0.54158600000000001,null,0.56242009999999998]
[0.54158600000000001,null,0.56242009999999998]
[0.54142659999999998,null,0.56242009999999998]
[0.54142659999999998,null,0.56242009999999998]
[0.54142650000000003,null,0.56242009999999998]
[0.54142650000000003,null,0.56242009999999998]
[0.54142650000000003,null,0.56242009999999998]
[0.54142650000000003,null,0.56242009999999998]
[0.54142650000000003,null,0.56242009999999998]
[0.54142650000000003,null,0.56242009999999998]
[0.54142650000000003,null,0.56242009999999998]
[0.54142650000000003,null,0.56242009999999998]
[0.54142650000000003,null,0.5623262]
[0.54142650000000003,null,0.5623262]
[0.54142650000000003,null,0.5623262]
[0.54142650000000003,null,0.5623262]
[0.54130880000000003,null,0.5623262]
[0.54130880000000003,null,0.56219929999999996]
[0.54120699999999999,null,0.56219929999999996]
[0.54103869999999998,null,0.56219929999999996]
[0.54103869999999998,null,0.56219929999999996]
[0.54103869999999998,null,0.56219929999999996]
[0.54103860000000004,null,0.56205819999999995]
[0.54103860000000004,null,0.56205819999999995]
[0.5408792,null,0.56205819999999995]
[0.5408792,null,0.56205819999999995]
[0.5408792,null,0.56205819999999995]
[0.5408792,null,0.56205819999999995]
[0.5408792,null,0.56188329999999997]
[0.5408792,null,0.56188320000000003]
[0.5408792,null,0.56188320000000003]
[0.54087909999999995,null,0.56188320000000003]
[0.54070980000000002,null,0.56188320000000003]
[0.54070980000000002,null,0.56188320000000003]
[0.54070980000000002,null,0.56188320000000003]
[0.54070980000000002,null,0.56188320000000003]
[0.54070980000000002,null,0.56188320000000003]
[0.54070980000000002,null,0.56178939999999999]
[0.54070980000000002,null,0.56178939999999999]
[0.54070980000000002,null,0.56178939999999999]
[0.54059210000000002,null,0.56166249999999995]
[0.54059210000000002,null,0.56166240000000001]
[0.54059210000000002,null,0.56166240000000001]
[0.54059210000000002,null,0.56155080000000002]
[0.54049029999999998,null,0.56155080000000002]
[0.54049029999999998,null,0.56140979999999996]
[0.54049029999999998,null,0.56140970000000001]
[0.54049029999999998,null,0.56140970000000001]
[0.54049029999999998,null,0.56140970000000001]
[0.54049029999999998,null,0.56140970000000001]
[0.54049029999999998,null,0.56140970000000001]
[0.54049029999999998,null,0.56140970000000001]
[0.54049029999999998,null,0.56140970000000001]
[0.54049029999999998,null,0.56140970000000001]
[0.54049020000000003,null,0.56140970000000001]
[0.54049020000000003,null,0.56140970000000001]
[0.54049020000000003,null,0.56118889999999999]
[0.54020420000000002,null,0.56104790000000004]
[0.54020420000000002,null,0.56104790000000004]
[0.54020420000000002,null,0.56104790000000004]
[0.54020420000000002,null,0.56104790000000004]
[0.54020420000000002,null,0.56104790000000004]
[0.54010239999999998,null,0.56104790000000004]
[0.54010239999999998,null,0.56104790000000004]
[0.54010239999999998,null,0.56104790000000004]
[0.539933,null,0.56104790000000004]
[0.539933,null,0.56104790000000004]
[0.539933,null,0.56087290000000001]
[0.539933,null,0.56087290000000001]
[0.539933,null,0.56077909999999997]
[0.539933,null,0.56077909999999997]
[0.539933,null,0.56063810000000003]
[0.539933,null,0.56063810000000003]
[0.539933,null,0.56051110000000004]
[0.539933,null,0.56051110000000004]
[0.53977350000000002,null,0.56051110000000004]
[0.53977350000000002,null,0.56051110000000004]
[0.53977350000000002,null,0.56051110000000004]
[0.53977350000000002,null,0.56051110000000004]
[0.53977350000000002,null,0.56051110000000004]
[0.53977350000000002,null,0.56051110000000004]
[0.53977350000000002,null,0.56051110000000004]
[0.53965580000000002,null,0.56051110000000004]
[0.53965580000000002,null,0.56051110000000004]
[0.53965580000000002,null,0.56051110000000004]
[0.53965580000000002,null,0.56051110000000004]
[0.53965580000000002,null,0.56051110000000004]
[0.53965580000000002,null,0.56041730000000001]
[0.53965580000000002,null,0.56041730000000001]
[0.53955399999999998,null,0.56041730000000001]
[0.53955399999999998,null,0.56016460000000001]
[0.53938560000000002,null,0.56016460000000001]
[0.53938560000000002,null,0.56016460000000001]
[0.53938560000000002,null,0.56016460000000001]
[0.53938560000000002,null,0.56003760000000002]
[0.53938560000000002,null,0.56003760000000002]
[0.53938560000000002,null,0.56003760000000002]
[0.53938560000000002,null,0.56003760000000002]
[0.53938560000000002,null,0.56003760000000002]
[0.53938560000000002,null,0.55986259999999999]
[0.53938560000000002,null,0.55986259999999999]
[0.53926790000000002,null,0.55986259999999999]
[0.53909859999999998,null,0.55986259999999999]
[0.53909859999999998,null,0.55976879999999996]
[0.53909859999999998,null,0.55976879999999996]
[0.53909859999999998,null,0.55976879999999996]
[0.53909859999999998,null,0.55962780000000001]
[0.53909859999999998,null,0.55962780000000001]
[0.53909859999999998,null,0.55962780000000001]
[0.5389391,null,0.55962780000000001]
[0.53883729999999996,null,0.55950080000000002]
[0.53883729999999996,null,0.55950080000000002]
[0.53883720000000002,null,0.55950080000000002]
[0.53883720000000002,null,0.55950080000000002]
[0.53883720000000002,null,0.55940699999999999]
[0.53883720000000002,null,0.55940699999999999]
[0.53883720000000002,null,0.55940699999999999]
[0.53883720000000002,null,0.55940699999999999]
[0.53883720000000002,null,0.55940699999999999]
[0.53883720000000002,null,0.55940699999999999]
[0.53883720000000002,null,0.55940699999999999]
[0.53883720000000002,null,0.55940699999999999]
[0.53883720000000002,null,0.55940699999999999]
[0.53883720000000002,null,0.55940690000000004]
[0.53883720000000002,null,0.55928]
[0.53883720000000002,null,0.55928]
[0.53866890000000001,null,0.55928]
[0.53855120000000001,null,0.55928]
[0.53855120000000001,null,0.55928]
[0.53855120000000001,null,0.55928]
[0.53855120000000001,null,0.55928]
[0.53855120000000001,null,0.55928]
[0.53855120000000001,null,0.55916829999999995]
[0.53838180000000002,null,0.5590273]
[0.53838180000000002,null,0.5590273]
[0.53838180000000002,null,0.5590273]
[0.53838180000000002,null,0.55893349999999997]
[0.53827999999999998,null,0.55875850000000005]
[0.53827999999999998,null,0.55875850000000005]
[0.53827999999999998,null,0.55875850000000005]
[0.53827999999999998,null,0.55875850000000005]
[0.53827999999999998,null,0.55875850000000005]
[0.53827999999999998,null,0.55875850000000005]
[0.53827999999999998,null,0.55863149999999995]
[0.5381205,null,0.55863149999999995]
[0.5381205,null,0.55863149999999995]
[0.5381205,null,0.55863149999999995]
[0.5381205,null,0.55863149999999995]
[0.5381205,null,0.55863149999999995]
[0.5381205,null,0.55863149999999995]
[0.5380028,null,0.55863149999999995]
[0.5380028,null,0.55863149999999995]
[0.5380028,null,0.55839660000000002]
[0.5380028,null,0.55839660000000002]
[0.5380028,null,0.55839660000000002]
[0.5380028,null,0.55839660000000002]
[0.5380028,null,0.55839660000000002]
[0.53790090000000002,null,0.55839660000000002]
[0.53790090000000002,null,0.55839660000000002]
[0.53781679999999998,null,0.55839660000000002]
[0.53773260000000001,null,0.55839660000000002]
[0.53773260000000001,null,0.55839660000000002]
[0.53773260000000001,null,0.55839660000000002]
[0.53773260000000001,null,0.55826969999999998]
[0.53761490000000001,null,0.55826969999999998]
[0.53761490000000001,null,0.55821379999999998]
[0.53761490000000001,null,0.55815800000000004]
[0.53761490000000001,null,0.55815800000000004]
[0.53744550000000002,null,0.55815800000000004]
[0.53744550000000002,null,0.55815800000000004]
[0.53728609999999999,null,0.55801690000000004]
[0.53728609999999999,null,0.55801690000000004]
[0.53728609999999999,null,0.55801690000000004]
[0.53728600000000004,null,0.55801690000000004]
[0.53728600000000004,null,0.55801690000000004]
[0.53728600000000004,null,0.55801690000000004]
[0.53728600000000004,null,0.55792310000000001]
[0.53728600000000004,null,0.55792310000000001]
[0.53728600000000004,null,0.55792310000000001]
[0.53728600000000004,null,0.55774820000000003]
[0.53728600000000004,null,0.55774820000000003]
[0.53728600000000004,null,0.55774820000000003]
[0.53728600000000004,null,0.55774820000000003]
[0.53728600000000004,null,0.55774820000000003]
[0.53728600000000004,null,0.55762120000000004]
[0.53728600000000004,null,0.55762120000000004]
[0.5371842,null,0.55762120000000004]
[0.5371842,null,0.55748010000000003]
[0.5371842,null,0.55748010000000003]
[0.5370665,null,0.55748010000000003]
[0.5370665,null,0.55748010000000003]
[0.5370665,null,0.55748010000000003]
[0.5370665,null,0.55748010000000003]
[0.5370665,null,0.55748010000000003]
[0.5370665,null,0.55748010000000003]
[0.5370665,null,0.5573863]
[0.53689819999999999,null,0.5573863]
[0.53689810000000004,null,0.5573863]
[0.53689810000000004,null,0.55725930000000001]
[0.53673870000000001,null,0.55725930000000001]
[0.53673870000000001,null,0.55725930000000001]
[0.53673870000000001,null,0.55725930000000001]
[0.53663680000000002,null,0.55725930000000001]
[0.53663680000000002,null,0.55725930000000001]
[0.53663680000000002,null,0.55725930000000001]
[0.53663680000000002,null,0.55714770000000002]
[0.53663680000000002,null,0.55714770000000002]
[0.53646749999999999,null,0.55700660000000002]
[0.53646749999999999,null,0.55700660000000002]
[0.53634979999999999,null,0.55691279999999999]
[0.53634979999999999,null,0.55691279999999999]
[0.53634979999999999,null,0.55691279999999999]
[0.53634979999999999,null,0.55691279999999999]
[0.53634979999999999,null,0.55691279999999999]
[0.53634979999999999,null,0.55691279999999999]
[0.53634979999999999,null,0.5567858]
[0.53634979999999999,null,0.5567858]
[0.53634979999999999,null,0.5567858]
[0.53634979999999999,null,0.5567858]
[0.53634979999999999,null,0.5567858]
[0.53634979999999999,null,0.5567858]
[0.53634979999999999,null,0.55664480000000005]
[0.53634979999999999,null,0.55655100000000002]
[0.5362479,null,0.55637599999999998]
[0.5362479,null,0.55637599999999998]
[0.5362479,null,0.55637599999999998]
[0.5362479,null,0.55637599999999998]
[0.5361302,null,0.55637599999999998]
[0.5361302,null,0.55637599999999998]
[0.5361302,null,0.55637599999999998]
[0.5361302,null,0.55637599999999998]
[0.5361302,null,0.55624899999999999]
[0.53597070000000002,null,0.55624899999999999]
[0.53597070000000002,null,0.55624899999999999]
[0.53597070000000002,null,0.55624899999999999]
[0.53597070000000002,null,0.55624899999999999]
[0.53597070000000002,null,0.55624899999999999]
[0.53597070000000002,null,0.55624899999999999]
[0.53597070000000002,null,0.55615519999999996]
[0.53597070000000002,null,0.55601420000000001]
[0.53580139999999998,null,0.55601420000000001]
[0.53580139999999998,null,0.55601420000000001]
[0.53580139999999998,null,0.55601420000000001]
[0.53563300000000003,null,0.55601420000000001]
[0.53563300000000003,null,0.55590249999999997]
[0.53563300000000003,null,0.55577549999999998]
[0.53563300000000003,null,0.55577549999999998]
[0.53563300000000003,null,0.55577549999999998]
[0.53553119999999999,null,0.55577549999999998]
[0.53553119999999999,null,0.55577549999999998]
[0.53553119999999999,null,0.55568169999999995]
[0.53553119999999999,null,0.55568169999999995]
[0.53553119999999999,null,0.55568169999999995]
[0.53553119999999999,null,0.55568169999999995]
[0.53553119999999999,null,0.55568169999999995]
[0.53553119999999999,null,0.55568169999999995]
[0.53553119999999999,null,0.55568169999999995]
[0.53553119999999999,null,0.55568169999999995]
[0.53553119999999999,null,0.55568169999999995]
[0.53553119999999999,null,0.55568169999999995]
[0.53553119999999999,null,0.55568169999999995]
[0.53541349999999999,null,0.55554060000000005]
[0.53541349999999999,null,0.55523869999999997]
[0.53541349999999999,null,0.55523869999999997]
[0.53541349999999999,null,0.55523869999999997]
[0.5353116,null,0.55523869999999997]
[0.5353116,null,0.55523869999999997]
[0.53514329999999999,null,0.55523869999999997]
[0.53514329999999999,null,0.55523869999999997]
[0.53514329999999999,null,0.55523869999999997]
[0.53514329999999999,null,0.55523869999999997]
[0.53514329999999999,null,0.55523869999999997]
[0.53514329999999999,null,0.55523869999999997]
[0.53514329999999999,null,0.55523869999999997]
[0.53514329999999999,null,0.55523869999999997]
[0.53514329999999999,null,0.55514490000000005]
[0.53514329999999999,null,0.55514490000000005]
[0.53498380000000001,null,0.55501789999999995]
[0.53498380000000001,null,0.55501789999999995]
[0.53498380000000001,null,0.55501789999999995]
[0.53498380000000001,null,0.55501789999999995]
[0.53498380000000001,null,0.55501789999999995]
[0.53469679999999997,null,0.55501789999999995]
[0.53469670000000002,null,0.55501789999999995]
[0.53469670000000002,null,0.55501789999999995]
[0.53469670000000002,null,0.55501789999999995]
[0.53469670000000002,null,0.55501789999999995]
[0.53469670000000002,null,0.55476519999999996]
[0.53469670000000002,null,0.55476519999999996]
[0.53469670000000002,null,0.55476519999999996]
[0.53459489999999998,null,0.55476519999999996]
[0.53459489999999998,null,0.55476519999999996]
[0.53459489999999998,null,0.55467140000000004]
[0.53459489999999998,null,0.55467140000000004]
[0.53459489999999998,null,0.55467140000000004]
[0.53459489999999998,null,0.55467140000000004]
[0.53459489999999998,null,0.55467140000000004]
[0.53442659999999997,null,0.55454440000000005]
[0.53442659999999997,null,0.55454440000000005]
[0.53442659999999997,null,0.55454440000000005]
[0.53442650000000003,null,0.55454440000000005]
[0.53442650000000003,null,0.55436940000000001]
[0.53442650000000003,null,0.55436940000000001]
[0.53442650000000003,null,0.55422839999999995]
[0.53442650000000003,null,0.55422839999999995]
[0.53442650000000003,null,0.55422839999999995]
[0.53426709999999999,null,0.55413460000000003]
[0.53426709999999999,null,0.55413460000000003]
[0.53426709999999999,null,0.55413460000000003]
[0.53426709999999999,null,0.55413460000000003]
[0.53426709999999999,null,0.55413460000000003]
[0.53426709999999999,null,0.55413460000000003]
[0.53426709999999999,null,0.55413460000000003]
[0.53414930000000005,null,0.55413460000000003]
[0.53414930000000005,null,0.55400760000000004]
[0.53414930000000005,null,0.55400760000000004]
[0.53414930000000005,null,0.55400760000000004]
[0.53414930000000005,null,0.55400760000000004]
[0.53404750000000001,null,0.55400760000000004]
[0.53404750000000001,null,0.55400760000000004]
[0.53404750000000001,null,0.55400760000000004]
[0.53404750000000001,null,0.55400760000000004]
[0.53387819999999997,null,0.5538959]
[0.53387819999999997,null,0.5538959]
[0.53387819999999997,null,0.5538959]
[0.53387819999999997,null,0.55375490000000005]
[0.53387819999999997,null,0.55375490000000005]
[0.53387819999999997,null,0.55366110000000002]
[0.53387819999999997,null,0.55366110000000002]
[0.53370980000000001,null,0.55366110000000002]
[0.53370980000000001,null,0.55366110000000002]
[0.53370980000000001,null,0.55366110000000002]
[0.53370980000000001,null,0.55353410000000003]
[0.53370980000000001,null,0.55353410000000003]
[0.53355030000000003,null,0.55353410000000003]
[0.53343260000000003,null,0.55353410000000003]
[0.53343260000000003,null,0.55353410000000003]
[0.53343260000000003,null,0.55353410000000003]
[0.53333079999999999,null,0.55353410000000003]
[0.53333079999999999,null,0.55353410000000003]
[0.53333079999999999,null,0.55353410000000003]
[0.53333079999999999,null,0.55353410000000003]
[0.53333079999999999,null,0.55353410000000003]
[0.53333079999999999,null,0.55353410000000003]
[0.53333079999999999,null,0.55339300000000002]
[0.53333079999999999,null,0.55326600000000004]
[0.53333079999999999,null,0.5531722]
[0.53316140000000001,null,0.5531722]
[0.53316140000000001,null,0.55299730000000002]
[0.53316140000000001,null,0.55299730000000002]
[0.53316140000000001,null,0.55299730000000002]
[0.53316140000000001,null,0.55299730000000002]
[0.53316140000000001,null,0.55299730000000002]
[0.53316140000000001,null,0.55299730000000002]
[0.53316140000000001,null,0.55299730000000002]
[0.53316140000000001,null,0.55285620000000002]
[0.53316140000000001,null,0.55285620000000002]
[0.53316140000000001,null,0.55285620000000002]
[0.53316140000000001,null,0.55276239999999999]
[0.53316140000000001,null,0.55276239999999999]
[0.53316140000000001,null,0.55276239999999999]
[0.53316140000000001,null,0.55276239999999999]
[0.53304370000000001,null,0.55276239999999999]
[0.5328754,null,0.55276239999999999]
[0.5328754,null,0.5526354]
[0.5328754,null,0.5526354]
[0.5328754,null,0.5526354]
[0.5328754,null,0.5526354]
[0.53271590000000002,null,0.5526354]
[0.53271590000000002,null,0.5526354]
[0.53271590000000002,null,0.5526354]
[0.53271590000000002,null,0.5526354]
[0.53261400000000003,null,0.55242990000000003]
[0.53261400000000003,null,0.55230299999999999]
[0.53261400000000003,null,0.55230299999999999]
[0.53261400000000003,null,0.55230299999999999]
[0.53261400000000003,null,0.55230299999999999]
[0.53261400000000003,null,0.55230299999999999]
[0.53261400000000003,null,0.55216189999999998]
[0.53261400000000003,null,0.55216189999999998]
[0.53261400000000003,null,0.55216189999999998]
[0.53261400000000003,null,0.55216189999999998]
[0.53232699999999999,null,0.55216189999999998]
[0.53232699999999999,null,0.55216189999999998]
[0.53232699999999999,null,0.55216189999999998]
[0.53232699999999999,null,0.55216189999999998]
[0.53232699999999999,null,0.55216189999999998]
[0.53232699999999999,null,0.55216189999999998]
[0.53232699999999999,null,0.55216189999999998]
[0.53232699999999999,null,0.55206809999999995]
[0.53232699999999999,null,0.55206809999999995]
[0.53232699999999999,null,0.55206809999999995]
[0.53215860000000004,null,0.55176610000000004]
[0.53215860000000004,null,0.55162509999999998]
[0.53215860000000004,null,0.55162509999999998]
[0.53199909999999995,null,0.55162509999999998]
[0.53189730000000002,null,0.55162509999999998]
[0.53189730000000002,null,0.55162509999999998]
[0.53189730000000002,null,0.55162509999999998]
[0.53189730000000002,null,0.55162509999999998]
[0.53189730000000002,null,0.55162509999999998]
[0.53177960000000002,null,0.55162509999999998]
[0.53177960000000002,null,0.55162509999999998]
[0.53177960000000002,null,0.55162509999999998]
[0.53177960000000002,null,0.55162509999999998]
[0.53177960000000002,null,0.55162509999999998]
[0.53177960000000002,null,0.55151340000000004]
[0.53177960000000002,null,0.55151340000000004]
[0.53177960000000002,null,0.55151340000000004]
[0.53177960000000002,null,0.55151340000000004]
[0.53177960000000002,null,0.55141960000000001]
[0.53161020000000003,null,0.55127859999999995]
[0.53161020000000003,null,0.55115159999999996]
[0.53161020000000003,null,0.55115159999999996]
[0.53161020000000003,null,0.55115159999999996]
[0.53161020000000003,null,0.55115159999999996]
[0.53150839999999999,null,0.55115159999999996]
[0.53150839999999999,null,0.55115159999999996]
[0.53150839999999999,null,0.55115159999999996]
[0.53150839999999999,null,0.55115159999999996]
[0.53134009999999998,null,0.55115159999999996]
[0.53134009999999998,null,0.55115159999999996]
[0.53134009999999998,null,0.55115159999999996]
[0.53134000000000003,null,0.55115159999999996]
[0.5311806,null,0.55115159999999996]
[0.5311806,null,0.55115159999999996]
[0.5311806,null,0.55105780000000004]
[0.5311806,null,0.55105780000000004]
[0.5311806,null,0.55088280000000001]
[0.5311806,null,0.55088280000000001]
[0.53106279999999995,null,0.55088280000000001]
[0.53106279999999995,null,0.55088280000000001]
[0.53106279999999995,null,0.55061479999999996]
[0.53106279999999995,null,0.55061479999999996]
[0.53106279999999995,null,0.55061479999999996]
[0.53106279999999995,null,0.55061479999999996]
[0.53096100000000002,null,0.55050310000000002]
[0.53079169999999998,null,0.55040929999999999]
[0.53079169999999998,null,0.55040929999999999]
[0.53079169999999998,null,0.55040929999999999]
[0.53079169999999998,null,0.55040929999999999]
[0.53079169999999998,null,0.5502823]
[0.53079169999999998,null,0.5502823]
[0.53079169999999998,null,0.5502823]
[0.53079169999999998,null,0.5502823]
[0.53079169999999998,null,0.5502823]
[0.53079169999999998,null,0.5502823]
[0.53062330000000002,null,0.5502823]
[0.53062330000000002,null,0.55014130000000006]
[0.53062330000000002,null,0.55014130000000006]
[0.53062330000000002,null,0.55014130000000006]
[0.53062330000000002,null,0.55014130000000006]
[0.53062330000000002,null,0.55014130000000006]
[0.53062330000000002,null,0.55014130000000006]
[0.53062330000000002,null,0.55004750000000002]
[0.53062330000000002,null,0.55004750000000002]
[0.53062330000000002,null,0.54992050000000003]
[0.53062330000000002,null,0.54992050000000003]
[0.53050560000000002,null,0.54992050000000003]
[0.53050560000000002,null,0.54992050000000003]
[0.53050560000000002,null,0.54992050000000003]
[0.53034610000000004,null,0.54977940000000003]
[0.5302443,null,0.54977940000000003]
[0.5302443,null,0.54977940000000003]
[0.5302443,null,0.54960450000000005]
[0.5302443,null,0.54960450000000005]
[0.5302443,null,0.54960450000000005]
[0.5302443,null,0.54960450000000005]
[0.5302443,null,0.54947749999999995]
[0.5302443,null,0.54947749999999995]
[0.5302443,null,0.54936580000000002]
[0.5302443,null,0.54936580000000002]
[0.5302443,null,0.54936580000000002]
[0.5302443,null,0.54927199999999998]
[0.5302443,null,0.54913100000000004]
[0.5302443,null,0.54913100000000004]
[0.5302443,null,0.54913100000000004]
[0.53007490000000002,null,0.54913100000000004]
[0.53007490000000002,null,0.54913100000000004]
[0.53007490000000002,null,0.54913100000000004]
[0.53007490000000002,null,0.54913100000000004]
[0.53007490000000002,null,0.54900400000000005]
[0.52990660000000001,null,0.54900400000000005]
[0.52980479999999996,null,0.54900400000000005]
[0.52980470000000002,null,0.54900400000000005]
[0.52964529999999999,null,0.54900400000000005]
[0.52964529999999999,null,0.54900400000000005]
[0.52952759999999999,null,0.54900400000000005]
[0.52952759999999999,null,0.54900400000000005]
[0.52952759999999999,null,0.54900400000000005]
[0.52952759999999999,null,0.54900400000000005]
[0.52952759999999999,null,0.54900400000000005]
[0.52952759999999999,null,0.54900400000000005]
[0.52952750000000004,null,0.54900400000000005]
[0.52952750000000004,null,0.54896869999999998]
[0.52952750000000004,null,0.54886290000000004]
[0.52952750000000004,null,0.54886290000000004]
[0.52952750000000004,null,0.54886290000000004]
[0.52952750000000004,null,0.54886290000000004]
[0.52952750000000004,null,0.54886290000000004]
[0.52952750000000004,null,0.54886290000000004]
[0.52952750000000004,null,0.54875130000000005]
[0.52952750000000004,null,0.54865739999999996]
[0.52952750000000004,null,0.54865739999999996]
[0.52952750000000004,null,0.54853050000000003]
[0.52952750000000004,null,0.54853050000000003]
[0.52952750000000004,null,0.54853050000000003]
[0.52940980000000004,null,0.54853050000000003]
[0.52940980000000004,null,0.54853050000000003]
[0.52940980000000004,null,0.54853050000000003]
[0.529308,null,0.54853050000000003]
[0.529308,null,0.54853050000000003]
[0.52913960000000004,null,0.54853050000000003]
[0.52913960000000004,null,0.54853039999999997]
[0.52898020000000001,null,0.5483555]
[0.52898020000000001,null,0.54821439999999999]
[0.52898020000000001,null,0.54808749999999995]
[0.52898020000000001,null,0.54808749999999995]
[0.52898020000000001,null,0.54799370000000003]
[0.52898020000000001,null,0.54799370000000003]
[0.52898020000000001,null,0.54799370000000003]
[0.52898009999999995,null,0.54799370000000003]
[0.52898009999999995,null,0.54799370000000003]
[0.52898009999999995,null,0.54799359999999997]
[0.52898009999999995,null,0.54799359999999997]
[0.52898009999999995,null,0.54799359999999997]
[0.52898009999999995,null,0.54799359999999997]
[0.52881080000000003,null,0.54789980000000005]
[0.52881080000000003,null,0.54789980000000005]
[0.52859129999999999,null,0.54789980000000005]
[0.52859129999999999,null,0.54789980000000005]
[0.52859129999999999,null,0.54764710000000005]
[0.52859129999999999,null,0.54764710000000005]
[0.52859129999999999,null,0.54764710000000005]
[0.52843180000000001,null,0.54752020000000001]
[0.52843180000000001,null,0.54752020000000001]
[0.52843180000000001,null,0.54752009999999995]
[0.52843180000000001,null,0.54752009999999995]
[0.52843180000000001,null,0.54752009999999995]
[0.52843180000000001,null,0.54752009999999995]
[0.52843180000000001,null,0.54752009999999995]
[0.52843180000000001,null,0.54752009999999995]
[0.52843180000000001,null,0.54752009999999995]
[0.52843180000000001,null,0.54752009999999995]
[0.52843180000000001,null,0.54752009999999995]
[0.52826340000000005,null,0.54752009999999995]
[0.52826340000000005,null,0.54752009999999995]
[0.52814570000000005,null,0.54752009999999995]
[0.52814570000000005,null,0.54752009999999995]
[0.52804390000000001,null,0.54739320000000002]
[0.52804390000000001,null,0.54729930000000004]
[0.52804390000000001,null,0.54715829999999999]
[0.52804390000000001,null,0.54715829999999999]
[0.52804390000000001,null,0.54715829999999999]
[0.52804390000000001,null,0.54715829999999999]
[0.52787450000000002,null,0.54698329999999995]
[0.52787450000000002,null,0.54698329999999995]
[0.52787450000000002,null,0.54698329999999995]
[0.52787450000000002,null,0.54698329999999995]
[0.52787450000000002,null,0.54698329999999995]
[0.52787450000000002,null,0.54698329999999995]
[0.52787450000000002,null,0.54698329999999995]
[0.52787450000000002,null,0.54698329999999995]
[0.52787450000000002,null,0.54698329999999995]
[0.52787450000000002,null,0.54688950000000003]
[0.52787450000000002,null,0.54688950000000003]
[0.52787450000000002,null,0.54688950000000003]
[0.52787450000000002,null,0.54677790000000004]
[0.52775680000000003,null,0.54677790000000004]
[0.52775680000000003,null,0.54677779999999998]
[0.52759730000000005,null,0.54665090000000005]
[0.52749550000000001,null,0.54665090000000005]
[0.52749550000000001,null,0.54650980000000005]
[0.52732710000000005,null,0.54650980000000005]
[0.52732710000000005,null,0.54650980000000005]
[0.52732710000000005,null,0.54650980000000005]
[0.52732710000000005,null,0.54650980000000005]
[0.52732710000000005,null,0.54650980000000005]
[0.52732710000000005,null,0.54650980000000005]
[0.52732710000000005,null,0.54650980000000005]
[0.52732710000000005,null,0.54650980000000005]
[0.52732710000000005,null,0.54641600000000001]
[0.52732710000000005,null,0.54641600000000001]
[0.52732710000000005,null,0.54641600000000001]
[0.52732710000000005,null,0.54641600000000001]
[0.52732710000000005,null,0.54641600000000001]
[0.52732710000000005,null,0.54641600000000001]
[0.52732710000000005,null,0.54641600000000001]
[0.52704010000000001,null,0.54628900000000002]
[0.52704010000000001,null,0.54628900000000002]
[0.52704010000000001,null,0.54628900000000002]
[0.52704010000000001,null,0.54628900000000002]
[0.52704010000000001,null,0.54628900000000002]
[0.52704010000000001,null,0.54628900000000002]
[0.52693820000000002,null,0.54614799999999997]
[0.52693820000000002,null,0.54614799999999997]
[0.52693820000000002,null,0.54614799999999997]
[0.52693820000000002,null,0.54614799999999997]
[0.52693820000000002,null,0.54614799999999997]
[0.52693820000000002,null,0.54614799999999997]
[0.52693820000000002,null,0.54614799999999997]
[0.52693820000000002,null,0.54609209999999997]
[0.52693820000000002,null,0.54609209999999997]
[0.52677870000000004,null,0.54576749999999996]
[0.52677870000000004,null,0.54564060000000003]
[0.52661040000000003,null,0.54564060000000003]
[0.52661040000000003,null,0.54564060000000003]
[0.52661040000000003,null,0.54564060000000003]
[0.52661040000000003,null,0.54564060000000003]
[0.52661040000000003,null,0.54564060000000003]
[0.52661040000000003,null,0.54564060000000003]
[0.52661040000000003,null,0.54549950000000003]
[0.52661040000000003,null,0.54549950000000003]
[0.52649270000000004,null,0.54549950000000003]
[0.52649270000000004,null,0.54549950000000003]
[0.52649270000000004,null,0.54549950000000003]
[0.52649270000000004,null,0.54549950000000003]
[0.52639080000000005,null,0.54549950000000003]
[0.52639080000000005,null,0.54549950000000003]
[0.52639080000000005,null,0.54549950000000003]
[0.52639080000000005,null,0.54549950000000003]
[0.52639080000000005,null,0.54537250000000004]
[0.52639080000000005,null,0.54537250000000004]
[0.52639080000000005,null,0.54537250000000004]
[0.52639080000000005,null,0.54527870000000001]
[0.52639080000000005,null,0.54513769999999995]
[0.52623140000000002,null,0.54513769999999995]
[0.52623129999999996,null,0.54513769999999995]
[0.52606200000000003,null,0.54513769999999995]
[0.52606200000000003,null,0.54513769999999995]
[0.52606200000000003,null,0.54513769999999995]
[0.52606200000000003,null,0.54513769999999995]
[0.52606200000000003,null,0.54513769999999995]
[0.52606200000000003,null,0.54513769999999995]
[0.52606200000000003,null,0.54513769999999995]
[0.52606200000000003,null,0.54513769999999995]
[0.52606200000000003,null,0.5451376]
[0.52606200000000003,null,0.5451376]
[0.52579180000000003,null,0.54501069999999996]
[0.52567410000000003,null,0.54489900000000002]
[0.52567410000000003,null,0.54489900000000002]
[0.52567410000000003,null,0.54480519999999999]
[0.52567410000000003,null,0.54480519999999999]
[0.52567410000000003,null,0.54480519999999999]
[0.52567410000000003,null,0.54480519999999999]
[0.52567410000000003,null,0.54448920000000001]
[0.52567410000000003,null,0.54448920000000001]
[0.52567410000000003,null,0.54448920000000001]
[0.52567410000000003,null,0.54448920000000001]
[0.52567410000000003,null,0.54448920000000001]
[0.52567410000000003,null,0.54448920000000001]
[0.52567410000000003,null,0.54448920000000001]
[0.52551460000000005,null,0.54436220000000002]
[0.52551460000000005,null,0.54436220000000002]
[0.52551460000000005,null,0.54436220000000002]
[0.52551460000000005,null,0.54426839999999999]
[0.52541280000000001,null,0.54426839999999999]
[0.52541280000000001,null,0.54426839999999999]
[0.52541280000000001,null,0.54426839999999999]
[0.52541280000000001,null,0.54412729999999998]
[0.52541280000000001,null,0.54412729999999998]
[0.52541280000000001,null,0.54412729999999998]
[0.52541280000000001,null,0.54412729999999998]
[0.52524340000000003,null,0.54412729999999998]
[0.52512570000000003,null,0.54412729999999998]
[0.52512570000000003,null,0.54412729999999998]
[0.52512570000000003,null,0.54412729999999998]
[0.52495740000000002,null,0.54412729999999998]
[0.52495740000000002,null,0.54412729999999998]
[0.52495740000000002,null,0.54412729999999998]
[0.52495740000000002,null,0.54400040000000005]
[0.52495740000000002,null,0.54390649999999996]
[0.52495740000000002,null,0.54390649999999996]
[0.52495740000000002,null,0.54390649999999996]
[0.52495740000000002,null,0.54373159999999998]
[0.52495740000000002,null,0.54373159999999998]
[0.52495740000000002,null,0.54373159999999998]
[0.52495740000000002,null,0.54359049999999998]
[0.52495740000000002,null,0.54359049999999998]
[0.52485550000000003,null,0.54359049999999998]
[0.52485550000000003,null,0.54347889999999999]
[0.52485550000000003,null,0.54347889999999999]
[0.5246961,null,0.54347889999999999]
[0.52469600000000005,null,0.54347889999999999]
[0.52469600000000005,null,0.54347889999999999]
[0.52469600000000005,null,0.54347889999999999]
[0.52469600000000005,null,0.5433519]
[0.52469600000000005,null,0.5433519]
[0.52469600000000005,null,0.5433519]
[0.52469600000000005,null,0.5433519]
[0.52469600000000005,null,0.5433519]
[0.52469600000000005,null,0.5433519]
[0.52457830000000005,null,0.5433519]
[0.52457830000000005,null,0.5433519]
[0.52457830000000005,null,0.54321079999999999]
[0.52457830000000005,null,0.54321079999999999]
[0.52440900000000001,null,0.54311699999999996]
[0.52440900000000001,null,0.54311699999999996]
[0.52440900000000001,null,0.54311699999999996]
[0.52440900000000001,null,0.54311699999999996]
[0.52440900000000001,null,0.54311699999999996]
[0.52440900000000001,null,0.54298999999999997]
[0.52440900000000001,null,0.54298999999999997]
[0.52413880000000002,null,0.54298999999999997]
[0.52413880000000002,null,0.54298999999999997]
[0.52413880000000002,null,0.54298999999999997]
[0.52397930000000004,null,0.54298999999999997]
[0.52397930000000004,null,0.54298999999999997]
[0.52397930000000004,null,0.54298999999999997]
[0.52397930000000004,null,0.54298999999999997]
[0.52397930000000004,null,0.54267399999999999]
[0.52397930000000004,null,0.54258019999999996]
[0.52397930000000004,null,0.54258019999999996]
[0.52397930000000004,null,0.54246859999999997]
[0.52397930000000004,null,0.54246850000000002]
[0.52397930000000004,null,0.54246850000000002]
[0.52397930000000004,null,0.54246850000000002]
[0.52397930000000004,null,0.54246850000000002]
[0.52386160000000004,null,0.54246850000000002]
[0.52386160000000004,null,0.54246850000000002]
[0.52386160000000004,null,0.54234159999999998]
[0.52386160000000004,null,0.54234159999999998]
[0.52386160000000004,null,0.54234159999999998]
[0.52386160000000004,null,0.54234159999999998]
[0.52386160000000004,null,0.54234159999999998]
[0.52386160000000004,null,0.54234159999999998]
[0.52386160000000004,null,0.54234159999999998]
[0.52386160000000004,null,0.54234159999999998]
[0.52386160000000004,null,0.54234159999999998]
[0.5237598,null,0.5422477]
[0.52359040000000001,null,0.54210670000000005]
[0.52359040000000001,null,0.54210670000000005]
[0.52359040000000001,null,0.54210670000000005]
[0.52359040000000001,null,0.54210670000000005]
[0.52359040000000001,null,0.54210670000000005]
[0.52359040000000001,null,0.54210670000000005]
[0.52359040000000001,null,0.54210670000000005]
[0.5234221,null,0.541995]
[0.5234221,null,0.541995]
[0.5233044,null,0.541995]
[0.52314490000000002,null,0.54186809999999996]
[0.52314490000000002,null,0.54186809999999996]
[0.52314490000000002,null,0.54186809999999996]
[0.52314490000000002,null,0.54186809999999996]
[0.52314490000000002,null,0.54186800000000002]
[0.52314490000000002,null,0.54186800000000002]
[0.52314490000000002,null,0.54186800000000002]
[0.52314490000000002,null,0.54186800000000002]
[0.52314490000000002,null,0.54186800000000002]
[0.52304300000000004,null,0.54177419999999998]
[0.52304300000000004,null,0.54177419999999998]
[0.52304300000000004,null,0.54177419999999998]
[0.52304300000000004,null,0.54177419999999998]
[0.52304300000000004,null,0.54163320000000004]
[0.52304300000000004,null,0.54150620000000005]
[0.52304300000000004,null,0.54150620000000005]
[0.52304300000000004,null,0.54150620000000005]
[0.52304300000000004,null,0.54150620000000005]
[0.52304300000000004,null,0.54133120000000001]
[0.52304300000000004,null,0.54133120000000001]
[0.52304300000000004,null,0.54133120000000001]
[0.52287470000000003,null,0.54133120000000001]
[0.52258760000000004,null,0.54121960000000002]
[0.52258760000000004,null,0.54109260000000003]
[0.52258760000000004,null,0.54109260000000003]
[0.52242809999999995,null,0.54109260000000003]
[0.52242809999999995,null,0.54109260000000003]
[0.52242809999999995,null,0.54109260000000003]
[0.52242809999999995,null,0.54109260000000003]
[0.52242809999999995,null,0.54109260000000003]
[0.52242809999999995,null,0.54109260000000003]
[0.52242809999999995,null,0.5409988]
[0.52242809999999995,null,0.5409988]
[0.52242809999999995,null,0.5409988]
[0.52242809999999995,null,0.5409988]
[0.52242809999999995,null,0.5409988]
[0.52242809999999995,null,0.5409988]
[0.52232630000000002,null,0.5409988]
[0.52232630000000002,null,0.54087180000000001]
[0.52232630000000002,null,0.54073079999999996]
[0.52232630000000002,null,0.54073079999999996]
[0.52232630000000002,null,0.54073079999999996]
[0.52232630000000002,null,0.54063689999999998]
[0.52232630000000002,null,0.54063689999999998]
[0.52232630000000002,null,0.54063689999999998]
[0.52232630000000002,null,0.54063689999999998]
[0.52220860000000002,null,0.54063689999999998]
[0.52220860000000002,null,0.54063689999999998]
[0.52220860000000002,null,0.54063689999999998]
[0.52204019999999995,null,0.54063689999999998]
[0.52204019999999995,null,0.54063689999999998]
[0.52204019999999995,null,0.54063689999999998]
[0.52204019999999995,null,0.54063689999999998]
[0.52204019999999995,null,0.540462]
[0.52204019999999995,null,0.540462]
[0.52188069999999998,null,0.5404061]
[0.52188069999999998,null,0.5404061]
[0.52188069999999998,null,0.5404061]
[0.52188069999999998,null,0.54035029999999995]
[0.52188069999999998,null,0.54035029999999995]
[0.52171140000000005,null,0.54008230000000002]
[0.52171140000000005,null,0.54008230000000002]
[0.52171140000000005,null,0.54008230000000002]
[0.52171140000000005,null,0.53998849999999998]
[0.52160960000000001,null,0.53998849999999998]
[0.52160960000000001,null,0.53998849999999998]
[0.52160960000000001,null,0.53998849999999998]
[0.52160949999999995,null,0.53998849999999998]
[0.52160949999999995,null,0.53998849999999998]
[0.52160949999999995,null,0.53998840000000004]
[0.52149179999999995,null,0.53986149999999999]
[0.52149179999999995,null,0.53986149999999999]
[0.52149179999999995,null,0.53972039999999999]
[0.52149179999999995,null,0.53972039999999999]
[0.52149179999999995,null,0.53972039999999999]
[0.52149179999999995,null,0.53962659999999996]
[0.52149179999999995,null,0.53962659999999996]
[0.52149179999999995,null,0.53962659999999996]
[0.52149179999999995,null,0.53962659999999996]
[0.52149179999999995,null,0.53962659999999996]
[0.52149179999999995,null,0.53962659999999996]
[0.52149179999999995,null,0.53962659999999996]
[0.52149179999999995,null,0.53962659999999996]
[0.52149179999999995,null,0.53951490000000002]
[0.52149179999999995,null,0.53951490000000002]
[0.52116399999999996,null,0.53951490000000002]
[0.52106220000000003,null,0.53951490000000002]
[0.52106220000000003,null,0.53951490000000002]
[0.52106220000000003,null,0.53951490000000002]
[0.52106220000000003,null,0.53942109999999999]
[0.52106220000000003,null,0.53942109999999999]
[0.52106220000000003,null,0.5391051]
[0.52089280000000004,null,0.5391051]
[0.52089280000000004,null,0.5391051]
[0.52089280000000004,null,0.5391051]
[0.52077510000000005,null,0.5391051]
[0.52077510000000005,null,0.5391051]
[0.52077510000000005,null,0.53897810000000002]
[0.52077510000000005,null,0.53897810000000002]
[0.52077510000000005,null,0.53897810000000002]
[0.52077510000000005,null,0.53897810000000002]
[0.52077510000000005,null,0.53897810000000002]
[0.52077510000000005,null,0.53897810000000002]
[0.52077510000000005,null,0.53897810000000002]
[0.52077510000000005,null,0.53888429999999998]
[0.52077510000000005,null,0.53888429999999998]
[0.52077510000000005,null,0.53888429999999998]
[0.52077510000000005,null,0.53888429999999998]
[0.52077510000000005,null,0.53888429999999998]
[0.52077510000000005,null,0.53888429999999998]
[0.52077510000000005,null,0.53875729999999999]
[0.52077510000000005,null,0.53861630000000005]
[0.52067330000000001,null,0.53861630000000005]
[0.52067319999999995,null,0.53861630000000005]
[0.52067319999999995,null,0.53861630000000005]
[0.52067319999999995,null,0.5385046]
[0.52067319999999995,null,0.5385046]
[0.52067319999999995,null,0.5385046]
[0.52034539999999996,null,0.5385046]
[0.52022769999999996,null,0.5385046]
[0.52022769999999996,null,0.5385046]
[0.52022769999999996,null,0.5385046]
[0.52014300000000002,null,0.5385046]
[0.52005840000000003,null,0.5385046]
[0.52005840000000003,null,0.5385046]
[0.52005840000000003,null,0.5385046]
[0.52005840000000003,null,0.53837760000000001]
[0.52005840000000003,null,0.5381089]
[0.52005840000000003,null,0.5381089]
[0.52005840000000003,null,0.5381089]
[0.52005840000000003,null,0.53803829999999997]
[0.52005840000000003,null,0.5379678]
[0.52005840000000003,null,0.5379678]
[0.52005840000000003,null,0.5379678]
[0.52005829999999997,null,0.5379678]
[0.52005829999999997,null,0.53784080000000001]
[0.52005829999999997,null,0.53784080000000001]
[0.51995650000000004,null,0.53784080000000001]
[0.51995650000000004,null,0.53784080000000001]
[0.51995650000000004,null,0.53784080000000001]
[0.51995650000000004,null,0.53784080000000001]
[0.51995650000000004,null,0.53784080000000001]
[0.51995650000000004,null,0.53784080000000001]
[0.51995650000000004,null,0.53784080000000001]
[0.51995650000000004,null,0.53784080000000001]
[0.51979699999999995,null,0.53784080000000001]
[0.51967929999999996,null,0.53774699999999998]
[0.51967929999999996,null,0.53774699999999998]
[0.51967929999999996,null,0.53774699999999998]
[0.51967929999999996,null,0.53760600000000003]
[0.51967929999999996,null,0.53760600000000003]
[0.51967929999999996,null,0.53760600000000003]
[0.51967929999999996,null,0.53747900000000004]
[0.51951099999999995,null,0.53736729999999999]
[0.51951099999999995,null,0.53736729999999999]
[0.51951099999999995,null,0.53736729999999999]
[0.51951099999999995,null,0.53736729999999999]
[0.51934159999999996,null,0.53736729999999999]
[0.51934159999999996,null,0.53736729999999999]
[0.51934159999999996,null,0.53736729999999999]
[0.51934159999999996,null,0.53736729999999999]
[0.51934159999999996,null,0.53722630000000005]
[0.51934159999999996,null,0.53722630000000005]
[0.51934159999999996,null,0.53722630000000005]
[0.51934159999999996,null,0.53722630000000005]
[0.51934159999999996,null,0.53722630000000005]
[0.51934159999999996,null,0.53713250000000001]
[0.51934159999999996,null,0.53700550000000002]
[0.51934159999999996,null,0.53700550000000002]
[0.51934159999999996,null,0.53700550000000002]
[0.51934159999999996,null,0.53700550000000002]
[0.51923980000000003,null,0.53700550000000002]
[0.51923980000000003,null,0.53686440000000002]
[0.51923980000000003,null,0.53686440000000002]
[0.51923980000000003,null,0.53686440000000002]
[0.51923980000000003,null,0.53656250000000005]
[0.51896260000000005,null,0.53656250000000005]
[0.51896260000000005,null,0.53656250000000005]
[0.51896260000000005,null,0.53656250000000005]
[0.51896260000000005,null,0.53656250000000005]
[0.51896260000000005,null,0.53656250000000005]
[0.51879419999999998,null,0.53646870000000002]
[0.51879419999999998,null,0.53646870000000002]
[0.51879419999999998,null,0.53646870000000002]
[0.51879419999999998,null,0.53646870000000002]
[0.51879419999999998,null,0.53646870000000002]
[0.51879419999999998,null,0.53646870000000002]
[0.51879419999999998,null,0.53646870000000002]
[0.51879419999999998,null,0.53634170000000003]
[0.51879419999999998,null,0.53634170000000003]
[0.51879419999999998,null,0.53634170000000003]
[0.51879419999999998,null,0.53634170000000003]
[0.51879419999999998,null,0.53634170000000003]
[0.51879419999999998,null,0.53608900000000004]
[0.51879419999999998,null,0.53608900000000004]
[0.51862490000000006,null,0.53608900000000004]
[0.51862490000000006,null,0.53608900000000004]
[0.51852310000000001,null,0.53608900000000004]
[0.51852310000000001,null,0.5359952]
[0.51852310000000001,null,0.5359952]
[0.51852299999999996,null,0.5359952]
[0.51852299999999996,null,0.5359952]
[0.51840529999999996,null,0.5359952]
[0.51840529999999996,null,0.5359952]
[0.51840529999999996,null,0.5359952]
[0.51840529999999996,null,0.5359952]
[0.51840529999999996,null,0.5359952]
[0.51840529999999996,null,0.5359952]
[0.51840529999999996,null,0.5359952]
[0.51840529999999996,null,0.53586820000000002]
[0.51840529999999996,null,0.53586820000000002]
[0.51840529999999996,null,0.53586820000000002]
[0.51840529999999996,null,0.53572710000000001]
[0.51824579999999998,null,0.53572710000000001]
[0.51824579999999998,null,0.53572710000000001]
[0.51807749999999997,null,0.53572710000000001]
[0.51807749999999997,null,0.53572710000000001]
[0.51807749999999997,null,0.53563329999999998]
[0.51807749999999997,null,0.53563329999999998]
[0.51807749999999997,null,0.53563329999999998]
[0.51807749999999997,null,0.53563329999999998]
[0.51807749999999997,null,0.53563329999999998]
[0.51807749999999997,null,0.53563329999999998]
[0.51797570000000004,null,0.53563329999999998]
[0.51797570000000004,null,0.5354584]
[0.51797570000000004,null,0.5354584]
[0.51797559999999998,null,0.53533140000000001]
[0.51797559999999998,null,0.53533140000000001]
[0.51781619999999995,null,0.53533140000000001]
[0.51769849999999995,null,0.53521969999999996]
[0.51769849999999995,null,0.53521969999999996]
[0.51752909999999996,null,0.53521969999999996]
[0.51752909999999996,null,0.53521969999999996]
[0.51752909999999996,null,0.53521969999999996]
[0.51752909999999996,null,0.53521969999999996]
[0.51752909999999996,null,0.53512590000000004]
[0.51752909999999996,null,0.53512590000000004]
[0.51752909999999996,null,0.53512590000000004]
[0.51752909999999996,null,0.53512590000000004]
[0.51752909999999996,null,0.53512590000000004]
[0.51752909999999996,null,0.53498480000000004]
[0.51752909999999996,null,0.53498480000000004]
[0.51752909999999996,null,0.53498480000000004]
[0.51752909999999996,null,0.53498480000000004]
[0.51742730000000003,null,0.53498480000000004]
[0.51742730000000003,null,0.5348579]
[0.51742730000000003,null,0.5348579]
[0.51725889999999997,null,0.5348579]
[0.51725889999999997,null,0.5348579]
[0.51725889999999997,null,0.5348579]
[0.51714119999999997,null,0.5348579]
[0.51714119999999997,null,0.53476409999999996]
[0.51714119999999997,null,0.53476400000000002]
[0.51714119999999997,null,0.53476400000000002]
[0.51714119999999997,null,0.53476400000000002]
[0.51714119999999997,null,0.53476400000000002]
[0.51714119999999997,null,0.53476400000000002]
[0.51714119999999997,null,0.53476400000000002]
[0.51714119999999997,null,0.53476400000000002]
[0.51714119999999997,null,0.53467019999999998]
[0.51714119999999997,null,0.53467019999999998]
[0.51714119999999997,null,0.53467019999999998]
[0.51714119999999997,null,0.53455859999999999]
[0.51698169999999999,null,0.53455859999999999]
[0.51698169999999999,null,0.53441749999999999]
[0.51698169999999999,null,0.5342905]
[0.51698169999999999,null,0.5342905]
[0.51698169999999999,null,0.5342905]
[0.51698169999999999,null,0.53411560000000002]
[0.51698169999999999,null,0.53411560000000002]
[0.51681239999999995,null,0.53411560000000002]
[0.51681239999999995,null,0.53411560000000002]
[0.51681239999999995,null,0.53402179999999999]
[0.51681239999999995,null,0.53402179999999999]
[0.51671049999999996,null,0.53402179999999999]
[0.51671049999999996,null,0.53402179999999999]
[0.51659279999999996,null,0.53402179999999999]
[0.51659279999999996,null,0.53402179999999999]
[0.51659279999999996,null,0.53402179999999999]
[0.51659279999999996,null,0.53402179999999999]
[0.51659279999999996,null,0.53402179999999999]
[0.51659279999999996,null,0.53388069999999999]
[0.51659279999999996,null,0.53388069999999999]
[0.51659279999999996,null,0.53388069999999999]
[0.51642449999999995,null,0.5337537]
[0.51642449999999995,null,0.5337537]
[0.51642449999999995,null,0.5337537]
[0.51642449999999995,null,0.5337537]
[0.51642449999999995,null,0.5337537]
[0.51642449999999995,null,0.5337537]
[0.51642449999999995,null,0.5337537]
[0.51626499999999997,null,0.53365989999999996]
[0.51626499999999997,null,0.53365989999999996]
[0.51626499999999997,null,0.53365989999999996]
[0.51626499999999997,null,0.53354820000000003]
[0.51626499999999997,null,0.53354820000000003]
[0.51626499999999997,null,0.53340719999999997]
[0.51626499999999997,null,0.53340719999999997]
[0.51626499999999997,null,0.53340719999999997]
[0.51626499999999997,null,0.53340719999999997]
[0.51626499999999997,null,0.53340719999999997]
[0.51626499999999997,null,0.53340719999999997]
[0.51626499999999997,null,0.53340719999999997]
[0.51626499999999997,null,0.53340719999999997]
[0.51626499999999997,null,0.53328019999999998]
[0.51616309999999999,null,0.53328019999999998]
[0.51616309999999999,null,0.53328019999999998]
[0.51616309999999999,null,0.53328019999999998]
[0.51616309999999999,null,0.53328019999999998]
[0.51616309999999999,null,0.53318639999999995]
[0.51616309999999999,null,0.53301140000000002]
[0.51604539999999999,null,0.53301140000000002]
[0.51604539999999999,null,0.53301140000000002]
[0.51604539999999999,null,0.53301140000000002]
[0.51587609999999995,null,0.53301140000000002]
[0.51570780000000005,null,0.53301140000000002]
[0.51570769999999999,null,0.53287039999999997]
[0.51570769999999999,null,0.53287039999999997]
[0.51570769999999999,null,0.53287039999999997]
[0.51570769999999999,null,0.53287039999999997]
[0.51554829999999996,null,0.53274339999999998]
[0.51554829999999996,null,0.53274339999999998]
[0.51554829999999996,null,0.53274339999999998]
[0.51554829999999996,null,0.53274339999999998]
[0.51554829999999996,null,0.53274339999999998]
[0.51554829999999996,null,0.53274339999999998]
[0.51554829999999996,null,0.53274339999999998]
[0.51554829999999996,null,0.53274339999999998]
[0.51554829999999996,null,0.53264959999999995]
[0.51554829999999996,null,0.53264959999999995]
[0.51554820000000001,null,0.53264959999999995]
[0.51544639999999997,null,0.53264959999999995]
[0.51544639999999997,null,0.53264959999999995]
[0.51544639999999997,null,0.53264959999999995]
[0.51544639999999997,null,0.53264959999999995]
[0.51544639999999997,null,0.53264959999999995]
[0.51544639999999997,null,0.53252259999999996]
[0.51544639999999997,null,0.53252259999999996]
[0.51544639999999997,null,0.53252259999999996]
[0.51544639999999997,null,0.53241090000000002]
[0.51544639999999997,null,0.53226989999999996]
[0.51544639999999997,null,0.53226989999999996]
[0.51544639999999997,null,0.53226989999999996]
[0.51544639999999997,null,0.53209490000000004]
[0.51544639999999997,null,0.53209490000000004]
[0.51544639999999997,null,0.53209490000000004]
[0.51532869999999997,null,0.53209490000000004]
[0.51516030000000002,null,0.53209490000000004]
[0.51516030000000002,null,0.53209490000000004]
[0.51516030000000002,null,0.53209490000000004]
[0.51516030000000002,null,0.53209490000000004]
[0.51516030000000002,null,0.53209490000000004]
[0.51516030000000002,null,0.53196790000000005]
[0.51516030000000002,null,0.53187410000000002]
[0.51500089999999998,null,0.53187410000000002]
[0.51500089999999998,null,0.53187410000000002]
[0.514899,null,0.53187410000000002]
[0.514899,null,0.53187410000000002]
[0.51472969999999996,null,0.53187410000000002]
[0.51472969999999996,null,0.53187410000000002]
[0.51472969999999996,null,0.53187410000000002]
[0.51472969999999996,null,0.53173309999999996]
[0.51472969999999996,null,0.53173309999999996]
[0.51472969999999996,null,0.53173309999999996]
[0.51472969999999996,null,0.53173309999999996]
[0.51472969999999996,null,0.53162140000000002]
[0.51472969999999996,null,0.53162140000000002]
[0.51472969999999996,null,0.53162140000000002]
[0.51472969999999996,null,0.53162140000000002]
[0.51472969999999996,null,0.53149440000000003]
[0.51472969999999996,null,0.53149440000000003]
[0.51472969999999996,null,0.53149440000000003]
[0.51472969999999996,null,0.5314006]
[0.51461199999999996,null,0.5314006]
[0.51461199999999996,null,0.5314006]
[0.51461190000000001,null,0.5314006]
[0.51461190000000001,null,0.5314006]
[0.51461190000000001,null,0.5314006]
[0.51445249999999998,null,0.5314006]
[0.51445249999999998,null,0.53125960000000005]
[0.51428410000000002,null,0.53125960000000005]
[0.51428410000000002,null,0.53108460000000002]
[0.51428410000000002,null,0.53108460000000002]
[0.51428410000000002,null,0.53108460000000002]
[0.51428410000000002,null,0.53108460000000002]
[0.51428410000000002,null,0.53095760000000003]
[0.51428410000000002,null,0.53095760000000003]
[0.51428410000000002,null,0.53095760000000003]
[0.51428410000000002,null,0.53095760000000003]
[0.51428410000000002,null,0.53095760000000003]
[0.51428410000000002,null,0.53095760000000003]
[0.51428410000000002,null,0.53095760000000003]
[0.51428410000000002,null,0.53095760000000003]
[0.51418229999999998,null,0.53081659999999997]
[0.51418229999999998,null,0.53081659999999997]
[0.51406459999999998,null,0.53081659999999997]
[0.51406459999999998,null,0.53072280000000005]
[0.51406459999999998,null,0.53072280000000005]
[0.5138952,null,0.53072280000000005]
[0.5138952,null,0.53072280000000005]
[0.5138952,null,0.53072280000000005]
[0.5138952,null,0.53072280000000005]
[0.5138952,null,0.53072280000000005]
[0.5138952,null,0.53059579999999995]
[0.5138952,null,0.53059579999999995]
[0.5138952,null,0.53059579999999995]
[0.5138952,null,0.53059579999999995]
[0.5138952,null,0.53059579999999995]
[0.5138952,null,0.53059579999999995]
[0.51372689999999999,null,0.53059579999999995]
[0.51372689999999999,null,0.53048410000000001]
[0.51372689999999999,null,0.53048410000000001]
[0.51360919999999999,null,0.53024930000000003]
[0.51360919999999999,null,0.53024930000000003]
[0.51344970000000001,null,0.53024930000000003]
[0.51344970000000001,null,0.53024930000000003]
[0.51344970000000001,null,0.53024930000000003]
[0.51344970000000001,null,0.53024930000000003]
[0.51344970000000001,null,0.53024930000000003]
[0.51344970000000001,null,0.53024930000000003]
[0.51344970000000001,null,0.53024930000000003]
[0.51344970000000001,null,0.53024930000000003]
[0.51334780000000002,null,0.53024930000000003]
[0.51334780000000002,null,0.53024930000000003]
[0.51317849999999998,null,0.53024930000000003]
[0.51317849999999998,null,0.53024930000000003]
[0.51317849999999998,null,0.52994730000000001]
[0.51317849999999998,null,0.52994730000000001]
[0.51317849999999998,null,0.52994730000000001]
[0.51317849999999998,null,0.52994730000000001]
[0.51317849999999998,null,0.52994730000000001]
[0.51317849999999998,null,0.52994730000000001]
[0.51317849999999998,null,0.52994730000000001]
[0.51317849999999998,null,0.52994730000000001]
[0.51306079999999998,null,0.52994730000000001]
[0.51306079999999998,null,0.52985349999999998]
[0.51306079999999998,null,0.52971250000000003]
[0.51306079999999998,null,0.52971250000000003]
[0.51289240000000003,null,0.52971250000000003]
[0.51289240000000003,null,0.52971250000000003]
[0.51289240000000003,null,0.52958550000000004]
[0.51289240000000003,null,0.52958550000000004]
[0.51289240000000003,null,0.52958550000000004]
[0.51289240000000003,null,0.52958550000000004]
[0.51289240000000003,null,0.52958550000000004]
[0.51273290000000005,null,0.52958550000000004]
[0.51273290000000005,null,0.52958550000000004]
[0.51273290000000005,null,0.52958550000000004]
[0.51273290000000005,null,0.52958550000000004]
[0.51273290000000005,null,0.52958550000000004]
[0.51273290000000005,null,0.52958550000000004]
[0.51273290000000005,null,0.52958550000000004]
[0.51273290000000005,null,0.52958550000000004]
[0.51273290000000005,null,0.52958550000000004]
[0.51273290000000005,null,0.52947379999999999]
[0.51263110000000001,null,0.52947379999999999]
[0.51263110000000001,null,0.52937999999999996]
[0.51263110000000001,null,0.52937999999999996]
[0.51263110000000001,null,0.52937999999999996]
[0.51263110000000001,null,0.52937999999999996]
[0.51263110000000001,null,0.52925299999999997]
[0.51263110000000001,null,0.52911200000000003]
[0.51263110000000001,null,0.52911200000000003]
[0.51263110000000001,null,0.52911200000000003]
[0.51263110000000001,null,0.52911200000000003]
[0.51234500000000005,null,0.52911200000000003]
[0.51218549999999996,null,0.52911200000000003]
[0.51218549999999996,null,0.52911200000000003]
[0.51218549999999996,null,0.52911200000000003]
[0.51201620000000003,null,0.52911200000000003]
[0.51201620000000003,null,0.52911200000000003]
[0.51201620000000003,null,0.52901819999999999]
[0.51201620000000003,null,0.52901810000000005]
[0.51201620000000003,null,0.52901810000000005]
[0.51201620000000003,null,0.52901810000000005]
[0.51201620000000003,null,0.52884319999999996]
[0.51201620000000003,null,0.52871619999999997]
[0.51201620000000003,null,0.52857520000000002]
[0.51201620000000003,null,0.52857520000000002]
[0.51201620000000003,null,0.52857520000000002]
[0.51201620000000003,null,0.52857520000000002]
[0.51201620000000003,null,0.52857509999999996]
[0.51201620000000003,null,0.52857509999999996]
[0.51201620000000003,null,0.52857509999999996]
[0.51201620000000003,null,0.52857509999999996]
[0.51201620000000003,null,0.52857509999999996]
[0.51191439999999999,null,0.52857509999999996]
[0.51191439999999999,null,0.52857509999999996]
[0.51191439999999999,null,0.52857509999999996]
[0.51191439999999999,null,0.52848130000000004]
[0.51191430000000004,null,0.52848130000000004]
[0.51191430000000004,null,0.52836970000000005]
[0.51191430000000004,null,0.52836970000000005]
[0.51191430000000004,null,0.52836970000000005]
[0.51179660000000005,null,0.52836970000000005]
[0.51179660000000005,null,0.52836970000000005]
[0.51146879999999995,null,0.52836970000000005]
[0.51146879999999995,null,0.52836970000000005]
[0.51146879999999995,null,0.52836970000000005]
[0.51146879999999995,null,0.52836970000000005]
[0.51146879999999995,null,0.52822860000000005]
[0.51146879999999995,null,0.52822860000000005]
[0.51146879999999995,null,0.52822860000000005]
[0.51119760000000003,null,0.52822860000000005]
[0.51119760000000003,null,0.52810159999999995]
[0.51119760000000003,null,0.52800780000000003]
[0.51119760000000003,null,0.52800780000000003]
[0.51119760000000003,null,0.52800780000000003]
[0.51119760000000003,null,0.52800780000000003]
[0.51119760000000003,null,0.52800780000000003]
[0.51119760000000003,null,0.52800780000000003]
[0.51119760000000003,null,0.52800780000000003]
[0.51119760000000003,null,0.52800780000000003]
[0.51119760000000003,null,0.52800780000000003]
[0.51119760000000003,null,0.52800780000000003]
[0.51119760000000003,null,0.52800780000000003]
[0.51119760000000003,null,0.52783290000000005]
[0.51119760000000003,null,0.52783279999999999]
[0.51119760000000003,null,0.52783279999999999]
[0.51107990000000003,null,0.52783279999999999]
[0.51091160000000002,null,0.52769180000000004]
[0.51091160000000002,null,0.52769180000000004]
[0.51091149999999996,null,0.52756479999999994]
[0.51075210000000004,null,0.52747100000000002]
[0.51075210000000004,null,0.52735940000000003]
[0.51075210000000004,null,0.52735940000000003]
[0.51075210000000004,null,0.52735940000000003]
[0.51075210000000004,null,0.52735940000000003]
[0.51075210000000004,null,0.52735940000000003]
[0.51065020000000005,null,0.52735940000000003]
[0.51065020000000005,null,0.52735940000000003]
[0.51065020000000005,null,0.52735940000000003]
[0.51065020000000005,null,0.52735940000000003]
[0.51065020000000005,null,0.52735940000000003]
[0.51065020000000005,null,0.52735940000000003]
[0.51065020000000005,null,0.52735929999999998]
[0.51065020000000005,null,0.52735929999999998]
[0.51065020000000005,null,0.52735929999999998]
[0.51065020000000005,null,0.52735929999999998]
[0.51048090000000002,null,0.52726550000000005]
[0.51048090000000002,null,0.52726550000000005]
[0.51048090000000002,null,0.52726550000000005]
[0.51032140000000004,null,0.5271245]
[0.51032140000000004,null,0.5271245]
[0.51032140000000004,null,0.5271245]
[0.51032140000000004,null,0.5271245]
[0.51032140000000004,null,0.5271245]
[0.51026249999999995,null,0.5271245]
[0.51020370000000004,null,0.52699750000000001]
[0.51020370000000004,null,0.52699750000000001]
[0.51020370000000004,null,0.52699750000000001]
[0.51020370000000004,null,0.52699750000000001]
[0.51020370000000004,null,0.52699750000000001]
[0.51003529999999997,null,0.52699750000000001]
[0.51003529999999997,null,0.52699750000000001]
[0.51003529999999997,null,0.52699750000000001]
[0.51003529999999997,null,0.52699750000000001]
[0.51003529999999997,null,0.52699750000000001]
[0.51003529999999997,null,0.52668150000000002]
[0.51003529999999997,null,0.52668150000000002]
[0.51003529999999997,null,0.52668150000000002]
[0.50993350000000004,null,0.52668150000000002]
[0.50993350000000004,null,0.52668150000000002]
[0.50993350000000004,null,0.52668150000000002]
[0.50993350000000004,null,0.52668150000000002]
[0.50993350000000004,null,0.52658769999999999]
[0.50993350000000004,null,0.5264607]
[0.50993350000000004,null,0.5264607]
[0.50993350000000004,null,0.5264607]
[0.50993350000000004,null,0.5264607]
[0.50981580000000004,null,0.5264607]
[0.50981580000000004,null,0.5264607]
[0.50981580000000004,null,0.52634899999999996]
[0.50981580000000004,null,0.52634899999999996]
[0.50965629999999995,null,0.52634899999999996]
[0.50948789999999999,null,0.52634899999999996]
[0.50948789999999999,null,0.52634899999999996]
[0.50948789999999999,null,0.52634899999999996]
[0.50948789999999999,null,0.52634899999999996]
[0.50948789999999999,null,0.52634899999999996]
[0.50931859999999995,null,0.52634899999999996]
[0.50931859999999995,null,0.52634899999999996]
[0.50931859999999995,null,0.52634899999999996]
[0.50931859999999995,null,0.52620800000000001]
[0.50931859999999995,null,0.52620800000000001]
[0.50931859999999995,null,0.52620800000000001]
[0.50931859999999995,null,0.52620800000000001]
[0.50931859999999995,null,0.52608100000000002]
[0.50931859999999995,null,0.52598719999999999]
[0.50931859999999995,null,0.52598719999999999]
[0.50920089999999996,null,0.52581219999999995]
[0.50920089999999996,null,0.52581219999999995]
[0.50909899999999997,null,0.52581219999999995]
[0.50909899999999997,null,0.52581219999999995]
[0.50909899999999997,null,0.52581219999999995]
[0.50909899999999997,null,0.52581219999999995]
[0.50909899999999997,null,0.52581219999999995]
[0.50909899999999997,null,0.52581219999999995]
[0.50909899999999997,null,0.52581219999999995]
[0.50909899999999997,null,0.52581219999999995]
[0.50893069999999996,null,0.52581219999999995]
[0.50893069999999996,null,0.52581219999999995]
[0.50893069999999996,null,0.52581219999999995]
[0.50893069999999996,null,0.52561530000000001]
[0.50877119999999998,null,0.52555949999999996]
[0.50877119999999998,null,0.52546570000000004]
[0.50877119999999998,null,0.52533870000000005]
[0.50877119999999998,null,0.52533870000000005]
[0.50877119999999998,null,0.52533870000000005]
[0.50877119999999998,null,0.52533870000000005]
[0.50877119999999998,null,0.52533870000000005]
[0.50877119999999998,null,0.52533870000000005]
[0.50877119999999998,null,0.52533870000000005]
[0.50865349999999998,null,0.52533870000000005]
[0.50848409999999999,null,0.52533870000000005]
[0.50848409999999999,null,0.52533870000000005]
[0.50848409999999999,null,0.52533870000000005]
[0.50848409999999999,null,0.52533870000000005]
[0.50848409999999999,null,0.52533870000000005]
[0.50848409999999999,null,0.52533870000000005]
[0.50838229999999995,null,0.52533870000000005]
[0.50838229999999995,null,0.52533870000000005]
[0.50838229999999995,null,0.52533870000000005]
[0.50838229999999995,null,0.52524490000000001]
[0.50838229999999995,null,0.52524490000000001]
[0.50838229999999995,null,0.52511790000000003]
[0.50838229999999995,null,0.52511790000000003]
[0.50838229999999995,null,0.52511790000000003]
[0.50838229999999995,null,0.52480190000000004]
[0.50838229999999995,null,0.52480190000000004]
[0.50838229999999995,null,0.52480190000000004]
[0.50826459999999996,null,0.52480190000000004]
[0.50826459999999996,null,0.52480190000000004]
[0.5080962,null,0.52480190000000004]
[0.50799439999999996,null,0.52480190000000004]
[0.50799439999999996,null,0.52470810000000001]
[0.50799439999999996,null,0.52470810000000001]
[0.50799439999999996,null,0.52470810000000001]
[0.50799439999999996,null,0.52470810000000001]
[0.50766560000000005,null,0.52459639999999996]
[0.50766560000000005,null,0.52459639999999996]
[0.50766560000000005,null,0.52459639999999996]
[0.50766560000000005,null,0.52459639999999996]
[0.50766560000000005,null,0.52459639999999996]
[0.50766560000000005,null,0.52459639999999996]
[0.50766560000000005,null,0.52459639999999996]
[0.50766560000000005,null,0.52446939999999997]
[0.50766560000000005,null,0.52446939999999997]
[0.50766560000000005,null,0.52446939999999997]
[0.50766560000000005,null,0.52446939999999997]
[0.50766560000000005,null,0.52432840000000003]
[0.50766560000000005,null,0.52432840000000003]
[0.50766560000000005,null,0.52432840000000003]
[0.50766560000000005,null,0.52432840000000003]
[0.50754779999999999,null,0.52432840000000003]
[0.50744599999999995,null,0.52432840000000003]
[0.50744599999999995,null,0.52432840000000003]
[0.50744599999999995,null,0.5242346]
[0.50727770000000005,null,0.5242346]
[0.50727770000000005,null,0.5242346]
[0.50727770000000005,null,0.5242346]
[0.50727770000000005,null,0.5242346]
[0.50727770000000005,null,0.52410760000000001]
[0.50727770000000005,null,0.52410760000000001]
[0.50727770000000005,null,0.52410760000000001]
[0.50727770000000005,null,0.52410760000000001]
[0.50727770000000005,null,0.52410760000000001]
[0.50694879999999998,null,0.52410760000000001]
[0.50694879999999998,null,0.52410760000000001]
[0.50694879999999998,null,0.5239665]
[0.50694879999999998,null,0.5239665]
[0.50694879999999998,null,0.5239665]
[0.50694879999999998,null,0.52385490000000001]
[0.50694879999999998,null,0.52385490000000001]
[0.50694879999999998,null,0.52385490000000001]
[0.50694879999999998,null,0.52358610000000005]
[0.50694879999999998,null,0.52358610000000005]
[0.50694879999999998,null,0.52358610000000005]
[0.50694879999999998,null,0.52358610000000005]
[0.50694879999999998,null,0.52358610000000005]
[0.50694879999999998,null,0.52345909999999995]
[0.50694879999999998,null,0.52345909999999995]
[0.50694879999999998,null,0.52345909999999995]
[0.50694879999999998,null,0.52345909999999995]
[0.50694879999999998,null,0.52345909999999995]
[0.50683109999999998,null,0.52345909999999995]
[0.50683109999999998,null,0.52345909999999995]
[0.50666279999999997,null,0.52345909999999995]
[0.50666279999999997,null,0.52345909999999995]
[0.50656089999999998,null,0.52345909999999995]
[0.50656089999999998,null,0.52345909999999995]
[0.50656089999999998,null,0.52345909999999995]
[0.50656089999999998,null,0.52331810000000001]
[0.50656089999999998,null,0.52331810000000001]
[0.50656089999999998,null,0.52331810000000001]
[0.50656089999999998,null,0.52331810000000001]
[0.50656089999999998,null,0.52331810000000001]
[0.50656089999999998,null,0.52331810000000001]
[0.50656089999999998,null,0.52331810000000001]
[0.50656089999999998,null,0.52331810000000001]
[0.50656089999999998,null,0.52322420000000003]
[0.50656089999999998,null,0.52309729999999999]
[0.50656089999999998,null,0.52298560000000005]
[0.50656089999999998,null,0.52298560000000005]
[0.5064014,null,0.52298560000000005]
[0.5064014,null,0.52298560000000005]
[0.50623209999999996,null,0.52298560000000005]
[0.50623209999999996,null,0.52281060000000001]
[0.50623209999999996,null,0.52281060000000001]
[0.50623209999999996,null,0.52281060000000001]
[0.50623209999999996,null,0.52281060000000001]
[0.50623209999999996,null,0.52266959999999996]
[0.50623209999999996,null,0.52266959999999996]
[0.50623209999999996,null,0.52266959999999996]
[0.50623209999999996,null,0.52266959999999996]
[0.50623209999999996,null,0.52257580000000003]
[0.50623209999999996,null,0.52257580000000003]
[0.50623209999999996,null,0.52257580000000003]
[0.50623209999999996,null,0.52257580000000003]
[0.50594600000000001,null,0.52257580000000003]
[0.50584419999999997,null,0.52257580000000003]
[0.50584419999999997,null,0.52257580000000003]
[0.50584419999999997,null,0.52244880000000005]
[0.50584419999999997,null,0.52244880000000005]
[0.50584419999999997,null,0.52244880000000005]
[0.50584419999999997,null,0.52244880000000005]
[0.50584419999999997,null,0.52244880000000005]
[0.50584419999999997,null,0.52244880000000005]
[0.50584419999999997,null,0.52244880000000005]
[0.50584419999999997,null,0.52244880000000005]
[0.50584419999999997,null,0.52244880000000005]
[0.50584419999999997,null,0.52244880000000005]
[0.50584419999999997,null,0.52230770000000004]
[0.50584419999999997,null,0.52230770000000004]
[0.50584419999999997,null,0.52221390000000001]
[0.50584419999999997,null,0.52221390000000001]
[0.50584419999999997,null,0.52221390000000001]
[0.50584419999999997,null,0.52221390000000001]
[0.50568469999999999,null,0.52221390000000001]
[0.50568469999999999,null,0.52221390000000001]
[0.50551539999999995,null,0.52221390000000001]
[0.50551539999999995,null,0.52210230000000002]
[0.5053976,null,0.52210230000000002]
[0.5053976,null,0.52210230000000002]
[0.5053976,null,0.52210230000000002]
[0.5053976,null,0.52210230000000002]
[0.5053976,null,0.52197530000000003]
[0.50522929999999999,null,0.52197530000000003]
[0.50522929999999999,null,0.52197530000000003]
[0.50522929999999999,null,0.52197530000000003]
[0.50522929999999999,null,0.52197530000000003]
[0.50512749999999995,null,0.52197530000000003]
[0.50512749999999995,null,0.52183420000000003]
[0.50512749999999995,null,0.52183420000000003]
[0.50512749999999995,null,0.52156550000000002]
[0.50512749999999995,null,0.52156550000000002]
[0.50512749999999995,null,0.52156550000000002]
[0.50512749999999995,null,0.52156550000000002]
[0.5051274,null,0.52156550000000002]
[0.5051274,null,0.52156550000000002]
[0.50496799999999997,null,0.52156550000000002]
[0.50496799999999997,null,0.52156550000000002]
[0.50496799999999997,null,0.52156539999999996]
[0.50496799999999997,null,0.52156539999999996]
[0.50479859999999999,null,0.52156539999999996]
[0.50479859999999999,null,0.52156539999999996]
[0.50479859999999999,null,0.52147160000000004]
[0.50479859999999999,null,0.52134469999999999]
[0.50479859999999999,null,0.52134469999999999]
[0.50479859999999999,null,0.52134469999999999]
[0.50479859999999999,null,0.52134469999999999]
[0.50479859999999999,null,0.52120359999999999]
[0.50479859999999999,null,0.52120359999999999]
[0.50479859999999999,null,0.52120359999999999]
[0.50468089999999999,null,0.52120359999999999]
[0.50451259999999998,null,0.521092]
[0.50451259999999998,null,0.521092]
[0.50441069999999999,null,0.52109190000000005]
[0.50441069999999999,null,0.52109190000000005]
[0.50441069999999999,null,0.52109190000000005]
[0.50441069999999999,null,0.52109190000000005]
[0.50441069999999999,null,0.52109190000000005]
[0.50441069999999999,null,0.52099810000000002]
[0.50441069999999999,null,0.52099810000000002]
[0.50441069999999999,null,0.52099810000000002]
[0.50441069999999999,null,0.52099810000000002]
[0.50441069999999999,null,0.52099810000000002]
[0.50441069999999999,null,0.52099810000000002]
[0.50441069999999999,null,0.52085709999999996]
[0.50441069999999999,null,0.52085709999999996]
[0.50425120000000001,null,0.52085709999999996]
[0.50425120000000001,null,0.52085709999999996]
[0.50425120000000001,null,0.52085709999999996]
[0.50425120000000001,null,0.52085709999999996]
[0.50425120000000001,null,0.52068210000000004]
[0.50398010000000004,null,0.52068210000000004]
[0.50398010000000004,null,0.52068210000000004]
[0.50398010000000004,null,0.52055510000000005]
[0.50398010000000004,null,0.52055510000000005]
[0.50397999999999998,null,0.52055510000000005]
[0.50397999999999998,null,0.52055510000000005]
[0.50386229999999999,null,0.52046130000000002]
[0.50386229999999999,null,0.52046130000000002]
[0.50386229999999999,null,0.52046130000000002]
[0.50386229999999999,null,0.52046130000000002]
[0.50369399999999998,null,0.52032029999999996]
[0.50369399999999998,null,0.52026450000000002]
[0.50369399999999998,null,0.52026439999999996]
[0.50369399999999998,null,0.52026439999999996]
[0.50369399999999998,null,0.52020860000000002]
[0.50369399999999998,null,0.52020860000000002]
[0.50369399999999998,null,0.52020860000000002]
[0.50369399999999998,null,0.52020860000000002]
[0.50369399999999998,null,0.52020860000000002]
[0.50369399999999998,null,0.52020860000000002]
[0.50369399999999998,null,0.52020860000000002]
[0.5035345,null,0.52020860000000002]
[0.5035345,null,0.52011479999999999]
[0.5035345,null,0.52011479999999999]
[0.5035345,null,0.52011479999999999]
[0.5035345,null,0.52011479999999999]
[0.5035345,null,0.52011479999999999]
[0.50343269999999996,null,0.52011479999999999]
[0.50343269999999996,null,0.52011479999999999]
[0.50343269999999996,null,0.52011479999999999]
[0.50343269999999996,null,0.51997380000000004]
[0.50331490000000001,null,0.51997369999999998]
[0.50331490000000001,null,0.51997369999999998]
[0.5031466,null,0.51967180000000002]
[0.5031466,null,0.51967180000000002]
[0.5031466,null,0.51967180000000002]
[0.5031466,null,0.51967180000000002]
[0.5031466,null,0.51967180000000002]
[0.5031466,null,0.51967180000000002]
[0.5031466,null,0.51967180000000002]
[0.5031466,null,0.51967180000000002]
[0.5031466,null,0.51967180000000002]
[0.5031466,null,0.51957799999999998]
[0.50297720000000001,null,0.51957799999999998]
[0.50297720000000001,null,0.51957799999999998]
[0.50297720000000001,null,0.51957799999999998]
[0.50297720000000001,null,0.51946630000000005]
[0.50281779999999998,null,0.51946630000000005]
[0.50281779999999998,null,0.51946630000000005]
[0.50281779999999998,null,0.51946630000000005]
[0.50281779999999998,null,0.51946630000000005]
[0.50281779999999998,null,0.51946630000000005]
[0.50281779999999998,null,0.51932529999999999]
[0.50281779999999998,null,0.51932529999999999]
[0.50281779999999998,null,0.51932529999999999]
[0.50281779999999998,null,0.5191983]
[0.50281779999999998,null,0.5191983]
[0.50271589999999999,null,0.5191983]
[0.50271589999999999,null,0.51910449999999997]
[0.50271589999999999,null,0.51910449999999997]
[0.50259819999999999,null,0.51910449999999997]
[0.50259819999999999,null,0.51910449999999997]
[0.50259819999999999,null,0.51910449999999997]
[0.50259819999999999,null,0.51910449999999997]
[0.50259819999999999,null,0.51910449999999997]
[0.50259819999999999,null,0.51910449999999997]
[0.50242989999999998,null,0.51910449999999997]
[0.50242989999999998,null,0.51910449999999997]
[0.50242989999999998,null,0.51910449999999997]
[0.50242989999999998,null,0.51910449999999997]
[0.50242989999999998,null,0.51910449999999997]
[0.50242989999999998,null,0.51910449999999997]
[0.50242989999999998,null,0.51910449999999997]
[0.50242980000000004,null,0.51896339999999996]
[0.50242980000000004,null,0.51896339999999996]
[0.50242980000000004,null,0.51883650000000003]
[0.5022605,null,0.51883639999999998]
[0.5022605,null,0.51883639999999998]
[0.50215869999999996,null,0.5186615]
[0.50215869999999996,null,0.51856769999999996]
[0.50215869999999996,null,0.51856769999999996]
[0.50199919999999998,null,0.51856769999999996]
[0.50188149999999998,null,0.51856769999999996]
[0.50188149999999998,null,0.51845600000000003]
[0.50188149999999998,null,0.51845600000000003]
[0.50188149999999998,null,0.51845600000000003]
[0.50188149999999998,null,0.51845600000000003]
[0.50188149999999998,null,0.51845600000000003]
[0.50188149999999998,null,0.51845600000000003]
[0.50188149999999998,null,0.51845600000000003]
[0.50188149999999998,null,0.51845600000000003]
[0.50188149999999998,null,0.51845600000000003]
[0.50188149999999998,null,0.51831499999999997]
[0.50188149999999998,null,0.51831499999999997]
[0.50188149999999998,null,0.51831499999999997]
[0.50171310000000002,null,0.51831499999999997]
[0.50171310000000002,null,0.51831499999999997]
[0.50171310000000002,null,0.51831490000000002]
[0.50171310000000002,null,0.51822109999999999]
[0.50171310000000002,null,0.51822109999999999]
[0.50161129999999998,null,0.51822109999999999]
[0.50161129999999998,null,0.51809419999999995]
[0.50161129999999998,null,0.51809419999999995]
[0.50161129999999998,null,0.51809419999999995]
[0.50161129999999998,null,0.51809419999999995]
[0.50161129999999998,null,0.51809419999999995]
[0.50161129999999998,null,0.51809419999999995]
[0.50161129999999998,null,0.51795310000000006]
[0.50161129999999998,null,0.51795310000000006]
[0.50161129999999998,null,0.51795310000000006]
[0.50161129999999998,null,0.51795310000000006]
[0.5014419,null,0.51795310000000006]
[0.5014419,null,0.51795310000000006]
[0.50128249999999996,null,0.51795310000000006]
[0.50128249999999996,null,0.51795310000000006]
[0.50116470000000002,null,0.51785930000000002]
[0.50116470000000002,null,0.51771829999999996]
[0.50116470000000002,null,0.51771829999999996]
[0.50116470000000002,null,0.51760660000000003]
[0.50116470000000002,null,0.51743159999999999]
[0.50116470000000002,null,0.51743159999999999]
[0.50116470000000002,null,0.51743159999999999]
[0.50116470000000002,null,0.51743159999999999]
[0.50106289999999998,null,0.51743159999999999]
[0.50106289999999998,null,0.5173046]
[0.50106289999999998,null,0.5173046]
[0.50106289999999998,null,0.5173046]
[0.50089459999999997,null,0.5173046]
[0.50089459999999997,null,0.5173046]
[0.50089459999999997,null,0.5173046]
[0.50089459999999997,null,0.5173046]
[0.50089459999999997,null,0.5173046]
[0.50089459999999997,null,0.5173046]
[0.50089459999999997,null,0.5173046]
[0.50089450000000002,null,0.5173046]
[0.50089450000000002,null,0.5173046]
[0.50089450000000002,null,0.5173046]
[0.50089450000000002,null,0.5173046]
[0.50089450000000002,null,0.51716359999999995]
[0.50089450000000002,null,0.51716359999999995]
[0.50077680000000002,null,0.51706980000000002]
[0.50077680000000002,null,0.51706980000000002]
[0.50077680000000002,null,0.51706980000000002]
[0.50077680000000002,null,0.51706980000000002]
[0.50061730000000004,null,0.51706980000000002]
[0.50061730000000004,null,0.51706980000000002]
[0.50061730000000004,null,0.51683109999999999]
[0.50061730000000004,null,0.51683109999999999]
[0.50061730000000004,null,0.51683109999999999]
[0.50061730000000004,null,0.51683109999999999]
[0.50061730000000004,null,0.51683109999999999]
[0.500448,null,0.51683109999999999]
[0.500448,null,0.51683109999999999]
[0.500448,null,0.51683109999999999]
[0.500448,null,0.51683109999999999]
[0.500448,null,0.51683109999999999]
[0.500448,null,0.51665609999999995]
[0.500448,null,0.5165151]
[0.500448,null,0.5165151]
[0.500448,null,0.51642129999999997]
[0.500448,null,0.51642129999999997]
[0.50034619999999996,null,0.51642129999999997]
[0.50034619999999996,null,0.51642129999999997]
[0.50034619999999996,null,0.51642129999999997]
[0.50017780000000001,null,0.51642129999999997]
[0.50017780000000001,null,0.51642129999999997]
[0.50017780000000001,null,0.51642129999999997]
[0.50017780000000001,null,0.51642129999999997]
[0.50017780000000001,null,0.51642129999999997]
[0.50017780000000001,null,0.51630960000000004]
[0.50017780000000001,null,0.51630960000000004]
[0.50006010000000001,null,0.51630960000000004]
[0.49990059999999997,null,0.51630960000000004]
[0.49990059999999997,null,0.51630960000000004]
[0.49990059999999997,null,0.51630960000000004]
[0.49990059999999997,null,0.51630960000000004]
[0.49990059999999997,null,0.51616859999999998]
[0.49990059999999997,null,0.51616859999999998]
[0.49990059999999997,null,0.51616859999999998]
[0.49990059999999997,null,0.51607479999999994]
[0.49990059999999997,null,0.51607479999999994]
[0.49990059999999997,null,0.51594779999999996]
[0.49990059999999997,null,0.51594779999999996]
[0.49990059999999997,null,0.51594779999999996]
[0.49990059999999997,null,0.51594779999999996]
[0.49990059999999997,null,0.51594779999999996]
[0.49990059999999997,null,0.51594779999999996]
[0.49973220000000002,null,0.51577280000000003]
[0.49973220000000002,null,0.51577280000000003]
[0.49956289999999998,null,0.51577280000000003]
[0.49956289999999998,null,0.51577280000000003]
[0.49956289999999998,null,0.51577280000000003]
[0.49956289999999998,null,0.51577280000000003]
[0.49946109999999999,null,0.51577280000000003]
[0.49946109999999999,null,0.51577280000000003]
[0.49934339999999999,null,0.51563179999999997]
[0.49934339999999999,null,0.51563179999999997]
[0.49934339999999999,null,0.51550479999999999]
[0.49934339999999999,null,0.51550479999999999]
[0.49934339999999999,null,0.51550479999999999]
[0.49934339999999999,null,0.51550479999999999]
[0.49934339999999999,null,0.51550479999999999]
[0.49934339999999999,null,0.51550479999999999]
[0.49934329999999999,null,0.51550479999999999]
[0.49934329999999999,null,0.51550479999999999]
[0.49934329999999999,null,0.51550479999999999]
[0.49934329999999999,null,0.51544889999999999]
[0.49918390000000001,null,0.51539310000000005]
[0.49918390000000001,null,0.51529930000000002]
[0.49918390000000001,null,0.51515829999999996]
[0.4990155,null,0.51515829999999996]
[0.4990155,null,0.51515829999999996]
[0.4990155,null,0.51515829999999996]
[0.4990155,null,0.51503129999999997]
[0.4990155,null,0.51503129999999997]
[0.4990155,null,0.51503129999999997]
[0.4990155,null,0.51503129999999997]
[0.4990155,null,0.51503129999999997]
[0.4990155,null,0.51503129999999997]
[0.4990155,null,0.51503129999999997]
[0.4990155,null,0.51503129999999997]
[0.4990155,null,0.51493750000000005]
[0.4990155,null,0.51493750000000005]
[0.4990155,null,0.51493750000000005]
[0.4990155,null,0.51476250000000001]
[0.49879600000000002,null,0.51476250000000001]
[0.49879600000000002,null,0.51476250000000001]
[0.49879600000000002,null,0.51476250000000001]
[0.49879600000000002,null,0.51476250000000001]
[0.49879600000000002,null,0.51476250000000001]
[0.49879600000000002,null,0.51476250000000001]
[0.49879600000000002,null,0.51463550000000002]
[0.49879600000000002,null,0.51463550000000002]
[0.49879600000000002,null,0.51463550000000002]
[0.49879600000000002,null,0.51463550000000002]
[0.49879600000000002,null,0.51449449999999997]
[0.49879600000000002,null,0.51438280000000003]
[0.49862659999999998,null,0.51438280000000003]
[0.49862659999999998,null,0.51438280000000003]
[0.49845830000000002,null,0.51438280000000003]
[0.49845830000000002,null,0.51438280000000003]
[0.49845830000000002,null,0.51438280000000003]
[0.49845830000000002,null,0.514289]
[0.49845830000000002,null,0.514289]
[0.49845830000000002,null,0.514289]
[0.49835639999999998,null,0.514289]
[0.498197,null,0.514289]
[0.498197,null,0.514289]
[0.498197,null,0.514289]
[0.4980792,null,0.514289]
[0.4980792,null,0.514289]
[0.4980792,null,0.51414789999999999]
[0.4980792,null,0.51402099999999995]
[0.4980792,null,0.51402099999999995]
[0.4980792,null,0.51402099999999995]
[0.4980792,null,0.51402099999999995]
[0.4980792,null,0.51402099999999995]
[0.4980792,null,0.51402099999999995]
[0.4980792,null,0.51402099999999995]
[0.4980792,null,0.51402099999999995]
[0.4980792,null,0.5140209]
[0.4980792,null,0.5140209]
[0.4980792,null,0.5140209]
[0.4980792,null,0.5140209]
[0.4980792,null,0.5140209]
[0.4980792,null,0.51392709999999997]
[0.4980792,null,0.51392709999999997]
[0.4980792,null,0.51375219999999999]
[0.49780809999999998,null,0.51375219999999999]
[0.49780799999999997,null,0.51375219999999999]
[0.49763970000000002,null,0.51375219999999999]
[0.49763970000000002,null,0.51375219999999999]
[0.49763970000000002,null,0.51375219999999999]
[0.49763970000000002,null,0.5136252]
[0.49763970000000002,null,0.51353139999999997]
[0.49752200000000002,null,0.51339029999999997]
[0.49752200000000002,null,0.51339029999999997]
[0.49752200000000002,null,0.51339029999999997]
[0.49752200000000002,null,0.51339029999999997]
[0.49736249999999999,null,0.51339029999999997]
[0.49736249999999999,null,0.51339029999999997]
[0.49736249999999999,null,0.51339029999999997]
[0.49736249999999999,null,0.51339029999999997]
[0.49736249999999999,null,0.51339029999999997]
[0.49736249999999999,null,0.51339029999999997]
[0.49736249999999999,null,0.51339029999999997]
[0.49736249999999999,null,0.51327869999999998]
[0.49736249999999999,null,0.51327869999999998]
[0.49736249999999999,null,0.51327869999999998]
[0.49736249999999999,null,0.51327869999999998]
[0.49736249999999999,null,0.51327869999999998]
[0.49736249999999999,null,0.51327869999999998]
[0.49736249999999999,null,0.51323180000000002]
[0.49719410000000003,null,0.51318490000000005]
[0.49719410000000003,null,0.5131848]
[0.49719410000000003,null,0.5131848]
[0.49719410000000003,null,0.5131848]
[0.49719410000000003,null,0.5131848]
[0.49719410000000003,null,0.5131848]
[0.49709229999999999,null,0.51291679999999995]
[0.49709229999999999,null,0.51291679999999995]
[0.49709229999999999,null,0.51291679999999995]
[0.49709229999999999,null,0.51291679999999995]
[0.49709229999999999,null,0.51291679999999995]
[0.496923,null,0.51282300000000003]
[0.49680530000000001,null,0.51282300000000003]
[0.4968052,null,0.51282300000000003]
[0.49664580000000003,null,0.51264810000000005]
[0.49664580000000003,null,0.51264799999999999]
[0.49664580000000003,null,0.51264799999999999]
[0.49664580000000003,null,0.51264799999999999]
[0.49664580000000003,null,0.51264799999999999]
[0.49664580000000003,null,0.51264799999999999]
[0.49664580000000003,null,0.51264799999999999]
[0.49664580000000003,null,0.51264799999999999]
[0.49664580000000003,null,0.51264799999999999]
[0.49664580000000003,null,0.51264799999999999]
[0.49664580000000003,null,0.51264799999999999]
[0.49664580000000003,null,0.51264799999999999]
[0.49664580000000003,null,0.51252109999999995]
[0.49664570000000002,null,0.512521]
[0.49664570000000002,null,0.51237999999999995]
[0.49664570000000002,null,0.51237999999999995]
[0.49664570000000002,null,0.51237999999999995]
[0.49664570000000002,null,0.51237999999999995]
[0.49654389999999998,null,0.51232420000000001]
[0.49637559999999997,null,0.51217449999999998]
[0.49637559999999997,null,0.51217449999999998]
[0.49637559999999997,null,0.51217449999999998]
[0.49637559999999997,null,0.51217449999999998]
[0.49637559999999997,null,0.51217449999999998]
[0.49637559999999997,null,0.51217449999999998]
[0.49637559999999997,null,0.51217449999999998]
[0.49637559999999997,null,0.51217449999999998]
[0.49637559999999997,null,0.51217449999999998]
[0.49637559999999997,null,0.51217449999999998]
[0.49637559999999997,null,0.51217449999999998]
[0.49625780000000003,null,0.51204749999999999]
[0.49608849999999999,null,0.51204749999999999]
[0.49608849999999999,null,0.51187260000000001]
[0.49608849999999999,null,0.51187260000000001]
[0.49608849999999999,null,0.51173150000000001]
[0.49608849999999999,null,0.51173150000000001]
[0.49608849999999999,null,0.51173150000000001]
[0.49608849999999999,null,0.51173150000000001]
[0.49608849999999999,null,0.51173150000000001]
[0.49608849999999999,null,0.51163769999999997]
[0.49608849999999999,null,0.51163769999999997]
[0.49608849999999999,null,0.51163769999999997]
[0.49592900000000001,null,0.51163769999999997]
[0.49582720000000002,null,0.51163769999999997]
[0.49582720000000002,null,0.51163769999999997]
[0.49582720000000002,null,0.51163769999999997]
[0.49582720000000002,null,0.51163769999999997]
[0.49582720000000002,null,0.51163769999999997]
[0.49582720000000002,null,0.51163769999999997]
[0.49582720000000002,null,0.51163769999999997]
[0.49582720000000002,null,0.51163769999999997]
[0.49582720000000002,null,0.51163769999999997]
[0.49582720000000002,null,0.51163769999999997]
[0.49565880000000001,null,0.51163769999999997]
[0.49565880000000001,null,0.51163769999999997]
[0.49565880000000001,null,0.51151069999999998]
[0.49565880000000001,null,0.51151069999999998]
[0.49565880000000001,null,0.51151069999999998]
[0.49565880000000001,null,0.51151069999999998]
[0.49565880000000001,null,0.51141689999999995]
[0.49565880000000001,null,0.51130529999999996]
[0.49537179999999997,null,0.51130529999999996]
[0.49537179999999997,null,0.51116419999999996]
[0.49537179999999997,null,0.51116419999999996]
[0.49537179999999997,null,0.51116419999999996]
[0.49537179999999997,null,0.51116419999999996]
[0.49537179999999997,null,0.51116419999999996]
[0.49537179999999997,null,0.51116419999999996]
[0.49537179999999997,null,0.51116419999999996]
[0.49537179999999997,null,0.51116419999999996]
[0.49537179999999997,null,0.51103719999999997]
[0.49537179999999997,null,0.51086229999999999]
[0.49537179999999997,null,0.51086229999999999]
[0.49537179999999997,null,0.51086229999999999]
[0.49521229999999999,null,0.51086229999999999]
[0.49521229999999999,null,0.51086229999999999]
[0.49521229999999999,null,0.51086229999999999]
[0.49521229999999999,null,0.51086229999999999]
[0.49511050000000001,null,0.51086229999999999]
[0.49511040000000001,null,0.51086220000000004]
[0.49511040000000001,null,0.51086220000000004]
[0.49511040000000001,null,0.51086220000000004]
[0.49511040000000001,null,0.51086220000000004]
[0.49511040000000001,null,0.51072119999999999]
[0.4949421,null,0.51072119999999999]
[0.4949421,null,0.51072119999999999]
[0.4949421,null,0.51072119999999999]
[0.4948244,null,0.51072119999999999]
[0.4948244,null,0.51072119999999999]
[0.4948244,null,0.51062739999999995]
[0.4948244,null,0.51062739999999995]
[0.4948244,null,0.51062739999999995]
[0.4948244,null,0.51050039999999997]
[0.4948244,null,0.51050039999999997]
[0.4948244,null,0.51050039999999997]
[0.49465500000000001,null,0.51050039999999997]
[0.49465500000000001,null,0.51050039999999997]
[0.49465500000000001,null,0.51050039999999997]
[0.49465500000000001,null,0.51038870000000003]
[0.49465500000000001,null,0.51038870000000003]
[0.49465500000000001,null,0.51038870000000003]
[0.49465500000000001,null,0.51038870000000003]
[0.49465500000000001,null,0.51024769999999997]
[0.49465500000000001,null,0.51024769999999997]
[0.49465500000000001,null,0.51024769999999997]
[0.49465500000000001,null,0.51024769999999997]
[0.49465500000000001,null,0.51015390000000005]
[0.49453730000000001,null,0.51015390000000005]
[0.49453730000000001,null,0.51015390000000005]
[0.49427599999999999,null,0.51015390000000005]
[0.49427599999999999,null,0.51015390000000005]
[0.49427599999999999,null,0.51015390000000005]
[0.49427599999999999,null,0.51015390000000005]
[0.49427599999999999,null,0.51002689999999995]
[0.49427599999999999,null,0.51002689999999995]
[0.49427599999999999,null,0.50985190000000002]
[0.49427599999999999,null,0.50985190000000002]
[0.49427599999999999,null,0.50985190000000002]
[0.49427599999999999,null,0.50985190000000002]
[0.49427599999999999,null,0.50985190000000002]
[0.49427599999999999,null,0.50985190000000002]
[0.49410769999999998,null,0.50985190000000002]
[0.49410769999999998,null,0.50985190000000002]
[0.49410759999999998,null,0.50985190000000002]
[0.49410759999999998,null,0.50985190000000002]
[0.49410759999999998,null,0.50985190000000002]
[0.49410759999999998,null,0.50975809999999999]
[0.49410759999999998,null,0.50961710000000005]
[0.49410759999999998,null,0.50961710000000005]
[0.49410759999999998,null,0.50961710000000005]
[0.49410759999999998,null,0.50961710000000005]
[0.49410759999999998,null,0.50961710000000005]
[0.49410759999999998,null,0.50961710000000005]
[0.49410759999999998,null,0.5095054]
[0.49398989999999998,null,0.5095054]
[0.49398989999999998,null,0.50937840000000001]
[0.49398989999999998,null,0.50937840000000001]
[0.49398989999999998,null,0.50937840000000001]
[0.49398989999999998,null,0.50937840000000001]
[0.49398989999999998,null,0.50937840000000001]
[0.49371880000000001,null,0.50937840000000001]
[0.49371880000000001,null,0.50937840000000001]
[0.49371880000000001,null,0.50937840000000001]
[0.49371880000000001,null,0.50937840000000001]
[0.49371870000000001,null,0.50937840000000001]
[0.49371870000000001,null,0.50896859999999999]
[0.49371870000000001,null,0.50896859999999999]
[0.49371870000000001,null,0.50896859999999999]
[0.49355929999999998,null,0.50896859999999999]
[0.49355929999999998,null,0.50896859999999999]
[0.49355929999999998,null,0.50896859999999999]
[0.49339090000000002,null,0.50896859999999999]
[0.49339090000000002,null,0.50896859999999999]
[0.49339090000000002,null,0.50896859999999999]
[0.49339090000000002,null,0.50896859999999999]
[0.49339090000000002,null,0.50896859999999999]
[0.49339090000000002,null,0.50896859999999999]
[0.49327320000000002,null,0.50896859999999999]
[0.49327320000000002,null,0.50896859999999999]
[0.49327320000000002,null,0.50896859999999999]
[0.49327320000000002,null,0.50896859999999999]
[0.49327320000000002,null,0.50873000000000002]
[0.49327320000000002,null,0.50872989999999996]
[0.49327320000000002,null,0.50872989999999996]
[0.49327320000000002,null,0.50872989999999996]
[0.49317139999999998,null,0.50872989999999996]
[0.49317139999999998,null,0.50872989999999996]
[0.49317139999999998,null,0.50872989999999996]
[0.49317139999999998,null,0.50863610000000004]
[0.493002,null,0.50863610000000004]
[0.493002,null,0.50863610000000004]
[0.493002,null,0.50863610000000004]
[0.493002,null,0.50849509999999998]
[0.493002,null,0.50832010000000005]
[0.493002,null,0.50832010000000005]
[0.493002,null,0.50832010000000005]
[0.493002,null,0.50832010000000005]
[0.493002,null,0.50832010000000005]
[0.493002,null,0.50832010000000005]
[0.493002,null,0.50832010000000005]
[0.493002,null,0.50832010000000005]
[0.493002,null,0.50819309999999995]
[0.49271599999999999,null,0.50819309999999995]
[0.49271599999999999,null,0.50819309999999995]
[0.49271589999999998,null,0.50819309999999995]
[0.49255650000000001,null,0.50819309999999995]
[0.49255650000000001,null,0.50809930000000003]
[0.49255650000000001,null,0.50809930000000003]
[0.49255650000000001,null,0.50809930000000003]
[0.49255650000000001,null,0.50795829999999997]
[0.49255650000000001,null,0.50795829999999997]
[0.49255650000000001,null,0.50795829999999997]
[0.49255640000000001,null,0.50795829999999997]
[0.49255640000000001,null,0.50795829999999997]
[0.49255640000000001,null,0.50784660000000004]
[0.49238710000000002,null,0.50784660000000004]
[0.49238710000000002,null,0.50784660000000004]
[0.49238710000000002,null,0.50784660000000004]
[0.49238710000000002,null,0.50784660000000004]
[0.49228529999999998,null,0.50784660000000004]
[0.49228529999999998,null,0.50784660000000004]
[0.49228529999999998,null,0.50784660000000004]
[0.49228529999999998,null,0.50784660000000004]
[0.49228529999999998,null,0.50784660000000004]
[0.49228529999999998,null,0.5077528]
[0.49228529999999998,null,0.50762580000000002]
[0.49228529999999998,null,0.50762580000000002]
[0.49228529999999998,null,0.50762580000000002]
[0.49216759999999998,null,0.50745079999999998]
[0.49216759999999998,null,0.50745079999999998]
[0.49216759999999998,null,0.50730980000000003]
[0.49216749999999998,null,0.50730980000000003]
[0.49199920000000003,null,0.50730980000000003]
[0.49199920000000003,null,0.50730980000000003]
[0.49199920000000003,null,0.50730980000000003]
[0.49199920000000003,null,0.50730980000000003]
[0.49183969999999999,null,0.50730980000000003]
[0.49183969999999999,null,0.50730980000000003]
[0.49183969999999999,null,0.50730980000000003]
[0.49183969999999999,null,0.50730980000000003]
[0.49183969999999999,null,0.50730980000000003]
[0.49183969999999999,null,0.50730980000000003]
[0.49183969999999999,null,0.50730980000000003]
[0.49183969999999999,null,0.507216]
[0.49183969999999999,null,0.507216]
[0.49183969999999999,null,0.507216]
[0.49173790000000001,null,0.507216]
[0.49173790000000001,null,0.507216]
[0.49156850000000002,null,0.50708900000000001]
[0.49156850000000002,null,0.50708900000000001]
[0.49156850000000002,null,0.50708900000000001]
[0.49145080000000002,null,0.50708900000000001]
[0.49145080000000002,null,0.50697729999999996]
[0.49145080000000002,null,0.50697729999999996]
[0.49145080000000002,null,0.50697729999999996]
[0.49145080000000002,null,0.50697729999999996]
[0.49145080000000002,null,0.50697729999999996]
[0.49145080000000002,null,0.50683630000000002]
[0.49145080000000002,null,0.50683630000000002]
[0.49145080000000002,null,0.50683630000000002]
[0.49145080000000002,null,0.50674249999999998]
[0.49129129999999999,null,0.50674249999999998]
[0.49129129999999999,null,0.50674249999999998]
[0.49112299999999998,null,0.50674249999999998]
[0.49112299999999998,null,0.50674249999999998]
[0.49102119999999999,null,0.5066155]
[0.49102119999999999,null,0.50644049999999996]
[0.49102119999999999,null,0.50644049999999996]
[0.49102109999999999,null,0.50644049999999996]
[0.49102109999999999,null,0.50644049999999996]
[0.49102109999999999,null,0.50644049999999996]
[0.49102109999999999,null,0.50644049999999996]
[0.49102109999999999,null,0.50644049999999996]
[0.49102109999999999,null,0.50644049999999996]
[0.49102109999999999,null,0.50644049999999996]
[0.49102109999999999,null,0.50644049999999996]
[0.49102109999999999,null,0.50644049999999996]
[0.49102109999999999,null,0.50644049999999996]
[0.49102109999999999,null,0.50644049999999996]
[0.49102109999999999,null,0.50644049999999996]
[0.49102109999999999,null,0.50634670000000004]
[0.49090339999999999,null,0.50634670000000004]
[0.49090339999999999,null,0.50634670000000004]
[0.49090339999999999,null,0.50634670000000004]
[0.49090339999999999,null,0.50634670000000004]
[0.49090339999999999,null,0.50634670000000004]
[0.49090339999999999,null,0.50623499999999999]
[0.49063329999999999,null,0.50623499999999999]
[0.49063319999999999,null,0.50623499999999999]
[0.49063319999999999,null,0.50596699999999994]
[0.49063319999999999,null,0.50596699999999994]
[0.49063319999999999,null,0.50596699999999994]
[0.49063319999999999,null,0.50596699999999994]
[0.49063319999999999,null,0.50596699999999994]
[0.49063319999999999,null,0.50596699999999994]
[0.49063319999999999,null,0.50596699999999994]
[0.49063319999999999,null,0.50596699999999994]
[0.49046390000000001,null,0.50596699999999994]
[0.49046390000000001,null,0.50596699999999994]
[0.49046390000000001,null,0.50596699999999994]
[0.49046390000000001,null,0.50587320000000002]
[0.49030439999999997,null,0.50587320000000002]
[0.49030439999999997,null,0.50587320000000002]
[0.49030439999999997,null,0.50587320000000002]
[0.49030439999999997,null,0.50587320000000002]
[0.49030439999999997,null,0.50587320000000002]
[0.49030439999999997,null,0.50587320000000002]
[0.49030439999999997,null,0.50587320000000002]
[0.49030439999999997,null,0.50587320000000002]
[0.49018669999999998,null,0.50587320000000002]
[0.49018669999999998,null,0.50587320000000002]
[0.49018669999999998,null,0.50587320000000002]
[0.49018669999999998,null,0.50587320000000002]
[0.49018669999999998,null,0.50555720000000004]
[0.49018669999999998,null,0.50555720000000004]
[0.49001830000000002,null,0.50544549999999999]
[0.48991649999999998,null,0.5053185]
[0.48991649999999998,null,0.5053185]
[0.48991649999999998,null,0.5053185]
[0.48991649999999998,null,0.50522469999999997]
[0.48991649999999998,null,0.50522469999999997]
[0.48991649999999998,null,0.50522469999999997]
[0.48991649999999998,null,0.50522469999999997]
[0.48991649999999998,null,0.50522469999999997]
[0.48991649999999998,null,0.50522469999999997]
[0.48991649999999998,null,0.50522469999999997]
[0.48991649999999998,null,0.50522469999999997]
[0.48991649999999998,null,0.50522469999999997]
[0.48991649999999998,null,0.50508370000000002]
[0.48991649999999998,null,0.50508370000000002]
[0.48991649999999998,null,0.50508370000000002]
[0.48991649999999998,null,0.50508370000000002]
[0.48991649999999998,null,0.50508370000000002]
[0.48991649999999998,null,0.50508370000000002]
[0.48991649999999998,null,0.50495670000000004]
[0.48991649999999998,null,0.50495670000000004]
[0.48991649999999998,null,0.50495670000000004]
[0.48979879999999998,null,0.50495670000000004]
[0.4896295,null,0.50484499999999999]
[0.48962939999999999,null,0.50484499999999999]
[0.48962939999999999,null,0.50484499999999999]
[0.48962939999999999,null,0.50484499999999999]
[0.48962939999999999,null,0.50484499999999999]
[0.48962939999999999,null,0.50475119999999996]
[0.48952760000000001,null,0.50475119999999996]
[0.4893593,null,0.50475119999999996]
[0.4893593,null,0.50475119999999996]
[0.48919980000000002,null,0.50475119999999996]
[0.48919980000000002,null,0.50475119999999996]
[0.48919980000000002,null,0.50475119999999996]
[0.48919980000000002,null,0.50475119999999996]
[0.48919980000000002,null,0.50465740000000003]
[0.48919980000000002,null,0.50465740000000003]
[0.48919980000000002,null,0.50465740000000003]
[0.48919980000000002,null,0.50438939999999999]
[0.48919980000000002,null,0.50438939999999999]
[0.48919980000000002,null,0.50438939999999999]
[0.48919980000000002,null,0.50421439999999995]
[0.48919980000000002,null,0.50421439999999995]
[0.48919980000000002,null,0.50410270000000001]
[0.48919980000000002,null,0.50410270000000001]
[0.48919980000000002,null,0.50410270000000001]
[0.48919980000000002,null,0.50410270000000001]
[0.48903039999999998,null,0.50410270000000001]
[0.48903039999999998,null,0.50410270000000001]
[0.48903039999999998,null,0.50410270000000001]
[0.48903039999999998,null,0.50410270000000001]
[0.48903039999999998,null,0.50400889999999998]
[0.48903039999999998,null,0.50400889999999998]
[0.48903039999999998,null,0.50400889999999998]
[0.48903039999999998,null,0.50400889999999998]
[0.48903039999999998,null,0.50400889999999998]
[0.48891269999999998,null,0.50400889999999998]
[0.48891269999999998,null,0.50400889999999998]
[0.48891269999999998,null,0.50400889999999998]
[0.48891269999999998,null,0.50400889999999998]
[0.48891269999999998,null,0.50400889999999998]
[0.48864249999999998,null,0.50388189999999999]
[0.48864249999999998,null,0.50388189999999999]
[0.48864249999999998,null,0.50388189999999999]
[0.48864249999999998,null,0.50388189999999999]
[0.48864249999999998,null,0.50388189999999999]
[0.48864249999999998,null,0.50374090000000005]
[0.488483,null,0.50374090000000005]
[0.488483,null,0.50374090000000005]
[0.488483,null,0.50374090000000005]
[0.488483,null,0.50374090000000005]
[0.488483,null,0.50374090000000005]
[0.488483,null,0.50374090000000005]
[0.488483,null,0.50374090000000005]
[0.48831370000000002,null,0.50374090000000005]
[0.48831370000000002,null,0.50374090000000005]
[0.48831370000000002,null,0.50374090000000005]
[0.48831370000000002,null,0.50364710000000001]
[0.48831370000000002,null,0.50364710000000001]
[0.48831370000000002,null,0.50364710000000001]
[0.48831370000000002,null,0.50347209999999998]
[0.48831370000000002,null,0.50336040000000004]
[0.48831370000000002,null,0.50336040000000004]
[0.48831370000000002,null,0.50336040000000004]
[0.48831370000000002,null,0.50336040000000004]
[0.48819600000000002,null,0.50336040000000004]
[0.48819600000000002,null,0.50336040000000004]
[0.48819600000000002,null,0.50321939999999998]
[0.48809409999999998,null,0.50321939999999998]
[0.48809409999999998,null,0.50321939999999998]
[0.48809409999999998,null,0.50321939999999998]
[0.48809409999999998,null,0.50321939999999998]
[0.4879347,null,0.50321939999999998]
[0.4879347,null,0.50321939999999998]
[0.4879347,null,0.50321939999999998]
[0.4879346,null,0.50312559999999995]
[0.4879346,null,0.50312559999999995]
[0.4879346,null,0.50312559999999995]
[0.4879346,null,0.50312559999999995]
[0.4879346,null,0.50312559999999995]
[0.4879346,null,0.50312559999999995]
[0.4879346,null,0.50312559999999995]
[0.4879346,null,0.50312559999999995]
[0.48776629999999999,null,0.50312559999999995]
[0.48776629999999999,null,0.50312559999999995]
[0.48776629999999999,null,0.50312559999999995]
[0.48776629999999999,null,0.50312559999999995]
[0.48776629999999999,null,0.50306969999999995]
[0.48776629999999999,null,0.50301390000000001]
[0.48776629999999999,null,0.50292009999999998]
[0.48776629999999999,null,0.50292009999999998]
[0.48776629999999999,null,0.50277910000000003]
[0.48776629999999999,null,0.50277910000000003]
[0.487597,null,0.50277910000000003]
[0.4874792,null,0.50277910000000003]
[0.4874792,null,0.50277910000000003]
[0.4874792,null,0.50277910000000003]
[0.4874792,null,0.50277910000000003]
[0.4874792,null,0.50277899999999998]
[0.48737740000000002,null,0.50265210000000005]
[0.48737740000000002,null,0.50265210000000005]
[0.48737740000000002,null,0.50265210000000005]
[0.48737740000000002,null,0.50247710000000001]
[0.48737740000000002,null,0.50247710000000001]
[0.48721789999999998,null,0.50247710000000001]
[0.48721789999999998,null,0.50238329999999998]
[0.48721789999999998,null,0.50238329999999998]
[0.48721789999999998,null,0.50238329999999998]
[0.48721789999999998,null,0.50238329999999998]
[0.48721789999999998,null,0.50238329999999998]
[0.48721789999999998,null,0.50238329999999998]
[0.48721789999999998,null,0.50238329999999998]
[0.48721789999999998,null,0.50238329999999998]
[0.48721789999999998,null,0.50224219999999997]
[0.48721789999999998,null,0.50224219999999997]
[0.48721789999999998,null,0.50224219999999997]
[0.48721789999999998,null,0.50224219999999997]
[0.48721789999999998,null,0.50213059999999998]
[0.48721789999999998,null,0.50213059999999998]
[0.48721789999999998,null,0.50213059999999998]
[0.48721789999999998,null,0.50213059999999998]
[0.48721789999999998,null,0.50213059999999998]
[0.48721789999999998,null,0.50213059999999998]
[0.48721789999999998,null,0.50213059999999998]
[0.48704960000000003,null,0.50213059999999998]
[0.48694769999999998,null,0.50213059999999998]
[0.48682999999999998,null,0.50213059999999998]
[0.48682999999999998,null,0.50213059999999998]
[0.48682999999999998,null,0.50200359999999999]
[0.48682999999999998,null,0.50200359999999999]
[0.48667050000000001,null,0.50200359999999999]
[0.48667050000000001,null,0.50200359999999999]
[0.48667050000000001,null,0.50186249999999999]
[0.48650120000000002,null,0.50176869999999996]
[0.48650120000000002,null,0.50176869999999996]
[0.48650120000000002,null,0.50176869999999996]
[0.48650120000000002,null,0.50159379999999998]
[0.48650120000000002,null,0.50159379999999998]
[0.48650120000000002,null,0.50159379999999998]
[0.48650120000000002,null,0.50159379999999998]
[0.48650120000000002,null,0.50159379999999998]
[0.48650120000000002,null,0.50148210000000004]
[0.48650120000000002,null,0.50148210000000004]
[0.48650120000000002,null,0.50148210000000004]
[0.48650120000000002,null,0.50148210000000004]
[0.48650120000000002,null,0.50148210000000004]
[0.48650120000000002,null,0.50148210000000004]
[0.48650120000000002,null,0.50148210000000004]
[0.48650120000000002,null,0.50135510000000005]
[0.48650120000000002,null,0.50135510000000005]
[0.48639929999999998,null,0.50135510000000005]
[0.48639929999999998,null,0.50135510000000005]
[0.48639929999999998,null,0.50135510000000005]
[0.48639929999999998,null,0.50126130000000002]
[0.48639929999999998,null,0.50126130000000002]
[0.48639929999999998,null,0.50126130000000002]
[0.48639929999999998,null,0.50126130000000002]
[0.48628159999999998,null,0.50126130000000002]
[0.48628159999999998,null,0.50108629999999998]
[0.48611330000000003,null,0.50108629999999998]
[0.48611330000000003,null,0.50108629999999998]
[0.48611330000000003,null,0.50108629999999998]
[0.48611330000000003,null,0.50108629999999998]
[0.48611330000000003,null,0.50094530000000004]
[0.48595379999999999,null,0.50094530000000004]
[0.48578440000000001,null,0.50094530000000004]
[0.48578440000000001,null,0.50094530000000004]
[0.48578440000000001,null,0.50094530000000004]
[0.48578440000000001,null,0.50094530000000004]
[0.48578440000000001,null,0.50094530000000004]
[0.48578440000000001,null,0.50081830000000005]
[0.48578440000000001,null,0.50081830000000005]
[0.48578440000000001,null,0.50081830000000005]
[0.48578440000000001,null,0.50081830000000005]
[0.48578440000000001,null,0.50081830000000005]
[0.48578440000000001,null,0.50081830000000005]
[0.48578440000000001,null,0.50081830000000005]
[0.48578440000000001,null,0.5007066]
[0.48578440000000001,null,0.50061279999999997]
[0.48578440000000001,null,0.50061279999999997]
[0.48578440000000001,null,0.50061279999999997]
[0.48578440000000001,null,0.50061279999999997]
[0.48566670000000001,null,0.50061279999999997]
[0.48566670000000001,null,0.50061279999999997]
[0.48566670000000001,null,0.50061279999999997]
[0.48566670000000001,null,0.50047180000000002]
[0.48566670000000001,null,0.50047180000000002]
[0.48566670000000001,null,0.50047180000000002]
[0.48556490000000002,null,0.50047180000000002]
[0.48556490000000002,null,0.50047180000000002]
[0.48539650000000001,null,0.50047180000000002]
[0.48539650000000001,null,0.50047180000000002]
[0.48539650000000001,null,0.50047180000000002]
[0.48539650000000001,null,0.50047180000000002]
[0.48539650000000001,null,0.50047180000000002]
[0.48522720000000003,null,0.50047180000000002]
[0.48522720000000003,null,0.50034480000000003]
[0.48522720000000003,null,0.50034480000000003]
[0.48522720000000003,null,0.50034480000000003]
[0.48522720000000003,null,0.50013929999999995]
[0.48506769999999999,null,0.50013929999999995]
[0.48506769999999999,null,0.50013929999999995]
[0.48506769999999999,null,0.50013929999999995]
[0.48506769999999999,null,0.50013929999999995]
[0.48506769999999999,null,0.50013929999999995]
[0.48506769999999999,null,0.50013929999999995]
[0.48506769999999999,null,0.50013929999999995]
[0.48506769999999999,null,0.50013929999999995]
[0.48506769999999999,null,0.49999830000000001]
[0.48489939999999998,null,0.49999830000000001]
[0.48478159999999998,null,0.49982330000000003]
[0.48478159999999998,null,0.49982330000000003]
[0.48478159999999998,null,0.49982330000000003]
[0.48478159999999998,null,0.49969629999999998]
[0.48478159999999998,null,0.49969629999999998]
[0.48478159999999998,null,0.49969629999999998]
[0.48478159999999998,null,0.49969629999999998]
[0.48478159999999998,null,0.49969629999999998]
[0.48478159999999998,null,0.4996025]
[0.48478159999999998,null,0.4996025]
[0.48467979999999999,null,0.4996025]
[0.48467979999999999,null,0.4996025]
[0.48467979999999999,null,0.4996025]
[0.48467979999999999,null,0.4996025]
[0.48467979999999999,null,0.4996025]
[0.48467979999999999,null,0.4996025]
[0.48467979999999999,null,0.4994614]
[0.48451050000000001,null,0.4994614]
[0.48451050000000001,null,0.4994614]
[0.48451040000000001,null,0.4994614]
[0.48451040000000001,null,0.4994614]
[0.48451040000000001,null,0.49933450000000001]
[0.48451040000000001,null,0.49933450000000001]
[0.48451040000000001,null,0.49933450000000001]
[0.48451040000000001,null,0.49922280000000002]
[0.48435099999999998,null,0.49922280000000002]
[0.48423329999999998,null,0.49922280000000002]
[0.48423319999999997,null,0.49922280000000002]
[0.48423319999999997,null,0.49912899999999999]
[0.48423319999999997,null,0.49912899999999999]
[0.48423319999999997,null,0.49912899999999999]
[0.48423319999999997,null,0.49912899999999999]
[0.48413139999999999,null,0.49912899999999999]
[0.48413139999999999,null,0.49895400000000001]
[0.48396309999999998,null,0.49895400000000001]
[0.48396309999999998,null,0.49895400000000001]
[0.48396309999999998,null,0.49881300000000001]
[0.48396309999999998,null,0.49881300000000001]
[0.48396309999999998,null,0.49881300000000001]
[0.48396309999999998,null,0.49881300000000001]
[0.48396309999999998,null,0.49881300000000001]
[0.48396309999999998,null,0.49871919999999997]
[0.48396309999999998,null,0.49871919999999997]
[0.48396309999999998,null,0.49859219999999999]
[0.48396309999999998,null,0.49859219999999999]
[0.48396309999999998,null,0.49859219999999999]
[0.48396309999999998,null,0.49859219999999999]
[0.48396309999999998,null,0.49859219999999999]
[0.48396309999999998,null,0.49859219999999999]
[0.48396309999999998,null,0.49859219999999999]
[0.48396309999999998,null,0.49859219999999999]
[0.48396309999999998,null,0.49859219999999999]
[0.48396309999999998,null,0.49859219999999999]
[0.48396309999999998,null,0.49859219999999999]
[0.48396309999999998,null,0.49859219999999999]
[0.48396299999999998,null,0.49859219999999999]
[0.48396299999999998,null,0.49849840000000001]
[0.48379369999999999,null,0.49844250000000001]
[0.48363420000000001,null,0.49821169999999998]
[0.48363420000000001,null,0.49807069999999998]
[0.48363420000000001,null,0.49807069999999998]
[0.48363420000000001,null,0.49807069999999998]
[0.48363420000000001,null,0.49807069999999998]
[0.48351650000000002,null,0.49807069999999998]
[0.48351650000000002,null,0.49807069999999998]
[0.48341469999999997,null,0.49807069999999998]
[0.48341469999999997,null,0.49807069999999998]
[0.48341469999999997,null,0.49807069999999998]
[0.48341469999999997,null,0.49807069999999998]
[0.48341469999999997,null,0.49794369999999999]
[0.48324630000000002,null,0.49794369999999999]
[0.48324630000000002,null,0.49794369999999999]
[0.48324630000000002,null,0.49794369999999999]
[0.48324630000000002,null,0.49794369999999999]
[0.48324630000000002,null,0.49794369999999999]
[0.48324630000000002,null,0.49794369999999999]
[0.48324630000000002,null,0.49784990000000001]
[0.48324630000000002,null,0.49784990000000001]
[0.48324630000000002,null,0.49784990000000001]
[0.48324630000000002,null,0.49784990000000001]
[0.48324630000000002,null,0.49784990000000001]
[0.48324630000000002,null,0.49784990000000001]
[0.48324630000000002,null,0.49784990000000001]
[0.48324630000000002,null,0.49784990000000001]
[0.48324630000000002,null,0.49773820000000002]
[0.48324630000000002,null,0.49759720000000002]
[0.48324630000000002,null,0.49759720000000002]
[0.48324630000000002,null,0.49759720000000002]
[0.48324630000000002,null,0.49750339999999998]
[0.48307699999999998,null,0.49750339999999998]
[0.48307699999999998,null,0.49750339999999998]
[0.48307699999999998,null,0.49750339999999998]
[0.48307699999999998,null,0.49750339999999998]
[0.48290860000000002,null,0.49750339999999998]
[0.48290860000000002,null,0.49750329999999998]
[0.48268909999999998,null,0.4973284]
[0.48268909999999998,null,0.4973284]
[0.48268909999999998,null,0.4973284]
[0.48268909999999998,null,0.4973284]
[0.48268909999999998,null,0.49720140000000002]
[0.4825296,null,0.49720140000000002]
[0.4825296,null,0.49720140000000002]
[0.4825296,null,0.49720140000000002]
[0.4825296,null,0.49720140000000002]
[0.4825296,null,0.49720140000000002]
[0.4825296,null,0.49720140000000002]
[0.4825296,null,0.49720140000000002]
[0.4825296,null,0.49710759999999998]
[0.4825296,null,0.49685489999999999]
[0.4825296,null,0.49685489999999999]
[0.4825296,null,0.49685489999999999]
[0.4825296,null,0.49685489999999999]
[0.4825296,null,0.49685489999999999]
[0.4825296,null,0.49685489999999999]
[0.4825296,null,0.49685489999999999]
[0.4825296,null,0.49685489999999999]
[0.4825296,null,0.49685489999999999]
[0.4825296,null,0.49685489999999999]
[0.4825296,null,0.49685489999999999]
[0.48242770000000001,null,0.4967279]
[0.48242770000000001,null,0.4967279]
[0.48231000000000002,null,0.4967279]
[0.48231000000000002,null,0.4967279]
[0.48231000000000002,null,0.4967279]
[0.48231000000000002,null,0.4967279]
[0.48214170000000001,null,0.4967279]
[0.48214170000000001,null,0.4967279]
[0.48214170000000001,null,0.49655290000000002]
[0.48214170000000001,null,0.49655290000000002]
[0.48214170000000001,null,0.49641190000000002]
[0.48197230000000002,null,0.49641190000000002]
[0.48197230000000002,null,0.49641190000000002]
[0.48197230000000002,null,0.49631809999999998]
[0.48197230000000002,null,0.49631809999999998]
[0.48197230000000002,null,0.49631809999999998]
[0.48181289999999999,null,0.49631809999999998]
[0.48181289999999999,null,0.49631809999999998]
[0.48181289999999999,null,0.49631809999999998]
[0.48181289999999999,null,0.49631799999999998]
[0.48181289999999999,null,0.4961352]
[0.48181289999999999,null,0.4960794]
[0.48181289999999999,null,0.4960794]
[0.48181289999999999,null,0.4960794]
[0.481711,null,0.4960794]
[0.481711,null,0.4960794]
[0.481711,null,0.4960794]
[0.481711,null,0.4960794]
[0.481711,null,0.4960794]
[0.481711,null,0.4959384]
[0.481711,null,0.4959384]
[0.481711,null,0.4959384]
[0.481711,null,0.4959384]
[0.481711,null,0.4959384]
[0.481711,null,0.4959384]
[0.481711,null,0.4959384]
[0.4815933,null,0.49584460000000002]
[0.4815933,null,0.49584460000000002]
[0.4815933,null,0.49584460000000002]
[0.4815933,null,0.49584460000000002]
[0.4815933,null,0.49584450000000002]
[0.48142499999999999,null,0.49584450000000002]
[0.48142499999999999,null,0.49584450000000002]
[0.48142499999999999,null,0.49584450000000002]
[0.48142499999999999,null,0.49584450000000002]
[0.48142499999999999,null,0.49584450000000002]
[0.48142489999999999,null,0.49584450000000002]
[0.48142489999999999,null,0.49571759999999998]
[0.48142489999999999,null,0.49571759999999998]
[0.48142489999999999,null,0.49571759999999998]
[0.48125560000000001,null,0.49571759999999998]
[0.48125560000000001,null,0.49571759999999998]
[0.48125560000000001,null,0.49546489999999999]
[0.48125560000000001,null,0.49546489999999999]
[0.48115380000000002,null,0.49546479999999998]
[0.48115380000000002,null,0.49546479999999998]
[0.48115380000000002,null,0.49519609999999997]
[0.48103610000000002,null,0.49519609999999997]
[0.48103610000000002,null,0.49519609999999997]
[0.48103610000000002,null,0.49519609999999997]
[0.48103610000000002,null,0.49519609999999997]
[0.48087659999999999,null,0.49519609999999997]
[0.48087659999999999,null,0.49519609999999997]
[0.48087659999999999,null,0.49519609999999997]
[0.48087659999999999,null,0.49519609999999997]
[0.48087659999999999,null,0.49519609999999997]
[0.48087659999999999,null,0.49506909999999998]
[0.48087659999999999,null,0.49506909999999998]
[0.48087659999999999,null,0.49506909999999998]
[0.48087659999999999,null,0.49506909999999998]
[0.48087659999999999,null,0.49506909999999998]
[0.48087659999999999,null,0.49506909999999998]
[0.48087659999999999,null,0.49492799999999998]
[0.48070819999999997,null,0.49492799999999998]
[0.48070819999999997,null,0.49492799999999998]
[0.48070819999999997,null,0.49492799999999998]
[0.48070819999999997,null,0.49492799999999998]
[0.48053889999999999,null,0.49492799999999998]
[0.480437,null,0.49492799999999998]
[0.480437,null,0.49492799999999998]
[0.480437,null,0.49492799999999998]
[0.480437,null,0.49492799999999998]
[0.480437,null,0.4948342]
[0.480437,null,0.4948342]
[0.480437,null,0.4948342]
[0.480437,null,0.49470720000000001]
[0.480437,null,0.49470720000000001]
[0.480437,null,0.49470720000000001]
[0.480437,null,0.49470720000000001]
[0.480437,null,0.49456620000000001]
[0.480437,null,0.49445450000000002]
[0.480437,null,0.49427959999999999]
[0.480437,null,0.49427959999999999]
[0.480437,null,0.49427959999999999]
[0.480437,null,0.49427959999999999]
[0.48027750000000002,null,0.49427959999999999]
[0.48027750000000002,null,0.49427959999999999]
[0.48005799999999998,null,0.49427959999999999]
[0.48005799999999998,null,0.49427959999999999]
[0.48005799999999998,null,0.49427959999999999]
[0.48005799999999998,null,0.49427959999999999]
[0.48005799999999998,null,0.49427949999999998]
[0.4798887,null,0.4941526]
[0.4798887,null,0.4941526]
[0.4798887,null,0.4941526]
[0.4798887,null,0.4941526]
[0.4798887,null,0.4941526]
[0.4798886,null,0.4941526]
[0.4798886,null,0.49405880000000002]
[0.4798886,null,0.49391770000000002]
[0.4798886,null,0.49391770000000002]
[0.4798886,null,0.49391770000000002]
[0.47972029999999999,null,0.49391770000000002]
[0.47972029999999999,null,0.49380610000000003]
[0.47972029999999999,null,0.49380610000000003]
[0.47972029999999999,null,0.49380610000000003]
[0.47972029999999999,null,0.49380610000000003]
[0.47972029999999999,null,0.49380600000000002]
[0.47972029999999999,null,0.49380600000000002]
[0.47972029999999999,null,0.49380600000000002]
[0.47972029999999999,null,0.49380600000000002]
[0.4796185,null,0.49380600000000002]
[0.4795007,null,0.49380600000000002]
[0.4795007,null,0.49371219999999999]
[0.4795007,null,0.49371219999999999]
[0.4795007,null,0.49371219999999999]
[0.4795007,null,0.49371219999999999]
[0.47933140000000002,null,0.49371219999999999]
[0.47933140000000002,null,0.49357119999999999]
[0.47917189999999998,null,0.49326930000000002]
[0.47917189999999998,null,0.49326920000000002]
[0.47917189999999998,null,0.49326920000000002]
[0.47900359999999997,null,0.49326920000000002]
[0.47900359999999997,null,0.49326920000000002]
[0.47900359999999997,null,0.49326920000000002]
[0.47900359999999997,null,0.49326920000000002]
[0.47900359999999997,null,0.49326920000000002]
[0.47900359999999997,null,0.49326920000000002]
[0.47900359999999997,null,0.49326920000000002]
[0.47900359999999997,null,0.49326920000000002]
[0.47900359999999997,null,0.49326920000000002]
[0.47900359999999997,null,0.49326920000000002]
[0.47900359999999997,null,0.49326920000000002]
[0.47900359999999997,null,0.49315759999999997]
[0.47900359999999997,null,0.49315759999999997]
[0.47900359999999997,null,0.4930638]
[0.47890169999999999,null,0.4930638]
[0.47890169999999999,null,0.4930638]
[0.47890169999999999,null,0.4930638]
[0.47890169999999999,null,0.4930638]
[0.47890169999999999,null,0.49306369999999999]
[0.47890169999999999,null,0.49306369999999999]
[0.47890169999999999,null,0.49306369999999999]
[0.4786147,null,0.49288880000000002]
[0.4786147,null,0.49288880000000002]
[0.4786147,null,0.49274770000000001]
[0.4786147,null,0.49274770000000001]
[0.4786147,null,0.49274770000000001]
[0.4786147,null,0.49262080000000003]
[0.47844629999999999,null,0.49262080000000003]
[0.47844629999999999,null,0.49262080000000003]
[0.47844629999999999,null,0.49250909999999998]
[0.47844629999999999,null,0.49250909999999998]
[0.47844629999999999,null,0.49250909999999998]
[0.47844629999999999,null,0.49250909999999998]
[0.47844629999999999,null,0.49250909999999998]
[0.47844629999999999,null,0.49250909999999998]
[0.47834450000000001,null,0.49250909999999998]
[0.47834450000000001,null,0.49250909999999998]
[0.47818500000000003,null,0.49250909999999998]
[0.47818500000000003,null,0.49250909999999998]
[0.47818500000000003,null,0.49250909999999998]
[0.47818500000000003,null,0.49250909999999998]
[0.47818500000000003,null,0.49250909999999998]
[0.47818500000000003,null,0.4924153]
[0.47818500000000003,null,0.4924153]
[0.47818500000000003,null,0.4924153]
[0.47818500000000003,null,0.4924153]
[0.47818500000000003,null,0.4924153]
[0.47818500000000003,null,0.4924153]
[0.47818500000000003,null,0.4924153]
[0.47818500000000003,null,0.4924153]
[0.47818500000000003,null,0.4924153]
[0.47801559999999998,null,0.4922742]
[0.47801559999999998,null,0.4922742]
[0.47801559999999998,null,0.4922742]
[0.47789789999999999,null,0.4922742]
[0.4777961,null,0.4922742]
[0.47762779999999999,null,0.4922742]
[0.47762779999999999,null,0.49214720000000001]
[0.47762769999999999,null,0.49214720000000001]
[0.47762769999999999,null,0.49186059999999998]
[0.47762769999999999,null,0.49186059999999998]
[0.47762769999999999,null,0.49186059999999998]
[0.47762769999999999,null,0.4917668]
[0.47762769999999999,null,0.4917668]
[0.47762769999999999,null,0.4917668]
[0.47746830000000001,null,0.4917668]
[0.47746830000000001,null,0.4917668]
[0.47746830000000001,null,0.4917668]
[0.47746830000000001,null,0.4917668]
[0.47746830000000001,null,0.4917668]
[0.47746830000000001,null,0.4917668]
[0.47746830000000001,null,0.4917668]
[0.47746830000000001,null,0.4917668]
[0.47746830000000001,null,0.4917668]
[0.47746830000000001,null,0.4917668]
[0.47746820000000001,null,0.4917668]
[0.47746820000000001,null,0.4917668]
[0.47736640000000002,null,0.4917668]
[0.47736640000000002,null,0.49163980000000002]
[0.47736640000000002,null,0.49163980000000002]
[0.47719709999999999,null,0.49163980000000002]
[0.47707939999999999,null,0.49163980000000002]
[0.47707939999999999,null,0.49149880000000001]
[0.47707939999999999,null,0.49149880000000001]
[0.47707939999999999,null,0.49149880000000001]
[0.47707939999999999,null,0.49149870000000001]
[0.47707939999999999,null,0.49140489999999998]
[0.47707939999999999,null,0.49140489999999998]
[0.47707939999999999,null,0.49129329999999999]
[0.47707939999999999,null,0.49129329999999999]
[0.47691099999999997,null,0.49129329999999999]
[0.47691099999999997,null,0.49111830000000001]
[0.47691099999999997,null,0.49111830000000001]
[0.47691099999999997,null,0.49111830000000001]
[0.47691099999999997,null,0.49111830000000001]
[0.47691099999999997,null,0.49111830000000001]
[0.47691099999999997,null,0.49099130000000002]
[0.47691099999999997,null,0.49099130000000002]
[0.47691099999999997,null,0.49099130000000002]
[0.47691099999999997,null,0.49099130000000002]
[0.47675149999999999,null,0.49099130000000002]
[0.47675149999999999,null,0.49099130000000002]
[0.47675149999999999,null,0.49099130000000002]
[0.47675149999999999,null,0.49099130000000002]
[0.47675149999999999,null,0.49099130000000002]
[0.47675149999999999,null,0.49099130000000002]
[0.47675149999999999,null,0.49085030000000002]
[0.47675149999999999,null,0.49085030000000002]
[0.47675149999999999,null,0.49085030000000002]
[0.47675149999999999,null,0.49085030000000002]
[0.47653200000000001,null,0.49085030000000002]
[0.47653200000000001,null,0.49085030000000002]
[0.47653200000000001,null,0.49085030000000002]
[0.47653200000000001,null,0.49085030000000002]
[0.47653200000000001,null,0.49085030000000002]
[0.47653200000000001,null,0.49085030000000002]
[0.47653200000000001,null,0.49075649999999998]
[0.47636260000000002,null,0.49064479999999999]
[0.47636260000000002,null,0.49064479999999999]
[0.47636260000000002,null,0.49064479999999999]
[0.47636260000000002,null,0.4905178]
[0.47636260000000002,null,0.4905178]
[0.47619430000000001,null,0.49034280000000002]
[0.47619430000000001,null,0.49034280000000002]
[0.47619430000000001,null,0.49034280000000002]
[0.47619430000000001,null,0.49034280000000002]
[0.47619430000000001,null,0.49034280000000002]
[0.47619430000000001,null,0.49034280000000002]
[0.47619430000000001,null,0.49034280000000002]
[0.47619430000000001,null,0.49020180000000002]
[0.47619430000000001,null,0.49020180000000002]
[0.47619430000000001,null,0.49020180000000002]
[0.47619430000000001,null,0.49020180000000002]
[0.47619430000000001,null,0.49010799999999999]
[0.47619430000000001,null,0.49010799999999999]
[0.47619430000000001,null,0.49010799999999999]
[0.47619430000000001,null,0.49010799999999999]
[0.47619430000000001,null,0.49010799999999999]
[0.47619430000000001,null,0.49010799999999999]
[0.47619430000000001,null,0.49010799999999999]
[0.47619430000000001,null,0.49010799999999999]
[0.47619430000000001,null,0.49010799999999999]
[0.47619430000000001,null,0.49010799999999999]
[0.47619430000000001,null,0.49010799999999999]
[0.47609240000000003,null,0.49010799999999999]
[0.47609240000000003,null,0.48992520000000001]
[0.47609240000000003,null,0.48986930000000001]
[0.47597469999999997,null,0.48986930000000001]
[0.47581519999999999,null,0.48986930000000001]
[0.47581519999999999,null,0.48986930000000001]
[0.47581519999999999,null,0.48986930000000001]
[0.47581519999999999,null,0.48986930000000001]
[0.47581519999999999,null,0.48986930000000001]
[0.47581519999999999,null,0.48986930000000001]
[0.47581519999999999,null,0.48986930000000001]
[0.47564590000000001,null,0.48972830000000001]
[0.47564590000000001,null,0.48972830000000001]
[0.47564590000000001,null,0.48972830000000001]
[0.47564590000000001,null,0.48972830000000001]
[0.47564590000000001,null,0.48972830000000001]
[0.4754775,null,0.48963449999999997]
[0.4754775,null,0.48963449999999997]
[0.4754775,null,0.48963449999999997]
[0.4754775,null,0.48963449999999997]
[0.4754775,null,0.48963449999999997]
[0.47537570000000001,null,0.48963449999999997]
[0.47537570000000001,null,0.48952279999999998]
[0.47537570000000001,null,0.48952279999999998]
[0.47537570000000001,null,0.48952279999999998]
[0.47537570000000001,null,0.48952279999999998]
[0.47537570000000001,null,0.4893478]
[0.47537570000000001,null,0.4893478]
[0.47537570000000001,null,0.48922090000000001]
[0.47537570000000001,null,0.48922090000000001]
[0.47537570000000001,null,0.48912699999999998]
[0.47537570000000001,null,0.48912699999999998]
[0.47537570000000001,null,0.48912699999999998]
[0.47537570000000001,null,0.48912699999999998]
[0.47537570000000001,null,0.48912699999999998]
[0.47537570000000001,null,0.48912699999999998]
[0.47537570000000001,null,0.48912699999999998]
[0.47537570000000001,null,0.48912699999999998]
[0.47537570000000001,null,0.48912699999999998]
[0.47525800000000001,null,0.48912699999999998]
[0.47525800000000001,null,0.48912699999999998]
[0.47525800000000001,null,0.48912699999999998]
[0.47525800000000001,null,0.48912699999999998]
[0.4749292,null,0.48898599999999998]
[0.4749292,null,0.48898599999999998]
[0.4749292,null,0.4888922]
[0.4749292,null,0.4888922]
[0.4749292,null,0.4888922]
[0.47492909999999999,null,0.4888922]
[0.47492909999999999,null,0.4888922]
[0.47492909999999999,null,0.4888922]
[0.47492909999999999,null,0.4888922]
[0.47492909999999999,null,0.4888922]
[0.47492909999999999,null,0.4888922]
[0.47492909999999999,null,0.4888922]
[0.47492909999999999,null,0.4888922]
[0.47482730000000001,null,0.48876520000000001]
[0.47482730000000001,null,0.48865350000000002]
[0.47482730000000001,null,0.48865350000000002]
[0.474659,null,0.48865350000000002]
[0.474659,null,0.48865350000000002]
[0.474659,null,0.48865350000000002]
[0.474659,null,0.48865350000000002]
[0.474659,null,0.48847859999999999]
[0.474659,null,0.48847859999999999]
[0.474659,null,0.48847859999999999]
[0.474659,null,0.48847859999999999]
[0.474659,null,0.48838480000000001]
[0.474659,null,0.48838480000000001]
[0.474659,null,0.4883847]
[0.474659,null,0.4883847]
[0.474659,null,0.4883847]
[0.474659,null,0.48825780000000002]
[0.474659,null,0.48825780000000002]
[0.474659,null,0.48825780000000002]
[0.474659,null,0.48811670000000001]
[0.47465889999999999,null,0.48811670000000001]
[0.47465889999999999,null,0.48811670000000001]
[0.47465889999999999,null,0.48811670000000001]
[0.47465889999999999,null,0.48811670000000001]
[0.47455710000000001,null,0.48811670000000001]
[0.47427989999999998,null,0.48811670000000001]
[0.47427989999999998,null,0.48811670000000001]
[0.47427989999999998,null,0.48811670000000001]
[0.47427989999999998,null,0.48811670000000001]
[0.47427989999999998,null,0.48811670000000001]
[0.47427989999999998,null,0.48811670000000001]
[0.47427989999999998,null,0.48811670000000001]
[0.47427989999999998,null,0.48811670000000001]
[0.47427989999999998,null,0.48800500000000002]
[0.47427989999999998,null,0.48791119999999999]
[0.47411059999999999,null,0.48791119999999999]
[0.47411059999999999,null,0.48791119999999999]
[0.47411059999999999,null,0.48791119999999999]
[0.47394219999999998,null,0.48791119999999999]
[0.47394219999999998,null,0.48791119999999999]
[0.47394219999999998,null,0.4877843]
[0.47394219999999998,null,0.4877843]
[0.47394219999999998,null,0.4877843]
[0.47394219999999998,null,0.4877843]
[0.47394219999999998,null,0.4877842]
[0.47394219999999998,null,0.4877842]
[0.47394219999999998,null,0.4877842]
[0.47394219999999998,null,0.48760930000000002]
[0.47394219999999998,null,0.48760930000000002]
[0.47394219999999998,null,0.48760930000000002]
[0.47394219999999998,null,0.48760930000000002]
[0.47394219999999998,null,0.48746820000000002]
[0.47384039999999999,null,0.48746820000000002]
[0.47384039999999999,null,0.48746820000000002]
[0.47384039999999999,null,0.48735659999999997]
[0.47368090000000002,null,0.48735659999999997]
[0.47368090000000002,null,0.48735659999999997]
[0.47368090000000002,null,0.48735659999999997]
[0.47368090000000002,null,0.48735659999999997]
[0.47368090000000002,null,0.48735659999999997]
[0.47368090000000002,null,0.48735659999999997]
[0.47368090000000002,null,0.48735659999999997]
[0.47368090000000002,null,0.4872628]
[0.47368090000000002,null,0.4872628]
[0.47368090000000002,null,0.4872628]
[0.47356320000000002,null,0.4872628]
[0.47356320000000002,null,0.48726269999999999]
[0.47356320000000002,null,0.48713580000000001]
[0.47356320000000002,null,0.48713580000000001]
[0.47356320000000002,null,0.48713580000000001]
[0.47356320000000002,null,0.48713580000000001]
[0.47356320000000002,null,0.48713580000000001]
[0.47339379999999998,null,0.48713580000000001]
[0.47339379999999998,null,0.48713580000000001]
[0.47339379999999998,null,0.48713580000000001]
[0.47339379999999998,null,0.48713580000000001]
[0.47339379999999998,null,0.48713580000000001]
[0.47339379999999998,null,0.48696080000000003]
[0.47339379999999998,null,0.48696080000000003]
[0.47329199999999999,null,0.48681980000000002]
[0.47312369999999998,null,0.48681980000000002]
[0.47312369999999998,null,0.48681970000000002]
[0.47312369999999998,null,0.48681970000000002]
[0.47312369999999998,null,0.48670809999999998]
[0.47312359999999998,null,0.48670809999999998]
[0.47312359999999998,null,0.48670809999999998]
[0.47312359999999998,null,0.48670809999999998]
[0.47312359999999998,null,0.48670809999999998]
[0.47312359999999998,null,0.4866143]
[0.47312359999999998,null,0.4866143]
[0.4729642,null,0.4866143]
[0.4729642,null,0.48648730000000001]
[0.4729642,null,0.48648730000000001]
[0.4728465,null,0.48648730000000001]
[0.4728465,null,0.48648730000000001]
[0.4728465,null,0.48648730000000001]
[0.4728465,null,0.48648730000000001]
[0.4728465,null,0.48648730000000001]
[0.4728465,null,0.48648730000000001]
[0.4728465,null,0.48648730000000001]
[0.4728464,null,0.48648730000000001]
[0.4728464,null,0.48648730000000001]
[0.4728464,null,0.48648730000000001]
[0.47274460000000001,null,0.48648730000000001]
[0.47274460000000001,null,0.48648730000000001]
[0.47274460000000001,null,0.48648730000000001]
[0.47274460000000001,null,0.48648730000000001]
[0.47274460000000001,null,0.48648730000000001]
[0.47274460000000001,null,0.48631229999999998]
[0.47274460000000001,null,0.48617129999999997]
[0.47257529999999998,null,0.4859658]
[0.47257529999999998,null,0.4859658]
[0.47257529999999998,null,0.4859658]
[0.47257529999999998,null,0.4859658]
[0.47257529999999998,null,0.4859658]
[0.47240690000000002,null,0.4859658]
[0.47240690000000002,null,0.4859658]
[0.47240690000000002,null,0.4859658]
[0.47240690000000002,null,0.4859658]
[0.47240690000000002,null,0.48583880000000002]
[0.47240690000000002,null,0.48583880000000002]
[0.47240690000000002,null,0.48583880000000002]
[0.47240690000000002,null,0.48583880000000002]
[0.47240690000000002,null,0.48569780000000001]
[0.47240690000000002,null,0.48569780000000001]
[0.47240690000000002,null,0.48569780000000001]
[0.47240690000000002,null,0.48569780000000001]
[0.47224739999999998,null,0.48569780000000001]
[0.47224739999999998,null,0.48569780000000001]
[0.47224739999999998,null,0.48569780000000001]
[0.4721456,null,0.48569780000000001]
[0.4721456,null,0.48569780000000001]
[0.4721456,null,0.48569780000000001]
[0.4721456,null,0.48569780000000001]
[0.4721456,null,0.48569780000000001]
[0.4721456,null,0.48569780000000001]
[0.4720279,null,0.48560389999999998]
[0.4720279,null,0.48560389999999998]
[0.4720279,null,0.48560389999999998]
[0.4720279,null,0.48560389999999998]
[0.4720279,null,0.48560389999999998]
[0.4720279,null,0.48530200000000001]
[0.4720279,null,0.48530200000000001]
[0.4720279,null,0.48530200000000001]
[0.4720279,null,0.48519030000000002]
[0.47185850000000001,null,0.48519030000000002]
[0.47185850000000001,null,0.48519030000000002]
[0.4716902,null,0.48519030000000002]
[0.4716902,null,0.48519030000000002]
[0.4716902,null,0.48504930000000002]
[0.4716902,null,0.48504930000000002]
[0.4716902,null,0.48504930000000002]
[0.4716902,null,0.48504930000000002]
[0.4716902,null,0.48504930000000002]
[0.47153070000000002,null,0.48504930000000002]
[0.47153070000000002,null,0.48504930000000002]
[0.47153070000000002,null,0.48504930000000002]
[0.47153070000000002,null,0.48495549999999998]
[0.47153070000000002,null,0.48495549999999998]
[0.47153070000000002,null,0.48495549999999998]
[0.47153070000000002,null,0.48495549999999998]
[0.47142889999999998,null,0.48495549999999998]
[0.47142889999999998,null,0.48495549999999998]
[0.47142889999999998,null,0.48495549999999998]
[0.47142889999999998,null,0.48495549999999998]
[0.47142889999999998,null,0.48495549999999998]
[0.47142889999999998,null,0.48481439999999998]
[0.47142889999999998,null,0.48468739999999999]
[0.47142889999999998,null,0.48468739999999999]
[0.47142889999999998,null,0.48468739999999999]
[0.47142889999999998,null,0.48468739999999999]
[0.47142889999999998,null,0.48451250000000001]
[0.47142889999999998,null,0.48451250000000001]
[0.47142889999999998,null,0.48451250000000001]
[0.47142879999999998,null,0.48451250000000001]
[0.47142879999999998,null,0.48451250000000001]
[0.47142879999999998,null,0.48451250000000001]
[0.47142879999999998,null,0.48451250000000001]
[0.47131109999999998,null,0.48441859999999998]
[0.47114279999999997,null,0.48430699999999999]
[0.47097349999999999,null,0.48430699999999999]
[0.4708716,null,0.48430699999999999]
[0.4708716,null,0.48430699999999999]
[0.4708716,null,0.48430699999999999]
[0.4708716,null,0.48430699999999999]
[0.4708716,null,0.484039]
[0.4708716,null,0.484039]
[0.4708716,null,0.484039]
[0.4708716,null,0.484039]
[0.47071210000000002,null,0.484039]
[0.47071210000000002,null,0.484039]
[0.47071210000000002,null,0.484039]
[0.47071210000000002,null,0.48403889999999999]
[0.47071210000000002,null,0.48403889999999999]
[0.47071210000000002,null,0.48394510000000002]
[0.47071210000000002,null,0.48394510000000002]
[0.47071210000000002,null,0.48394510000000002]
[0.47071210000000002,null,0.48394510000000002]
[0.47071210000000002,null,0.48394510000000002]
[0.47071210000000002,null,0.48394510000000002]
[0.47071210000000002,null,0.48394510000000002]
[0.47071210000000002,null,0.48394510000000002]
[0.47071210000000002,null,0.48362909999999998]
[0.47071210000000002,null,0.48362909999999998]
[0.47071210000000002,null,0.48362909999999998]
[0.47071210000000002,null,0.48362909999999998]
[0.47061029999999998,null,0.48362909999999998]
[0.47061029999999998,null,0.48362909999999998]
[0.47061029999999998,null,0.48362909999999998]
[0.47044190000000002,null,0.4834463]
[0.47044190000000002,null,0.4833905]
[0.47044190000000002,null,0.4833905]
[0.47044190000000002,null,0.4833905]
[0.47044190000000002,null,0.4833905]
[0.47032420000000003,null,0.4833905]
[0.47032420000000003,null,0.4833905]
[0.47032420000000003,null,0.4833905]
[0.47032420000000003,null,0.48329670000000002]
[0.47032420000000003,null,0.48329670000000002]
[0.47032420000000003,null,0.48329670000000002]
[0.47015489999999999,null,0.48329670000000002]
[0.47015489999999999,null,0.48329670000000002]
[0.47015489999999999,null,0.48329670000000002]
[0.47015489999999999,null,0.48329670000000002]
[0.47015489999999999,null,0.48329670000000002]
[0.470053,null,0.48315560000000002]
[0.470053,null,0.48315560000000002]
[0.470053,null,0.48315560000000002]
[0.46989360000000002,null,0.48315560000000002]
[0.46989360000000002,null,0.48315560000000002]
[0.46989360000000002,null,0.48315560000000002]
[0.46989360000000002,null,0.48315560000000002]
[0.46989360000000002,null,0.48306179999999999]
[0.46989360000000002,null,0.48306179999999999]
[0.46989360000000002,null,0.48306179999999999]
[0.46989360000000002,null,0.4828868]
[0.46989350000000002,null,0.4828868]
[0.46989350000000002,null,0.48277520000000002]
[0.46989350000000002,null,0.48277520000000002]
[0.46989350000000002,null,0.48277520000000002]
[0.46989350000000002,null,0.48277520000000002]
[0.46989350000000002,null,0.48277520000000002]
[0.46972520000000001,null,0.48277520000000002]
[0.46972520000000001,null,0.48264820000000003]
[0.46972520000000001,null,0.48264820000000003]
[0.46972520000000001,null,0.48264820000000003]
[0.46972520000000001,null,0.48264820000000003]
[0.46972520000000001,null,0.48264820000000003]
[0.46972520000000001,null,0.48250710000000002]
[0.46972520000000001,null,0.48250710000000002]
[0.46972520000000001,null,0.48250710000000002]
[0.46972520000000001,null,0.48250710000000002]
[0.46962340000000002,null,0.48250710000000002]
[0.46962340000000002,null,0.48250710000000002]
[0.46962340000000002,null,0.48233219999999999]
[0.46950570000000003,null,0.48233219999999999]
[0.46950560000000002,null,0.48233219999999999]
[0.46950560000000002,null,0.48223840000000001]
[0.46950560000000002,null,0.48223840000000001]
[0.46933629999999998,null,0.48223840000000001]
[0.46933629999999998,null,0.48223840000000001]
[0.46933629999999998,null,0.48223840000000001]
[0.4691768,null,0.48223830000000001]
[0.4691768,null,0.48223830000000001]
[0.46900849999999999,null,0.48211140000000002]
[0.46900849999999999,null,0.48211140000000002]
[0.46900849999999999,null,0.48211140000000002]
[0.46900849999999999,null,0.48211140000000002]
[0.46900849999999999,null,0.48211140000000002]
[0.46900849999999999,null,0.48211140000000002]
[0.46900849999999999,null,0.48211140000000002]
[0.46900849999999999,null,0.48199969999999998]
[0.46890660000000001,null,0.48199969999999998]
[0.46890660000000001,null,0.48199969999999998]
[0.46890660000000001,null,0.48199969999999998]
[0.46890660000000001,null,0.48199969999999998]
[0.46890660000000001,null,0.48185869999999997]
[0.46890660000000001,null,0.48185869999999997]
[0.46890660000000001,null,0.48185860000000003]
[0.46890660000000001,null,0.48176479999999999]
[0.46890660000000001,null,0.48176479999999999]
[0.46890660000000001,null,0.48176479999999999]
[0.46890660000000001,null,0.48158990000000002]
[0.46890660000000001,null,0.48158990000000002]
[0.46890660000000001,null,0.48158990000000002]
[0.46890660000000001,null,0.48158990000000002]
[0.46890660000000001,null,0.48158990000000002]
[0.46890660000000001,null,0.48158990000000002]
[0.46890660000000001,null,0.48146290000000003]
[0.46890660000000001,null,0.48146290000000003]
[0.46890660000000001,null,0.48146290000000003]
[0.46863549999999998,null,0.48146290000000003]
[0.46846710000000003,null,0.48146290000000003]
[0.46846710000000003,null,0.48146290000000003]
[0.46834940000000003,null,0.48146290000000003]
[0.46834940000000003,null,0.48146290000000003]
[0.46834940000000003,null,0.48146290000000003]
[0.46834940000000003,null,0.48146290000000003]
[0.46834940000000003,null,0.48146290000000003]
[0.46834940000000003,null,0.48121019999999998]
[0.46834940000000003,null,0.48121019999999998]
[0.46834940000000003,null,0.48121019999999998]
[0.46834940000000003,null,0.48121019999999998]
[0.46834940000000003,null,0.4811164]
[0.46834940000000003,null,0.4811164]
[0.46818989999999999,null,0.4811164]
[0.46818989999999999,null,0.4811164]
[0.46818989999999999,null,0.4811164]
[0.46818989999999999,null,0.4811164]
[0.46818989999999999,null,0.4811164]
[0.46818989999999999,null,0.4811164]
[0.46818989999999999,null,0.4811164]
[0.46818989999999999,null,0.48098940000000001]
[0.46818989999999999,null,0.48098940000000001]
[0.46818989999999999,null,0.48098940000000001]
[0.46818989999999999,null,0.48098940000000001]
[0.46818989999999999,null,0.48098940000000001]
[0.46818989999999999,null,0.48098940000000001]
[0.46818989999999999,null,0.48081439999999998]
[0.46808810000000001,null,0.48081439999999998]
[0.46808810000000001,null,0.48067339999999997]
[0.46791969999999999,null,0.48067339999999997]
[0.46791969999999999,null,0.48067339999999997]
[0.46791969999999999,null,0.48067330000000003]
[0.46791969999999999,null,0.48067330000000003]
[0.46776020000000001,null,0.48067330000000003]
[0.46776020000000001,null,0.48057949999999999]
[0.46776020000000001,null,0.48057949999999999]
[0.46759089999999998,null,0.4804679]
[0.46759089999999998,null,0.48034090000000002]
[0.46759089999999998,null,0.48034090000000002]
[0.46759089999999998,null,0.48034090000000002]
[0.46759089999999998,null,0.48034090000000002]
[0.46759089999999998,null,0.48034090000000002]
[0.46759089999999998,null,0.48034090000000002]
[0.46759089999999998,null,0.48034090000000002]
[0.46759089999999998,null,0.48034090000000002]
[0.46759089999999998,null,0.48034090000000002]
[0.46759089999999998,null,0.48034090000000002]
[0.46759089999999998,null,0.48034090000000002]
[0.46759089999999998,null,0.48034090000000002]
[0.46759089999999998,null,0.48034090000000002]
[0.46759089999999998,null,0.48034090000000002]
[0.46748899999999999,null,0.48034090000000002]
[0.46748899999999999,null,0.48034090000000002]
[0.46748899999999999,null,0.48034090000000002]
[0.46748899999999999,null,0.48034090000000002]
[0.46748899999999999,null,0.48034090000000002]
[0.46748899999999999,null,0.48034090000000002]
[0.46748899999999999,null,0.48034090000000002]
[0.46748899999999999,null,0.48034090000000002]
[0.46737129999999999,null,0.48034090000000002]
[0.46737129999999999,null,0.48003889999999999]
[0.46737129999999999,null,0.47980410000000001]
[0.46720299999999998,null,0.47980410000000001]
[0.46720299999999998,null,0.47980410000000001]
[0.46720299999999998,null,0.47980410000000001]
[0.46720299999999998,null,0.47980410000000001]
[0.46720299999999998,null,0.47980410000000001]
[0.4670435,null,0.47969240000000002]
[0.4670435,null,0.47969240000000002]
[0.4670435,null,0.47969240000000002]
[0.4670435,null,0.47969240000000002]
[0.4670435,null,0.47969240000000002]
[0.4670435,null,0.47969240000000002]
[0.4670435,null,0.47969240000000002]
[0.4670435,null,0.47969240000000002]
[0.4670435,null,0.47969240000000002]
[0.4670435,null,0.47969240000000002]
[0.46687410000000001,null,0.47969240000000002]
[0.46687410000000001,null,0.47969240000000002]
[0.46677229999999997,null,0.47969240000000002]
[0.46677229999999997,null,0.47945759999999998]
[0.46677229999999997,null,0.47945759999999998]
[0.46677229999999997,null,0.47945749999999998]
[0.46677229999999997,null,0.4793306]
[0.46677229999999997,null,0.4793306]
[0.46677229999999997,null,0.4793306]
[0.46677229999999997,null,0.4793306]
[0.46677229999999997,null,0.4793306]
[0.46677229999999997,null,0.4793306]
[0.46677229999999997,null,0.4793306]
[0.46660400000000002,null,0.47915560000000001]
[0.46660400000000002,null,0.47915560000000001]
[0.46660400000000002,null,0.47915560000000001]
[0.46660400000000002,null,0.47915560000000001]
[0.46660400000000002,null,0.47915560000000001]
[0.46660400000000002,null,0.47915560000000001]
[0.46660400000000002,null,0.47915560000000001]
[0.46660400000000002,null,0.47915560000000001]
[0.46660390000000002,null,0.47915560000000001]
[0.46660390000000002,null,0.47915560000000001]
[0.46660390000000002,null,0.47906179999999998]
[0.46660390000000002,null,0.47906179999999998]
[0.46660390000000002,null,0.47892069999999998]
[0.46660390000000002,null,0.47892069999999998]
[0.46660390000000002,null,0.47892069999999998]
[0.46660390000000002,null,0.47892069999999998]
[0.46644449999999998,null,0.47880909999999999]
[0.46644449999999998,null,0.47880909999999999]
[0.46644449999999998,null,0.47880909999999999]
[0.46644449999999998,null,0.47880909999999999]
[0.46644449999999998,null,0.47880909999999999]
[0.46644449999999998,null,0.47880909999999999]
[0.46644449999999998,null,0.47880909999999999]
[0.4663426,null,0.47880909999999999]
[0.4663426,null,0.4786821]
[0.4662249,null,0.4786821]
[0.46605560000000001,null,0.4786821]
[0.46605560000000001,null,0.4786821]
[0.46605560000000001,null,0.4786821]
[0.46605560000000001,null,0.4786821]
[0.46605560000000001,null,0.47850710000000002]
[0.46605560000000001,null,0.47850710000000002]
[0.46605560000000001,null,0.47850710000000002]
[0.46605560000000001,null,0.47850710000000002]
[0.46605560000000001,null,0.47850710000000002]
[0.46605560000000001,null,0.47850710000000002]
[0.46605560000000001,null,0.47850710000000002]
[0.46605560000000001,null,0.47841329999999999]
[0.46605560000000001,null,0.47841329999999999]
[0.46605560000000001,null,0.47841329999999999]
[0.46605560000000001,null,0.47841329999999999]
[0.46605560000000001,null,0.47841329999999999]
[0.46605560000000001,null,0.47841329999999999]
[0.46605560000000001,null,0.47841329999999999]
[0.46605560000000001,null,0.4782863]
[0.46605560000000001,null,0.47817460000000001]
[0.46605560000000001,null,0.4780336]
[0.46605560000000001,null,0.4780336]
[0.46605560000000001,null,0.4780336]
[0.46605560000000001,null,0.4780336]
[0.46605560000000001,null,0.4780336]
[0.4658872,null,0.4780336]
[0.4658872,null,0.4780336]
[0.4658872,null,0.4780336]
[0.4658872,null,0.4780336]
[0.4658872,null,0.47785860000000002]
[0.4657695,null,0.47776479999999999]
[0.4657695,null,0.47776479999999999]
[0.46561000000000002,null,0.47776479999999999]
[0.46544069999999998,null,0.47776479999999999]
[0.4653388,null,0.47776479999999999]
[0.4653388,null,0.4776532]
[0.4653388,null,0.4776531]
[0.4653388,null,0.4776531]
[0.4653388,null,0.4776531]
[0.4653388,null,0.4776531]
[0.4653388,null,0.4776531]
[0.4653388,null,0.4776531]
[0.4653388,null,0.47752620000000001]
[0.4653388,null,0.47752620000000001]
[0.4653388,null,0.47752620000000001]
[0.4653388,null,0.47752620000000001]
[0.4653388,null,0.47735119999999998]
[0.4653388,null,0.47735119999999998]
[0.4653388,null,0.47735119999999998]
[0.4653388,null,0.47735119999999998]
[0.4653388,null,0.47735119999999998]
[0.4653388,null,0.47735119999999998]
[0.4653388,null,0.47735119999999998]
[0.4653388,null,0.47721010000000003]
[0.4653388,null,0.47721010000000003]
[0.4653388,null,0.47721010000000003]
[0.4653388,null,0.47721010000000003]
[0.4653388,null,0.47721010000000003]
[0.4653388,null,0.47711629999999999]
[0.4653388,null,0.47711629999999999]
[0.4653388,null,0.47711629999999999]
[0.4653388,null,0.47711629999999999]
[0.46505279999999999,null,0.47687770000000002]
[0.46505279999999999,null,0.47687770000000002]
[0.46505279999999999,null,0.47687770000000002]
[0.46505279999999999,null,0.47687770000000002]
[0.46505279999999999,null,0.47687770000000002]
[0.46505269999999999,null,0.47687770000000002]
[0.46489330000000001,null,0.47687770000000002]
[0.46479140000000002,null,0.47670269999999998]
[0.46479140000000002,null,0.47670269999999998]
[0.46462209999999998,null,0.47670269999999998]
[0.46462209999999998,null,0.47670269999999998]
[0.46462209999999998,null,0.47670269999999998]
[0.46462209999999998,null,0.47670269999999998]
[0.46462209999999998,null,0.47670269999999998]
[0.46462209999999998,null,0.47670269999999998]
[0.46462209999999998,null,0.47670269999999998]
[0.46462209999999998,null,0.47656169999999998]
[0.46462209999999998,null,0.47656169999999998]
[0.46462209999999998,null,0.47656159999999997]
[0.46462209999999998,null,0.4764678]
[0.46462209999999998,null,0.4764678]
[0.46462209999999998,null,0.4764678]
[0.46462209999999998,null,0.4764678]
[0.46462209999999998,null,0.4764678]
[0.46462209999999998,null,0.4764678]
[0.46462209999999998,null,0.4764678]
[0.46445370000000002,null,0.47634090000000001]
[0.46445370000000002,null,0.47634090000000001]
[0.46445370000000002,null,0.47616589999999998]
[0.46445370000000002,null,0.47616589999999998]
[0.46445370000000002,null,0.47616589999999998]
[0.46445370000000002,null,0.47616589999999998]
[0.46445370000000002,null,0.47605419999999998]
[0.46445370000000002,null,0.47605419999999998]
[0.46445370000000002,null,0.47605419999999998]
[0.46445370000000002,null,0.47591319999999998]
[0.46445370000000002,null,0.47591319999999998]
[0.46445370000000002,null,0.47591319999999998]
[0.46445370000000002,null,0.47591319999999998]
[0.46445370000000002,null,0.47591319999999998]
[0.46445370000000002,null,0.4758194]
[0.46445370000000002,null,0.4758194]
[0.46445370000000002,null,0.4758194]
[0.46445370000000002,null,0.4758194]
[0.46429419999999999,null,0.4758194]
[0.46419240000000001,null,0.4758194]
[0.46419240000000001,null,0.4758194]
[0.46419240000000001,null,0.4758194]
[0.46419240000000001,null,0.4758194]
[0.46407470000000001,null,0.4758194]
[0.46390540000000002,null,0.4758194]
[0.46390540000000002,null,0.47570770000000001]
[0.46390540000000002,null,0.47570770000000001]
[0.46390540000000002,null,0.47570770000000001]
[0.46390540000000002,null,0.47570770000000001]
[0.46390540000000002,null,0.47570770000000001]
[0.46390540000000002,null,0.47570770000000001]
[0.46390540000000002,null,0.47570770000000001]
[0.46373700000000001,null,0.47570770000000001]
[0.46373700000000001,null,0.47570770000000001]
[0.46373700000000001,null,0.47553269999999997]
[0.46373700000000001,null,0.47540569999999999]
[0.46373700000000001,null,0.47526469999999998]
[0.46373700000000001,null,0.47526469999999998]
[0.46373700000000001,null,0.47526469999999998]
[0.46357749999999998,null,0.47517090000000001]
[0.46357749999999998,null,0.47517090000000001]
[0.46357749999999998,null,0.47517090000000001]
[0.46357749999999998,null,0.47517090000000001]
[0.46357749999999998,null,0.47517090000000001]
[0.46357749999999998,null,0.47517090000000001]
[0.46357749999999998,null,0.47517090000000001]
[0.46357749999999998,null,0.47517090000000001]
[0.46357749999999998,null,0.47517090000000001]
[0.46357749999999998,null,0.47517090000000001]
[0.46357749999999998,null,0.47505920000000001]
[0.46357749999999998,null,0.47505920000000001]
[0.46357749999999998,null,0.47505920000000001]
[0.46357749999999998,null,0.47505920000000001]
[0.46347569999999999,null,0.47493220000000003]
[0.46347569999999999,null,0.47493220000000003]
[0.46347569999999999,null,0.47493220000000003]
[0.46347569999999999,null,0.47493220000000003]
[0.46347569999999999,null,0.47493220000000003]
[0.46347569999999999,null,0.47475719999999999]
[0.46347569999999999,null,0.47475719999999999]
[0.4633063,null,0.47475719999999999]
[0.4633063,null,0.47466340000000001]
[0.4633063,null,0.47466340000000001]
[0.4633063,null,0.47452240000000001]
[0.4633063,null,0.47452240000000001]
[0.4633063,null,0.47452240000000001]
[0.4633063,null,0.47452240000000001]
[0.4633063,null,0.47452240000000001]
[0.46314680000000003,null,0.47452240000000001]
[0.46314680000000003,null,0.47452240000000001]
[0.46302910000000003,null,0.47452240000000001]
[0.46302910000000003,null,0.47452240000000001]
[0.46302910000000003,null,0.47452240000000001]
[0.46302910000000003,null,0.47452240000000001]
[0.46302910000000003,null,0.47441070000000002]
[0.46302910000000003,null,0.47441070000000002]
[0.46286080000000002,null,0.47441070000000002]
[0.46286080000000002,null,0.47441070000000002]
[0.46286080000000002,null,0.47441070000000002]
[0.46286080000000002,null,0.47441070000000002]
[0.46286080000000002,null,0.47441070000000002]
[0.46286080000000002,null,0.47441070000000002]
[0.46286080000000002,null,0.47428369999999997]
[0.46286080000000002,null,0.47428369999999997]
[0.46286080000000002,null,0.47428369999999997]
[0.46286080000000002,null,0.47428369999999997]
[0.46286080000000002,null,0.47428369999999997]
[0.46286080000000002,null,0.47428369999999997]
[0.46275889999999997,null,0.47428369999999997]
[0.46275889999999997,null,0.4741899]
[0.46275889999999997,null,0.4741899]
[0.46275889999999997,null,0.4741899]
[0.46275889999999997,null,0.4741899]
[0.46275889999999997,null,0.4741899]
[0.46275889999999997,null,0.47401500000000002]
[0.4625995,null,0.47390330000000003]
[0.4625995,null,0.47390330000000003]
[0.4625995,null,0.47390330000000003]
[0.4625995,null,0.47376230000000003]
[0.4625995,null,0.47376230000000003]
[0.4625995,null,0.47376220000000002]
[0.46259939999999999,null,0.47376220000000002]
[0.46243010000000001,null,0.47376220000000002]
[0.46243010000000001,null,0.47376220000000002]
[0.46243010000000001,null,0.47376220000000002]
[0.46243010000000001,null,0.47376220000000002]
[0.46243010000000001,null,0.47376220000000002]
[0.46243010000000001,null,0.47376220000000002]
[0.46243010000000001,null,0.47376220000000002]
[0.46243010000000001,null,0.47376220000000002]
[0.4622618,null,0.47376220000000002]
[0.4622618,null,0.47376220000000002]
[0.4622618,null,0.47376220000000002]
[0.462144,null,0.47376220000000002]
[0.46204220000000001,null,0.47366839999999999]
[0.46204220000000001,null,0.4735414]
[0.46204220000000001,null,0.4735414]
[0.46204220000000001,null,0.4735414]
[0.46204220000000001,null,0.4735414]
[0.46204220000000001,null,0.4735414]
[0.46204220000000001,null,0.4735414]
[0.46204220000000001,null,0.4735414]
[0.46204220000000001,null,0.47325479999999998]
[0.46204220000000001,null,0.47325479999999998]
[0.46188269999999998,null,0.47325479999999998]
[0.46188269999999998,null,0.47325479999999998]
[0.46188269999999998,null,0.47325479999999998]
[0.46188269999999998,null,0.47311379999999997]
[0.46188269999999998,null,0.47311379999999997]
[0.46188269999999998,null,0.47311379999999997]
[0.46188269999999998,null,0.47311379999999997]
[0.46188269999999998,null,0.47311379999999997]
[0.46188269999999998,null,0.47311379999999997]
[0.46188269999999998,null,0.47311379999999997]
[0.46188269999999998,null,0.47301989999999999]
[0.46188269999999998,null,0.47301989999999999]
[0.46188269999999998,null,0.47301989999999999]
[0.46188269999999998,null,0.47301989999999999]
[0.4617134,null,0.47301989999999999]
[0.4617134,null,0.47301989999999999]
[0.4617134,null,0.47289300000000001]
[0.46154499999999998,null,0.47289300000000001]
[0.46154499999999998,null,0.47278130000000002]
[0.46154499999999998,null,0.47278130000000002]
[0.4614432,null,0.47278130000000002]
[0.4614432,null,0.47278130000000002]
[0.4614432,null,0.47278130000000002]
[0.4614432,null,0.47278130000000002]
[0.4614432,null,0.47278130000000002]
[0.4614432,null,0.47260629999999998]
[0.4614432,null,0.47260629999999998]
[0.4614432,null,0.4725125]
[0.4613255,null,0.4725125]
[0.4613255,null,0.4723715]
[0.4613255,null,0.4723715]
[0.4613255,null,0.4723715]
[0.4613255,null,0.4723715]
[0.4613255,null,0.4723715]
[0.4613255,null,0.4723715]
[0.4613255,null,0.4723715]
[0.4613255,null,0.4723715]
[0.4613255,null,0.4723715]
[0.4613255,null,0.4723715]
[0.46116600000000002,null,0.4723715]
[0.46116600000000002,null,0.4723715]
[0.46116600000000002,null,0.4723715]
[0.46116600000000002,null,0.4723715]
[0.46116600000000002,null,0.4723714]
[0.46106409999999998,null,0.47225980000000001]
[0.46106409999999998,null,0.47213280000000002]
[0.46089479999999999,null,0.47213280000000002]
[0.46089479999999999,null,0.47213280000000002]
[0.46072649999999998,null,0.47213280000000002]
[0.46072649999999998,null,0.47195779999999998]
[0.46072649999999998,null,0.47181679999999998]
[0.46072649999999998,null,0.47181679999999998]
[0.46072649999999998,null,0.47181679999999998]
[0.46072649999999998,null,0.47181679999999998]
[0.46072649999999998,null,0.471723]
[0.46072649999999998,null,0.471723]
[0.46072649999999998,null,0.471723]
[0.46072639999999998,null,0.471723]
[0.46072639999999998,null,0.471723]
[0.46072639999999998,null,0.471723]
[0.46072639999999998,null,0.471723]
[0.46072639999999998,null,0.471723]
[0.46072639999999998,null,0.471723]
[0.46072639999999998,null,0.47159600000000002]
[0.46060869999999998,null,0.47159600000000002]
[0.46060869999999998,null,0.47159600000000002]
[0.46060869999999998,null,0.47159600000000002]
[0.46060869999999998,null,0.47159600000000002]
[0.46060869999999998,null,0.47159600000000002]
[0.46060869999999998,null,0.47159600000000002]
[0.46060869999999998,null,0.47159600000000002]
[0.46060869999999998,null,0.47159600000000002]
[0.46060869999999998,null,0.47159600000000002]
[0.46034740000000002,null,0.47159600000000002]
[0.46034740000000002,null,0.47159600000000002]
[0.46034740000000002,null,0.47159600000000002]
[0.46034740000000002,null,0.47127999999999998]
[0.46017809999999998,null,0.47116829999999998]
[0.46017809999999998,null,0.47116829999999998]
[0.46017809999999998,null,0.47116829999999998]
[0.46017809999999998,null,0.47116829999999998]
[0.46000970000000002,null,0.47116829999999998]
[0.46000970000000002,null,0.47116829999999998]
[0.46000970000000002,null,0.47116829999999998]
[0.46000970000000002,null,0.47116829999999998]
[0.46000970000000002,null,0.47116829999999998]
[0.46000970000000002,null,0.47116829999999998]
[0.46000970000000002,null,0.47116829999999998]
[0.46000970000000002,null,0.47116829999999998]
[0.46000970000000002,null,0.4710413]
[0.46000970000000002,null,0.4710413]
[0.46000970000000002,null,0.4710413]
[0.46000970000000002,null,0.4710413]
[0.46000970000000002,null,0.47090029999999999]
[0.46000970000000002,null,0.47090029999999999]
[0.46000970000000002,null,0.47080650000000002]
[0.45979019999999998,null,0.47080650000000002]
[0.45979019999999998,null,0.47080650000000002]
[0.4596307,null,0.47080650000000002]
[0.4596307,null,0.47080650000000002]
[0.4596307,null,0.47080650000000002]
[0.4596307,null,0.47063149999999998]
[0.4596307,null,0.47063149999999998]
[0.4596307,null,0.47063149999999998]
[0.4596307,null,0.47063149999999998]
[0.4596307,null,0.47063149999999998]
[0.4596307,null,0.47063149999999998]
[0.4596307,null,0.47063149999999998]
[0.4596307,null,0.4703928]
[0.4596307,null,0.4703928]
[0.4596307,null,0.4703928]
[0.45946130000000002,null,0.4703928]
[0.45946130000000002,null,0.4703928]
[0.45946130000000002,null,0.4703928]
[0.45937719999999999,null,0.4702518]
[0.45929300000000001,null,0.4702518]
[0.45929300000000001,null,0.4702518]
[0.45929300000000001,null,0.4702518]
[0.45929300000000001,null,0.4702518]
[0.45929300000000001,null,0.4702518]
[0.45929300000000001,null,0.4702518]
[0.45929300000000001,null,0.4702518]
[0.45929300000000001,null,0.46998299999999998]
[0.45929300000000001,null,0.46998299999999998]
[0.45929300000000001,null,0.46998299999999998]
[0.45929300000000001,null,0.46998299999999998]
[0.45929300000000001,null,0.46998299999999998]
[0.45913350000000003,null,0.46998299999999998]
[0.45913350000000003,null,0.46998299999999998]
[0.45913350000000003,null,0.46998299999999998]
[0.45903169999999999,null,0.46998299999999998]
[0.45903169999999999,null,0.46998299999999998]
[0.45903169999999999,null,0.46998299999999998]
[0.45903169999999999,null,0.46987129999999999]
[0.45891389999999999,null,0.46987129999999999]
[0.45891389999999999,null,0.46987129999999999]
[0.45891389999999999,null,0.46987129999999999]
[0.45891389999999999,null,0.46987129999999999]
[0.4587446,null,0.46987129999999999]
[0.4587446,null,0.46987129999999999]
[0.4587446,null,0.46987129999999999]
[0.4587446,null,0.46987129999999999]
[0.4587446,null,0.46987129999999999]
[0.4587446,null,0.4697443]
[0.4587446,null,0.4697443]
[0.4587446,null,0.4697443]
[0.4587446,null,0.4697443]
[0.4587446,null,0.4697443]
[0.4587446,null,0.4697443]
[0.4587446,null,0.4696033]
[0.4587446,null,0.46942830000000002]
[0.45864280000000002,null,0.46942830000000002]
[0.45864270000000001,null,0.46933449999999999]
[0.4584744,null,0.46933449999999999]
[0.4584744,null,0.46933449999999999]
[0.4584744,null,0.46933449999999999]
[0.4584744,null,0.46933449999999999]
[0.4584744,null,0.46933449999999999]
[0.4584744,null,0.46933449999999999]
[0.45830510000000002,null,0.46933449999999999]
[0.45830510000000002,null,0.46933449999999999]
[0.45830510000000002,null,0.4691517]
[0.45830510000000002,null,0.46909590000000001]
[0.45830510000000002,null,0.46909590000000001]
[0.45830510000000002,null,0.46909590000000001]
[0.45830510000000002,null,0.46909590000000001]
[0.45830510000000002,null,0.46909590000000001]
[0.45830510000000002,null,0.46909590000000001]
[0.45830500000000002,null,0.46909590000000001]
[0.45814559999999999,null,0.46909590000000001]
[0.45814559999999999,null,0.46909590000000001]
[0.45814559999999999,null,0.46909590000000001]
[0.45814559999999999,null,0.46909590000000001]
[0.45814559999999999,null,0.46909590000000001]
[0.45814559999999999,null,0.46909590000000001]
[0.45814559999999999,null,0.46909590000000001]
[0.45814559999999999,null,0.46909590000000001]
[0.45814559999999999,null,0.46909580000000001]
[0.45814559999999999,null,0.46909580000000001]
[0.45814559999999999,null,0.46898420000000002]
[0.45814559999999999,null,0.46889039999999998]
[0.4580437,null,0.46889039999999998]
[0.4580437,null,0.46889039999999998]
[0.4580437,null,0.46889039999999998]
[0.4580437,null,0.46889039999999998]
[0.4580437,null,0.46874929999999998]
[0.457926,null,0.46874929999999998]
[0.45775769999999999,null,0.46874929999999998]
[0.45775769999999999,null,0.46862239999999999]
[0.45775769999999999,null,0.46844740000000001]
[0.45775769999999999,null,0.46844740000000001]
[0.45775769999999999,null,0.46844740000000001]
[0.45775769999999999,null,0.46844740000000001]
[0.45775769999999999,null,0.46844740000000001]
[0.45775769999999999,null,0.46844740000000001]
[0.45775769999999999,null,0.46844740000000001]
[0.45775769999999999,null,0.46844740000000001]
[0.45775769999999999,null,0.46844740000000001]
[0.45775769999999999,null,0.46844740000000001]
[0.45775769999999999,null,0.46844740000000001]
[0.4575883,null,0.46844740000000001]
[0.4575883,null,0.46835359999999998]
[0.4575883,null,0.46835359999999998]
[0.4575883,null,0.46835359999999998]
[0.4575883,null,0.46835359999999998]
[0.45742880000000002,null,0.46835359999999998]
[0.45742880000000002,null,0.46835359999999998]
[0.45742880000000002,null,0.46835359999999998]
[0.45742880000000002,null,0.46824189999999999]
[0.45742880000000002,null,0.46824189999999999]
[0.45742880000000002,null,0.46824189999999999]
[0.45742880000000002,null,0.46824189999999999]
[0.45742880000000002,null,0.46806690000000001]
[0.45742880000000002,null,0.46792590000000001]
[0.45742880000000002,null,0.46792590000000001]
[0.45732699999999998,null,0.46779890000000002]
[0.45732699999999998,null,0.46779890000000002]
[0.45732699999999998,null,0.46779890000000002]
[0.45732699999999998,null,0.46770509999999998]
[0.45732699999999998,null,0.46770509999999998]
[0.45732699999999998,null,0.46770509999999998]
[0.45732699999999998,null,0.46770509999999998]
[0.45732699999999998,null,0.46770509999999998]
[0.45715860000000003,null,0.46770509999999998]
[0.45715860000000003,null,0.46770509999999998]
[0.45715860000000003,null,0.46770509999999998]
[0.45715860000000003,null,0.46770509999999998]
[0.45715860000000003,null,0.46770509999999998]
[0.45715860000000003,null,0.46770509999999998]
[0.45715860000000003,null,0.46770509999999998]
[0.45715860000000003,null,0.4675301]
[0.45715860000000003,null,0.4675301]
[0.45704090000000003,null,0.4675301]
[0.4568815,null,0.4675301]
[0.45688139999999999,null,0.4675301]
[0.45688139999999999,null,0.4675301]
[0.45688139999999999,null,0.4675301]
[0.45688139999999999,null,0.46741840000000001]
[0.45671210000000001,null,0.46715040000000002]
[0.45671210000000001,null,0.46715040000000002]
[0.45671210000000001,null,0.46715040000000002]
[0.45671210000000001,null,0.46715040000000002]
[0.45671210000000001,null,0.46715040000000002]
[0.45671210000000001,null,0.46715040000000002]
[0.45671210000000001,null,0.46715040000000002]
[0.45671210000000001,null,0.46715040000000002]
[0.45671210000000001,null,0.46715040000000002]
[0.45671210000000001,null,0.46715040000000002]
[0.45661030000000002,null,0.46705659999999999]
[0.45661030000000002,null,0.46705659999999999]
[0.45661030000000002,null,0.46705659999999999]
[0.45661030000000002,null,0.46705659999999999]
[0.45661030000000002,null,0.46705659999999999]
[0.45661030000000002,null,0.46688160000000001]
[0.45661030000000002,null,0.46688160000000001]
[0.45661030000000002,null,0.46675460000000002]
[0.45661030000000002,null,0.46675460000000002]
[0.45661030000000002,null,0.46675460000000002]
[0.45661030000000002,null,0.46661360000000002]
[0.45661030000000002,null,0.46661360000000002]
[0.45661030000000002,null,0.46661360000000002]
[0.45661030000000002,null,0.46661360000000002]
[0.45661030000000002,null,0.46661360000000002]
[0.45649250000000002,null,0.46661360000000002]
[0.45649250000000002,null,0.46661360000000002]
[0.45649250000000002,null,0.46661360000000002]
[0.45649250000000002,null,0.46661360000000002]
[0.45649250000000002,null,0.46661360000000002]
[0.45649250000000002,null,0.46637499999999998]
[0.45649250000000002,null,0.46637499999999998]
[0.45649250000000002,null,0.46637489999999998]
[0.45649250000000002,null,0.46637489999999998]
[0.45649250000000002,null,0.46637489999999998]
[0.45632319999999998,null,0.46637489999999998]
[0.4562214,null,0.4662811]
[0.4562214,null,0.4662811]
[0.45605299999999999,null,0.4662811]
[0.45605299999999999,null,0.4662811]
[0.45605299999999999,null,0.4662811]
[0.45605299999999999,null,0.4662811]
[0.45605299999999999,null,0.4662811]
[0.45605299999999999,null,0.4662811]
[0.45605299999999999,null,0.46610620000000003]
[0.45605299999999999,null,0.46610620000000003]
[0.45605299999999999,null,0.46610620000000003]
[0.45589350000000001,null,0.46610610000000002]
[0.45589350000000001,null,0.46610610000000002]
[0.45589350000000001,null,0.46585349999999998]
[0.45589350000000001,null,0.46585349999999998]
[0.45589350000000001,null,0.46585349999999998]
[0.45589350000000001,null,0.46585339999999997]
[0.45589350000000001,null,0.46585339999999997]
[0.45589350000000001,null,0.4657596]
[0.45589350000000001,null,0.4657596]
[0.45589350000000001,null,0.4657596]
[0.45589350000000001,null,0.4657596]
[0.45579170000000002,null,0.4657596]
[0.45579170000000002,null,0.4657596]
[0.45579170000000002,null,0.4657596]
[0.45579170000000002,null,0.4657596]
[0.45567400000000002,null,0.46563270000000001]
[0.45567400000000002,null,0.46563270000000001]
[0.45567400000000002,null,0.46563270000000001]
[0.45567400000000002,null,0.46563260000000001]
[0.45567400000000002,null,0.46563260000000001]
[0.45567400000000002,null,0.46563260000000001]
[0.45567400000000002,null,0.46552100000000002]
[0.45550459999999998,null,0.46552100000000002]
[0.45550459999999998,null,0.46552100000000002]
[0.45550459999999998,null,0.4654335]
[0.45550459999999998,null,0.46534599999999998]
[0.45517679999999999,null,0.46520499999999998]
[0.45517679999999999,null,0.46520499999999998]
[0.45517679999999999,null,0.46520499999999998]
[0.45517679999999999,null,0.46520499999999998]
[0.45517679999999999,null,0.46520499999999998]
[0.45517679999999999,null,0.46498420000000001]
[0.45517679999999999,null,0.46498420000000001]
[0.45517679999999999,null,0.46498420000000001]
[0.45512590000000003,null,0.46498420000000001]
[0.45507500000000001,null,0.46498420000000001]
[0.45507500000000001,null,0.46498420000000001]
[0.45507500000000001,null,0.46498420000000001]
[0.45507500000000001,null,0.46498420000000001]
[0.45507500000000001,null,0.46498420000000001]
[0.45507500000000001,null,0.46498420000000001]
[0.45507500000000001,null,0.46498420000000001]
[0.45507500000000001,null,0.46498420000000001]
[0.45507500000000001,null,0.46498420000000001]
[0.45507500000000001,null,0.46498420000000001]
[0.45507500000000001,null,0.46487250000000002]
[0.45507500000000001,null,0.46487250000000002]
[0.4550749,null,0.46487250000000002]
[0.4550749,null,0.46487250000000002]
[0.4550749,null,0.46487250000000002]
[0.4550749,null,0.46487250000000002]
[0.45497310000000002,null,0.46487250000000002]
[0.45497310000000002,null,0.46487250000000002]
[0.45480480000000001,null,0.46487250000000002]
[0.45480480000000001,null,0.46487250000000002]
[0.45480480000000001,null,0.46446270000000001]
[0.45480480000000001,null,0.46446270000000001]
[0.45468710000000001,null,0.46446270000000001]
[0.45468710000000001,null,0.46433570000000002]
[0.45468710000000001,null,0.46433570000000002]
[0.45468700000000001,null,0.46433570000000002]
[0.45451770000000002,null,0.46433570000000002]
[0.45435819999999999,null,0.46433570000000002]
[0.45435819999999999,null,0.46433570000000002]
[0.45435819999999999,null,0.46433570000000002]
[0.45435819999999999,null,0.46433570000000002]
[0.45435819999999999,null,0.46422400000000003]
[0.45435819999999999,null,0.46422400000000003]
[0.45435819999999999,null,0.46422400000000003]
[0.45435819999999999,null,0.46422400000000003]
[0.45435819999999999,null,0.46422400000000003]
[0.45435819999999999,null,0.46404899999999999]
[0.45435819999999999,null,0.46404899999999999]
[0.45435819999999999,null,0.46404899999999999]
[0.45435819999999999,null,0.46404899999999999]
[0.45435819999999999,null,0.46404899999999999]
[0.45435819999999999,null,0.46404899999999999]
[0.45435819999999999,null,0.46404899999999999]
[0.45435819999999999,null,0.46404899999999999]
[0.45435819999999999,null,0.46404899999999999]
[0.45435819999999999,null,0.46404899999999999]
[0.45435819999999999,null,0.46404899999999999]
[0.45435819999999999,null,0.46404899999999999]
[0.45435819999999999,null,0.46404899999999999]
[0.45418989999999998,null,0.46404899999999999]
[0.45418989999999998,null,0.46395520000000001]
[0.45418989999999998,null,0.46395520000000001]
[0.45408799999999999,null,0.46384360000000002]
[0.45408799999999999,null,0.46370250000000002]
[0.45408799999999999,null,0.46370250000000002]
[0.45408799999999999,null,0.46370250000000002]
[0.45408799999999999,null,0.46370250000000002]
[0.45408799999999999,null,0.46370250000000002]
[0.45408799999999999,null,0.46357549999999997]
[0.45408799999999999,null,0.46357549999999997]
[0.45408799999999999,null,0.46357549999999997]
[0.45408799999999999,null,0.46357549999999997]
[0.45408799999999999,null,0.46357549999999997]
[0.45392850000000001,null,0.46357549999999997]
[0.45375919999999997,null,0.46357549999999997]
[0.45375919999999997,null,0.46357549999999997]
[0.45364149999999998,null,0.46357549999999997]
[0.45364149999999998,null,0.46357549999999997]
[0.45364149999999998,null,0.46357549999999997]
[0.45364149999999998,null,0.4634006]
[0.45364149999999998,null,0.4634006]
[0.45364149999999998,null,0.4634006]
[0.45353959999999999,null,0.46340049999999999]
[0.45353959999999999,null,0.46340049999999999]
[0.45337129999999998,null,0.46340049999999999]
[0.45337129999999998,null,0.46340049999999999]
[0.45337129999999998,null,0.46340049999999999]
[0.45337129999999998,null,0.46325949999999999]
[0.45337129999999998,null,0.4631478]
[0.45337129999999998,null,0.46292709999999998]
[0.45337129999999998,null,0.46292709999999998]
[0.45337129999999998,null,0.46292709999999998]
[0.45337129999999998,null,0.46292709999999998]
[0.45337129999999998,null,0.46292709999999998]
[0.45337129999999998,null,0.46292699999999998]
[0.45337129999999998,null,0.46292699999999998]
[0.45337129999999998,null,0.46292699999999998]
[0.45337129999999998,null,0.46292699999999998]
[0.45337129999999998,null,0.46292699999999998]
[0.45337129999999998,null,0.46292699999999998]
[0.45337129999999998,null,0.46292699999999998]
[0.45337129999999998,null,0.46292699999999998]
[0.45337129999999998,null,0.46292699999999998]
[0.45337129999999998,null,0.46292699999999998]
[0.45337129999999998,null,0.4627521]
[0.45337129999999998,null,0.4627521]
[0.45337129999999998,null,0.4627521]
[0.45304250000000001,null,0.46264040000000001]
[0.45304250000000001,null,0.46264040000000001]
[0.45304250000000001,null,0.4624994]
[0.45304250000000001,null,0.4624994]
[0.45294060000000003,null,0.4624994]
[0.45294060000000003,null,0.4624994]
[0.45294060000000003,null,0.4624994]
[0.45294060000000003,null,0.4624994]
[0.45294060000000003,null,0.46240560000000003]
[0.45294060000000003,null,0.46240550000000002]
[0.45294060000000003,null,0.46240550000000002]
[0.45277230000000002,null,0.46227859999999998]
[0.45277230000000002,null,0.46227859999999998]
[0.45277230000000002,null,0.46227859999999998]
[0.45277230000000002,null,0.46227859999999998]
[0.45265460000000002,null,0.46227859999999998]
[0.45265460000000002,null,0.46227859999999998]
[0.45265460000000002,null,0.46227859999999998]
[0.45265460000000002,null,0.46227859999999998]
[0.45265460000000002,null,0.46227859999999998]
[0.45265460000000002,null,0.46227859999999998]
[0.45265460000000002,null,0.46227859999999998]
[0.45265460000000002,null,0.46227859999999998]
[0.45265460000000002,null,0.46227859999999998]
[0.45265460000000002,null,0.46227849999999998]
[0.45265460000000002,null,0.46216689999999999]
[0.45265460000000002,null,0.46216689999999999]
[0.45265460000000002,null,0.46216689999999999]
[0.45265460000000002,null,0.46207310000000001]
[0.45265450000000002,null,0.46189809999999998]
[0.45265450000000002,null,0.46189809999999998]
[0.45249509999999998,null,0.46189809999999998]
[0.4523257,null,0.46189809999999998]
[0.4523257,null,0.46189809999999998]
[0.4523257,null,0.46175709999999998]
[0.4523257,null,0.46175709999999998]
[0.4523257,null,0.46175709999999998]
[0.45222390000000001,null,0.46175709999999998]
[0.45222390000000001,null,0.46175709999999998]
[0.45222390000000001,null,0.46163009999999999]
[0.45222390000000001,null,0.46163009999999999]
[0.45222390000000001,null,0.46163009999999999]
[0.45222390000000001,null,0.46163009999999999]
[0.45222390000000001,null,0.46163009999999999]
[0.45222390000000001,null,0.46163009999999999]
[0.45222390000000001,null,0.46163009999999999]
[0.45222390000000001,null,0.46163009999999999]
[0.45222390000000001,null,0.46163009999999999]
[0.45222390000000001,null,0.46163009999999999]
[0.4520555,null,0.46163009999999999]
[0.4520555,null,0.46145510000000001]
[0.4520555,null,0.46145510000000001]
[0.4520555,null,0.46134340000000001]
[0.4520555,null,0.46134340000000001]
[0.45189610000000002,null,0.46124959999999998]
[0.45189600000000002,null,0.46124959999999998]
[0.45189600000000002,null,0.46110859999999998]
[0.45177830000000002,null,0.46110859999999998]
[0.45160899999999998,null,0.46110859999999998]
[0.45160899999999998,null,0.46110859999999998]
[0.45160899999999998,null,0.46098159999999999]
[0.45160899999999998,null,0.46098159999999999]
[0.45160899999999998,null,0.46098159999999999]
[0.45160899999999998,null,0.46098159999999999]
[0.45160899999999998,null,0.46098159999999999]
[0.45160899999999998,null,0.46098159999999999]
[0.45160899999999998,null,0.46098159999999999]
[0.45160899999999998,null,0.46098159999999999]
[0.45160899999999998,null,0.46098159999999999]
[0.45160899999999998,null,0.46098159999999999]
[0.45160899999999998,null,0.46098159999999999]
[0.45160899999999998,null,0.46098159999999999]
[0.45160899999999998,null,0.46098159999999999]
[0.45160899999999998,null,0.46098159999999999]
[0.45160899999999998,null,0.46060109999999999]
[0.45160899999999998,null,0.46060109999999999]
[0.45160899999999998,null,0.46060109999999999]
[0.45150709999999999,null,0.46060109999999999]
[0.45150709999999999,null,0.46060109999999999]
[0.45150709999999999,null,0.46060109999999999]
[0.45134770000000002,null,0.46060109999999999]
[0.45134770000000002,null,0.46046009999999998]
[0.45134770000000002,null,0.46046009999999998]
[0.45134770000000002,null,0.46046009999999998]
[0.45134770000000002,null,0.46046009999999998]
[0.45117829999999998,null,0.46046009999999998]
[0.45101000000000002,null,0.4603331]
[0.45101000000000002,null,0.4603331]
[0.45101000000000002,null,0.4603331]
[0.45101000000000002,null,0.4603331]
[0.45101000000000002,null,0.4603331]
[0.45101000000000002,null,0.4603331]
[0.45101000000000002,null,0.46023930000000002]
[0.45101000000000002,null,0.46023930000000002]
[0.45101000000000002,null,0.46023930000000002]
[0.45089230000000002,null,0.46012760000000003]
[0.45089230000000002,null,0.46012760000000003]
[0.45089230000000002,null,0.46012760000000003]
[0.45089220000000002,null,0.46012760000000003]
[0.45089220000000002,null,0.46012760000000003]
[0.45089220000000002,null,0.46012760000000003]
[0.45089220000000002,null,0.46012760000000003]
[0.45089220000000002,null,0.46012760000000003]
[0.45089220000000002,null,0.46012760000000003]
[0.45089220000000002,null,0.46012760000000003]
[0.45089220000000002,null,0.46012760000000003]
[0.45089220000000002,null,0.46012760000000003]
[0.45089220000000002,null,0.45998660000000002]
[0.45089220000000002,null,0.45998660000000002]
[0.45089220000000002,null,0.45981159999999999]
[0.45089220000000002,null,0.45981159999999999]
[0.45073279999999999,null,0.4596846]
[0.4506309,null,0.4596846]
[0.45046259999999999,null,0.45957300000000001]
[0.45046259999999999,null,0.45957300000000001]
[0.45046259999999999,null,0.45957300000000001]
[0.45046259999999999,null,0.45947919999999998]
[0.45046259999999999,null,0.45947919999999998]
[0.45046259999999999,null,0.45947919999999998]
[0.45046259999999999,null,0.45947919999999998]
[0.45046259999999999,null,0.45947919999999998]
[0.45046259999999999,null,0.45947909999999997]
[0.4502932,null,0.45947909999999997]
[0.4502932,null,0.45947909999999997]
[0.4502932,null,0.45947909999999997]
[0.4502932,null,0.45947909999999997]
[0.4502932,null,0.45947909999999997]
[0.4502932,null,0.45947909999999997]
[0.4502932,null,0.4593042]
[0.4502932,null,0.4593042]
[0.4502932,null,0.4593042]
[0.4502932,null,0.4591925]
[0.4502932,null,0.4590515]
[0.45017550000000001,null,0.4590515]
[0.45017550000000001,null,0.4590515]
[0.45017550000000001,null,0.4590515]
[0.45017550000000001,null,0.4590515]
[0.45017550000000001,null,0.4590515]
[0.45017550000000001,null,0.4590514]
[0.45017550000000001,null,0.45895770000000002]
[0.45017550000000001,null,0.45883069999999998]
[0.45017550000000001,null,0.45883069999999998]
[0.45017550000000001,null,0.45883069999999998]
[0.45017550000000001,null,0.45883069999999998]
[0.45017550000000001,null,0.45883069999999998]
[0.45017550000000001,null,0.45883069999999998]
[0.45017550000000001,null,0.45883069999999998]
[0.45017550000000001,null,0.45883069999999998]
[0.45017550000000001,null,0.45883069999999998]
[0.45017550000000001,null,0.45883069999999998]
[0.45017550000000001,null,0.45883069999999998]
[0.4500072,null,0.45883069999999998]
[0.44984770000000002,null,0.45883069999999998]
[0.44967829999999998,null,0.45883069999999998]
[0.44967829999999998,null,0.45883069999999998]
[0.44967829999999998,null,0.4586557]
[0.44967829999999998,null,0.4586557]
[0.44957649999999999,null,0.4586557]
[0.44957649999999999,null,0.45856190000000002]
[0.44957649999999999,null,0.45856190000000002]
[0.44957649999999999,null,0.45856190000000002]
[0.44945879999999999,null,0.45845019999999997]
[0.44945879999999999,null,0.45845019999999997]
[0.44945879999999999,null,0.45845019999999997]
[0.44945879999999999,null,0.45845019999999997]
[0.44945879999999999,null,0.45845019999999997]
[0.44945879999999999,null,0.45830920000000003]
[0.44945879999999999,null,0.45818219999999998]
[0.44945879999999999,null,0.45818219999999998]
[0.44945879999999999,null,0.45818219999999998]
[0.44945879999999999,null,0.45818219999999998]
[0.44929930000000001,null,0.45818219999999998]
[0.44929930000000001,null,0.45818219999999998]
[0.44929930000000001,null,0.45818219999999998]
[0.44929930000000001,null,0.45818219999999998]
[0.44929930000000001,null,0.45818219999999998]
[0.44929930000000001,null,0.45818219999999998]
[0.44929930000000001,null,0.45818219999999998]
[0.44929930000000001,null,0.45818219999999998]
[0.44929930000000001,null,0.45818219999999998]
[0.44929930000000001,null,0.4580072]
[0.44929930000000001,null,0.4580072]
[0.44929930000000001,null,0.4580072]
[0.44929930000000001,null,0.4580072]
[0.44929930000000001,null,0.4580072]
[0.44929930000000001,null,0.4580072]
[0.44929930000000001,null,0.4580072]
[0.44919740000000002,null,0.4580072]
[0.44919740000000002,null,0.45773920000000001]
[0.44902809999999999,null,0.45773920000000001]
[0.44885979999999998,null,0.45764539999999998]
[0.44885979999999998,null,0.45753369999999999]
[0.44885979999999998,null,0.45753369999999999]
[0.44885979999999998,null,0.45753369999999999]
[0.44885979999999998,null,0.45753369999999999]
[0.44885979999999998,null,0.45753369999999999]
[0.44885979999999998,null,0.45753369999999999]
[0.44885979999999998,null,0.45753369999999999]
[0.44885979999999998,null,0.45753369999999999]
[0.44885979999999998,null,0.45753369999999999]
[0.44885979999999998,null,0.45753369999999999]
[0.44885969999999997,null,0.45735870000000001]
[0.44885969999999997,null,0.45735870000000001]
[0.44885969999999997,null,0.45735870000000001]
[0.44885969999999997,null,0.45735870000000001]
[0.44874199999999997,null,0.45735870000000001]
[0.44874199999999997,null,0.45735870000000001]
[0.4485826,null,0.45735870000000001]
[0.4485825,null,0.45735870000000001]
[0.4485825,null,0.45735870000000001]
[0.4485825,null,0.45735870000000001]
[0.4485825,null,0.45735870000000001]
[0.44848070000000001,null,0.45735870000000001]
[0.44848070000000001,null,0.45735870000000001]
[0.44848070000000001,null,0.4572177]
[0.44848070000000001,null,0.4572177]
[0.44848070000000001,null,0.45710600000000001]
[0.44848070000000001,null,0.45710600000000001]
[0.44831140000000003,null,0.45710600000000001]
[0.44831140000000003,null,0.45701219999999998]
[0.44831140000000003,null,0.45701219999999998]
[0.44831140000000003,null,0.45701219999999998]
[0.44831140000000003,null,0.45701219999999998]
[0.44831140000000003,null,0.45701219999999998]
[0.44831140000000003,null,0.45701219999999998]
[0.44831140000000003,null,0.45688519999999999]
[0.44831140000000003,null,0.45671020000000001]
[0.44831140000000003,null,0.45671020000000001]
[0.44831140000000003,null,0.45671020000000001]
[0.44831140000000003,null,0.45671020000000001]
[0.44831140000000003,null,0.45671020000000001]
[0.44831140000000003,null,0.45671020000000001]
[0.44814300000000001,null,0.45671020000000001]
[0.44814300000000001,null,0.45671020000000001]
[0.44814300000000001,null,0.45671020000000001]
[0.44814300000000001,null,0.45671020000000001]
[0.44814300000000001,null,0.45671020000000001]
[0.44814300000000001,null,0.45671020000000001]
[0.44798349999999998,null,0.45671020000000001]
[0.44798349999999998,null,0.45671020000000001]
[0.44798349999999998,null,0.45650479999999999]
[0.44798349999999998,null,0.45650479999999999]
[0.44798349999999998,null,0.45650479999999999]
[0.44798349999999998,null,0.45636369999999998]
[0.44788169999999999,null,0.45636369999999998]
[0.447764,null,0.45636369999999998]
[0.447764,null,0.45636369999999998]
[0.447764,null,0.45636369999999998]
[0.447764,null,0.4561887]
[0.447764,null,0.4561887]
[0.447764,null,0.4561887]
[0.447764,null,0.4561887]
[0.447764,null,0.4561887]
[0.447764,null,0.45606180000000002]
[0.44759460000000001,null,0.45606180000000002]
[0.44759460000000001,null,0.45606180000000002]
[0.44759460000000001,null,0.45606180000000002]
[0.44759460000000001,null,0.45606180000000002]
[0.44759460000000001,null,0.45606180000000002]
[0.44759460000000001,null,0.45606180000000002]
[0.44759460000000001,null,0.45606180000000002]
[0.4474263,null,0.45606170000000001]
[0.4474263,null,0.45606170000000001]
[0.4474263,null,0.45606170000000001]
[0.4474263,null,0.45606170000000001]
[0.4474263,null,0.45606170000000001]
[0.4474263,null,0.45606170000000001]
[0.4474263,null,0.45606170000000001]
[0.4474263,null,0.45606170000000001]
[0.4474263,null,0.45606170000000001]
[0.4474263,null,0.45582689999999998]
[0.44726680000000002,null,0.45582689999999998]
[0.44726680000000002,null,0.4555883]
[0.44726680000000002,null,0.4555883]
[0.44726680000000002,null,0.4555883]
[0.44716499999999998,null,0.4555883]
[0.44716499999999998,null,0.4555882]
[0.44716489999999998,null,0.4555882]
[0.44716489999999998,null,0.4555882]
[0.44716489999999998,null,0.4555882]
[0.44716489999999998,null,0.45541330000000002]
[0.44716489999999998,null,0.45541330000000002]
[0.44704719999999998,null,0.45541330000000002]
[0.44704719999999998,null,0.45541330000000002]
[0.44704719999999998,null,0.45541330000000002]
[0.44704719999999998,null,0.45541330000000002]
[0.44704719999999998,null,0.45541330000000002]
[0.44704719999999998,null,0.45541330000000002]
[0.44704719999999998,null,0.45541330000000002]
[0.44704719999999998,null,0.45541330000000002]
[0.44687890000000002,null,0.45541330000000002]
[0.44687890000000002,null,0.45541330000000002]
[0.44671939999999999,null,0.45541330000000002]
[0.44671939999999999,null,0.45541320000000002]
[0.44671939999999999,null,0.45531939999999999]
[0.44671939999999999,null,0.45517839999999998]
[0.44671939999999999,null,0.45517839999999998]
[0.44671939999999999,null,0.45517839999999998]
[0.44671939999999999,null,0.45517839999999998]
[0.44671939999999999,null,0.45517839999999998]
[0.44655010000000001,null,0.45476480000000002]
[0.44655010000000001,null,0.45476480000000002]
[0.44655010000000001,null,0.45476480000000002]
[0.44655010000000001,null,0.45476480000000002]
[0.44655010000000001,null,0.45476480000000002]
[0.44655010000000001,null,0.45476480000000002]
[0.44655010000000001,null,0.45476480000000002]
[0.44655010000000001,null,0.45476480000000002]
[0.44655,null,0.45476480000000002]
[0.44655,null,0.45476480000000002]
[0.44655,null,0.45476480000000002]
[0.44644820000000002,null,0.45476480000000002]
[0.44644820000000002,null,0.45476480000000002]
[0.44644820000000002,null,0.45476480000000002]
[0.44644820000000002,null,0.45476480000000002]
[0.44644820000000002,null,0.45476480000000002]
[0.44644820000000002,null,0.45476480000000002]
[0.44644820000000002,null,0.45476480000000002]
[0.44644820000000002,null,0.45476480000000002]
[0.44644820000000002,null,0.45476480000000002]
[0.44644820000000002,null,0.45467099999999999]
[0.44616220000000001,null,0.45467099999999999]
[0.44616220000000001,null,0.45467099999999999]
[0.44616220000000001,null,0.45467099999999999]
[0.44600269999999997,null,0.45449600000000001]
[0.44600269999999997,null,0.45449600000000001]
[0.44600269999999997,null,0.45449600000000001]
[0.44600269999999997,null,0.45449600000000001]
[0.44600269999999997,null,0.45435500000000001]
[0.44600269999999997,null,0.45435500000000001]
[0.44600269999999997,null,0.45435500000000001]
[0.44600269999999997,null,0.45435500000000001]
[0.44600269999999997,null,0.45435490000000001]
[0.44600269999999997,null,0.45429910000000001]
[0.44600269999999997,null,0.45424330000000002]
[0.44600269999999997,null,0.45424330000000002]
[0.44600269999999997,null,0.45424330000000002]
[0.44600260000000003,null,0.45424330000000002]
[0.44583329999999999,null,0.45424330000000002]
[0.44583329999999999,null,0.45411629999999997]
[0.44583329999999999,null,0.45411629999999997]
[0.44583329999999999,null,0.45411629999999997]
[0.4457315,null,0.45411629999999997]
[0.4457315,null,0.45411629999999997]
[0.4457315,null,0.45411629999999997]
[0.4457315,null,0.45411629999999997]
[0.4457315,null,0.45411629999999997]
[0.4457315,null,0.45411629999999997]
[0.4457315,null,0.45411629999999997]
[0.4457315,null,0.45411629999999997]
[0.4457315,null,0.45411629999999997]
[0.4457315,null,0.45411629999999997]
[0.4457315,null,0.45411629999999997]
[0.4457315,null,0.45411629999999997]
[0.4457315,null,0.45397530000000003]
[0.44540360000000001,null,0.45397520000000002]
[0.44540360000000001,null,0.45380029999999999]
[0.44540360000000001,null,0.45380029999999999]
[0.44540360000000001,null,0.45370650000000001]
[0.44540360000000001,null,0.45357950000000002]
[0.44540360000000001,null,0.45357950000000002]
[0.44540360000000001,null,0.45346779999999998]
[0.44540360000000001,null,0.45346779999999998]
[0.44528590000000001,null,0.45346779999999998]
[0.44528590000000001,null,0.45346779999999998]
[0.44528590000000001,null,0.45346779999999998]
[0.44528590000000001,null,0.45346779999999998]
[0.44528590000000001,null,0.45346779999999998]
[0.44528590000000001,null,0.45346779999999998]
[0.44528590000000001,null,0.45346779999999998]
[0.44518410000000003,null,0.45346779999999998]
[0.44518410000000003,null,0.45346779999999998]
[0.44501469999999999,null,0.45346779999999998]
[0.44501469999999999,null,0.45346779999999998]
[0.44501469999999999,null,0.45346779999999998]
[0.44501469999999999,null,0.45346779999999998]
[0.44485530000000001,null,0.45346779999999998]
[0.44485530000000001,null,0.45346779999999998]
[0.44485530000000001,null,0.45346779999999998]
[0.44485530000000001,null,0.45346779999999998]
[0.44485530000000001,null,0.45346779999999998]
[0.44485530000000001,null,0.45316590000000001]
[0.44485530000000001,null,0.45316590000000001]
[0.44485530000000001,null,0.45305420000000002]
[0.44485520000000001,null,0.45305420000000002]
[0.44485520000000001,null,0.45305420000000002]
[0.44485520000000001,null,0.45291310000000001]
[0.44485520000000001,null,0.45291310000000001]
[0.44485520000000001,null,0.45291310000000001]
[0.44485520000000001,null,0.45291310000000001]
[0.44485520000000001,null,0.45291310000000001]
[0.44485520000000001,null,0.45291310000000001]
[0.4446869,null,0.45291310000000001]
[0.4446869,null,0.45291310000000001]
[0.4446869,null,0.45291310000000001]
[0.44458510000000001,null,0.45291310000000001]
[0.44458510000000001,null,0.45291310000000001]
[0.44458510000000001,null,0.45291310000000001]
[0.44458510000000001,null,0.45281929999999998]
[0.44458510000000001,null,0.4526444]
[0.44458510000000001,null,0.4526444]
[0.44458510000000001,null,0.4526444]
[0.44458510000000001,null,0.4526444]
[0.44458510000000001,null,0.4526444]
[0.44458510000000001,null,0.4526444]
[0.44442559999999998,null,0.4526444]
[0.44413849999999999,null,0.4526443]
[0.44413849999999999,null,0.4526443]
[0.44413849999999999,null,0.4526443]
[0.44413849999999999,null,0.4526443]
[0.44413849999999999,null,0.45251740000000001]
[0.44413849999999999,null,0.45251740000000001]
[0.44413849999999999,null,0.45251740000000001]
[0.44413849999999999,null,0.45251740000000001]
[0.44413849999999999,null,0.45251740000000001]
[0.44413849999999999,null,0.45251740000000001]
[0.44413849999999999,null,0.45251740000000001]
[0.44413849999999999,null,0.45251740000000001]
[0.44413849999999999,null,0.45251740000000001]
[0.44413849999999999,null,0.45240570000000002]
[0.44413849999999999,null,0.45240570000000002]
[0.44413849999999999,null,0.45240570000000002]
[0.44413849999999999,null,0.45223069999999999]
[0.44413849999999999,null,0.45199590000000001]
[0.44413849999999999,null,0.45199590000000001]
[0.44413849999999999,null,0.45199590000000001]
[0.44413849999999999,null,0.45199590000000001]
[0.44413849999999999,null,0.45199590000000001]
[0.44397019999999998,null,0.45199590000000001]
[0.44397019999999998,null,0.45199590000000001]
[0.44397019999999998,null,0.45199590000000001]
[0.4438107,null,0.45199590000000001]
[0.4438107,null,0.45199590000000001]
[0.4438107,null,0.45199590000000001]
[0.44370890000000002,null,0.45186890000000002]
[0.44370880000000001,null,0.45186890000000002]
[0.44370880000000001,null,0.45186890000000002]
[0.44370880000000001,null,0.45186890000000002]
[0.44370880000000001,null,0.45186890000000002]
[0.44370880000000001,null,0.45186890000000002]
[0.44370880000000001,null,0.45186890000000002]
[0.44370880000000001,null,0.45169389999999998]
[0.44370880000000001,null,0.45169389999999998]
[0.44353949999999998,null,0.45158219999999999]
[0.44353949999999998,null,0.45158219999999999]
[0.44353949999999998,null,0.45158219999999999]
[0.44353949999999998,null,0.45144119999999999]
[0.44353949999999998,null,0.45144119999999999]
[0.44353949999999998,null,0.45134740000000001]
[0.44353949999999998,null,0.45134740000000001]
[0.44353949999999998,null,0.45134740000000001]
[0.44342179999999998,null,0.45134740000000001]
[0.44342179999999998,null,0.45134740000000001]
[0.44342179999999998,null,0.45134740000000001]
[0.44342179999999998,null,0.45134740000000001]
[0.44342179999999998,null,0.45134740000000001]
[0.44342179999999998,null,0.45122040000000002]
[0.44342179999999998,null,0.45122040000000002]
[0.44342179999999998,null,0.45122040000000002]
[0.44342179999999998,null,0.45122040000000002]
[0.44342179999999998,null,0.45122040000000002]
[0.44316050000000001,null,0.45122040000000002]
[0.44316050000000001,null,0.45122040000000002]
[0.44316050000000001,null,0.45122040000000002]
[0.44316050000000001,null,0.45122040000000002]
[0.44316050000000001,null,0.45122040000000002]
[0.44316050000000001,null,0.4509338]
[0.4429921,null,0.45084000000000002]
[0.4429921,null,0.45084000000000002]
[0.4429921,null,0.45084000000000002]
[0.4429921,null,0.45069890000000001]
[0.4429921,null,0.45069890000000001]
[0.4429921,null,0.45069890000000001]
[0.4429921,null,0.45069890000000001]
[0.4429921,null,0.45069890000000001]
[0.4429921,null,0.45069890000000001]
[0.4429921,null,0.45069890000000001]
[0.4429921,null,0.45069890000000001]
[0.4429921,null,0.45069890000000001]
[0.4429921,null,0.45069890000000001]
[0.4429921,null,0.45069890000000001]
[0.4429921,null,0.45069890000000001]
[0.44282280000000002,null,0.45069890000000001]
[0.44282280000000002,null,0.45069890000000001]
[0.44266329999999998,null,0.45069890000000001]
[0.44266329999999998,null,0.45069890000000001]
[0.44266329999999998,null,0.45069890000000001]
[0.44266329999999998,null,0.45058720000000002]
[0.44266329999999998,null,0.45046029999999998]
[0.44266329999999998,null,0.45046019999999998]
[0.44266329999999998,null,0.45046019999999998]
[0.44266329999999998,null,0.4502853]
[0.44266329999999998,null,0.4502853]
[0.44266329999999998,null,0.4502853]
[0.44254559999999998,null,0.4502853]
[0.4424437,null,0.45014419999999999]
[0.4424437,null,0.45005040000000002]
[0.4424437,null,0.45005040000000002]
[0.44227539999999999,null,0.45005040000000002]
[0.44227539999999999,null,0.45005040000000002]
[0.44227539999999999,null,0.45005040000000002]
[0.44227539999999999,null,0.45005040000000002]
[0.44227539999999999,null,0.45005040000000002]
[0.44227539999999999,null,0.45005040000000002]
[0.44227539999999999,null,0.45005040000000002]
[0.44227539999999999,null,0.45005040000000002]
[0.44227539999999999,null,0.45005040000000002]
[0.44227539999999999,null,0.45005040000000002]
[0.44227539999999999,null,0.45005040000000002]
[0.44227539999999999,null,0.45005040000000002]
[0.44227539999999999,null,0.44993870000000002]
[0.442106,null,0.44993870000000002]
[0.442106,null,0.44993870000000002]
[0.442106,null,0.44981179999999998]
[0.442106,null,0.44981179999999998]
[0.442106,null,0.4496368]
[0.442106,null,0.4496368]
[0.442106,null,0.4496368]
[0.44194650000000002,null,0.4496368]
[0.44194650000000002,null,0.4496368]
[0.44194650000000002,null,0.4496368]
[0.44194650000000002,null,0.4496368]
[0.44194650000000002,null,0.4496368]
[0.44194650000000002,null,0.44954300000000003]
[0.44194650000000002,null,0.44940190000000002]
[0.44194650000000002,null,0.44940190000000002]
[0.44194650000000002,null,0.44940190000000002]
[0.44194650000000002,null,0.44940190000000002]
[0.44182880000000002,null,0.44940190000000002]
[0.44182880000000002,null,0.44940190000000002]
[0.44182880000000002,null,0.44940190000000002]
[0.44182880000000002,null,0.44940190000000002]
[0.44166050000000001,null,0.44940190000000002]
[0.44166050000000001,null,0.44940190000000002]
[0.44166050000000001,null,0.44929029999999998]
[0.44166050000000001,null,0.44929029999999998]
[0.44166050000000001,null,0.44929029999999998]
[0.44166050000000001,null,0.44929029999999998]
[0.44166050000000001,null,0.44929029999999998]
[0.44166050000000001,null,0.4491153]
[0.44166050000000001,null,0.4491153]
[0.44166050000000001,null,0.44898830000000001]
[0.44166050000000001,null,0.44898830000000001]
[0.44166050000000001,null,0.44898830000000001]
[0.44166050000000001,null,0.4488473]
[0.44166050000000001,null,0.4488473]
[0.44155860000000002,null,0.4488473]
[0.44139909999999999,null,0.4488473]
[0.44139909999999999,null,0.4488473]
[0.44139909999999999,null,0.4488473]
[0.44139909999999999,null,0.4488473]
[0.44139909999999999,null,0.44875350000000003]
[0.44139909999999999,null,0.44875340000000002]
[0.44139909999999999,null,0.44875340000000002]
[0.44139909999999999,null,0.44864179999999998]
[0.44122980000000001,null,0.44864179999999998]
[0.44122980000000001,null,0.44864179999999998]
[0.44122980000000001,null,0.44864179999999998]
[0.44122980000000001,null,0.44864179999999998]
[0.44122980000000001,null,0.44864179999999998]
[0.44122980000000001,null,0.4484668]
[0.44122980000000001,null,0.4484668]
[0.44122980000000001,null,0.4484668]
[0.44122980000000001,null,0.4484668]
[0.44122980000000001,null,0.4484668]
[0.44122980000000001,null,0.4484668]
[0.44122980000000001,null,0.4484668]
[0.44122980000000001,null,0.4484668]
[0.44122980000000001,null,0.4484668]
[0.44122980000000001,null,0.4484668]
[0.44122980000000001,null,0.4484668]
[0.44106139999999999,null,0.4484668]
[0.44106139999999999,null,0.4483258]
[0.44106139999999999,null,0.44819880000000001]
[0.44106139999999999,null,0.44819880000000001]
[0.44106139999999999,null,0.44819880000000001]
[0.44106139999999999,null,0.44819880000000001]
[0.44094369999999999,null,0.44819880000000001]
[0.44094369999999999,null,0.44819880000000001]
[0.44084190000000001,null,0.44819880000000001]
[0.44084190000000001,null,0.44808710000000002]
[0.44084190000000001,null,0.44808710000000002]
[0.44068239999999997,null,0.44808710000000002]
[0.44068239999999997,null,0.44791209999999998]
[0.44068239999999997,null,0.44791209999999998]
[0.44068239999999997,null,0.44791209999999998]
[0.44068239999999997,null,0.44791209999999998]
[0.44068239999999997,null,0.44791209999999998]
[0.44068239999999997,null,0.4478183]
[0.44068239999999997,null,0.4478183]
[0.44051309999999999,null,0.4478183]
[0.44051309999999999,null,0.4478183]
[0.44051309999999999,null,0.4478183]
[0.44051309999999999,null,0.4478183]
[0.44034469999999998,null,0.4478183]
[0.44034469999999998,null,0.4478183]
[0.44034469999999998,null,0.4478183]
[0.44034469999999998,null,0.4478183]
[0.44034469999999998,null,0.4478183]
[0.44034469999999998,null,0.4478183]
[0.44034469999999998,null,0.4478183]
[0.44034469999999998,null,0.44769130000000001]
[0.44034469999999998,null,0.44769130000000001]
[0.44034469999999998,null,0.44755030000000001]
[0.44034469999999998,null,0.44755030000000001]
[0.44034469999999998,null,0.44755030000000001]
[0.44034469999999998,null,0.44755030000000001]
[0.44034469999999998,null,0.44755030000000001]
[0.44034469999999998,null,0.44755030000000001]
[0.44034469999999998,null,0.44737529999999998]
[0.44034469999999998,null,0.44737529999999998]
[0.44034469999999998,null,0.44737529999999998]
[0.44034469999999998,null,0.44737529999999998]
[0.44034469999999998,null,0.44726359999999998]
[0.44034469999999998,null,0.44726359999999998]
[0.4401852,null,0.44726359999999998]
[0.4401852,null,0.44726359999999998]
[0.4401852,null,0.44726359999999998]
[0.44008340000000001,null,0.44716980000000001]
[0.43991400000000003,null,0.44716980000000001]
[0.43979629999999997,null,0.44716980000000001]
[0.43979629999999997,null,0.44716980000000001]
[0.43979629999999997,null,0.44716980000000001]
[0.43979629999999997,null,0.44716980000000001]
[0.43979629999999997,null,0.44716980000000001]
[0.43979629999999997,null,0.44699489999999997]
[0.43979629999999997,null,0.44699489999999997]
[0.43979629999999997,null,0.44699489999999997]
[0.43979629999999997,null,0.44699489999999997]
[0.43979629999999997,null,0.44699489999999997]
[0.43979629999999997,null,0.44699489999999997]
[0.43962800000000002,null,0.44685380000000002]
[0.43962800000000002,null,0.44685380000000002]
[0.43962800000000002,null,0.44685380000000002]
[0.43962800000000002,null,0.44685380000000002]
[0.43962800000000002,null,0.44672679999999998]
[0.43962800000000002,null,0.44672679999999998]
[0.43962800000000002,null,0.44672679999999998]
[0.43962800000000002,null,0.44672679999999998]
[0.43962800000000002,null,0.44672679999999998]
[0.43962800000000002,null,0.44672679999999998]
[0.43962800000000002,null,0.44672679999999998]
[0.43962800000000002,null,0.44672679999999998]
[0.43962800000000002,null,0.44672679999999998]
[0.43962800000000002,null,0.44672679999999998]
[0.4392991,null,0.44661519999999999]
[0.4392991,null,0.44661519999999999]
[0.4392991,null,0.44661519999999999]
[0.4392991,null,0.44661519999999999]
[0.4392991,null,0.44661519999999999]
[0.4392991,null,0.44652130000000001]
[0.4392991,null,0.44652130000000001]
[0.4392991,null,0.44652130000000001]
[0.4392991,null,0.44652130000000001]
[0.4392991,null,0.44634639999999998]
[0.4392991,null,0.44634639999999998]
[0.43913079999999999,null,0.44634639999999998]
[0.43913079999999999,null,0.44634639999999998]
[0.43913079999999999,null,0.44634639999999998]
[0.439029,null,0.44634639999999998]
[0.439029,null,0.44634639999999998]
[0.4390289,null,0.44634639999999998]
[0.4390289,null,0.44620530000000003]
[0.4390289,null,0.44620530000000003]
[0.4390289,null,0.44620530000000003]
[0.4389112,null,0.44607829999999998]
[0.4389112,null,0.44607829999999998]
[0.4389112,null,0.44607829999999998]
[0.4389112,null,0.44607829999999998]
[0.4389112,null,0.44596669999999999]
[0.4389112,null,0.44596669999999999]
[0.4389112,null,0.44596669999999999]
[0.4389112,null,0.44596669999999999]
[0.4389112,null,0.44596669999999999]
[0.4389112,null,0.44587290000000002]
[0.43875170000000002,null,0.44587290000000002]
[0.43875170000000002,null,0.44587290000000002]
[0.43875170000000002,null,0.44587290000000002]
[0.43858239999999998,null,0.44587290000000002]
[0.43858239999999998,null,0.44587290000000002]
[0.43858239999999998,null,0.44587290000000002]
[0.43858239999999998,null,0.44569789999999998]
[0.43858239999999998,null,0.44569789999999998]
[0.43858239999999998,null,0.44569789999999998]
[0.43858239999999998,null,0.44569789999999998]
[0.4384806,null,0.44569789999999998]
[0.4384806,null,0.44569789999999998]
[0.43831219999999999,null,0.44569789999999998]
[0.43831219999999999,null,0.44557089999999999]
[0.43831219999999999,null,0.44557089999999999]
[0.43831219999999999,null,0.44557089999999999]
[0.43831219999999999,null,0.44557089999999999]
[0.43831219999999999,null,0.44557089999999999]
[0.43831219999999999,null,0.44557089999999999]
[0.43831219999999999,null,0.44557089999999999]
[0.43815270000000001,null,0.44557089999999999]
[0.43815270000000001,null,0.44557089999999999]
[0.43815270000000001,null,0.44557089999999999]
[0.43815270000000001,null,0.44542989999999999]
[0.43815270000000001,null,0.44542989999999999]
[0.43803500000000001,null,0.44542979999999999]
[0.43803500000000001,null,0.44542979999999999]
[0.43803500000000001,null,0.44519120000000001]
[0.43803500000000001,null,0.44519120000000001]
[0.43803500000000001,null,0.44519120000000001]
[0.43803500000000001,null,0.44519120000000001]
[0.43803500000000001,null,0.44519120000000001]
[0.43803500000000001,null,0.44501619999999997]
[0.43803500000000001,null,0.4449224]
[0.43803500000000001,null,0.4449224]
[0.43803500000000001,null,0.4449224]
[0.43803500000000001,null,0.4449224]
[0.43803500000000001,null,0.4449224]
[0.43803500000000001,null,0.4449224]
[0.43803500000000001,null,0.4449224]
[0.43803500000000001,null,0.4449224]
[0.43786570000000002,null,0.4449224]
[0.43769730000000001,null,0.4449224]
[0.43769730000000001,null,0.44478139999999999]
[0.43759550000000003,null,0.44478139999999999]
[0.43759550000000003,null,0.44478139999999999]
[0.43759550000000003,null,0.44478139999999999]
[0.43759550000000003,null,0.44478139999999999]
[0.43759550000000003,null,0.44478139999999999]
[0.43759550000000003,null,0.44478139999999999]
[0.43759550000000003,null,0.44478139999999999]
[0.43759550000000003,null,0.44478139999999999]
[0.43759550000000003,null,0.44460640000000001]
[0.43743599999999999,null,0.44460640000000001]
[0.43743599999999999,null,0.44460640000000001]
[0.43743599999999999,null,0.44460640000000001]
[0.43743599999999999,null,0.44449470000000002]
[0.43743599999999999,null,0.44449470000000002]
[0.43743599999999999,null,0.44449470000000002]
[0.43743599999999999,null,0.44440089999999999]
[0.43743599999999999,null,0.44440089999999999]
[0.43743599999999999,null,0.44440089999999999]
[0.43743599999999999,null,0.44440089999999999]
[0.43743599999999999,null,0.44440089999999999]
[0.43743599999999999,null,0.44440089999999999]
[0.43743599999999999,null,0.44440089999999999]
[0.43743599999999999,null,0.44440089999999999]
[0.43743599999999999,null,0.44440089999999999]
[0.43743599999999999,null,0.44440089999999999]
[0.43743599999999999,null,0.44440089999999999]
[0.43743599999999999,null,0.44440089999999999]
[0.43743599999999999,null,0.44440089999999999]
[0.43731829999999999,null,0.4442739]
[0.43731829999999999,null,0.4441329]
[0.43731829999999999,null,0.4441329]
[0.43731829999999999,null,0.4441329]
[0.43715880000000001,null,0.4441329]
[0.43715880000000001,null,0.4441329]
[0.4369904,null,0.44386409999999998]
[0.4369904,null,0.44386409999999998]
[0.4369904,null,0.44386409999999998]
[0.43688860000000002,null,0.44386409999999998]
[0.43688860000000002,null,0.44386409999999998]
[0.43688860000000002,null,0.44375239999999999]
[0.43688860000000002,null,0.44375239999999999]
[0.43671929999999998,null,0.44375239999999999]
[0.43671929999999998,null,0.44375239999999999]
[0.43671929999999998,null,0.44375239999999999]
[0.43671929999999998,null,0.44375239999999999]
[0.43671929999999998,null,0.44375239999999999]
[0.43671929999999998,null,0.44375239999999999]
[0.43671929999999998,null,0.44375239999999999]
[0.43671929999999998,null,0.4436254]
[0.43671929999999998,null,0.4436254]
[0.43671919999999997,null,0.4436254]
[0.43671919999999997,null,0.4436254]
[0.43671919999999997,null,0.4436254]
[0.43671919999999997,null,0.4436254]
[0.43671919999999997,null,0.4436254]
[0.43671919999999997,null,0.44345050000000003]
[0.43671919999999997,null,0.44345050000000003]
[0.43671919999999997,null,0.44345050000000003]
[0.43671919999999997,null,0.44345050000000003]
[0.43671919999999997,null,0.44345050000000003]
[0.43671919999999997,null,0.44330940000000002]
[0.4365598,null,0.44321559999999999]
[0.4365598,null,0.443104]
[0.4365598,null,0.443104]
[0.43639139999999998,null,0.443104]
[0.43639139999999998,null,0.443104]
[0.4362896,null,0.443104]
[0.4362896,null,0.443104]
[0.4362896,null,0.44310389999999999]
[0.4362896,null,0.44310389999999999]
[0.4362896,null,0.44310389999999999]
[0.4362896,null,0.44310389999999999]
[0.4362896,null,0.44310389999999999]
[0.4362896,null,0.44310389999999999]
[0.4362896,null,0.44310389999999999]
[0.4362896,null,0.44310389999999999]
[0.43612020000000001,null,0.44297700000000001]
[0.43612020000000001,null,0.44297700000000001]
[0.43612020000000001,null,0.44297700000000001]
[0.43600250000000002,null,0.44280199999999997]
[0.43600250000000002,null,0.44280199999999997]
[0.43600250000000002,null,0.44280199999999997]
[0.43600250000000002,null,0.44280199999999997]
[0.43600250000000002,null,0.44269029999999998]
[0.43600250000000002,null,0.44269029999999998]
[0.43600250000000002,null,0.44254929999999998]
[0.43600250000000002,null,0.44254929999999998]
[0.43600250000000002,null,0.44254929999999998]
[0.43600250000000002,null,0.44254929999999998]
[0.43600250000000002,null,0.44254929999999998]
[0.43600250000000002,null,0.44254929999999998]
[0.43584299999999998,null,0.4424555]
[0.43584299999999998,null,0.4424555]
[0.43584299999999998,null,0.4424555]
[0.4357412,null,0.4424555]
[0.4357412,null,0.4424555]
[0.4357412,null,0.4424555]
[0.4357412,null,0.4424555]
[0.4357412,null,0.4424555]
[0.4357412,null,0.4424555]
[0.4357412,null,0.4424555]
[0.4357412,null,0.4424555]
[0.4357412,null,0.4424555]
[0.4357412,null,0.4424555]
[0.4357412,null,0.44228050000000002]
[0.4357412,null,0.44228050000000002]
[0.43557180000000001,null,0.44228050000000002]
[0.43557180000000001,null,0.44228050000000002]
[0.4354035,null,0.44228050000000002]
[0.4354035,null,0.44228050000000002]
[0.4354035,null,0.44228050000000002]
[0.4354035,null,0.44228050000000002]
[0.4354035,null,0.44215349999999998]
[0.43524400000000002,null,0.44215349999999998]
[0.43524400000000002,null,0.44215349999999998]
[0.43524400000000002,null,0.44215349999999998]
[0.43524400000000002,null,0.44215349999999998]
[0.43524400000000002,null,0.4420597]
[0.43524400000000002,null,0.44194800000000001]
[0.43524400000000002,null,0.44194800000000001]
[0.43524400000000002,null,0.44194800000000001]
[0.43524400000000002,null,0.44194800000000001]
[0.43512630000000002,null,0.44194800000000001]
[0.43512630000000002,null,0.44194800000000001]
[0.43512630000000002,null,0.44180700000000001]
[0.43512630000000002,null,0.44180700000000001]
[0.43512630000000002,null,0.44180700000000001]
[0.43512630000000002,null,0.44163200000000002]
[0.43512630000000002,null,0.44163200000000002]
[0.43502439999999998,null,0.44163200000000002]
[0.43502439999999998,null,0.44163200000000002]
[0.43502439999999998,null,0.44163200000000002]
[0.43502439999999998,null,0.44163200000000002]
[0.43485509999999999,null,0.44163200000000002]
[0.43485509999999999,null,0.44163200000000002]
[0.43485509999999999,null,0.44163200000000002]
[0.43485509999999999,null,0.44163200000000002]
[0.43485509999999999,null,0.44163200000000002]
[0.43485509999999999,null,0.44163200000000002]
[0.43469560000000002,null,0.44163200000000002]
[0.43469560000000002,null,0.44163200000000002]
[0.43469560000000002,null,0.44163200000000002]
[0.43469560000000002,null,0.44163200000000002]
[0.43452730000000001,null,0.4414112]
[0.43452730000000001,null,0.4414112]
[0.43452730000000001,null,0.44123620000000002]
[0.43452730000000001,null,0.44123620000000002]
[0.43452730000000001,null,0.44123620000000002]
[0.43452730000000001,null,0.44123620000000002]
[0.43452730000000001,null,0.44123620000000002]
[0.43452730000000001,null,0.44123620000000002]
[0.43452730000000001,null,0.44112459999999998]
[0.43452730000000001,null,0.44112459999999998]
[0.43452730000000001,null,0.44112459999999998]
[0.43452730000000001,null,0.44098349999999997]
[0.43452730000000001,null,0.44098349999999997]
[0.43452730000000001,null,0.44098349999999997]
[0.43452730000000001,null,0.44098349999999997]
[0.43452730000000001,null,0.44098349999999997]
[0.43452730000000001,null,0.44098349999999997]
[0.43452730000000001,null,0.44098349999999997]
[0.43452730000000001,null,0.44098349999999997]
[0.43452730000000001,null,0.44098349999999997]
[0.43452730000000001,null,0.44098349999999997]
[0.43452730000000001,null,0.44080849999999999]
[0.43452730000000001,null,0.44071470000000001]
[0.43452730000000001,null,0.44071470000000001]
[0.4345272,null,0.44071470000000001]
[0.43436780000000003,null,0.44071470000000001]
[0.43436780000000003,null,0.44071470000000001]
[0.43419839999999998,null,0.44071470000000001]
[0.43419839999999998,null,0.44060310000000003]
[0.43419839999999998,null,0.44060310000000003]
[0.43419839999999998,null,0.44047609999999998]
[0.43419839999999998,null,0.44047609999999998]
[0.43419839999999998,null,0.44047609999999998]
[0.43403009999999997,null,0.44047609999999998]
[0.43403009999999997,null,0.44047609999999998]
[0.43391239999999998,null,0.44047609999999998]
[0.43391239999999998,null,0.44047609999999998]
[0.43381049999999999,null,0.44047609999999998]
[0.43381049999999999,null,0.44047609999999998]
[0.43381049999999999,null,0.44033499999999998]
[0.43381049999999999,null,0.44033499999999998]
[0.43381049999999999,null,0.44033499999999998]
[0.43381049999999999,null,0.44033499999999998]
[0.43381049999999999,null,0.44033499999999998]
[0.43381049999999999,null,0.4402412]
[0.43381049999999999,null,0.4402412]
[0.43381049999999999,null,0.44006630000000002]
[0.43381049999999999,null,0.44006630000000002]
[0.43381049999999999,null,0.44006630000000002]
[0.43381049999999999,null,0.44006630000000002]
[0.43381049999999999,null,0.44006630000000002]
[0.43381049999999999,null,0.44006620000000002]
[0.43381049999999999,null,0.44006620000000002]
[0.43381049999999999,null,0.43995459999999997]
[0.43365100000000001,null,0.43995459999999997]
[0.43365100000000001,null,0.43995459999999997]
[0.43365100000000001,null,0.43982759999999999]
[0.43365100000000001,null,0.43982759999999999]
[0.43365100000000001,null,0.43982759999999999]
[0.43365100000000001,null,0.43982759999999999]
[0.43365100000000001,null,0.43982759999999999]
[0.43348170000000003,null,0.43982759999999999]
[0.43348170000000003,null,0.43982759999999999]
[0.43348170000000003,null,0.43982759999999999]
[0.43348170000000003,null,0.43982759999999999]
[0.43331330000000001,null,0.43982759999999999]
[0.43331330000000001,null,0.43982759999999999]
[0.43331330000000001,null,0.43968649999999998]
[0.43331330000000001,null,0.4395927]
[0.43331330000000001,null,0.4395927]
[0.43331330000000001,null,0.4395927]
[0.43331330000000001,null,0.4395927]
[0.43331330000000001,null,0.4395927]
[0.43331330000000001,null,0.43941780000000003]
[0.43331330000000001,null,0.43941780000000003]
[0.43331330000000001,null,0.43930609999999998]
[0.43331330000000001,null,0.43930609999999998]
[0.43331330000000001,null,0.43930609999999998]
[0.43321150000000003,null,0.43930609999999998]
[0.43321150000000003,null,0.43930609999999998]
[0.43321150000000003,null,0.43930609999999998]
[0.43321150000000003,null,0.43930609999999998]
[0.43305199999999999,null,0.43917909999999999]
[0.43293429999999999,null,0.43917909999999999]
[0.43293429999999999,null,0.43917909999999999]
[0.43293429999999999,null,0.43917909999999999]
[0.43293429999999999,null,0.43917909999999999]
[0.43293429999999999,null,0.43917909999999999]
[0.43293429999999999,null,0.43917909999999999]
[0.43293429999999999,null,0.43917909999999999]
[0.43293429999999999,null,0.43917909999999999]
[0.43293429999999999,null,0.43917909999999999]
[0.43293429999999999,null,0.43917909999999999]
[0.43293429999999999,null,0.43917909999999999]
[0.43293429999999999,null,0.43917909999999999]
[0.43276500000000001,null,0.43917909999999999]
[0.43276500000000001,null,0.43908530000000001]
[0.43276500000000001,null,0.43894430000000001]
[0.43276500000000001,null,0.43894420000000001]
[0.43276500000000001,null,0.43876929999999997]
[0.43276500000000001,null,0.43876929999999997]
[0.43276500000000001,null,0.43876929999999997]
[0.43276490000000001,null,0.43865759999999998]
[0.43276490000000001,null,0.43865759999999998]
[0.43276490000000001,null,0.43865759999999998]
[0.4325966,null,0.43865759999999998]
[0.4325966,null,0.43865759999999998]
[0.4325966,null,0.43865759999999998]
[0.4325966,null,0.43865759999999998]
[0.4325966,null,0.43865759999999998]
[0.4325966,null,0.43865759999999998]
[0.4325966,null,0.43865759999999998]
[0.43243710000000002,null,0.43865759999999998]
[0.43243710000000002,null,0.43865759999999998]
[0.43243710000000002,null,0.43865759999999998]
[0.43243710000000002,null,0.43865759999999998]
[0.43243710000000002,null,0.43865759999999998]
[0.43243710000000002,null,0.43865759999999998]
[0.43243710000000002,null,0.43853059999999999]
[0.43243710000000002,null,0.43853059999999999]
[0.43243710000000002,null,0.43853059999999999]
[0.43243710000000002,null,0.43853059999999999]
[0.43243710000000002,null,0.43853059999999999]
[0.43231940000000002,null,0.43853059999999999]
[0.43231940000000002,null,0.43838959999999999]
[0.43231940000000002,null,0.43838959999999999]
[0.43231940000000002,null,0.43812079999999998]
[0.43231940000000002,null,0.43812079999999998]
[0.43221759999999998,null,0.43800909999999998]
[0.43204819999999999,null,0.43800909999999998]
[0.43204819999999999,null,0.43800909999999998]
[0.43204819999999999,null,0.43800909999999998]
[0.43204819999999999,null,0.43800909999999998]
[0.43187989999999998,null,0.43800909999999998]
[0.43187989999999998,null,0.43800909999999998]
[0.43187989999999998,null,0.43800909999999998]
[0.43187989999999998,null,0.43800909999999998]
[0.43187989999999998,null,0.43800909999999998]
[0.43187989999999998,null,0.4378821]
[0.43187989999999998,null,0.4378821]
[0.4317204,null,0.4378821]
[0.4317204,null,0.4378821]
[0.4317204,null,0.4378821]
[0.4317204,null,0.4378821]
[0.4317204,null,0.4378821]
[0.4317204,null,0.4378821]
[0.4317204,null,0.43770720000000002]
[0.4317204,null,0.43770720000000002]
[0.4317204,null,0.43770720000000002]
[0.4317204,null,0.43770720000000002]
[0.4317204,null,0.43770720000000002]
[0.4317204,null,0.43770720000000002]
[0.4317204,null,0.43770720000000002]
[0.4317204,null,0.43770720000000002]
[0.4317204,null,0.43770720000000002]
[0.43155100000000002,null,0.43756610000000001]
[0.43144919999999998,null,0.43756610000000001]
[0.43144919999999998,null,0.43756610000000001]
[0.43144919999999998,null,0.43756610000000001]
[0.43144919999999998,null,0.43756610000000001]
[0.43144919999999998,null,0.43745440000000002]
[0.43144919999999998,null,0.43736059999999999]
[0.43144919999999998,null,0.43736059999999999]
[0.43144919999999998,null,0.43736059999999999]
[0.43144919999999998,null,0.43736059999999999]
[0.43144919999999998,null,0.43736059999999999]
[0.43144919999999998,null,0.43736059999999999]
[0.43144919999999998,null,0.43736059999999999]
[0.43133149999999998,null,0.43736059999999999]
[0.43133149999999998,null,0.43736059999999999]
[0.431172,null,0.43736059999999999]
[0.431172,null,0.43736059999999999]
[0.431172,null,0.43718570000000001]
[0.431172,null,0.43718570000000001]
[0.431172,null,0.43705870000000002]
[0.43100359999999999,null,0.43705870000000002]
[0.43100359999999999,null,0.43705870000000002]
[0.4308343,null,0.43705870000000002]
[0.4308343,null,0.43705870000000002]
[0.4308343,null,0.43705870000000002]
[0.4308343,null,0.43705870000000002]
[0.4308343,null,0.43691760000000002]
[0.4308343,null,0.43691760000000002]
[0.4308343,null,0.43691760000000002]
[0.4308343,null,0.43691760000000002]
[0.4308343,null,0.43691760000000002]
[0.4308343,null,0.43680600000000003]
[0.4308343,null,0.43671219999999999]
[0.4308343,null,0.43653720000000001]
[0.4308343,null,0.43653720000000001]
[0.43067480000000002,null,0.43653720000000001]
[0.43067480000000002,null,0.43653720000000001]
[0.43067480000000002,null,0.43653720000000001]
[0.43067480000000002,null,0.43653720000000001]
[0.43067480000000002,null,0.43653720000000001]
[0.43057299999999998,null,0.43653720000000001]
[0.43057299999999998,null,0.43653720000000001]
[0.43057299999999998,null,0.43653720000000001]
[0.43057299999999998,null,0.43653720000000001]
[0.43057299999999998,null,0.43653720000000001]
[0.43057299999999998,null,0.43653720000000001]
[0.43057299999999998,null,0.43653720000000001]
[0.43057299999999998,null,0.43653720000000001]
[0.43040460000000003,null,0.43653720000000001]
[0.43040460000000003,null,0.43653720000000001]
[0.43040460000000003,null,0.43653720000000001]
[0.43040460000000003,null,0.43653720000000001]
[0.43040460000000003,null,0.43653720000000001]
[0.43040460000000003,null,0.43653720000000001]
[0.43023529999999999,null,0.43636219999999998]
[0.43023529999999999,null,0.43636219999999998]
[0.43023529999999999,null,0.43636219999999998]
[0.43023529999999999,null,0.43625049999999999]
[0.43023529999999999,null,0.4361235]
[0.43023529999999999,null,0.43602980000000002]
[0.43023529999999999,null,0.43588870000000002]
[0.43011749999999999,null,0.43588870000000002]
[0.43011749999999999,null,0.43588870000000002]
[0.43011749999999999,null,0.43588870000000002]
[0.42995810000000001,null,0.43588870000000002]
[0.42995810000000001,null,0.43588870000000002]
[0.42995810000000001,null,0.43588870000000002]
[0.42995810000000001,null,0.43588870000000002]
[0.42995810000000001,null,0.43588870000000002]
[0.42995810000000001,null,0.43588870000000002]
[0.42995810000000001,null,0.43588870000000002]
[0.42995810000000001,null,0.43588870000000002]
[0.42995810000000001,null,0.43588870000000002]
[0.42995810000000001,null,0.43588870000000002]
[0.42995810000000001,null,0.43588870000000002]
[0.42995810000000001,null,0.43588870000000002]
[0.42995810000000001,null,0.43588870000000002]
[0.42995810000000001,null,0.43588870000000002]
[0.42995810000000001,null,0.43588870000000002]
[0.42995810000000001,null,0.43588870000000002]
[0.4297897,null,0.43577700000000003]
[0.42962040000000001,null,0.43577700000000003]
[0.42951850000000003,null,0.43577700000000003]
[0.42951850000000003,null,0.43564999999999998]
[0.42951850000000003,null,0.43564999999999998]
[0.42951850000000003,null,0.43564999999999998]
[0.42951850000000003,null,0.43564999999999998]
[0.42951850000000003,null,0.43538130000000003]
[0.42951850000000003,null,0.43538130000000003]
[0.42951850000000003,null,0.43524020000000002]
[0.42951850000000003,null,0.43524020000000002]
[0.42951850000000003,null,0.43524020000000002]
[0.42935909999999999,null,0.43524020000000002]
[0.42935909999999999,null,0.43524020000000002]
[0.42935899999999999,null,0.43524020000000002]
[0.42935899999999999,null,0.43524020000000002]
[0.42935899999999999,null,0.43524020000000002]
[0.42935899999999999,null,0.43524020000000002]
[0.42935899999999999,null,0.43524020000000002]
[0.42935899999999999,null,0.43524020000000002]
[0.42935899999999999,null,0.43524020000000002]
[0.42935899999999999,null,0.43524020000000002]
[0.42935899999999999,null,0.43524020000000002]
[0.42935899999999999,null,0.43524020000000002]
[0.42935899999999999,null,0.43524020000000002]
[0.42935899999999999,null,0.43524020000000002]
[0.42935899999999999,null,0.43524020000000002]
[0.42935899999999999,null,0.43524020000000002]
[0.42935899999999999,null,0.43524020000000002]
[0.42935899999999999,null,0.43524020000000002]
[0.42935899999999999,null,0.43524020000000002]
[0.42935899999999999,null,0.43524020000000002]
[0.42935899999999999,null,0.43514639999999999]
[0.42935899999999999,null,0.43514639999999999]
[0.42935899999999999,null,0.4350194]
[0.42935899999999999,null,0.4350194]
[0.42919950000000001,null,0.43484440000000002]
[0.42903019999999997,null,0.43484440000000002]
[0.42903019999999997,null,0.43484440000000002]
[0.42892839999999999,null,0.43484440000000002]
[0.42892839999999999,null,0.43484440000000002]
[0.42875999999999997,null,0.43484440000000002]
[0.42875999999999997,null,0.43484440000000002]
[0.42864229999999998,null,0.43478860000000003]
[0.42864229999999998,null,0.43473279999999997]
[0.42864229999999998,null,0.43473279999999997]
[0.42864229999999998,null,0.43473279999999997]
[0.42864229999999998,null,0.43459170000000003]
[0.42864229999999998,null,0.43459170000000003]
[0.42864229999999998,null,0.43459170000000003]
[0.42864229999999998,null,0.43459170000000003]
[0.4284828,null,0.43459170000000003]
[0.4284828,null,0.43459170000000003]
[0.4284828,null,0.43459170000000003]
[0.4284828,null,0.43459170000000003]
[0.4284828,null,0.43459170000000003]
[0.4284828,null,0.43459170000000003]
[0.4284828,null,0.43459170000000003]
[0.4284828,null,0.43459170000000003]
[0.4284828,null,0.43459170000000003]
[0.4284828,null,0.43459170000000003]
[0.4284828,null,0.43446469999999998]
[0.4284828,null,0.43446469999999998]
[0.4284828,null,0.43446469999999998]
[0.4284828,null,0.43419600000000003]
[0.4284828,null,0.43419600000000003]
[0.4284828,null,0.43419600000000003]
[0.42831350000000001,null,0.43419600000000003]
[0.42831350000000001,null,0.43419600000000003]
[0.42815399999999998,null,0.43419600000000003]
[0.42815399999999998,null,0.43419600000000003]
[0.42815399999999998,null,0.43419590000000002]
[0.42815399999999998,null,0.43419590000000002]
[0.42815399999999998,null,0.43408429999999998]
[0.42815399999999998,null,0.43408429999999998]
[0.42798560000000002,null,0.43408429999999998]
[0.42798560000000002,null,0.43394329999999998]
[0.42798560000000002,null,0.43394329999999998]
[0.42786790000000002,null,0.43394319999999997]
[0.42786790000000002,null,0.43394319999999997]
[0.42786790000000002,null,0.43394319999999997]
[0.42786790000000002,null,0.43394319999999997]
[0.42776609999999998,null,0.43394319999999997]
[0.42776609999999998,null,0.43394319999999997]
[0.42776609999999998,null,0.43394319999999997]
[0.42776609999999998,null,0.43394319999999997]
[0.42776609999999998,null,0.43394319999999997]
[0.42776609999999998,null,0.4337683]
[0.42776609999999998,null,0.4337683]
[0.4276066,null,0.4337683]
[0.4276066,null,0.4337683]
[0.4276066,null,0.4337683]
[0.4276066,null,0.43364130000000001]
[0.4276066,null,0.43354749999999997]
[0.4276066,null,0.43354749999999997]
[0.4276066,null,0.43354749999999997]
[0.42743720000000002,null,0.43354749999999997]
[0.42743720000000002,null,0.43354749999999997]
[0.42743720000000002,null,0.43354749999999997]
[0.42743720000000002,null,0.43354749999999997]
[0.42743720000000002,null,0.43354749999999997]
[0.42743720000000002,null,0.43354749999999997]
[0.42743720000000002,null,0.43354749999999997]
[0.42743720000000002,null,0.43354749999999997]
[0.42731950000000002,null,0.43354749999999997]
[0.42715120000000001,null,0.43354749999999997]
[0.42715120000000001,null,0.43354749999999997]
[0.42715120000000001,null,0.43343579999999998]
[0.42715120000000001,null,0.43343579999999998]
[0.42715120000000001,null,0.43343579999999998]
[0.42715120000000001,null,0.43343579999999998]
[0.42715120000000001,null,0.43343579999999998]
[0.42715120000000001,null,0.43343579999999998]
[0.42699169999999997,null,0.4332608]
[0.42699169999999997,null,0.4332608]
[0.42699169999999997,null,0.4332608]
[0.42699169999999997,null,0.43316700000000002]
[0.42699169999999997,null,0.43316700000000002]
[0.42699169999999997,null,0.43316700000000002]
[0.42699169999999997,null,0.43316700000000002]
[0.42699169999999997,null,0.43316700000000002]
[0.42699169999999997,null,0.43316700000000002]
[0.42699169999999997,null,0.43303999999999998]
[0.42699169999999997,null,0.43289899999999998]
[0.42699169999999997,null,0.43289899999999998]
[0.42682229999999999,null,0.43289899999999998]
[0.4267205,null,0.43289899999999998]
[0.4267205,null,0.43289899999999998]
[0.4267205,null,0.43289899999999998]
[0.4267205,null,0.43289899999999998]
[0.4267205,null,0.43289899999999998]
[0.4267205,null,0.43289899999999998]
[0.42655219999999999,null,0.43289899999999998]
[0.42655219999999999,null,0.43284309999999998]
[0.42655219999999999,null,0.43278729999999999]
[0.42655219999999999,null,0.43261240000000001]
[0.42655219999999999,null,0.43261230000000001]
[0.42655219999999999,null,0.43261230000000001]
[0.42655219999999999,null,0.43261230000000001]
[0.42655209999999999,null,0.43261230000000001]
[0.42655209999999999,null,0.43261230000000001]
[0.42639270000000001,null,0.43261230000000001]
[0.42639270000000001,null,0.43261230000000001]
[0.42639270000000001,null,0.43261230000000001]
[0.42639270000000001,null,0.43251849999999997]
[0.42639270000000001,null,0.43251849999999997]
[0.42639270000000001,null,0.43251849999999997]
[0.42639270000000001,null,0.43251849999999997]
[0.42639270000000001,null,0.43251849999999997]
[0.42639270000000001,null,0.43251849999999997]
[0.42639270000000001,null,0.43251849999999997]
[0.42639270000000001,null,0.43251849999999997]
[0.42639270000000001,null,0.43251849999999997]
[0.42639270000000001,null,0.43239149999999998]
[0.42627490000000001,null,0.43225049999999998]
[0.42610559999999997,null,0.43225049999999998]
[0.42610559999999997,null,0.43225049999999998]
[0.42610559999999997,null,0.43225049999999998]
[0.42610559999999997,null,0.43225049999999998]
[0.42610559999999997,null,0.43213879999999999]
[0.42610559999999997,null,0.43213879999999999]
[0.42610559999999997,null,0.43213879999999999]
[0.42610559999999997,null,0.43196390000000001]
[0.42594609999999999,null,0.43196390000000001]
[0.42577779999999998,null,0.43196390000000001]
[0.42577779999999998,null,0.43196390000000001]
[0.42577779999999998,null,0.43196390000000001]
[0.4256759,null,0.43196390000000001]
[0.4256759,null,0.43196390000000001]
[0.4256759,null,0.43196390000000001]
[0.4256759,null,0.43196390000000001]
[0.4256759,null,0.43196390000000001]
[0.4256759,null,0.43196390000000001]
[0.4256759,null,0.43196390000000001]
[0.4256759,null,0.43196390000000001]
[0.4256759,null,0.43196390000000001]
[0.42550660000000001,null,0.43196390000000001]
[0.42550660000000001,null,0.43196390000000001]
[0.42550660000000001,null,0.43196380000000001]
[0.42550660000000001,null,0.43186999999999998]
[0.42550660000000001,null,0.43186999999999998]
[0.42550660000000001,null,0.43186999999999998]
[0.42550660000000001,null,0.43174309999999999]
[0.42550660000000001,null,0.43174309999999999]
[0.42534709999999998,null,0.43174309999999999]
[0.42534709999999998,null,0.43174309999999999]
[0.42534709999999998,null,0.4316314]
[0.42534709999999998,null,0.4316314]
[0.42534709999999998,null,0.43145640000000002]
[0.42534709999999998,null,0.43145640000000002]
[0.42534709999999998,null,0.43145640000000002]
[0.42534709999999998,null,0.43145640000000002]
[0.42534709999999998,null,0.43145640000000002]
[0.42534709999999998,null,0.43145640000000002]
[0.42534709999999998,null,0.43131540000000002]
[0.42534709999999998,null,0.43131540000000002]
[0.42534709999999998,null,0.43131540000000002]
[0.42507689999999998,null,0.43131540000000002]
[0.42507689999999998,null,0.43131540000000002]
[0.42507689999999998,null,0.43131540000000002]
[0.42507689999999998,null,0.43131540000000002]
[0.42507689999999998,null,0.43122159999999998]
[0.42507689999999998,null,0.43122159999999998]
[0.4247997,null,0.43122159999999998]
[0.42463040000000002,null,0.4310466]
[0.42463040000000002,null,0.4310466]
[0.42463040000000002,null,0.4310466]
[0.42463040000000002,null,0.4310466]
[0.42463040000000002,null,0.4310466]
[0.42463040000000002,null,0.43091960000000001]
[0.42463040000000002,null,0.43091960000000001]
[0.42463040000000002,null,0.43091960000000001]
[0.42463040000000002,null,0.43086380000000002]
[0.42463040000000002,null,0.43080790000000002]
[0.42463040000000002,null,0.43080790000000002]
[0.42463040000000002,null,0.43080790000000002]
[0.42463040000000002,null,0.43080790000000002]
[0.42463040000000002,null,0.43080790000000002]
[0.42463030000000002,null,0.43080790000000002]
[0.42463030000000002,null,0.43080790000000002]
[0.42463030000000002,null,0.43080790000000002]
[0.42463030000000002,null,0.43080790000000002]
[0.42463030000000002,null,0.43080790000000002]
[0.42463030000000002,null,0.43080790000000002]
[0.42447089999999998,null,0.43080790000000002]
[0.42447089999999998,null,0.43080790000000002]
[0.42447089999999998,null,0.43071409999999999]
[0.42447089999999998,null,0.43071409999999999]
[0.42447089999999998,null,0.43071409999999999]
[0.42447089999999998,null,0.43071409999999999]
[0.42447089999999998,null,0.43071409999999999]
[0.42430250000000003,null,0.43071409999999999]
[0.42420069999999999,null,0.43053910000000001]
[0.42420069999999999,null,0.43053910000000001]
[0.42420069999999999,null,0.43039810000000001]
[0.42420069999999999,null,0.43039810000000001]
[0.42420069999999999,null,0.43039810000000001]
[0.42420069999999999,null,0.43039810000000001]
[0.42420069999999999,null,0.43039810000000001]
[0.42420069999999999,null,0.43039810000000001]
[0.4239136,null,0.43039810000000001]
[0.4239136,null,0.43039810000000001]
[0.4239136,null,0.43039810000000001]
[0.4239136,null,0.43027110000000002]
[0.4239136,null,0.43027110000000002]
[0.4239136,null,0.43027110000000002]
[0.42375410000000002,null,0.43015949999999997]
[0.42375410000000002,null,0.43015949999999997]
[0.42375410000000002,null,0.43015940000000003]
[0.42375410000000002,null,0.43015940000000003]
[0.42375410000000002,null,0.43015940000000003]
[0.42375410000000002,null,0.43006559999999999]
[0.42358580000000001,null,0.43006559999999999]
[0.42358580000000001,null,0.43006559999999999]
[0.42358580000000001,null,0.42989070000000001]
[0.42358580000000001,null,0.42989070000000001]
[0.42358580000000001,null,0.42989070000000001]
[0.42358580000000001,null,0.42989070000000001]
[0.42358580000000001,null,0.42989070000000001]
[0.42358580000000001,null,0.42989070000000001]
[0.42358580000000001,null,0.42974960000000001]
[0.42358580000000001,null,0.42974960000000001]
[0.42358580000000001,null,0.42974960000000001]
[0.42358580000000001,null,0.42974960000000001]
[0.42358580000000001,null,0.42974960000000001]
[0.42358580000000001,null,0.42974960000000001]
[0.42358580000000001,null,0.42974960000000001]
[0.42358580000000001,null,0.42974960000000001]
[0.42342629999999998,null,0.42974960000000001]
[0.42342629999999998,null,0.42974960000000001]
[0.42342629999999998,null,0.42962260000000002]
[0.42342629999999998,null,0.42962260000000002]
[0.42325689999999999,null,0.42962260000000002]
[0.42325689999999999,null,0.42962260000000002]
[0.42325689999999999,null,0.42962260000000002]
[0.42325689999999999,null,0.42944769999999999]
[0.42325689999999999,null,0.429336]
[0.42315510000000001,null,0.429336]
[0.4229868,null,0.42924220000000002]
[0.4229868,null,0.42924220000000002]
[0.4229868,null,0.42924220000000002]
[0.4229868,null,0.42924220000000002]
[0.4229868,null,0.42924220000000002]
[0.4229868,null,0.42924220000000002]
[0.42298669999999999,null,0.42924220000000002]
[0.42298669999999999,null,0.42924220000000002]
[0.42298669999999999,null,0.42924220000000002]
[0.42298669999999999,null,0.42924220000000002]
[0.42298669999999999,null,0.42924220000000002]
[0.42298669999999999,null,0.42924220000000002]
[0.42298669999999999,null,0.42924220000000002]
[0.42298669999999999,null,0.42924220000000002]
[0.42298669999999999,null,0.42924220000000002]
[0.42282730000000002,null,0.42906719999999998]
[0.42270960000000002,null,0.42906719999999998]
[0.42270960000000002,null,0.42906719999999998]
[0.42270950000000002,null,0.42906719999999998]
[0.42270950000000002,null,0.42906719999999998]
[0.42270950000000002,null,0.42906719999999998]
[0.42254019999999998,null,0.42906719999999998]
[0.42254019999999998,null,0.42906719999999998]
[0.42254019999999998,null,0.42906719999999998]
[0.42254019999999998,null,0.42906719999999998]
[0.42254019999999998,null,0.42892619999999998]
[0.42254019999999998,null,0.42892619999999998]
[0.42237190000000002,null,0.42892619999999998]
[0.42237190000000002,null,0.42892609999999998]
[0.42237190000000002,null,0.4286875]
[0.42237190000000002,null,0.4286875]
[0.42237190000000002,null,0.4286875]
[0.42237190000000002,null,0.4286875]
[0.42237190000000002,null,0.42859370000000002]
[0.42237180000000002,null,0.42859370000000002]
[0.42237180000000002,null,0.42859370000000002]
[0.42237180000000002,null,0.42841869999999999]
[0.42237180000000002,null,0.42841869999999999]
[0.42226999999999998,null,0.42841869999999999]
[0.4221105,null,0.42841869999999999]
[0.4221105,null,0.42841869999999999]
[0.4221105,null,0.42841869999999999]
[0.4221105,null,0.42841869999999999]
[0.4221105,null,0.42841869999999999]
[0.4221105,null,0.42841869999999999]
[0.4221105,null,0.42841869999999999]
[0.4221105,null,0.42841869999999999]
[0.4221105,null,0.42841869999999999]
[0.4221105,null,0.42841869999999999]
[0.4221105,null,0.42841869999999999]
[0.4221105,null,0.42841869999999999]
[0.4221105,null,0.42841869999999999]
[0.4221105,null,0.42841869999999999]
[0.4221105,null,0.42841869999999999]
[0.4221105,null,0.42841869999999999]
[0.42194120000000002,null,0.42841869999999999]
[0.42178169999999998,null,0.42841869999999999]
[0.42178169999999998,null,0.42841869999999999]
[0.42178169999999998,null,0.42816599999999999]
[0.42178169999999998,null,0.428039]
[0.42161330000000002,null,0.428039]
[0.42161330000000002,null,0.428039]
[0.42161330000000002,null,0.42794520000000003]
[0.42161330000000002,null,0.42794520000000003]
[0.42161330000000002,null,0.42794520000000003]
[0.42161330000000002,null,0.42777019999999999]
[0.42149560000000003,null,0.42777019999999999]
[0.42149560000000003,null,0.42777019999999999]
[0.42149560000000003,null,0.42777019999999999]
[0.42149560000000003,null,0.42777019999999999]
[0.42149560000000003,null,0.42777019999999999]
[0.42149560000000003,null,0.42777019999999999]
[0.42149560000000003,null,0.42777019999999999]
[0.42149560000000003,null,0.42777019999999999]
[0.42149560000000003,null,0.42777019999999999]
[0.42149560000000003,null,0.42777019999999999]
[0.42139379999999999,null,0.42777019999999999]
[0.42139379999999999,null,0.42777019999999999]
[0.42123430000000001,null,0.42777019999999999]
[0.42123430000000001,null,0.42777019999999999]
[0.42123430000000001,null,0.42777019999999999]
[0.42123430000000001,null,0.42777019999999999]
[0.42123430000000001,null,0.4276586]
[0.42123430000000001,null,0.4276586]
[0.42123430000000001,null,0.4276586]
[0.42123430000000001,null,0.4276586]
[0.42123430000000001,null,0.4276586]
[0.42123430000000001,null,0.42756470000000002]
[0.42106500000000002,null,0.42756470000000002]
[0.42106500000000002,null,0.42738979999999999]
[0.42106490000000002,null,0.42738979999999999]
[0.42106490000000002,null,0.42738979999999999]
[0.42089660000000001,null,0.42738979999999999]
[0.42089660000000001,null,0.42738979999999999]
[0.42089660000000001,null,0.42724869999999998]
[0.42089660000000001,null,0.42724869999999998]
[0.42089660000000001,null,0.42724869999999998]
[0.42089660000000001,null,0.42724869999999998]
[0.42073709999999997,null,0.42724869999999998]
[0.42073709999999997,null,0.42724869999999998]
[0.42073709999999997,null,0.42724869999999998]
[0.42073709999999997,null,0.42724869999999998]
[0.42073709999999997,null,0.4271218]
[0.42073709999999997,null,0.42712169999999999]
[0.42073709999999997,null,0.42712169999999999]
[0.42073709999999997,null,0.42712169999999999]
[0.42073709999999997,null,0.42712169999999999]
[0.42073709999999997,null,0.42712169999999999]
[0.42073709999999997,null,0.42712169999999999]
[0.42073709999999997,null,0.42694680000000002]
[0.42073709999999997,null,0.42694680000000002]
[0.42073709999999997,null,0.42694680000000002]
[0.42073709999999997,null,0.42689090000000002]
[0.42056779999999999,null,0.42683510000000002]
[0.42045009999999999,null,0.42674129999999999]
[0.42044999999999999,null,0.42674129999999999]
[0.42044999999999999,null,0.42674129999999999]
[0.42028169999999998,null,0.42674129999999999]
[0.42028169999999998,null,0.42674129999999999]
[0.42028169999999998,null,0.42674129999999999]
[0.42028169999999998,null,0.42674129999999999]
[0.42028169999999998,null,0.42674129999999999]
[0.42028169999999998,null,0.42674129999999999]
[0.4201799,null,0.42674129999999999]
[0.4201799,null,0.42674129999999999]
[0.4201799,null,0.42674129999999999]
[0.4201799,null,0.42674129999999999]
[0.42002040000000002,null,0.42674129999999999]
[0.42002040000000002,null,0.42674129999999999]
[0.42002040000000002,null,0.42674129999999999]
[0.42002040000000002,null,0.42674129999999999]
[0.42002040000000002,null,0.42674129999999999]
[0.42002040000000002,null,0.42674129999999999]
[0.42002040000000002,null,0.42674129999999999]
[0.42002040000000002,null,0.42674129999999999]
[0.42002040000000002,null,0.4266143]
[0.42002040000000002,null,0.4266143]
[0.42002040000000002,null,0.4266143]
[0.41985099999999997,null,0.4264733]
[0.41985099999999997,null,0.4264733]
[0.41985099999999997,null,0.4264733]
[0.41985099999999997,null,0.42618660000000003]
[0.41985099999999997,null,0.42618660000000003]
[0.41968270000000002,null,0.42618660000000003]
[0.41968270000000002,null,0.42618660000000003]
[0.41968270000000002,null,0.42609279999999999]
[0.41952319999999999,null,0.42609279999999999]
[0.41952319999999999,null,0.42609279999999999]
[0.41952319999999999,null,0.42609279999999999]
[0.41952319999999999,null,0.42609279999999999]
[0.41952319999999999,null,0.42609279999999999]
[0.41952319999999999,null,0.42609279999999999]
[0.41952319999999999,null,0.42609279999999999]
[0.41952319999999999,null,0.42609279999999999]
[0.41952319999999999,null,0.42609279999999999]
[0.41952319999999999,null,0.42591780000000001]
[0.41952319999999999,null,0.42591780000000001]
[0.41952319999999999,null,0.42591780000000001]
[0.4193538,null,0.42591780000000001]
[0.4193538,null,0.42591780000000001]
[0.41919440000000002,null,0.42591780000000001]
[0.41919440000000002,null,0.42591780000000001]
[0.41919440000000002,null,0.42591780000000001]
[0.41919440000000002,null,0.42591780000000001]
[0.41909249999999998,null,0.42591780000000001]
[0.41897479999999998,null,0.42591780000000001]
[0.41897479999999998,null,0.42579080000000002]
[0.41897479999999998,null,0.42579080000000002]
[0.41897479999999998,null,0.42569699999999999]
[0.41897479999999998,null,0.4254443]
[0.41897479999999998,null,0.4254443]
[0.41897479999999998,null,0.4254443]
[0.41897479999999998,null,0.4254443]
[0.41880650000000003,null,0.4254443]
[0.41880650000000003,null,0.4254443]
[0.41880650000000003,null,0.42526940000000002]
[0.41880650000000003,null,0.42526930000000002]
[0.41880650000000003,null,0.42526930000000002]
[0.41880650000000003,null,0.42526930000000002]
[0.41880640000000002,null,0.42526930000000002]
[0.41880640000000002,null,0.42526930000000002]
[0.41880640000000002,null,0.42526930000000002]
[0.41880640000000002,null,0.42526930000000002]
[0.41880640000000002,null,0.42526930000000002]
[0.41880640000000002,null,0.42526930000000002]
[0.41864699999999999,null,0.42526930000000002]
[0.41864699999999999,null,0.42526930000000002]
[0.41864699999999999,null,0.42517549999999998]
[0.41864699999999999,null,0.42517549999999998]
[0.41864699999999999,null,0.42517549999999998]
[0.41847760000000001,null,0.4250486]
[0.41847760000000001,null,0.4250485]
[0.41847760000000001,null,0.4250485]
[0.41847760000000001,null,0.42493690000000001]
[0.41847760000000001,null,0.42493690000000001]
[0.41847760000000001,null,0.42493690000000001]
[0.41847760000000001,null,0.42493690000000001]
[0.41847760000000001,null,0.42476190000000003]
[0.41847760000000001,null,0.42476190000000003]
[0.41847760000000001,null,0.42476190000000003]
[0.41847760000000001,null,0.42476190000000003]
[0.41847760000000001,null,0.42476190000000003]
[0.4183093,null,0.42476190000000003]
[0.4183093,null,0.42476190000000003]
[0.41820740000000001,null,0.42476190000000003]
[0.41820740000000001,null,0.42476190000000003]
[0.41820740000000001,null,0.42476190000000003]
[0.41820740000000001,null,0.42476190000000003]
[0.41820740000000001,null,0.42476190000000003]
[0.41808970000000001,null,0.42476190000000003]
[0.41808970000000001,null,0.42476190000000003]
[0.41808970000000001,null,0.42476190000000003]
[0.41808970000000001,null,0.42476190000000003]
[0.41808970000000001,null,0.42452699999999999]
[0.41808970000000001,null,0.42452699999999999]
[0.41776089999999999,null,0.42452699999999999]
[0.41776089999999999,null,0.42452699999999999]
[0.41776089999999999,null,0.42452699999999999]
[0.41776089999999999,null,0.42435210000000001]
[0.41776089999999999,null,0.42424040000000002]
[0.41776089999999999,null,0.42411339999999997]
[0.41776089999999999,null,0.42411339999999997]
[0.41776089999999999,null,0.42411339999999997]
[0.41759249999999998,null,0.42411339999999997]
[0.41759249999999998,null,0.42411339999999997]
[0.41759249999999998,null,0.42411339999999997]
[0.41759249999999998,null,0.42411339999999997]
[0.41759249999999998,null,0.42411339999999997]
[0.41759249999999998,null,0.42411339999999997]
[0.41759249999999998,null,0.42411339999999997]
[0.41759249999999998,null,0.42411339999999997]
[0.41759249999999998,null,0.42411339999999997]
[0.41759249999999998,null,0.42411339999999997]
[0.41749069999999999,null,0.42411339999999997]
[0.41733120000000001,null,0.42411339999999997]
[0.41733120000000001,null,0.42411339999999997]
[0.41733120000000001,null,0.42411339999999997]
[0.41733120000000001,null,0.42393839999999999]
[0.41733120000000001,null,0.42393839999999999]
[0.41733120000000001,null,0.42393839999999999]
[0.41733120000000001,null,0.42393839999999999]
[0.41733120000000001,null,0.42393839999999999]
[0.41733120000000001,null,0.42393839999999999]
[0.41733120000000001,null,0.42393839999999999]
[0.41733120000000001,null,0.42381150000000001]
[0.41733120000000001,null,0.42381150000000001]
[0.41733120000000001,null,0.42381150000000001]
[0.41733120000000001,null,0.42381150000000001]
[0.41733120000000001,null,0.42371760000000003]
[0.41733120000000001,null,0.42371760000000003]
[0.41733120000000001,null,0.42371760000000003]
[0.41733120000000001,null,0.423431]
[0.41716189999999997,null,0.423431]
[0.41716180000000003,null,0.423431]
[0.41716180000000003,null,0.423431]
[0.41716180000000003,null,0.423431]
[0.41683399999999998,null,0.42329]
[0.41683399999999998,null,0.42329]
[0.41671629999999998,null,0.42329]
[0.41671629999999998,null,0.42329]
[0.41671629999999998,null,0.42329]
[0.41671629999999998,null,0.42329]
[0.41671629999999998,null,0.42329]
[0.41671629999999998,null,0.42329]
[0.41671629999999998,null,0.42329]
[0.41671629999999998,null,0.42329]
[0.41671629999999998,null,0.42311500000000002]
[0.4166145,null,0.42311500000000002]
[0.4166145,null,0.42311500000000002]
[0.4166145,null,0.42311500000000002]
[0.4166145,null,0.42311500000000002]
[0.4166145,null,0.42311500000000002]
[0.4166145,null,0.42311500000000002]
[0.4166145,null,0.42300330000000003]
[0.4166145,null,0.42300330000000003]
[0.4166145,null,0.42278250000000001]
[0.4166145,null,0.42278250000000001]
[0.41628660000000001,null,0.42278250000000001]
[0.41628660000000001,null,0.42278250000000001]
[0.41628660000000001,null,0.42278250000000001]
[0.41628660000000001,null,0.42278250000000001]
[0.41628660000000001,null,0.42278250000000001]
[0.41628660000000001,null,0.42278250000000001]
[0.41611730000000002,null,0.42278250000000001]
[0.41611730000000002,null,0.42278250000000001]
[0.41611730000000002,null,0.42278250000000001]
[0.41611730000000002,null,0.42278250000000001]
[0.41611730000000002,null,0.42278250000000001]
[0.41611730000000002,null,0.42278250000000001]
[0.41611730000000002,null,0.42278250000000001]
[0.41611730000000002,null,0.42278250000000001]
[0.41611730000000002,null,0.4226415]
[0.41611730000000002,null,0.42246650000000002]
[0.41611730000000002,null,0.42246650000000002]
[0.41611730000000002,null,0.42246650000000002]
[0.41611730000000002,null,0.42246650000000002]
[0.41611730000000002,null,0.42246650000000002]
[0.41611730000000002,null,0.42246650000000002]
[0.41611730000000002,null,0.42237269999999999]
[0.41583120000000001,null,0.42237269999999999]
[0.41556989999999999,null,0.42237269999999999]
[0.41556989999999999,null,0.42237269999999999]
[0.41556989999999999,null,0.42237269999999999]
[0.41556989999999999,null,0.42237269999999999]
[0.41556989999999999,null,0.42237269999999999]
[0.41556989999999999,null,0.42237269999999999]
[0.41556989999999999,null,0.42237269999999999]
[0.41556989999999999,null,0.42237269999999999]
[0.41540060000000001,null,0.42237269999999999]
[0.41540050000000001,null,0.42237269999999999]
[0.41540050000000001,null,0.42237269999999999]
[0.41540050000000001,null,0.42237269999999999]
[0.41540050000000001,null,0.4222457]
[0.41540050000000001,null,0.42213400000000001]
[0.41540050000000001,null,0.42213400000000001]
[0.41540050000000001,null,0.42213400000000001]
[0.41540050000000001,null,0.42213400000000001]
[0.41540050000000001,null,0.42213400000000001]
[0.41540050000000001,null,0.42195909999999998]
[0.41540050000000001,null,0.42195909999999998]
[0.41540050000000001,null,0.42195909999999998]
[0.41507270000000002,null,0.42195909999999998]
[0.41507270000000002,null,0.42195909999999998]
[0.41507270000000002,null,0.42195909999999998]
[0.41507270000000002,null,0.4218653]
[0.41507270000000002,null,0.4218652]
[0.41507270000000002,null,0.4218652]
[0.41507270000000002,null,0.42172419999999999]
[0.41507270000000002,null,0.42172419999999999]
[0.41507270000000002,null,0.42172419999999999]
[0.41507270000000002,null,0.42172419999999999]
[0.41507270000000002,null,0.42172419999999999]
[0.41507270000000002,null,0.42172419999999999]
[0.41507270000000002,null,0.42154920000000001]
[0.41507270000000002,null,0.42154920000000001]
[0.41507270000000002,null,0.42154920000000001]
[0.41507270000000002,null,0.42154920000000001]
[0.41491319999999998,null,0.42154920000000001]
[0.41491319999999998,null,0.42154920000000001]
[0.41491319999999998,null,0.42154920000000001]
[0.41491319999999998,null,0.42154920000000001]
[0.4148114,null,0.42154920000000001]
[0.41464200000000001,null,0.42154920000000001]
[0.41452430000000001,null,0.42154920000000001]
[0.41452430000000001,null,0.42154920000000001]
[0.41452430000000001,null,0.42154920000000001]
[0.414356,null,0.42154920000000001]
[0.414356,null,0.42154920000000001]
[0.414356,null,0.42132839999999999]
[0.414356,null,0.42132839999999999]
[0.414356,null,0.4212168]
[0.414356,null,0.42104180000000002]
[0.41419650000000002,null,0.42104180000000002]
[0.41419650000000002,null,0.42104180000000002]
[0.41419650000000002,null,0.42104180000000002]
[0.41419650000000002,null,0.42104180000000002]
[0.41419650000000002,null,0.42104180000000002]
[0.41419650000000002,null,0.42104180000000002]
[0.41419650000000002,null,0.42104180000000002]
[0.41419650000000002,null,0.42104180000000002]
[0.41419650000000002,null,0.42104180000000002]
[0.41419650000000002,null,0.42090070000000002]
[0.41419650000000002,null,0.42090070000000002]
[0.41419650000000002,null,0.42090070000000002]
[0.41419650000000002,null,0.42090070000000002]
[0.41402709999999998,null,0.42090070000000002]
[0.41402709999999998,null,0.42090070000000002]
[0.41402709999999998,null,0.42090070000000002]
[0.41402709999999998,null,0.42090070000000002]
[0.41402709999999998,null,0.42090070000000002]
[0.41402709999999998,null,0.42090070000000002]
[0.41402709999999998,null,0.42072579999999998]
[0.41402709999999998,null,0.42072579999999998]
[0.41402709999999998,null,0.42072579999999998]
[0.41402709999999998,null,0.42059879999999999]
[0.41402709999999998,null,0.42059879999999999]
[0.4138676,null,0.42059879999999999]
[0.4138676,null,0.42050500000000002]
[0.4138676,null,0.42044910000000002]
[0.4138676,null,0.42039330000000003]
[0.4138676,null,0.42039330000000003]
[0.4138676,null,0.42039330000000003]
[0.4138676,null,0.42039330000000003]
[0.4137499,null,0.42039330000000003]
[0.41347970000000001,null,0.42039330000000003]
[0.41347970000000001,null,0.42039330000000003]
[0.41347970000000001,null,0.42039330000000003]
[0.41347970000000001,null,0.42039330000000003]
[0.41347970000000001,null,0.42039330000000003]
[0.41331040000000002,null,0.42021829999999999]
[0.41331040000000002,null,0.42021829999999999]
[0.41331040000000002,null,0.42021829999999999]
[0.41331040000000002,null,0.42021829999999999]
[0.41331040000000002,null,0.42021829999999999]
[0.41331040000000002,null,0.42021829999999999]
[0.41331040000000002,null,0.42021829999999999]
[0.41331040000000002,null,0.42021829999999999]
[0.41331040000000002,null,0.42021829999999999]
[0.41315089999999999,null,0.42021829999999999]
[0.41315089999999999,null,0.42021829999999999]
[0.41315089999999999,null,0.42021829999999999]
[0.41315089999999999,null,0.42007729999999999]
[0.41315089999999999,null,0.42007729999999999]
[0.41315089999999999,null,0.4199503]
[0.41315089999999999,null,0.4199503]
[0.41315089999999999,null,0.4199503]
[0.41315089999999999,null,0.41983860000000001]
[0.41315089999999999,null,0.41983860000000001]
[0.41298249999999997,null,0.41974479999999997]
[0.41298249999999997,null,0.41974479999999997]
[0.41281319999999999,null,0.41974479999999997]
[0.41281319999999999,null,0.41974479999999997]
[0.41281319999999999,null,0.41974479999999997]
[0.41281319999999999,null,0.41956979999999999]
[0.41281319999999999,null,0.41956979999999999]
[0.41281319999999999,null,0.41956979999999999]
[0.41265370000000001,null,0.41956979999999999]
[0.41265370000000001,null,0.41956979999999999]
[0.41265370000000001,null,0.41956979999999999]
[0.41255190000000003,null,0.41956979999999999]
[0.41255190000000003,null,0.41956979999999999]
[0.41255190000000003,null,0.41956979999999999]
[0.41255190000000003,null,0.41956979999999999]
[0.41255190000000003,null,0.41956979999999999]
[0.41255190000000003,null,0.41956979999999999]
[0.41255190000000003,null,0.41956979999999999]
[0.41255190000000003,null,0.41942879999999999]
[0.41255190000000003,null,0.41942879999999999]
[0.41255190000000003,null,0.41942879999999999]
[0.41255190000000003,null,0.41942879999999999]
[0.41255190000000003,null,0.41942879999999999]
[0.41221419999999998,null,0.41933500000000001]
[0.41221419999999998,null,0.41933500000000001]
[0.411937,null,0.41933500000000001]
[0.411937,null,0.41933500000000001]
[0.411937,null,0.41922330000000002]
[0.411937,null,0.41922330000000002]
[0.411937,null,0.41922330000000002]
[0.411937,null,0.41922330000000002]
[0.411937,null,0.41922330000000002]
[0.411937,null,0.41904829999999998]
[0.411937,null,0.41904829999999998]
[0.411937,null,0.41904829999999998]
[0.411937,null,0.4189214]
[0.411937,null,0.4189214]
[0.411937,null,0.4189214]
[0.411937,null,0.4189214]
[0.41176760000000001,null,0.4189214]
[0.41176760000000001,null,0.4189214]
[0.41176760000000001,null,0.4189214]
[0.41160809999999998,null,0.4189214]
[0.41160809999999998,null,0.4189214]
[0.41160809999999998,null,0.4189213]
[0.41160809999999998,null,0.4189213]
[0.41160809999999998,null,0.4189213]
[0.41160809999999998,null,0.4189213]
[0.41160809999999998,null,0.4189213]
[0.41143980000000002,null,0.4189213]
[0.41133799999999998,null,0.4189213]
[0.41133799999999998,null,0.4189213]
[0.41133799999999998,null,0.4189213]
[0.41133799999999998,null,0.4189213]
[0.4111785,null,0.41878029999999999]
[0.4111785,null,0.41878029999999999]
[0.4111785,null,0.41878029999999999]
[0.4111785,null,0.41878029999999999]
[0.4111785,null,0.41878029999999999]
[0.4111785,null,0.41860530000000001]
[0.4111785,null,0.41860530000000001]
[0.4111785,null,0.41860530000000001]
[0.4111785,null,0.41860530000000001]
[0.4111785,null,0.41860530000000001]
[0.4111785,null,0.41839989999999999]
[0.4111785,null,0.41839989999999999]
[0.4111785,null,0.41839989999999999]
[0.41100910000000002,null,0.41839989999999999]
[0.41084080000000001,null,0.41839989999999999]
[0.41084080000000001,null,0.41839989999999999]
[0.41084080000000001,null,0.41839989999999999]
[0.41084080000000001,null,0.41839989999999999]
[0.41084080000000001,null,0.41839989999999999]
[0.41084080000000001,null,0.4182729]
[0.41072310000000001,null,0.4182729]
[0.41072310000000001,null,0.4182729]
[0.41062120000000002,null,0.4182729]
[0.41062120000000002,null,0.4182729]
[0.41046169999999998,null,0.4182729]
[0.41046169999999998,null,0.41809790000000002]
[0.41046169999999998,null,0.41809790000000002]
[0.41046169999999998,null,0.41809790000000002]
[0.41046169999999998,null,0.41809790000000002]
[0.41046169999999998,null,0.41809790000000002]
[0.41046169999999998,null,0.41809790000000002]
[0.41046169999999998,null,0.41809790000000002]
[0.41046169999999998,null,0.41809790000000002]
[0.41046169999999998,null,0.41795680000000002]
[0.41046169999999998,null,0.41786299999999998]
[0.41046169999999998,null,0.41786299999999998]
[0.41046169999999998,null,0.41786299999999998]
[0.41046169999999998,null,0.41775139999999999]
[0.41046169999999998,null,0.41757640000000001]
[0.41046169999999998,null,0.41757640000000001]
[0.40996460000000001,null,0.41757640000000001]
[0.40996460000000001,null,0.41757640000000001]
[0.40996450000000001,null,0.41757640000000001]
[0.40996450000000001,null,0.41757640000000001]
[0.40996450000000001,null,0.41757640000000001]
[0.40996450000000001,null,0.41757640000000001]
[0.40996450000000001,null,0.41757640000000001]
[0.40996450000000001,null,0.41757640000000001]
[0.40996450000000001,null,0.41757640000000001]
[0.40996450000000001,null,0.41757640000000001]
[0.40996450000000001,null,0.41757640000000001]
[0.40986270000000002,null,0.41757640000000001]
[0.40986270000000002,null,0.41744940000000003]
[0.40986270000000002,null,0.41744940000000003]
[0.40986270000000002,null,0.41744940000000003]
[0.40986270000000002,null,0.41744940000000003]
[0.40986270000000002,null,0.41744940000000003]
[0.40986270000000002,null,0.41744940000000003]
[0.40986270000000002,null,0.41744940000000003]
[0.40986270000000002,null,0.41744940000000003]
[0.40986270000000002,null,0.41744940000000003]
[0.40974500000000003,null,0.41744940000000003]
[0.40974500000000003,null,0.41727439999999999]
[0.40974500000000003,null,0.41718060000000001]
[0.40957660000000001,null,0.41718060000000001]
[0.40957660000000001,null,0.41718060000000001]
[0.40957660000000001,null,0.41718060000000001]
[0.40940729999999997,null,0.41703960000000001]
[0.40924779999999999,null,0.41703960000000001]
[0.40924779999999999,null,0.41703960000000001]
[0.40924779999999999,null,0.41692790000000002]
[0.40924779999999999,null,0.41692790000000002]
[0.40924779999999999,null,0.41692790000000002]
[0.40924779999999999,null,0.41692790000000002]
[0.40924779999999999,null,0.41692790000000002]
[0.40924779999999999,null,0.41692790000000002]
[0.40924779999999999,null,0.41692790000000002]
[0.40924779999999999,null,0.41692790000000002]
[0.40924779999999999,null,0.41675289999999998]
[0.40924779999999999,null,0.41675289999999998]
[0.40924779999999999,null,0.41675289999999998]
[0.40924779999999999,null,0.41675289999999998]
[0.40924779999999999,null,0.41675289999999998]
[0.40908830000000002,null,0.41675289999999998]
[0.40908830000000002,null,0.41675289999999998]
[0.40908830000000002,null,0.41675289999999998]
[0.40892000000000001,null,0.41675289999999998]
[0.40892000000000001,null,0.41675289999999998]
[0.40892000000000001,null,0.41675289999999998]
[0.40892000000000001,null,0.41675289999999998]
[0.40892000000000001,null,0.41675289999999998]
[0.40875060000000002,null,0.4166591]
[0.40875060000000002,null,0.4166591]
[0.40875060000000002,null,0.41653210000000002]
[0.40875060000000002,null,0.41653210000000002]
[0.40875060000000002,null,0.41653210000000002]
[0.40875060000000002,null,0.41653210000000002]
[0.40875060000000002,null,0.41653210000000002]
[0.40853109999999998,null,0.41647630000000002]
[0.40853109999999998,null,0.41630129999999999]
[0.40853109999999998,null,0.41624549999999999]
[0.40836270000000002,null,0.41624549999999999]
[0.40836270000000002,null,0.41610449999999999]
[0.40836270000000002,null,0.41610449999999999]
[0.40836270000000002,null,0.41610449999999999]
[0.40836270000000002,null,0.41610449999999999]
[0.40836270000000002,null,0.41610439999999999]
[0.40836270000000002,null,0.41610439999999999]
[0.40836270000000002,null,0.41610439999999999]
[0.40836270000000002,null,0.41610439999999999]
[0.40836270000000002,null,0.41610439999999999]
[0.40836270000000002,null,0.41610439999999999]
[0.40819339999999998,null,0.41610439999999999]
[0.40819339999999998,null,0.41610439999999999]
[0.4080339,null,0.41610439999999999]
[0.4080339,null,0.41610439999999999]
[0.4080339,null,0.41610439999999999]
[0.4080339,null,0.41592950000000001]
[0.4080339,null,0.41583569999999997]
[0.4080339,null,0.41583569999999997]
[0.4080339,null,0.41570869999999999]
[0.4080339,null,0.41570869999999999]
[0.4080339,null,0.41570869999999999]
[0.40786549999999999,null,0.41570869999999999]
[0.40786549999999999,null,0.41570869999999999]
[0.40786549999999999,null,0.41570869999999999]
[0.40786549999999999,null,0.41570869999999999]
[0.40786549999999999,null,0.41559699999999999]
[0.40786549999999999,null,0.41559699999999999]
[0.40769620000000001,null,0.41559699999999999]
[0.40759440000000002,null,0.41559699999999999]
[0.40759440000000002,null,0.41559699999999999]
[0.40759440000000002,null,0.41559699999999999]
[0.40759430000000002,null,0.41559699999999999]
[0.40759430000000002,null,0.41559699999999999]
[0.40743489999999999,null,0.41559699999999999]
[0.40743489999999999,null,0.41559699999999999]
[0.40743489999999999,null,0.41559699999999999]
[0.40743489999999999,null,0.41559699999999999]
[0.40743489999999999,null,0.41559699999999999]
[0.40743489999999999,null,0.41542200000000001]
[0.40743489999999999,null,0.41542200000000001]
[0.40743479999999999,null,0.41542200000000001]
[0.40731709999999999,null,0.41542200000000001]
[0.40731709999999999,null,0.41542200000000001]
[0.40731709999999999,null,0.41542200000000001]
[0.40731709999999999,null,0.41542200000000001]
[0.40731709999999999,null,0.41531040000000002]
[0.40731709999999999,null,0.41516930000000002]
[0.4071478,null,0.41516930000000002]
[0.40697949999999999,null,0.41507549999999999]
[0.40697939999999999,null,0.41507549999999999]
[0.40697939999999999,null,0.41507549999999999]
[0.40697939999999999,null,0.41507549999999999]
[0.40697939999999999,null,0.41507549999999999]
[0.40697939999999999,null,0.41507549999999999]
[0.40682000000000001,null,0.41507549999999999]
[0.40682000000000001,null,0.41507549999999999]
[0.40682000000000001,null,0.41507549999999999]
[0.40682000000000001,null,0.41507549999999999]
[0.40682000000000001,null,0.4149485]
[0.40681990000000001,null,0.4149485]
[0.40671810000000003,null,0.4149485]
[0.40671810000000003,null,0.4149485]
[0.40671810000000003,null,0.4149485]
[0.40671810000000003,null,0.4149485]
[0.40654980000000002,null,0.4149485]
[0.40638039999999997,null,0.41477350000000002]
[0.40638039999999997,null,0.41477350000000002]
[0.40638039999999997,null,0.41477350000000002]
[0.40638039999999997,null,0.41477350000000002]
[0.40638039999999997,null,0.41477350000000002]
[0.40638039999999997,null,0.41477350000000002]
[0.40638039999999997,null,0.41477350000000002]
[0.40638039999999997,null,0.41477350000000002]
[0.4062209,null,0.41477350000000002]
[0.4062209,null,0.41466190000000003]
[0.4062209,null,0.41466190000000003]
[0.4062209,null,0.41456809999999999]
[0.4062209,null,0.41456809999999999]
[0.40605259999999999,null,0.41456809999999999]
[0.40605259999999999,null,0.41442699999999999]
[0.40605259999999999,null,0.41442699999999999]
[0.40605259999999999,null,0.41442699999999999]
[0.40605259999999999,null,0.41442699999999999]
[0.40605259999999999,null,0.41425200000000001]
[0.40605259999999999,null,0.41425200000000001]
[0.4057655,null,0.41425200000000001]
[0.4057655,null,0.41425200000000001]
[0.4057655,null,0.41425200000000001]
[0.4057655,null,0.41425200000000001]
[0.4057655,null,0.41425200000000001]
[0.4057655,null,0.41425200000000001]
[0.4057655,null,0.41425200000000001]
[0.40543770000000001,null,0.41425200000000001]
[0.40543770000000001,null,0.41425200000000001]
[0.40543770000000001,null,0.41425200000000001]
[0.40543770000000001,null,0.41425200000000001]
[0.40533580000000002,null,0.41425200000000001]
[0.40533580000000002,null,0.41412510000000002]
[0.40533580000000002,null,0.41412510000000002]
[0.40533580000000002,null,0.41403129999999999]
[0.40533580000000002,null,0.41403129999999999]
[0.40533580000000002,null,0.41403129999999999]
[0.40533580000000002,null,0.41403119999999999]
[0.40533580000000002,null,0.41385630000000001]
[0.40533580000000002,null,0.41374460000000002]
[0.40533580000000002,null,0.41374460000000002]
[0.40533580000000002,null,0.41374460000000002]
[0.40533580000000002,null,0.41374460000000002]
[0.40533580000000002,null,0.41374460000000002]
[0.40533580000000002,null,0.41374460000000002]
[0.40516750000000001,null,0.41374460000000002]
[0.40499810000000003,null,0.41374460000000002]
[0.4048387,null,0.41374460000000002]
[0.4048387,null,0.41374460000000002]
[0.4048387,null,0.41360360000000002]
[0.4048387,null,0.41360360000000002]
[0.4048387,null,0.41360360000000002]
[0.4048387,null,0.41360360000000002]
[0.4048387,null,0.41360360000000002]
[0.4048387,null,0.41360360000000002]
[0.4048387,null,0.41360360000000002]
[0.4048387,null,0.41342859999999998]
[0.4048387,null,0.41342859999999998]
[0.40483859999999999,null,0.41342859999999998]
[0.40472089999999999,null,0.41342859999999998]
[0.40472089999999999,null,0.41342859999999998]
[0.40472089999999999,null,0.41342859999999998]
[0.40461910000000001,null,0.41342859999999998]
[0.40461910000000001,null,0.41331689999999999]
[0.40461910000000001,null,0.41331689999999999]
[0.40444980000000003,null,0.41331689999999999]
[0.40444980000000003,null,0.41331689999999999]
[0.40444980000000003,null,0.41331689999999999]
[0.40444980000000003,null,0.41331689999999999]
[0.40444980000000003,null,0.41331689999999999]
[0.40428140000000001,null,0.41331689999999999]
[0.40428140000000001,null,0.41314190000000001]
[0.40428140000000001,null,0.41314190000000001]
[0.40428140000000001,null,0.41314190000000001]
[0.40428140000000001,null,0.41304809999999997]
[0.40428140000000001,null,0.41292119999999999]
[0.40428140000000001,null,0.41292109999999999]
[0.40428140000000001,null,0.41292109999999999]
[0.40428140000000001,null,0.41292109999999999]
[0.40411209999999997,null,0.41292109999999999]
[0.4039526,null,0.41292109999999999]
[0.4039526,null,0.41292109999999999]
[0.4039526,null,0.41292109999999999]
[0.4039526,null,0.41292109999999999]
[0.40378419999999998,null,0.4128095]
[0.40378419999999998,null,0.4128095]
[0.40378419999999998,null,0.4128095]
[0.40378419999999998,null,0.4128095]
[0.4036824,null,0.4128095]
[0.4036824,null,0.4128095]
[0.4036824,null,0.41263450000000002]
[0.4036824,null,0.41263450000000002]
[0.4036824,null,0.41263450000000002]
[0.4036824,null,0.41263450000000002]
[0.4036824,null,0.41263450000000002]
[0.4036824,null,0.41263450000000002]
[0.4036824,null,0.41263450000000002]
[0.4036824,null,0.41263450000000002]
[0.4036824,null,0.41249340000000001]
[0.40352290000000002,null,0.41249340000000001]
[0.40335359999999998,null,0.41249340000000001]
[0.40335359999999998,null,0.41249340000000001]
[0.40335349999999998,null,0.41249340000000001]
[0.40318520000000002,null,0.41249340000000001]
[0.40318520000000002,null,0.41249340000000001]
[0.40296569999999998,null,0.41231849999999998]
[0.40296569999999998,null,0.41231849999999998]
[0.40296569999999998,null,0.41219149999999999]
[0.40296569999999998,null,0.41219149999999999]
[0.40296569999999998,null,0.4120798]
[0.40296569999999998,null,0.4120798]
[0.40296569999999998,null,0.4120798]
[0.40296569999999998,null,0.4120798]
[0.40296569999999998,null,0.4120798]
[0.40296569999999998,null,0.4120798]
[0.40296559999999998,null,0.41198600000000002]
[0.40296559999999998,null,0.41198600000000002]
[0.40296559999999998,null,0.41198600000000002]
[0.40296559999999998,null,0.41198600000000002]
[0.40296559999999998,null,0.41198600000000002]
[0.4027963,null,0.41198600000000002]
[0.4027963,null,0.41198600000000002]
[0.4027963,null,0.41198600000000002]
[0.4027963,null,0.41198600000000002]
[0.40263680000000002,null,0.41198600000000002]
[0.40246850000000001,null,0.41198600000000002]
[0.40246850000000001,null,0.41198600000000002]
[0.40246850000000001,null,0.41198600000000002]
[0.40246850000000001,null,0.41198600000000002]
[0.40246850000000001,null,0.41198600000000002]
[0.40246850000000001,null,0.41198600000000002]
[0.40246850000000001,null,0.41169939999999999]
[0.40246850000000001,null,0.41169939999999999]
[0.40246850000000001,null,0.41169939999999999]
[0.40246850000000001,null,0.41169939999999999]
[0.40246850000000001,null,0.41169939999999999]
[0.40246850000000001,null,0.41169939999999999]
[0.40246850000000001,null,0.41169939999999999]
[0.40246850000000001,null,0.41169939999999999]
[0.40246850000000001,null,0.41169939999999999]
[0.40246850000000001,null,0.41169939999999999]
[0.40219729999999998,null,0.41169939999999999]
[0.40219729999999998,null,0.4115724]
[0.40219729999999998,null,0.4115724]
[0.40219729999999998,null,0.4114313]
[0.40219729999999998,null,0.41133750000000002]
[0.40207959999999998,null,0.41133750000000002]
[0.40191120000000002,null,0.41133750000000002]
[0.40191120000000002,null,0.41133750000000002]
[0.40175169999999999,null,0.41122589999999998]
[0.40175169999999999,null,0.4110509]
[0.40175169999999999,null,0.4110509]
[0.40175169999999999,null,0.4110509]
[0.40175169999999999,null,0.4110509]
[0.40175169999999999,null,0.4110509]
[0.40175169999999999,null,0.4110509]
[0.40175169999999999,null,0.4110509]
[0.40175169999999999,null,0.4110509]
[0.40175169999999999,null,0.4110509]
[0.40175169999999999,null,0.4110509]
[0.40175169999999999,null,0.4110509]
[0.40175169999999999,null,0.4110509]
[0.40158339999999998,null,0.4110509]
[0.40131220000000001,null,0.4110509]
[0.40131220000000001,null,0.4110509]
[0.40131220000000001,null,0.4110509]
[0.40131220000000001,null,0.4110509]
[0.40131220000000001,null,0.4110509]
[0.40131220000000001,null,0.4110509]
[0.40115269999999997,null,0.4110509]
[0.40115269999999997,null,0.4110509]
[0.40115269999999997,null,0.4109392]
[0.40115269999999997,null,0.41084540000000003]
[0.40115269999999997,null,0.41084540000000003]
[0.40115269999999997,null,0.41071839999999998]
[0.40115269999999997,null,0.41071839999999998]
[0.40115269999999997,null,0.41071839999999998]
[0.40115269999999997,null,0.41071839999999998]
[0.40115269999999997,null,0.41071839999999998]
[0.40115269999999997,null,0.41071839999999998]
[0.40115269999999997,null,0.4105434]
[0.40115269999999997,null,0.4105434]
[0.40081499999999998,null,0.4104024]
[0.40081499999999998,null,0.4104024]
[0.40069729999999998,null,0.4104024]
[0.40069729999999998,null,0.4104024]
[0.40069729999999998,null,0.4104024]
[0.40069729999999998,null,0.4104024]
[0.40069729999999998,null,0.4104024]
[0.40059549999999999,null,0.4104024]
[0.40059549999999999,null,0.4104024]
[0.40059549999999999,null,0.4104024]
[0.40059549999999999,null,0.4104024]
[0.40059549999999999,null,0.41030860000000002]
[0.40043600000000001,null,0.41030860000000002]
[0.40043600000000001,null,0.41019689999999998]
[0.40043600000000001,null,0.41019689999999998]
[0.40043600000000001,null,0.41019689999999998]
[0.40043600000000001,null,0.41019689999999998]
[0.40043600000000001,null,0.41019689999999998]
[0.40026659999999997,null,0.41019689999999998]
[0.40026659999999997,null,0.41002189999999999]
[0.40026659999999997,null,0.41002189999999999]
[0.40026659999999997,null,0.41002189999999999]
[0.40009830000000002,null,0.41002189999999999]
[0.40009830000000002,null,0.41002189999999999]
[0.40009830000000002,null,0.41002189999999999]
[0.40009830000000002,null,0.40989500000000001]
[0.40009830000000002,null,0.40989500000000001]
[0.40009830000000002,null,0.40989500000000001]
[0.40009830000000002,null,0.40989500000000001]
[0.39993879999999998,null,0.40989490000000001]
[0.3998369,null,0.40989490000000001]
[0.3998369,null,0.40989490000000001]
[0.3998369,null,0.40989490000000001]
[0.3998369,null,0.40989490000000001]
[0.3998369,null,0.40971999999999997]
[0.39966760000000001,null,0.40971999999999997]
[0.39966760000000001,null,0.40960829999999998]
[0.39966760000000001,null,0.40960829999999998]
[0.39966760000000001,null,0.40960829999999998]
[0.3994993,null,0.40960829999999998]
[0.3994993,null,0.40960829999999998]
[0.3994993,null,0.40960829999999998]
[0.3994992,null,0.4093735]
[0.3994992,null,0.4093735]
[0.3993815,null,0.4093735]
[0.3993815,null,0.4093735]
[0.3993815,null,0.4093735]
[0.3993815,null,0.4093735]
[0.3993815,null,0.4093734]
[0.3993815,null,0.4093734]
[0.3993815,null,0.4093734]
[0.3993815,null,0.4093734]
[0.39927970000000002,null,0.40919850000000002]
[0.3991113,null,0.40908679999999997]
[0.39895190000000003,null,0.40908679999999997]
[0.39895190000000003,null,0.40908679999999997]
[0.39895190000000003,null,0.40908679999999997]
[0.39895190000000003,null,0.40908679999999997]
[0.39878249999999998,null,0.40908679999999997]
[0.39878249999999998,null,0.40908679999999997]
[0.39878249999999998,null,0.40908679999999997]
[0.39878249999999998,null,0.40895979999999998]
[0.39878249999999998,null,0.40895979999999998]
[0.39878249999999998,null,0.40895979999999998]
[0.39878249999999998,null,0.40895979999999998]
[0.39878249999999998,null,0.40895979999999998]
[0.39862300000000001,null,0.40895979999999998]
[0.39862300000000001,null,0.40886600000000001]
[0.39862300000000001,null,0.40886600000000001]
[0.39862300000000001,null,0.40886600000000001]
[0.39862300000000001,null,0.40869100000000003]
[0.39862300000000001,null,0.40869100000000003]
[0.39862300000000001,null,0.40869100000000003]
[0.39862300000000001,null,0.40869100000000003]
[0.39845469999999999,null,0.40869100000000003]
[0.39828530000000001,null,0.40869100000000003]
[0.39828530000000001,null,0.40869100000000003]
[0.39828530000000001,null,0.40869100000000003]
[0.39828530000000001,null,0.40869100000000003]
[0.39816760000000001,null,0.40857939999999998]
[0.39816760000000001,null,0.40857939999999998]
[0.39816760000000001,null,0.40857939999999998]
[0.39806580000000003,null,0.40857939999999998]
[0.39806580000000003,null,0.40857939999999998]
[0.39806580000000003,null,0.40857939999999998]
[0.39806580000000003,null,0.40857939999999998]
[0.39806580000000003,null,0.40857939999999998]
[0.39806580000000003,null,0.4084044]
[0.39806580000000003,null,0.4082633]
[0.39806580000000003,null,0.4082633]
[0.39806580000000003,null,0.40816950000000002]
[0.39773789999999998,null,0.40816950000000002]
[0.39756859999999999,null,0.40805789999999997]
[0.39756859999999999,null,0.40805789999999997]
[0.39756859999999999,null,0.40805789999999997]
[0.39756859999999999,null,0.40805789999999997]
[0.39756859999999999,null,0.40793089999999999]
[0.39756859999999999,null,0.40793089999999999]
[0.39756859999999999,null,0.40793089999999999]
[0.39756859999999999,null,0.40793089999999999]
[0.39756859999999999,null,0.40793089999999999]
[0.39756859999999999,null,0.40793089999999999]
[0.39756859999999999,null,0.40793089999999999]
[0.39756859999999999,null,0.40793089999999999]
[0.39756859999999999,null,0.40793089999999999]
[0.39756859999999999,null,0.40793089999999999]
[0.39756859999999999,null,0.4077559]
[0.39756859999999999,null,0.4077559]
[0.39746670000000001,null,0.4077559]
[0.3972984,null,0.4077559]
[0.3971807,null,0.4077559]
[0.3971807,null,0.4077559]
[0.3971807,null,0.4077559]
[0.39702120000000002,null,0.4077559]
[0.39702120000000002,null,0.4077559]
[0.39702120000000002,null,0.40764420000000001]
[0.39702120000000002,null,0.40764420000000001]
[0.39702120000000002,null,0.40764420000000001]
[0.39685189999999998,null,0.40764420000000001]
[0.39685189999999998,null,0.40746929999999998]
[0.39685189999999998,null,0.40746929999999998]
[0.39685179999999998,null,0.40746929999999998]
[0.39685179999999998,null,0.40746929999999998]
[0.39685179999999998,null,0.40746919999999998]
[0.39685179999999998,null,0.40746919999999998]
[0.3966924,null,0.40746919999999998]
[0.3966924,null,0.40734229999999999]
[0.3966924,null,0.40724850000000001]
[0.3966924,null,0.40724850000000001]
[0.39652399999999999,null,0.40724850000000001]
[0.39652399999999999,null,0.40707349999999998]
[0.3964222,null,0.40707349999999998]
[0.3964222,null,0.40707349999999998]
[0.3964222,null,0.40696179999999998]
[0.39625280000000002,null,0.40682079999999998]
[0.39625280000000002,null,0.40682079999999998]
[0.39625280000000002,null,0.40682079999999998]
[0.39625280000000002,null,0.40682079999999998]
[0.39625280000000002,null,0.40682079999999998]
[0.39609329999999998,null,0.40682079999999998]
[0.39609329999999998,null,0.40682079999999998]
[0.39609329999999998,null,0.40682079999999998]
[0.39609329999999998,null,0.40682079999999998]
[0.39609329999999998,null,0.40682079999999998]
[0.39597559999999998,null,0.40682079999999998]
[0.39597559999999998,null,0.40682079999999998]
[0.3958738,null,0.40682079999999998]
[0.3958738,null,0.40682079999999998]
[0.39570549999999999,null,0.40682079999999998]
[0.39570539999999998,null,0.40682079999999998]
[0.39570539999999998,null,0.40672700000000001]
[0.39570539999999998,null,0.40672700000000001]
[0.39570539999999998,null,0.40672700000000001]
[0.39570539999999998,null,0.40649619999999997]
[0.39570539999999998,null,0.40644029999999998]
[0.39570539999999998,null,0.40644029999999998]
[0.39570539999999998,null,0.40644029999999998]
[0.39570539999999998,null,0.40644029999999998]
[0.3955361,null,0.40644029999999998]
[0.3955361,null,0.40644029999999998]
[0.39537660000000002,null,0.40644029999999998]
[0.39537660000000002,null,0.40644029999999998]
[0.39537660000000002,null,0.40644029999999998]
[0.39537660000000002,null,0.40644029999999998]
[0.39537660000000002,null,0.40644029999999998]
[0.39537660000000002,null,0.40644029999999998]
[0.39537660000000002,null,0.40644029999999998]
[0.39537660000000002,null,0.40644029999999998]
[0.39537660000000002,null,0.4062653]
[0.39537660000000002,null,0.4062653]
[0.39527479999999998,null,0.4062653]
[0.39527479999999998,null,0.4062653]
[0.39510640000000002,null,0.40613840000000001]
[0.39510640000000002,null,0.40613840000000001]
[0.39510640000000002,null,0.40613830000000001]
[0.39494689999999999,null,0.40613830000000001]
[0.39494689999999999,null,0.40599730000000001]
[0.39494689999999999,null,0.40599730000000001]
[0.39477760000000001,null,0.40599730000000001]
[0.39477760000000001,null,0.40599730000000001]
[0.39477760000000001,null,0.40599730000000001]
[0.39477760000000001,null,0.40588560000000001]
[0.39477760000000001,null,0.40579179999999998]
[0.39477760000000001,null,0.4056169]
[0.39477760000000001,null,0.4056169]
[0.39477760000000001,null,0.4056169]
[0.39465990000000001,null,0.4056169]
[0.39465990000000001,null,0.4056169]
[0.39465990000000001,null,0.4056169]
[0.39465990000000001,null,0.4056169]
[0.39433200000000002,null,0.4056169]
[0.39423019999999998,null,0.4056169]
[0.39423019999999998,null,0.4056169]
[0.39423019999999998,null,0.4056169]
[0.39423019999999998,null,0.4056169]
[0.39423019999999998,null,0.4056168]
[0.39423019999999998,null,0.4056168]
[0.39423019999999998,null,0.4056168]
[0.39406079999999999,null,0.4056168]
[0.39406079999999999,null,0.4056168]
[0.39406079999999999,null,0.40544190000000002]
[0.39406079999999999,null,0.40544190000000002]
[0.39406079999999999,null,0.40544190000000002]
[0.39406079999999999,null,0.40544190000000002]
[0.39406079999999999,null,0.40544190000000002]
[0.39406079999999999,null,0.40544190000000002]
[0.39406079999999999,null,0.40533019999999997]
[0.39406079999999999,null,0.40533019999999997]
[0.39406079999999999,null,0.40533019999999997]
[0.39406079999999999,null,0.40533019999999997]
[0.393733,null,0.4052364]
[0.393733,null,0.4052364]
[0.393733,null,0.40510940000000001]
[0.393733,null,0.40510940000000001]
[0.39356370000000002,null,0.40493440000000003]
[0.39356370000000002,null,0.40493440000000003]
[0.39346179999999997,null,0.40493440000000003]
[0.39346179999999997,null,0.40493440000000003]
[0.39346179999999997,null,0.40479340000000003]
[0.39346179999999997,null,0.40479340000000003]
[0.39346179999999997,null,0.40479340000000003]
[0.39346179999999997,null,0.40479340000000003]
[0.39346179999999997,null,0.40479340000000003]
[0.39346179999999997,null,0.4045068]
[0.39346179999999997,null,0.4045068]
[0.39346179999999997,null,0.4045068]
[0.39329350000000002,null,0.4045068]
[0.39329350000000002,null,0.4045068]
[0.39317580000000002,null,0.4045067]
[0.39317580000000002,null,0.4045067]
[0.39317580000000002,null,0.4045067]
[0.39317580000000002,null,0.4045067]
[0.39301629999999999,null,0.4045067]
[0.39301629999999999,null,0.4045067]
[0.39301629999999999,null,0.4045067]
[0.39301629999999999,null,0.40433180000000002]
[0.3929144,null,0.40433180000000002]
[0.39274510000000001,null,0.40433180000000002]
[0.39274510000000001,null,0.40423799999999999]
[0.39274510000000001,null,0.40423799999999999]
[0.39274510000000001,null,0.40423799999999999]
[0.39274510000000001,null,0.40423799999999999]
[0.39274510000000001,null,0.40423799999999999]
[0.39274510000000001,null,0.40423799999999999]
[0.39274510000000001,null,0.40423799999999999]
[0.39274510000000001,null,0.40412629999999999]
[0.39274510000000001,null,0.40412629999999999]
[0.39274510000000001,null,0.40412629999999999]
[0.3925767,null,0.40412629999999999]
[0.39241730000000002,null,0.40412629999999999]
[0.39241720000000002,null,0.40412629999999999]
[0.39241720000000002,null,0.40412629999999999]
[0.39241720000000002,null,0.40395130000000001]
[0.39241720000000002,null,0.40395130000000001]
[0.39241720000000002,null,0.40395130000000001]
[0.39231539999999998,null,0.40395130000000001]
[0.39231539999999998,null,0.40395130000000001]
[0.39231539999999998,null,0.40395130000000001]
[0.3921461,null,0.40381030000000001]
[0.3921461,null,0.40381030000000001]
[0.3921461,null,0.40381030000000001]
[0.3921461,null,0.40381030000000001]
[0.3921461,null,0.40368330000000002]
[0.39186890000000002,null,0.40368330000000002]
[0.39186890000000002,null,0.40368330000000002]
[0.39186890000000002,null,0.40368330000000002]
[0.39186890000000002,null,0.40357159999999997]
[0.39186890000000002,null,0.40357159999999997]
[0.39186890000000002,null,0.40357159999999997]
[0.39186890000000002,null,0.4034778]
[0.39186890000000002,null,0.4034778]
[0.39186890000000002,null,0.4034778]
[0.39153120000000002,null,0.40330280000000002]
[0.39153120000000002,null,0.40330280000000002]
[0.39153120000000002,null,0.40330280000000002]
[0.39142929999999998,null,0.40330280000000002]
[0.39142929999999998,null,0.40330280000000002]
[0.39142929999999998,null,0.40330280000000002]
[0.39142929999999998,null,0.40330280000000002]
[0.39142929999999998,null,0.40319120000000003]
[0.39142929999999998,null,0.40319120000000003]
[0.39142929999999998,null,0.40319120000000003]
[0.39142929999999998,null,0.40319120000000003]
[0.3912698,null,0.40319120000000003]
[0.3912698,null,0.40319120000000003]
[0.3912698,null,0.40319120000000003]
[0.3912698,null,0.40319110000000002]
[0.3912698,null,0.40301619999999999]
[0.3912698,null,0.40301619999999999]
[0.3912698,null,0.40301619999999999]
[0.3912698,null,0.40301619999999999]
[0.3912698,null,0.40301619999999999]
[0.39110149999999999,null,0.40301619999999999]
[0.39110149999999999,null,0.40301619999999999]
[0.39110149999999999,null,0.40301619999999999]
[0.39110149999999999,null,0.40301619999999999]
[0.3909321,null,0.40301619999999999]
[0.39083030000000002,null,0.40301619999999999]
[0.39083030000000002,null,0.4029045]
[0.39083030000000002,null,0.4029045]
[0.39083030000000002,null,0.4029045]
[0.39083030000000002,null,0.4029045]
[0.39083030000000002,null,0.40272950000000002]
[0.39067079999999998,null,0.40272950000000002]
[0.39067079999999998,null,0.40272950000000002]
[0.39050249999999997,null,0.40272950000000002]
[0.39038479999999998,null,0.40272950000000002]
[0.39038479999999998,null,0.40272950000000002]
[0.39038479999999998,null,0.40263569999999999]
[0.39038479999999998,null,0.40263569999999999]
[0.39038479999999998,null,0.40263569999999999]
[0.39038479999999998,null,0.40249469999999998]
[0.39028289999999999,null,0.40236769999999999]
[0.39028289999999999,null,0.40236769999999999]
[0.39028289999999999,null,0.40236769999999999]
[0.39028289999999999,null,0.402256]
[0.38995410000000003,null,0.402256]
[0.38995410000000003,null,0.402256]
[0.38995410000000003,null,0.402256]
[0.38995410000000003,null,0.40208110000000002]
[0.38995410000000003,null,0.40208100000000002]
[0.38978570000000001,null,0.40208100000000002]
[0.38978570000000001,null,0.40208100000000002]
[0.38978570000000001,null,0.40208100000000002]
[0.38978570000000001,null,0.40208100000000002]
[0.38978570000000001,null,0.40208100000000002]
[0.38978570000000001,null,0.40190609999999999]
[0.38978570000000001,null,0.40190609999999999]
[0.38978570000000001,null,0.40190609999999999]
[0.38978570000000001,null,0.40190609999999999]
[0.38978570000000001,null,0.40190609999999999]
[0.38978570000000001,null,0.40190609999999999]
[0.38968390000000003,null,0.40190609999999999]
[0.38968390000000003,null,0.4017944]
[0.38968390000000003,null,0.40170060000000002]
[0.38968390000000003,null,0.40170060000000002]
[0.38968390000000003,null,0.40170060000000002]
[0.38951449999999999,null,0.40170060000000002]
[0.3891867,null,0.40170060000000002]
[0.3891867,null,0.40170060000000002]
[0.3891867,null,0.40170060000000002]
[0.3891867,null,0.40152559999999998]
[0.389069,null,0.40141399999999999]
[0.389069,null,0.40141389999999999]
[0.389069,null,0.4011459]
[0.389069,null,0.4011459]
[0.389069,null,0.4011459]
[0.389069,null,0.4011459]
[0.389069,null,0.4011459]
[0.389069,null,0.4011459]
[0.389069,null,0.4011459]
[0.389069,null,0.4011459]
[0.389069,null,0.40097090000000002]
[0.389069,null,0.40097090000000002]
[0.389069,null,0.40097090000000002]
[0.389069,null,0.40097090000000002]
[0.389069,null,0.40097090000000002]
[0.389069,null,0.40085929999999997]
[0.38896710000000001,null,0.40085929999999997]
[0.38896710000000001,null,0.40085929999999997]
[0.3887988,null,0.40085929999999997]
[0.38863930000000002,null,0.40085929999999997]
[0.38846999999999998,null,0.4007655]
[0.38846999999999998,null,0.4007655]
[0.38846999999999998,null,0.4007655]
[0.38846999999999998,null,0.40059050000000002]
[0.38846999999999998,null,0.40059050000000002]
[0.38846999999999998,null,0.40059050000000002]
[0.38846999999999998,null,0.40059050000000002]
[0.38846999999999998,null,0.40059050000000002]
[0.38846999999999998,null,0.40047880000000002]
[0.38846999999999998,null,0.40047880000000002]
[0.38846999999999998,null,0.40047880000000002]
[0.38846999999999998,null,0.40047880000000002]
[0.38846999999999998,null,0.40047880000000002]
[0.38846999999999998,null,0.40047880000000002]
[0.38835219999999998,null,0.40030379999999999]
[0.38835219999999998,null,0.40030379999999999]
[0.38818390000000003,null,0.40030379999999999]
[0.38802439999999999,null,0.40030379999999999]
[0.38802439999999999,null,0.40030379999999999]
[0.38802439999999999,null,0.40030379999999999]
[0.38802439999999999,null,0.40030379999999999]
[0.38802439999999999,null,0.40030379999999999]
[0.38802439999999999,null,0.40016279999999999]
[0.38785510000000001,null,0.40016279999999999]
[0.38785510000000001,null,0.40016279999999999]
[0.38785510000000001,null,0.39987620000000001]
[0.38775320000000002,null,0.39987610000000001]
[0.38775320000000002,null,0.39974920000000003]
[0.38775320000000002,null,0.39974920000000003]
[0.38775320000000002,null,0.39965539999999999]
[0.38758490000000001,null,0.39965539999999999]
[0.38742539999999998,null,0.39965539999999999]
[0.38742539999999998,null,0.39965539999999999]
[0.38742539999999998,null,0.39965539999999999]
[0.38742539999999998,null,0.39965529999999999]
[0.38742539999999998,null,0.39948040000000001]
[0.38742539999999998,null,0.39948040000000001]
[0.38742539999999998,null,0.39948040000000001]
[0.38742539999999998,null,0.39948040000000001]
[0.38742539999999998,null,0.39948040000000001]
[0.38742539999999998,null,0.39948040000000001]
[0.38742539999999998,null,0.39948040000000001]
[0.38742539999999998,null,0.39936870000000002]
[0.38742539999999998,null,0.39936870000000002]
[0.38742539999999998,null,0.39936870000000002]
[0.38742539999999998,null,0.39936870000000002]
[0.38730769999999998,null,0.39936870000000002]
[0.38713829999999999,null,0.39936870000000002]
[0.38713829999999999,null,0.39936870000000002]
[0.38713829999999999,null,0.39936870000000002]
[0.38697880000000001,null,0.39919369999999998]
[0.3868105,null,0.39919369999999998]
[0.3868105,null,0.39919369999999998]
[0.38670870000000002,null,0.39919369999999998]
[0.38670870000000002,null,0.39919369999999998]
[0.38670870000000002,null,0.39919369999999998]
[0.38670870000000002,null,0.39919369999999998]
[0.38670870000000002,null,0.39919369999999998]
[0.38670870000000002,null,0.39909990000000001]
[0.38670870000000002,null,0.39898820000000002]
[0.38670870000000002,null,0.39898820000000002]
[0.38670860000000001,null,0.39881329999999998]
[0.38654919999999998,null,0.39881329999999998]
[0.38638080000000002,null,0.39881329999999998]
[0.38621149999999999,null,0.39867219999999998]
[0.38621149999999999,null,0.39867219999999998]
[0.38621149999999999,null,0.39867219999999998]
[0.38621149999999999,null,0.39867219999999998]
[0.38621149999999999,null,0.39867219999999998]
[0.38621149999999999,null,0.39867219999999998]
[0.38621149999999999,null,0.39867219999999998]
[0.38621149999999999,null,0.39867219999999998]
[0.38621149999999999,null,0.3984972]
[0.38621149999999999,null,0.3984972]
[0.38621149999999999,null,0.39837030000000001]
[0.38621149999999999,null,0.39837030000000001]
[0.38621149999999999,null,0.39837020000000001]
[0.38621149999999999,null,0.39837020000000001]
[0.3861096,null,0.39808359999999998]
[0.3861096,null,0.39808359999999998]
[0.3859919,null,0.39808359999999998]
[0.3859919,null,0.39808359999999998]
[0.3859919,null,0.39808359999999998]
[0.38566410000000001,null,0.39808359999999998]
[0.38566410000000001,null,0.3979898]
[0.38566410000000001,null,0.3979898]
[0.38566410000000001,null,0.3979898]
[0.38549470000000002,null,0.3979898]
[0.38549470000000002,null,0.3979898]
[0.38549470000000002,null,0.3979898]
[0.38549470000000002,null,0.3979898]
[0.38549470000000002,null,0.39787810000000001]
[0.38549470000000002,null,0.39770319999999998]
[0.38549470000000002,null,0.39770319999999998]
[0.38549470000000002,null,0.39770319999999998]
[0.38549470000000002,null,0.39770319999999998]
[0.38549470000000002,null,0.39770319999999998]
[0.38549470000000002,null,0.39770319999999998]
[0.38549470000000002,null,0.39770319999999998]
[0.38549470000000002,null,0.39770319999999998]
[0.38539289999999998,null,0.39770309999999998]
[0.38539289999999998,null,0.3975282]
[0.38539289999999998,null,0.3975282]
[0.38539289999999998,null,0.3975282]
[0.3852334,null,0.3975282]
[0.38506410000000002,null,0.3975282]
[0.38506410000000002,null,0.3975282]
[0.38506410000000002,null,0.3975282]
[0.38506410000000002,null,0.3972755]
[0.38489570000000001,null,0.3972755]
[0.38489570000000001,null,0.3972755]
[0.38489570000000001,null,0.3972755]
[0.38489570000000001,null,0.3972755]
[0.38489570000000001,null,0.39718170000000003]
[0.38479390000000002,null,0.39718170000000003]
[0.38479390000000002,null,0.39705469999999998]
[0.38479390000000002,null,0.39705469999999998]
[0.38467620000000002,null,0.39705469999999998]
[0.38467620000000002,null,0.3968797]
[0.38467620000000002,null,0.3968797]
[0.38467620000000002,null,0.3968797]
[0.38467620000000002,null,0.3968797]
[0.38467620000000002,null,0.3968797]
[0.38450679999999998,null,0.3968797]
[0.38450679999999998,null,0.3968797]
[0.38450679999999998,null,0.3968797]
[0.38450679999999998,null,0.3968797]
[0.38450679999999998,null,0.3968797]
[0.38433850000000003,null,0.39676800000000001]
[0.38423659999999998,null,0.39676800000000001]
[0.38423659999999998,null,0.39676800000000001]
[0.38423659999999998,null,0.39676800000000001]
[0.38407720000000001,null,0.39676800000000001]
[0.38407720000000001,null,0.39676800000000001]
[0.3840771,null,0.39676800000000001]
[0.3840771,null,0.39665630000000002]
[0.3840771,null,0.39648139999999998]
[0.3840771,null,0.39648139999999998]
[0.3840771,null,0.39648139999999998]
[0.3840771,null,0.39638760000000001]
[0.38395940000000001,null,0.39638760000000001]
[0.38395940000000001,null,0.39638760000000001]
[0.38395940000000001,null,0.39638760000000001]
[0.38395940000000001,null,0.3962465]
[0.38395940000000001,null,0.3962465]
[0.38379010000000002,null,0.3962465]
[0.38379010000000002,null,0.3962465]
[0.38379010000000002,null,0.3962465]
[0.38379010000000002,null,0.3962465]
[0.38379010000000002,null,0.39607150000000002]
[0.38379010000000002,null,0.39594459999999998]
[0.38362170000000001,null,0.39594459999999998]
[0.38351990000000002,null,0.39594459999999998]
[0.38351990000000002,null,0.39588869999999998]
[0.38351990000000002,null,0.39583289999999999]
[0.38351990000000002,null,0.39583289999999999]
[0.38336039999999999,null,0.39583289999999999]
[0.38336039999999999,null,0.39583289999999999]
[0.38336039999999999,null,0.39583289999999999]
[0.38336039999999999,null,0.39583289999999999]
[0.38336039999999999,null,0.39565790000000001]
[0.38336039999999999,null,0.39565790000000001]
[0.38336039999999999,null,0.39565790000000001]
[0.38336039999999999,null,0.39565790000000001]
[0.38336039999999999,null,0.39556409999999997]
[0.38336039999999999,null,0.39556409999999997]
[0.38336039999999999,null,0.39556409999999997]
[0.38336039999999999,null,0.39545239999999998]
[0.38319110000000001,null,0.39545239999999998]
[0.38319110000000001,null,0.3952775]
[0.38291389999999997,null,0.3952775]
[0.38291389999999997,null,0.3952775]
[0.38291389999999997,null,0.3952775]
[0.38281199999999999,null,0.3952775]
[0.38281199999999999,null,0.3952775]
[0.38281199999999999,null,0.3952775]
[0.38281199999999999,null,0.39499079999999998]
[0.38281199999999999,null,0.39499079999999998]
[0.38281199999999999,null,0.39499079999999998]
[0.38264369999999998,null,0.39499079999999998]
[0.38264369999999998,null,0.39499079999999998]
[0.38264369999999998,null,0.39499079999999998]
[0.38264369999999998,null,0.39499079999999998]
[0.38264369999999998,null,0.39499079999999998]
[0.38247429999999999,null,0.39486379999999999]
[0.38247429999999999,null,0.39468890000000001]
[0.38247429999999999,null,0.39468890000000001]
[0.38247429999999999,null,0.39468880000000001]
[0.38247429999999999,null,0.39468880000000001]
[0.38247429999999999,null,0.39463300000000001]
[0.38247429999999999,null,0.39457720000000002]
[0.38247429999999999,null,0.39457720000000002]
[0.38247429999999999,null,0.39457720000000002]
[0.38247429999999999,null,0.39457720000000002]
[0.38221300000000002,null,0.39457720000000002]
[0.38221300000000002,null,0.39457720000000002]
[0.38221300000000002,null,0.39448339999999998]
[0.38221300000000002,null,0.3941674]
[0.38221300000000002,null,0.3941674]
[0.38221300000000002,null,0.3941674]
[0.38204369999999999,null,0.3941674]
[0.38175759999999997,null,0.3941674]
[0.38175759999999997,null,0.3941674]
[0.38175759999999997,null,0.3941673]
[0.38175759999999997,null,0.3941673]
[0.38175759999999997,null,0.3941673]
[0.38175759999999997,null,0.39405570000000001]
[0.38175759999999997,null,0.39405570000000001]
[0.38165569999999999,null,0.39405570000000001]
[0.38165569999999999,null,0.39405570000000001]
[0.38149630000000001,null,0.39405570000000001]
[0.38149630000000001,null,0.39388069999999997]
[0.38149630000000001,null,0.39388069999999997]
[0.38149630000000001,null,0.39388069999999997]
[0.38149630000000001,null,0.39388069999999997]
[0.38149630000000001,null,0.39388069999999997]
[0.38149630000000001,null,0.39375369999999998]
[0.38149620000000001,null,0.39364209999999999]
[0.38149620000000001,null,0.39364199999999999]
[0.38149620000000001,null,0.39354820000000001]
[0.38132690000000002,null,0.39354820000000001]
[0.38132690000000002,null,0.39354820000000001]
[0.38116739999999999,null,0.39354820000000001]
[0.38116739999999999,null,0.39354820000000001]
[0.38116739999999999,null,0.39354820000000001]
[0.38116739999999999,null,0.39354820000000001]
[0.38099909999999998,null,0.39343660000000003]
[0.38099909999999998,null,0.39343660000000003]
[0.38099909999999998,null,0.39343660000000003]
[0.38099909999999998,null,0.39326159999999999]
[0.38099909999999998,null,0.39326159999999999]
[0.38089719999999999,null,0.39326159999999999]
[0.38089719999999999,null,0.39326159999999999]
[0.38089719999999999,null,0.39326159999999999]
[0.38089719999999999,null,0.39326159999999999]
[0.38089719999999999,null,0.3931499]
[0.38089719999999999,null,0.39300889999999999]
[0.38089719999999999,null,0.39300889999999999]
[0.38073770000000001,null,0.39283390000000001]
[0.38056839999999997,null,0.39283390000000001]
[0.38046659999999999,null,0.39283390000000001]
[0.38046659999999999,null,0.39283390000000001]
[0.38046659999999999,null,0.39283390000000001]
[0.38046659999999999,null,0.39272220000000002]
[0.38046659999999999,null,0.39272220000000002]
[0.38034889999999999,null,0.39272220000000002]
[0.38034889999999999,null,0.39272220000000002]
[0.38034879999999999,null,0.39272220000000002]
[0.38018049999999998,null,0.39272220000000002]
[0.38018049999999998,null,0.39272220000000002]
[0.38018049999999998,null,0.39272220000000002]
[0.38018049999999998,null,0.39272220000000002]
[0.38018049999999998,null,0.39245340000000001]
[0.38018049999999998,null,0.39245340000000001]
[0.38018049999999998,null,0.39245340000000001]
[0.38018049999999998,null,0.39245340000000001]
[0.38018049999999998,null,0.39232650000000002]
[0.38018049999999998,null,0.39221479999999997]
[0.38018049999999998,null,0.39221479999999997]
[0.37985170000000001,null,0.39221479999999997]
[0.37985170000000001,null,0.39221479999999997]
[0.37985170000000001,null,0.39221479999999997]
[0.37974980000000003,null,0.39221479999999997]
[0.37974980000000003,null,0.39221479999999997]
[0.37974980000000003,null,0.39203979999999999]
[0.37974980000000003,null,0.39203979999999999]
[0.37974980000000003,null,0.39203979999999999]
[0.37974980000000003,null,0.39203979999999999]
[0.37974980000000003,null,0.39203979999999999]
[0.37974980000000003,null,0.39203979999999999]
[0.37974980000000003,null,0.39183430000000002]
[0.37958150000000002,null,0.39183430000000002]
[0.37958150000000002,null,0.39183430000000002]
[0.37958150000000002,null,0.39183430000000002]
[0.37958150000000002,null,0.39183430000000002]
[0.37930429999999998,null,0.39183430000000002]
[0.37930429999999998,null,0.39165939999999999]
[0.37930429999999998,null,0.39165939999999999]
[0.37930429999999998,null,0.39165939999999999]
[0.37930429999999998,null,0.39165939999999999]
[0.3791349,null,0.39165939999999999]
[0.3791349,null,0.39165939999999999]
[0.3791349,null,0.39165929999999999]
[0.3791349,null,0.39165929999999999]
[0.3791349,null,0.39148440000000001]
[0.37903310000000001,null,0.39134330000000001]
[0.37903310000000001,null,0.39134330000000001]
[0.37903310000000001,null,0.39134330000000001]
[0.3788647,null,0.39134330000000001]
[0.3788647,null,0.39134330000000001]
[0.3788647,null,0.39123170000000002]
[0.3788647,null,0.39123170000000002]
[0.3788647,null,0.39123170000000002]
[0.3788647,null,0.39123170000000002]
[0.3788647,null,0.39123170000000002]
[0.37853589999999998,null,0.39105669999999998]
[0.37853589999999998,null,0.39105669999999998]
[0.37853589999999998,null,0.39092969999999999]
[0.37853589999999998,null,0.39092969999999999]
[0.37853589999999998,null,0.39092969999999999]
[0.37853589999999998,null,0.39092969999999999]
[0.37853589999999998,null,0.39092969999999999]
[0.37853589999999998,null,0.39092969999999999]
[0.37853589999999998,null,0.39072420000000002]
[0.37853589999999998,null,0.39072420000000002]
[0.37853589999999998,null,0.39072420000000002]
[0.37836760000000003,null,0.39072420000000002]
[0.37836760000000003,null,0.39072420000000002]
[0.37826569999999998,null,0.39054919999999999]
[0.37826569999999998,null,0.39054919999999999]
[0.37826569999999998,null,0.39054919999999999]
[0.37826569999999998,null,0.39054919999999999]
[0.37826569999999998,null,0.3904376]
[0.37814799999999998,null,0.3904376]
[0.37814799999999998,null,0.3904376]
[0.37814799999999998,null,0.3904376]
[0.37798850000000001,null,0.39026260000000002]
[0.37798850000000001,null,0.39026260000000002]
[0.37798850000000001,null,0.39026260000000002]
[0.37781920000000002,null,0.39026260000000002]
[0.37781920000000002,null,0.39026260000000002]
[0.37781920000000002,null,0.39026260000000002]
[0.37765080000000001,null,0.39026260000000002]
[0.37765080000000001,null,0.39026260000000002]
[0.37765080000000001,null,0.39026260000000002]
[0.37765080000000001,null,0.39012160000000001]
[0.37765080000000001,null,0.39000990000000002]
[0.37765080000000001,null,0.39000990000000002]
[0.37754900000000002,null,0.39000990000000002]
[0.37754900000000002,null,0.39000990000000002]
[0.37754900000000002,null,0.39000990000000002]
[0.37754900000000002,null,0.39000990000000002]
[0.37754900000000002,null,0.39000990000000002]
[0.37754900000000002,null,0.38983489999999998]
[0.37754900000000002,null,0.38972319999999999]
[0.37754900000000002,null,0.38972319999999999]
[0.37754900000000002,null,0.38972319999999999]
[0.37743130000000003,null,0.38972319999999999]
[0.37743130000000003,null,0.38972319999999999]
[0.37710339999999998,null,0.38972319999999999]
[0.37710339999999998,null,0.38972319999999999]
[0.37693409999999999,null,0.38972319999999999]
[0.37693409999999999,null,0.3895962]
[0.37693409999999999,null,0.3895962]
[0.37693409999999999,null,0.38942130000000003]
[0.37683230000000001,null,0.38932749999999999]
[0.37683230000000001,null,0.38932749999999999]
[0.37683230000000001,null,0.3892158]
[0.37683230000000001,null,0.3892158]
[0.37683230000000001,null,0.3892158]
[0.37683230000000001,null,0.3892158]
[0.37683220000000001,null,0.3892158]
[0.37683220000000001,null,0.3892158]
[0.37683220000000001,null,0.3892158]
[0.37683220000000001,null,0.3892158]
[0.37683220000000001,null,0.3892158]
[0.37683220000000001,null,0.38910410000000001]
[0.37683220000000001,null,0.38910410000000001]
[0.37683220000000001,null,0.38910410000000001]
[0.37673040000000002,null,0.38892910000000003]
[0.3764016,null,0.38892910000000003]
[0.37623319999999999,null,0.38878810000000003]
[0.37623319999999999,null,0.38878810000000003]
[0.37623319999999999,null,0.38878810000000003]
[0.37623319999999999,null,0.38867639999999998]
[0.37623319999999999,null,0.38867639999999998]
[0.37623319999999999,null,0.38867639999999998]
[0.37623319999999999,null,0.38867639999999998]
[0.37611549999999999,null,0.38867639999999998]
[0.37611549999999999,null,0.38867639999999998]
[0.37611549999999999,null,0.38867639999999998]
[0.37611549999999999,null,0.38867639999999998]
[0.37611549999999999,null,0.3885826]
[0.37611549999999999,null,0.38840770000000002]
[0.37611549999999999,null,0.38829599999999997]
[0.37611549999999999,null,0.38829599999999997]
[0.37611549999999999,null,0.38829599999999997]
[0.37611549999999999,null,0.38829599999999997]
[0.37595600000000001,null,0.38829599999999997]
[0.37595600000000001,null,0.38829599999999997]
[0.37568489999999999,null,0.38829599999999997]
[0.37568489999999999,null,0.38829599999999997]
[0.37551649999999998,null,0.38829599999999997]
[0.37551649999999998,null,0.38829599999999997]
[0.37551649999999998,null,0.38816899999999999]
[0.37551649999999998,null,0.38799400000000001]
[0.37551649999999998,null,0.38788240000000002]
[0.37551649999999998,null,0.38788240000000002]
[0.37551649999999998,null,0.38788240000000002]
[0.37551649999999998,null,0.38788240000000002]
[0.37551649999999998,null,0.38788230000000001]
[0.37551649999999998,null,0.38788230000000001]
[0.37551649999999998,null,0.38788230000000001]
[0.37551649999999998,null,0.38788230000000001]
[0.37551649999999998,null,0.38788230000000001]
[0.37551649999999998,null,0.38788230000000001]
[0.37541469999999999,null,0.38788230000000001]
[0.37541469999999999,null,0.38788230000000001]
[0.37541459999999999,null,0.38774130000000001]
[0.37541459999999999,null,0.38762960000000002]
[0.37541459999999999,null,0.38745469999999999]
[0.37507699999999999,null,0.38745469999999999]
[0.37507699999999999,null,0.38745469999999999]
[0.37491750000000001,null,0.38745469999999999]
[0.37479980000000002,null,0.38736090000000001]
[0.37479980000000002,null,0.38736080000000001]
[0.37479980000000002,null,0.38724920000000002]
[0.37479980000000002,null,0.38724920000000002]
[0.37479980000000002,null,0.38724920000000002]
[0.37479980000000002,null,0.38724920000000002]
[0.37479980000000002,null,0.38724920000000002]
[0.37479980000000002,null,0.38724920000000002]
[0.37479980000000002,null,0.38724920000000002]
[0.37479980000000002,null,0.38724920000000002]
[0.37479980000000002,null,0.38724920000000002]
[0.37469789999999997,null,0.38707419999999998]
[0.37469789999999997,null,0.38707419999999998]
[0.37469789999999997,null,0.38694719999999999]
[0.37436019999999998,null,0.38694719999999999]
[0.37436019999999998,null,0.3868356]
[0.37436019999999998,null,0.3868356]
[0.37436019999999998,null,0.3868355]
[0.37436019999999998,null,0.3868355]
[0.37436019999999998,null,0.3868355]
[0.37436019999999998,null,0.3868355]
[0.37436019999999998,null,0.3868355]
[0.37436019999999998,null,0.38666060000000002]
[0.37436019999999998,null,0.38666060000000002]
[0.3742007,null,0.38666060000000002]
[0.3742007,null,0.38654889999999997]
[0.3742007,null,0.38654889999999997]
[0.3742007,null,0.38654889999999997]
[0.37409890000000001,null,0.38654889999999997]
[0.37409890000000001,null,0.38654889999999997]
[0.37409890000000001,null,0.38654889999999997]
[0.37409890000000001,null,0.38640790000000003]
[0.37392959999999997,null,0.38623289999999999]
[0.37392959999999997,null,0.38623289999999999]
[0.37381180000000003,null,0.38623289999999999]
[0.37381180000000003,null,0.38623289999999999]
[0.37381180000000003,null,0.38623289999999999]
[0.37364350000000002,null,0.3861212]
[0.37364350000000002,null,0.38602740000000002]
[0.37364350000000002,null,0.38602740000000002]
[0.37364350000000002,null,0.38602740000000002]
[0.37364350000000002,null,0.38602740000000002]
[0.37364350000000002,null,0.38602740000000002]
[0.37364350000000002,null,0.38602740000000002]
[0.37348399999999998,null,0.38585239999999998]
[0.37321280000000001,null,0.38574079999999999]
[0.37321280000000001,null,0.38574079999999999]
[0.37321280000000001,null,0.38574079999999999]
[0.37321280000000001,null,0.38561380000000001]
[0.37321280000000001,null,0.38561380000000001]
[0.37321280000000001,null,0.38561380000000001]
[0.37321280000000001,null,0.38561380000000001]
[0.37321280000000001,null,0.38561380000000001]
[0.37321280000000001,null,0.38561380000000001]
[0.37321280000000001,null,0.38543880000000003]
[0.37321280000000001,null,0.38543880000000003]
[0.37321280000000001,null,0.38543880000000003]
[0.37321280000000001,null,0.38532709999999998]
[0.37321280000000001,null,0.38532709999999998]
[0.3730445,null,0.38532709999999998]
[0.3730445,null,0.38532709999999998]
[0.37288500000000002,null,0.38532709999999998]
[0.37271559999999998,null,0.38532709999999998]
[0.37271559999999998,null,0.38532709999999998]
[0.37271559999999998,null,0.38532709999999998]
[0.37259789999999998,null,0.38532709999999998]
[0.37259789999999998,null,0.38494669999999998]
[0.3724961,null,0.38494669999999998]
[0.3724961,null,0.38494669999999998]
[0.3724961,null,0.38494669999999998]
[0.3724961,null,0.38494669999999998]
[0.3724961,null,0.38483499999999998]
[0.3724961,null,0.38483499999999998]
[0.3724961,null,0.38483499999999998]
[0.3724961,null,0.38483499999999998]
[0.3724961,null,0.38483499999999998]
[0.3724961,null,0.38472329999999999]
[0.37239420000000001,null,0.38472329999999999]
[0.37239420000000001,null,0.38472329999999999]
[0.37222490000000003,null,0.38472329999999999]
[0.37222490000000003,null,0.38472329999999999]
[0.37222490000000003,null,0.38472329999999999]
[0.37222490000000003,null,0.3845963]
[0.37222490000000003,null,0.38428030000000002]
[0.37222490000000003,null,0.38428030000000002]
[0.37205650000000001,null,0.38416869999999997]
[0.37205650000000001,null,0.38416869999999997]
[0.37205650000000001,null,0.38416869999999997]
[0.37189709999999998,null,0.38416869999999997]
[0.37189709999999998,null,0.38416869999999997]
[0.37189709999999998,null,0.38416860000000003]
[0.37189709999999998,null,0.38416860000000003]
[0.37189709999999998,null,0.38416860000000003]
[0.37189709999999998,null,0.38416860000000003]
[0.37189709999999998,null,0.38416860000000003]
[0.37161,null,0.38407479999999999]
[0.37161,null,0.38389990000000002]
[0.37161,null,0.38389990000000002]
[0.37161,null,0.38389990000000002]
[0.37161,null,0.38389990000000002]
[0.37161,null,0.38378820000000002]
[0.37161,null,0.38378820000000002]
[0.37145050000000002,null,0.38378820000000002]
[0.37145050000000002,null,0.38378820000000002]
[0.37145050000000002,null,0.38378820000000002]
[0.37134869999999998,null,0.38378820000000002]
[0.37134869999999998,null,0.38361319999999999]
[0.37134869999999998,null,0.3835016]
[0.37134869999999998,null,0.3835016]
[0.37134869999999998,null,0.3835015]
[0.37134869999999998,null,0.3835015]
[0.37134869999999998,null,0.3835015]
[0.37134869999999998,null,0.3835015]
[0.37134869999999998,null,0.3835015]
[0.37134869999999998,null,0.3835015]
[0.37118030000000002,null,0.38332660000000002]
[0.37118030000000002,null,0.38321490000000002]
[0.37101099999999998,null,0.38321490000000002]
[0.37101099999999998,null,0.38321490000000002]
[0.37101099999999998,null,0.38321490000000002]
[0.37101099999999998,null,0.38321490000000002]
[0.37101099999999998,null,0.38321490000000002]
[0.37090909999999999,null,0.38321490000000002]
[0.37090909999999999,null,0.38303989999999999]
[0.37090909999999999,null,0.38278719999999999]
[0.37074970000000002,null,0.38278719999999999]
[0.37074970000000002,null,0.38269340000000002]
[0.37074970000000002,null,0.38256639999999997]
[0.37074970000000002,null,0.38256639999999997]
[0.37074960000000001,null,0.38256639999999997]
[0.3704636,null,0.38256639999999997]
[0.3704636,null,0.38256639999999997]
[0.3704636,null,0.38239139999999999]
[0.3704636,null,0.38239139999999999]
[0.3704636,null,0.38239139999999999]
[0.3704636,null,0.38239139999999999]
[0.3704636,null,0.38239139999999999]
[0.3704636,null,0.38239139999999999]
[0.37036170000000002,null,0.38239139999999999]
[0.37036170000000002,null,0.38239139999999999]
[0.37036170000000002,null,0.38239139999999999]
[0.37019239999999998,null,0.38239139999999999]
[0.37019239999999998,null,0.38221650000000001]
[0.3700329,null,0.38210480000000002]
[0.3700329,null,0.38210480000000002]
[0.3700329,null,0.38210480000000002]
[0.3700329,null,0.38210480000000002]
[0.3700329,null,0.38210480000000002]
[0.3700329,null,0.38210480000000002]
[0.36986459999999999,null,0.38199309999999997]
[0.36986459999999999,null,0.38199309999999997]
[0.36986459999999999,null,0.38199309999999997]
[0.36986459999999999,null,0.38199309999999997]
[0.36986459999999999,null,0.3818993]
[0.36986459999999999,null,0.3818993]
[0.36986459999999999,null,0.3818993]
[0.36986459999999999,null,0.38161270000000003]
[0.36986459999999999,null,0.38161270000000003]
[0.3697627,null,0.38161270000000003]
[0.3697627,null,0.38148569999999998]
[0.369645,null,0.38148569999999998]
[0.36948550000000002,null,0.38148569999999998]
[0.36931619999999998,null,0.38148569999999998]
[0.36931619999999998,null,0.38148569999999998]
[0.36931619999999998,null,0.38148569999999998]
[0.36931619999999998,null,0.38148569999999998]
[0.36931619999999998,null,0.38148569999999998]
[0.36931619999999998,null,0.38148569999999998]
[0.36931619999999998,null,0.38119900000000001]
[0.36931619999999998,null,0.38119900000000001]
[0.36931619999999998,null,0.38119900000000001]
[0.36931619999999998,null,0.38119900000000001]
[0.36931619999999998,null,0.38119900000000001]
[0.36914780000000003,null,0.38105800000000001]
[0.36904599999999999,null,0.38105800000000001]
[0.36904599999999999,null,0.38105800000000001]
[0.36904599999999999,null,0.38105800000000001]
[0.36904599999999999,null,0.38094630000000002]
[0.36904599999999999,null,0.38094630000000002]
[0.36904599999999999,null,0.38094630000000002]
[0.36888650000000001,null,0.38094630000000002]
[0.36871720000000002,null,0.38094630000000002]
[0.36871720000000002,null,0.38077129999999998]
[0.36871720000000002,null,0.38077129999999998]
[0.36871720000000002,null,0.38077129999999998]
[0.36871720000000002,null,0.38077129999999998]
[0.36871720000000002,null,0.38077129999999998]
[0.36871720000000002,null,0.38077129999999998]
[0.36871720000000002,null,0.3806775]
[0.36871720000000002,null,0.3806775]
[0.36871720000000002,null,0.3806775]
[0.36871720000000002,null,0.38056590000000001]
[0.36871710000000002,null,0.38056590000000001]
[0.36871710000000002,null,0.38056590000000001]
[0.36854779999999998,null,0.38056590000000001]
[0.36837950000000003,null,0.38056590000000001]
[0.36837950000000003,null,0.38045420000000002]
[0.36837950000000003,null,0.38045420000000002]
[0.36837950000000003,null,0.38027919999999998]
[0.36837950000000003,null,0.3801522]
[0.36837950000000003,null,0.3801522]
[0.36800040000000001,null,0.3801522]
[0.36800040000000001,null,0.3801522]
[0.36800040000000001,null,0.3801522]
[0.36800040000000001,null,0.3801522]
[0.36800040000000001,null,0.3801522]
[0.36800040000000001,null,0.37997720000000001]
[0.36800040000000001,null,0.37997720000000001]
[0.36800040000000001,null,0.37997720000000001]
[0.36800040000000001,null,0.37997720000000001]
[0.36783110000000002,null,0.37997720000000001]
[0.36783110000000002,null,0.37986560000000003]
[0.36783110000000002,null,0.37972450000000002]
[0.36783110000000002,null,0.37954959999999999]
[0.36783110000000002,null,0.37954959999999999]
[0.36783110000000002,null,0.37954959999999999]
[0.36783110000000002,null,0.37954959999999999]
[0.36766270000000001,null,0.37954959999999999]
[0.36766270000000001,null,0.37954959999999999]
[0.36766270000000001,null,0.37937460000000001]
[0.36766270000000001,null,0.37937460000000001]
[0.36766270000000001,null,0.37937460000000001]
[0.36766270000000001,null,0.37926290000000001]
[0.36750319999999997,null,0.37926290000000001]
[0.36750319999999997,null,0.37916909999999998]
[0.36750319999999997,null,0.37916909999999998]
[0.36750319999999997,null,0.37916909999999998]
[0.36750319999999997,null,0.37916909999999998]
[0.36750319999999997,null,0.37916909999999998]
[0.36738549999999998,null,0.37916909999999998]
[0.36721619999999999,null,0.37916909999999998]
[0.3671143,null,0.37916909999999998]
[0.3671143,null,0.37916909999999998]
[0.3671143,null,0.37916909999999998]
[0.3671143,null,0.37916909999999998]
[0.3671143,null,0.37905739999999999]
[0.3671143,null,0.37888250000000001]
[0.3671143,null,0.37888250000000001]
[0.36694599999999999,null,0.37888250000000001]
[0.36678650000000002,null,0.37888250000000001]
[0.36678650000000002,null,0.37888250000000001]
[0.36678650000000002,null,0.37888250000000001]
[0.36678650000000002,null,0.37888250000000001]
[0.36678650000000002,null,0.37888250000000001]
[0.36678650000000002,null,0.37888250000000001]
[0.36678650000000002,null,0.37877080000000002]
[0.36678650000000002,null,0.37877080000000002]
[0.36678650000000002,null,0.37877080000000002]
[0.36668469999999997,null,0.37862970000000001]
[0.36651529999999999,null,0.37862970000000001]
[0.36651529999999999,null,0.37845479999999998]
[0.36651529999999999,null,0.37845479999999998]
[0.36651529999999999,null,0.37845479999999998]
[0.36651529999999999,null,0.37845479999999998]
[0.36651529999999999,null,0.37834309999999999]
[0.36651529999999999,null,0.37834309999999999]
[0.36651529999999999,null,0.37834309999999999]
[0.36651529999999999,null,0.37834309999999999]
[0.36651529999999999,null,0.37824930000000001]
[0.36634699999999998,null,0.37824930000000001]
[0.36622919999999998,null,0.37824930000000001]
[0.3660698,null,0.37824930000000001]
[0.3660698,null,0.37824930000000001]
[0.3660698,null,0.37796269999999998]
[0.3660698,null,0.37796269999999998]
[0.3660698,null,0.37796259999999998]
[0.3660698,null,0.37796259999999998]
[0.3660698,null,0.37796259999999998]
[0.3660698,null,0.37796259999999998]
[0.36590040000000001,null,0.37796259999999998]
[0.36590040000000001,null,0.37796259999999998]
[0.36579859999999997,null,0.37796259999999998]
[0.36563909999999999,null,0.37796259999999998]
[0.36563909999999999,null,0.37796259999999998]
[0.36563909999999999,null,0.37796259999999998]
[0.36547069999999998,null,0.37796259999999998]
[0.36547069999999998,null,0.37796259999999998]
[0.36547069999999998,null,0.37796259999999998]
[0.36547069999999998,null,0.37796259999999998]
[0.36547069999999998,null,0.37767600000000001]
[0.36547069999999998,null,0.37767600000000001]
[0.36547069999999998,null,0.37767600000000001]
[0.36547069999999998,null,0.37767600000000001]
[0.3653014,null,0.37767600000000001]
[0.3653014,null,0.37767600000000001]
[0.3653014,null,0.37767600000000001]
[0.3653014,null,0.37767600000000001]
[0.3653014,null,0.37767600000000001]
[0.36514190000000002,null,0.37756430000000002]
[0.36504009999999998,null,0.37732949999999998]
[0.36504009999999998,null,0.37732949999999998]
[0.36475400000000002,null,0.3772025]
[0.36475400000000002,null,0.3772025]
[0.36475400000000002,null,0.37702750000000002]
[0.36475400000000002,null,0.37702750000000002]
[0.36475400000000002,null,0.37702750000000002]
[0.36475400000000002,null,0.37702750000000002]
[0.36475400000000002,null,0.37702750000000002]
[0.36475400000000002,null,0.37702750000000002]
[0.36475400000000002,null,0.37702750000000002]
[0.36475400000000002,null,0.37702750000000002]
[0.36475400000000002,null,0.37702750000000002]
[0.36475400000000002,null,0.37702750000000002]
[0.36475400000000002,null,0.37702750000000002]
[0.36475400000000002,null,0.37702750000000002]
[0.3644828,null,0.37702750000000002]
[0.3644828,null,0.37702750000000002]
[0.3644828,null,0.37702750000000002]
[0.3644828,null,0.37691580000000002]
[0.3644828,null,0.37691580000000002]
[0.36432330000000002,null,0.37674089999999999]
[0.36432330000000002,null,0.37674089999999999]
[0.36415500000000001,null,0.37674089999999999]
[0.36415500000000001,null,0.37674089999999999]
[0.36415500000000001,null,0.37674089999999999]
[0.36415500000000001,null,0.37674089999999999]
[0.36415500000000001,null,0.37674089999999999]
[0.36403730000000001,null,0.37674089999999999]
[0.36403730000000001,null,0.37674089999999999]
[0.36403730000000001,null,0.37674089999999999]
[0.36403730000000001,null,0.37674089999999999]
[0.36403730000000001,null,0.37674089999999999]
[0.36403730000000001,null,0.37653540000000002]
[0.36403730000000001,null,0.37653540000000002]
[0.36403730000000001,null,0.37653540000000002]
[0.36403730000000001,null,0.37653540000000002]
[0.36403730000000001,null,0.37653540000000002]
[0.36386790000000002,null,0.37636039999999998]
[0.36386790000000002,null,0.37636039999999998]
[0.36386790000000002,null,0.37636039999999998]
[0.36386790000000002,null,0.37636039999999998]
[0.36386790000000002,null,0.37636039999999998]
[0.36376609999999998,null,0.37636039999999998]
[0.3636066,null,0.3762334]
[0.36343829999999999,null,0.3762334]
[0.36343819999999999,null,0.37594680000000003]
[0.36343819999999999,null,0.37594680000000003]
[0.36343819999999999,null,0.37594680000000003]
[0.36343819999999999,null,0.37580570000000002]
[0.36343819999999999,null,0.37580570000000002]
[0.36343819999999999,null,0.37580570000000002]
[0.36343819999999999,null,0.37580570000000002]
[0.36343819999999999,null,0.37580570000000002]
[0.36326890000000001,null,0.37580570000000002]
[0.36326890000000001,null,0.37580570000000002]
[0.36326890000000001,null,0.37580570000000002]
[0.36326890000000001,null,0.37580570000000002]
[0.36315120000000001,null,0.37580570000000002]
[0.36315120000000001,null,0.37580570000000002]
[0.36315120000000001,null,0.37580570000000002]
[0.36299169999999997,null,0.37571189999999999]
[0.36299169999999997,null,0.37571189999999999]
[0.36282330000000002,null,0.37553690000000001]
[0.36282330000000002,null,0.37553690000000001]
[0.36282330000000002,null,0.37542530000000002]
[0.36282330000000002,null,0.37542530000000002]
[0.36282330000000002,null,0.37542530000000002]
[0.36272149999999997,null,0.37542530000000002]
[0.36272149999999997,null,0.37542530000000002]
[0.36255219999999999,null,0.37531360000000002]
[0.36255219999999999,null,0.37531360000000002]
[0.36255219999999999,null,0.37531360000000002]
[0.36255219999999999,null,0.37531360000000002]
[0.36255219999999999,null,0.37513859999999999]
[0.36255219999999999,null,0.37513859999999999]
[0.36238379999999998,null,0.37513859999999999]
[0.36238379999999998,null,0.37513859999999999]
[0.36238379999999998,null,0.375027]
[0.3622243,null,0.375027]
[0.3622243,null,0.3750269]
[0.3622243,null,0.37485200000000002]
[0.3622243,null,0.37472499999999997]
[0.3622243,null,0.37472499999999997]
[0.3622243,null,0.37472499999999997]
[0.3622243,null,0.37472499999999997]
[0.36212250000000001,null,0.37472499999999997]
[0.36195310000000003,null,0.37461329999999998]
[0.36195310000000003,null,0.37461329999999998]
[0.36195310000000003,null,0.3743785]
[0.36195310000000003,null,0.3743785]
[0.36195310000000003,null,0.37420350000000002]
[0.36183539999999997,null,0.37420350000000002]
[0.36183539999999997,null,0.37420350000000002]
[0.36183539999999997,null,0.37420350000000002]
[0.36183539999999997,null,0.37420350000000002]
[0.36183539999999997,null,0.37420350000000002]
[0.36183539999999997,null,0.37420350000000002]
[0.36150759999999998,null,0.37409179999999997]
[0.36150759999999998,null,0.37409179999999997]
[0.36150759999999998,null,0.37409179999999997]
[0.36150759999999998,null,0.37391679999999999]
[0.36150759999999998,null,0.37391679999999999]
[0.36150759999999998,null,0.37391679999999999]
[0.36150759999999998,null,0.37391679999999999]
[0.36150759999999998,null,0.3738052]
[0.3614057,null,0.3738052]
[0.36123640000000001,null,0.3738052]
[0.36123640000000001,null,0.3738052]
[0.36123640000000001,null,0.3738052]
[0.36123640000000001,null,0.3738052]
[0.36123640000000001,null,0.37369350000000001]
[0.36123640000000001,null,0.37369350000000001]
[0.3610681,null,0.37369350000000001]
[0.361068,null,0.37351849999999998]
[0.36090860000000002,null,0.37351849999999998]
[0.36090860000000002,null,0.37351849999999998]
[0.36090860000000002,null,0.3734247]
[0.36090860000000002,null,0.37329770000000001]
[0.36090860000000002,null,0.37318610000000002]
[0.36090860000000002,null,0.37318610000000002]
[0.36079080000000002,null,0.37318610000000002]
[0.36079080000000002,null,0.37318610000000002]
[0.36079080000000002,null,0.37318610000000002]
[0.36062149999999998,null,0.37318610000000002]
[0.36062149999999998,null,0.37287009999999998]
[0.36062149999999998,null,0.37286999999999998]
[0.36062149999999998,null,0.37286999999999998]
[0.36062149999999998,null,0.37275839999999999]
[0.3605197,null,0.37275839999999999]
[0.3605197,null,0.37275839999999999]
[0.3605197,null,0.37275839999999999]
[0.36019180000000001,null,0.37275839999999999]
[0.36019180000000001,null,0.37275839999999999]
[0.36019180000000001,null,0.3726467]
[0.36019180000000001,null,0.3726467]
[0.36019180000000001,null,0.3726467]
[0.36019180000000001,null,0.3726467]
[0.36019180000000001,null,0.3726467]
[0.36019180000000001,null,0.3726467]
[0.36019180000000001,null,0.3726467]
[0.36019180000000001,null,0.3726467]
[0.36002250000000002,null,0.37247170000000002]
[0.36002250000000002,null,0.37247170000000002]
[0.36002250000000002,null,0.37247170000000002]
[0.36002250000000002,null,0.37247170000000002]
[0.36002250000000002,null,0.37236010000000003]
[0.35986299999999999,null,0.37226619999999999]
[0.35986299999999999,null,0.37226619999999999]
[0.35969459999999998,null,0.37226619999999999]
[0.35969459999999998,null,0.37226619999999999]
[0.35969459999999998,null,0.37226619999999999]
[0.35969459999999998,null,0.37226619999999999]
[0.35969459999999998,null,0.37226619999999999]
[0.35969459999999998,null,0.37213930000000001]
[0.35947509999999999,null,0.37213930000000001]
[0.35947509999999999,null,0.3719982]
[0.35947509999999999,null,0.37182320000000002]
[0.35930570000000001,null,0.37171159999999998]
[0.35930570000000001,null,0.37171159999999998]
[0.35930570000000001,null,0.37171159999999998]
[0.35930570000000001,null,0.37171159999999998]
[0.35930570000000001,null,0.37171159999999998]
[0.35930570000000001,null,0.37171159999999998]
[0.35930570000000001,null,0.37171159999999998]
[0.35930570000000001,null,0.37171159999999998]
[0.35930570000000001,null,0.37171159999999998]
[0.35914620000000003,null,0.37171159999999998]
[0.35914620000000003,null,0.37159989999999998]
[0.35914620000000003,null,0.3714249]
[0.35914620000000003,null,0.3714249]
[0.35914620000000003,null,0.3714249]
[0.35914620000000003,null,0.37133110000000003]
[0.35886020000000002,null,0.37133110000000003]
[0.35886020000000002,null,0.37133110000000003]
[0.35886020000000002,null,0.37121949999999998]
[0.35886020000000002,null,0.37121939999999998]
[0.35886020000000002,null,0.37121939999999998]
[0.35886020000000002,null,0.3710445]
[0.35886020000000002,null,0.3710445]
[0.35869079999999998,null,0.3710445]
[0.35869079999999998,null,0.3710445]
[0.35869079999999998,null,0.3710445]
[0.35858899999999999,null,0.3710445]
[0.35858899999999999,null,0.3710445]
[0.35858899999999999,null,0.37093280000000001]
[0.35858899999999999,null,0.37093280000000001]
[0.35858899999999999,null,0.37093280000000001]
[0.35842069999999998,null,0.37093280000000001]
[0.35842059999999998,null,0.37093280000000001]
[0.35842059999999998,null,0.37080580000000002]
[0.35825129999999999,null,0.37080580000000002]
[0.35809180000000002,null,0.37080580000000002]
[0.35809180000000002,null,0.37080580000000002]
[0.35809180000000002,null,0.37063079999999998]
[0.35809180000000002,null,0.37063079999999998]
[0.35809180000000002,null,0.37051919999999999]
[0.35809180000000002,null,0.37051919999999999]
[0.35809180000000002,null,0.37051919999999999]
[0.35797410000000002,null,0.37034420000000001]
[0.35787229999999998,null,0.37020320000000001]
[0.35787229999999998,null,0.37020320000000001]
[0.35787229999999998,null,0.37020310000000001]
[0.35770289999999999,null,0.37020310000000001]
[0.35770289999999999,null,0.37020310000000001]
[0.35770289999999999,null,0.37020310000000001]
[0.35754340000000001,null,0.37020310000000001]
[0.35754340000000001,null,0.37010929999999997]
[0.3573751,null,0.3699344]
[0.3573751,null,0.3699344]
[0.3573751,null,0.3699344]
[0.3573751,null,0.3699344]
[0.3573751,null,0.3698227]
[0.3573751,null,0.3698227]
[0.3573751,null,0.3698227]
[0.3573751,null,0.3698227]
[0.3573751,null,0.3698227]
[0.3573751,null,0.3698227]
[0.35727320000000001,null,0.3698227]
[0.35711379999999998,null,0.3698227]
[0.35711369999999998,null,0.3698227]
[0.3569444,null,0.36964770000000002]
[0.3569444,null,0.36964770000000002]
[0.3569444,null,0.36964770000000002]
[0.3569444,null,0.36964770000000002]
[0.3569444,null,0.36964770000000002]
[0.3568267,null,0.36964770000000002]
[0.3568267,null,0.36953599999999998]
[0.3568267,null,0.36953599999999998]
[0.3568267,null,0.36953599999999998]
[0.3568267,null,0.36953599999999998]
[0.3568267,null,0.3694422]
[0.35665829999999998,null,0.3694422]
[0.35649890000000001,null,0.3694422]
[0.35649890000000001,null,0.3694422]
[0.3564988,null,0.36912620000000002]
[0.3564988,null,0.36899920000000003]
[0.35632950000000002,null,0.36899920000000003]
[0.35632950000000002,null,0.36899920000000003]
[0.35632950000000002,null,0.36899920000000003]
[0.35632950000000002,null,0.36899920000000003]
[0.35632950000000002,null,0.36888759999999998]
[0.35632950000000002,null,0.36888759999999998]
[0.35632950000000002,null,0.3687126]
[0.35632950000000002,null,0.3687126]
[0.35616120000000001,null,0.3687126]
[0.35616110000000001,null,0.3687126]
[0.35605930000000002,null,0.3687126]
[0.35605930000000002,null,0.3687126]
[0.35605930000000002,null,0.3687126]
[0.35589979999999999,null,0.3687126]
[0.35589979999999999,null,0.3687126]
[0.35578209999999999,null,0.3687126]
[0.35578209999999999,null,0.36860090000000001]
[0.35578209999999999,null,0.36842589999999997]
[0.35578209999999999,null,0.36842589999999997]
[0.35578209999999999,null,0.36842589999999997]
[0.35578209999999999,null,0.36842589999999997]
[0.35578209999999999,null,0.3683321]
[0.35578209999999999,null,0.3683321]
[0.35561280000000001,null,0.3683321]
[0.35561280000000001,null,0.3683321]
[0.35561280000000001,null,0.3683321]
[0.35561280000000001,null,0.3683321]
[0.35544439999999999,null,0.3683321]
[0.35544439999999999,null,0.3683321]
[0.35544439999999999,null,0.36804550000000003]
[0.35544439999999999,null,0.36804550000000003]
[0.35544439999999999,null,0.36804550000000003]
[0.35534260000000001,null,0.36804550000000003]
[0.35518309999999997,null,0.36804550000000003]
[0.35518309999999997,null,0.36804550000000003]
[0.35518309999999997,null,0.36793379999999998]
[0.35501379999999999,null,0.36780679999999999]
[0.35501379999999999,null,0.36780679999999999]
[0.35501369999999999,null,0.36780679999999999]
[0.35501369999999999,null,0.36780679999999999]
[0.35501369999999999,null,0.36766579999999999]
[0.35501369999999999,null,0.36766579999999999]
[0.35501369999999999,null,0.36766579999999999]
[0.35501369999999999,null,0.36766579999999999]
[0.35501369999999999,null,0.36766579999999999]
[0.35484539999999998,null,0.36755409999999999]
[0.35472769999999998,null,0.36755409999999999]
[0.35472769999999998,null,0.36755409999999999]
[0.35472769999999998,null,0.36737910000000001]
[0.3545682,null,0.36737910000000001]
[0.3545682,null,0.36728529999999998]
[0.35439880000000001,null,0.36728529999999998]
[0.35429699999999997,null,0.36717369999999999]
[0.35429699999999997,null,0.36717369999999999]
[0.35429699999999997,null,0.36717369999999999]
[0.35429699999999997,null,0.36717369999999999]
[0.35429699999999997,null,0.36717359999999999]
[0.35429699999999997,null,0.36717359999999999]
[0.35429699999999997,null,0.36688700000000002]
[0.35412870000000002,null,0.36688700000000002]
[0.35412870000000002,null,0.36688700000000002]
[0.35412870000000002,null,0.36688700000000002]
[0.35412870000000002,null,0.36688700000000002]
[0.35412860000000002,null,0.36688700000000002]
[0.35412860000000002,null,0.36688700000000002]
[0.35396919999999998,null,0.36688700000000002]
[0.35396919999999998,null,0.36671199999999998]
[0.35396919999999998,null,0.36671199999999998]
[0.35396919999999998,null,0.36671199999999998]
[0.35396919999999998,null,0.36671199999999998]
[0.35385139999999998,null,0.36658499999999999]
[0.3537496,null,0.36658499999999999]
[0.3537496,null,0.36658499999999999]
[0.35358030000000001,null,0.36658499999999999]
[0.35358030000000001,null,0.36658499999999999]
[0.3534119,null,0.3664734]
[0.3534119,null,0.36629840000000002]
[0.3534119,null,0.36629840000000002]
[0.3534119,null,0.36615740000000002]
[0.3534119,null,0.36606349999999999]
[0.3534119,null,0.36606349999999999]
[0.3534119,null,0.36606349999999999]
[0.3534119,null,0.36606349999999999]
[0.3534119,null,0.36606349999999999]
[0.3534119,null,0.36606349999999999]
[0.35333219999999999,null,0.36606349999999999]
[0.35325240000000002,null,0.36606349999999999]
[0.35325240000000002,null,0.36588860000000001]
[0.35325240000000002,null,0.36588860000000001]
[0.35325240000000002,null,0.36588860000000001]
[0.35325240000000002,null,0.36577690000000002]
[0.35325240000000002,null,0.36577690000000002]
[0.35325240000000002,null,0.36577690000000002]
[0.35315059999999998,null,0.36577690000000002]
[0.35315059999999998,null,0.36577690000000002]
[0.35282180000000002,null,0.36577690000000002]
[0.35265340000000001,null,0.36577690000000002]
[0.35265340000000001,null,0.36577690000000002]
[0.35265340000000001,null,0.36577690000000002]
[0.35265340000000001,null,0.36577690000000002]
[0.35253570000000001,null,0.36564990000000003]
[0.35253570000000001,null,0.3653633]
[0.35253570000000001,null,0.3653633]
[0.35253570000000001,null,0.3653633]
[0.35253570000000001,null,0.36526950000000002]
[0.35253570000000001,null,0.36526950000000002]
[0.35253570000000001,null,0.36526950000000002]
[0.35237619999999997,null,0.36526950000000002]
[0.35237619999999997,null,0.36526950000000002]
[0.35237619999999997,null,0.36526950000000002]
[0.35237619999999997,null,0.36526950000000002]
[0.35237619999999997,null,0.36526950000000002]
[0.35220780000000002,null,0.36509449999999999]
[0.35220780000000002,null,0.36509449999999999]
[0.35203849999999998,null,0.36509449999999999]
[0.35203849999999998,null,0.3649828]
[0.35193669999999999,null,0.3649828]
[0.35193669999999999,null,0.3649828]
[0.35193669999999999,null,0.3649828]
[0.35193669999999999,null,0.3649828]
[0.35193669999999999,null,0.3649828]
[0.35193669999999999,null,0.3649828]
[0.35177720000000001,null,0.3649828]
[0.35177720000000001,null,0.36484179999999999]
[0.35177720000000001,null,0.36466680000000001]
[0.35177720000000001,null,0.36466680000000001]
[0.3516088,null,0.36466680000000001]
[0.3516088,null,0.36466680000000001]
[0.3516088,null,0.36466680000000001]
[0.3516088,null,0.36455510000000002]
[0.3516088,null,0.36446129999999999]
[0.3516088,null,0.36446129999999999]
[0.35143950000000002,null,0.36446129999999999]
[0.35143950000000002,null,0.3643343]
[0.35132180000000002,null,0.3643343]
[0.35132180000000002,null,0.3643343]
[0.35116229999999998,null,0.36422270000000001]
[0.35116229999999998,null,0.36422270000000001]
[0.35116229999999998,null,0.36422270000000001]
[0.35106039999999999,null,0.36422270000000001]
[0.35106039999999999,null,0.36404769999999997]
[0.35106039999999999,null,0.36404769999999997]
[0.35106039999999999,null,0.36404769999999997]
[0.35089209999999998,null,0.36404769999999997]
[0.35089209999999998,null,0.36404769999999997]
[0.35089209999999998,null,0.36404769999999997]
[0.35089209999999998,null,0.36404769999999997]
[0.3507227,null,0.36404769999999997]
[0.3507227,null,0.36404769999999997]
[0.3507227,null,0.36404769999999997]
[0.3507227,null,0.363761]
[0.3507227,null,0.363761]
[0.3507227,null,0.363761]
[0.3507227,null,0.363761]
[0.3507227,null,0.363761]
[0.3507227,null,0.363761]
[0.35056330000000002,null,0.36362]
[0.35056330000000002,null,0.36352620000000002]
[0.35056330000000002,null,0.36352620000000002]
[0.35027619999999998,null,0.36352620000000002]
[0.35010790000000003,null,0.36352620000000002]
[0.35010780000000002,null,0.36352620000000002]
[0.35010780000000002,null,0.36352620000000002]
[0.35010780000000002,null,0.36352620000000002]
[0.35000599999999998,null,0.36352620000000002]
[0.35000599999999998,null,0.36352620000000002]
[0.35000599999999998,null,0.36341449999999997]
[0.35000599999999998,null,0.36311260000000001]
[0.35000599999999998,null,0.36311260000000001]
[0.35000599999999998,null,0.3631125]
[0.35000599999999998,null,0.3631125]
[0.34967720000000002,null,0.3631125]
[0.34950880000000001,null,0.3631125]
[0.34950880000000001,null,0.3631125]
[0.34950880000000001,null,0.3631125]
[0.34950880000000001,null,0.3631125]
[0.34950880000000001,null,0.3631125]
[0.34950880000000001,null,0.3631125]
[0.34950880000000001,null,0.36300090000000002]
[0.34950880000000001,null,0.36300090000000002]
[0.34950880000000001,null,0.36300090000000002]
[0.34950880000000001,null,0.36300090000000002]
[0.34950880000000001,null,0.36300090000000002]
[0.34934929999999997,null,0.36282589999999998]
[0.34934929999999997,null,0.3627321]
[0.34923159999999998,null,0.3627321]
[0.34923159999999998,null,0.3627321]
[0.34923159999999998,null,0.3627321]
[0.34906229999999999,null,0.36262040000000001]
[0.34906229999999999,null,0.36262040000000001]
[0.3489604,null,0.36262040000000001]
[0.3489604,null,0.36262040000000001]
[0.3489604,null,0.36262040000000001]
[0.34887629999999997,null,0.36262040000000001]
[0.34879209999999999,null,0.36262040000000001]
[0.34863260000000001,null,0.36262040000000001]
[0.34863260000000001,null,0.36244539999999997]
[0.34846329999999998,null,0.36230440000000003]
[0.34846329999999998,null,0.36217739999999998]
[0.34846329999999998,null,0.36217739999999998]
[0.34846319999999997,null,0.36217739999999998]
[0.34846319999999997,null,0.36217739999999998]
[0.34846319999999997,null,0.36206569999999999]
[0.34846319999999997,null,0.36189080000000001]
[0.34846319999999997,null,0.36189080000000001]
[0.34846319999999997,null,0.36189080000000001]
[0.34836139999999999,null,0.36189080000000001]
[0.34836139999999999,null,0.36189080000000001]
[0.34836139999999999,null,0.36189080000000001]
[0.34836139999999999,null,0.36189080000000001]
[0.34836139999999999,null,0.36189080000000001]
[0.34820190000000001,null,0.36189080000000001]
[0.34820190000000001,null,0.36189080000000001]
[0.3480336,null,0.36160409999999998]
[0.3480336,null,0.36160409999999998]
[0.3480336,null,0.36160409999999998]
[0.34786420000000001,null,0.36160409999999998]
[0.34786420000000001,null,0.36160409999999998]
[0.34786420000000001,null,0.36160409999999998]
[0.34774650000000001,null,0.36151030000000001]
[0.34774650000000001,null,0.36151030000000001]
[0.34764469999999997,null,0.36139860000000001]
[0.34764469999999997,null,0.36139860000000001]
[0.34764469999999997,null,0.36139860000000001]
[0.34747630000000002,null,0.36122369999999998]
[0.34747630000000002,null,0.36122369999999998]
[0.34747630000000002,null,0.36122369999999998]
[0.34747630000000002,null,0.36122369999999998]
[0.34747630000000002,null,0.36122369999999998]
[0.34731679999999998,null,0.36111199999999999]
[0.34731679999999998,null,0.36111199999999999]
[0.34731679999999998,null,0.36111199999999999]
[0.34731679999999998,null,0.36104849999999999]
[0.3471475,null,0.360985]
[0.3471475,null,0.360844]
[0.3471475,null,0.36066900000000002]
[0.3471475,null,0.36066900000000002]
[0.3471475,null,0.36066900000000002]
[0.3471475,null,0.36066900000000002]
[0.34698800000000002,null,0.36066900000000002]
[0.34698800000000002,null,0.36066900000000002]
[0.34698800000000002,null,0.3604002]
[0.34698800000000002,null,0.3604002]
[0.34698800000000002,null,0.3604002]
[0.34698800000000002,null,0.3604002]
[0.34698800000000002,null,0.3604002]
[0.34698800000000002,null,0.3604002]
[0.34671780000000002,null,0.36028850000000001]
[0.34660010000000002,null,0.36011359999999998]
[0.34660010000000002,null,0.36011359999999998]
[0.34660010000000002,null,0.36011359999999998]
[0.34644059999999999,null,0.36011349999999998]
[0.34644059999999999,null,0.36011349999999998]
[0.3462713,null,0.36011349999999998]
[0.3462713,null,0.36011349999999998]
[0.3462713,null,0.36011349999999998]
[0.3462713,null,0.36011349999999998]
[0.3462713,null,0.3600197]
[0.3462713,null,0.35973309999999997]
[0.3462713,null,0.35973309999999997]
[0.3462713,null,0.35973309999999997]
[0.3462713,null,0.35973309999999997]
[0.34610289999999999,null,0.35973309999999997]
[0.34610289999999999,null,0.35960609999999998]
[0.34610289999999999,null,0.35960609999999998]
[0.34610289999999999,null,0.35960609999999998]
[0.34610289999999999,null,0.35960609999999998]
[0.34610289999999999,null,0.35960609999999998]
[0.34610289999999999,null,0.3594311]
[0.34610289999999999,null,0.3594311]
[0.34610289999999999,null,0.35931950000000001]
[0.34593360000000001,null,0.35931950000000001]
[0.34593360000000001,null,0.35931950000000001]
[0.34593360000000001,null,0.35931950000000001]
[0.34548800000000002,null,0.35931950000000001]
[0.34548800000000002,null,0.35931950000000001]
[0.34548800000000002,null,0.35931950000000001]
[0.34548800000000002,null,0.35931950000000001]
[0.34538619999999998,null,0.35917840000000001]
[0.34538619999999998,null,0.35917840000000001]
[0.34538619999999998,null,0.35900339999999997]
[0.34538619999999998,null,0.35900339999999997]
[0.34538619999999998,null,0.35900339999999997]
[0.34538619999999998,null,0.35900339999999997]
[0.34505829999999998,null,0.35900339999999997]
[0.34505829999999998,null,0.35900339999999997]
[0.344889,null,0.35889179999999998]
[0.344889,null,0.35889179999999998]
[0.344889,null,0.35889179999999998]
[0.344889,null,0.35889179999999998]
[0.344889,null,0.35889179999999998]
[0.344889,null,0.35889179999999998]
[0.344889,null,0.35879800000000001]
[0.344889,null,0.35862300000000003]
[0.344889,null,0.35849599999999998]
[0.344889,null,0.35849599999999998]
[0.3447713,null,0.35849599999999998]
[0.34461180000000002,null,0.35849599999999998]
[0.34461180000000002,null,0.35849599999999998]
[0.34461180000000002,null,0.35849599999999998]
[0.34444340000000001,null,0.35849599999999998]
[0.34444340000000001,null,0.35849599999999998]
[0.34444340000000001,null,0.35838429999999999]
[0.34444340000000001,null,0.35838429999999999]
[0.34444340000000001,null,0.35838429999999999]
[0.34444340000000001,null,0.35820940000000001]
[0.34427410000000003,null,0.35820940000000001]
[0.34427410000000003,null,0.35820940000000001]
[0.34427410000000003,null,0.35820940000000001]
[0.34427410000000003,null,0.35820940000000001]
[0.34417219999999998,null,0.35820940000000001]
[0.34417219999999998,null,0.35820930000000001]
[0.34417219999999998,null,0.35809770000000002]
[0.34401280000000001,null,0.35809770000000002]
[0.34401280000000001,null,0.35809770000000002]
[0.34401280000000001,null,0.35809770000000002]
[0.34401280000000001,null,0.35809770000000002]
[0.34384439999999999,null,0.35809770000000002]
[0.34384439999999999,null,0.35809770000000002]
[0.34384439999999999,null,0.35786279999999998]
[0.34384439999999999,null,0.3576879]
[0.3437267,null,0.3576879]
[0.3437267,null,0.3576879]
[0.34355730000000001,null,0.35757620000000001]
[0.34355730000000001,null,0.35757620000000001]
[0.34355730000000001,null,0.35757620000000001]
[0.34345550000000002,null,0.35757620000000001]
[0.34345550000000002,null,0.35757620000000001]
[0.34345550000000002,null,0.35744920000000002]
[0.34345550000000002,null,0.35727419999999999]
[0.34345550000000002,null,0.35727419999999999]
[0.34345550000000002,null,0.3571626]
[0.34312769999999998,null,0.3571626]
[0.34312769999999998,null,0.3571626]
[0.34312769999999998,null,0.3571626]
[0.34312769999999998,null,0.3571626]
[0.34312769999999998,null,0.3571626]
[0.34312769999999998,null,0.3571626]
[0.34312769999999998,null,0.3571626]
[0.34312769999999998,null,0.35716249999999999]
[0.34312769999999998,null,0.35716249999999999]
[0.34312769999999998,null,0.35687590000000002]
[0.34312769999999998,null,0.35687590000000002]
[0.34295829999999999,null,0.35687590000000002]
[0.34295829999999999,null,0.35687590000000002]
[0.3428406,null,0.35687590000000002]
[0.34267229999999999,null,0.35670089999999999]
[0.34267229999999999,null,0.35670089999999999]
[0.34251280000000001,null,0.35670089999999999]
[0.34251280000000001,null,0.35660710000000001]
[0.34251280000000001,null,0.35660710000000001]
[0.34251280000000001,null,0.35660710000000001]
[0.34251280000000001,null,0.35660710000000001]
[0.34224159999999998,null,0.35660710000000001]
[0.34224159999999998,null,0.35643209999999997]
[0.34224159999999998,null,0.35643209999999997]
[0.34224159999999998,null,0.35632049999999998]
[0.34224159999999998,null,0.35617939999999998]
[0.34224159999999998,null,0.35617939999999998]
[0.34224159999999998,null,0.35617939999999998]
[0.34224159999999998,null,0.35617939999999998]
[0.34224159999999998,null,0.35617939999999998]
[0.34224159999999998,null,0.35617939999999998]
[0.3420821,null,0.35617939999999998]
[0.3420821,null,0.35617939999999998]
[0.34191270000000001,null,0.35617939999999998]
[0.3417444,null,0.3560044]
[0.3417444,null,0.3560044]
[0.3417444,null,0.3560044]
[0.3417444,null,0.3560044]
[0.3417444,null,0.35589280000000001]
[0.34164260000000002,null,0.35589280000000001]
[0.34164260000000002,null,0.35576580000000002]
[0.34152490000000002,null,0.35576580000000002]
[0.34152480000000002,null,0.35576580000000002]
[0.34136539999999999,null,0.35576580000000002]
[0.34136539999999999,null,0.35549700000000001]
[0.341196,null,0.35549700000000001]
[0.341196,null,0.35549700000000001]
[0.341196,null,0.35549700000000001]
[0.341196,null,0.35532200000000003]
[0.341196,null,0.35532200000000003]
[0.341196,null,0.35532200000000003]
[0.34102769999999999,null,0.35532200000000003]
[0.34102769999999999,null,0.35521039999999998]
[0.34102769999999999,null,0.35521039999999998]
[0.34086820000000001,null,0.35521039999999998]
[0.34086820000000001,null,0.35521039999999998]
[0.34069880000000002,null,0.35521039999999998]
[0.34069880000000002,null,0.35521039999999998]
[0.34059699999999998,null,0.3550354]
[0.34059699999999998,null,0.3550354]
[0.34059699999999998,null,0.3550354]
[0.34059699999999998,null,0.3550354]
[0.34059699999999998,null,0.3550354]
[0.34042860000000003,null,0.3550354]
[0.34042860000000003,null,0.3550354]
[0.34026919999999999,null,0.3550354]
[0.34026919999999999,null,0.3548943]
[0.34026919999999999,null,0.35471940000000002]
[0.34026919999999999,null,0.35471940000000002]
[0.34026909999999999,null,0.35460770000000003]
[0.34015139999999999,null,0.35451389999999999]
[0.34015139999999999,null,0.35451389999999999]
[0.34015139999999999,null,0.35451389999999999]
[0.34015139999999999,null,0.35451389999999999]
[0.34015139999999999,null,0.35451389999999999]
[0.34004960000000001,null,0.35451389999999999]
[0.34004960000000001,null,0.35451389999999999]
[0.33972079999999999,null,0.35451389999999999]
[0.33972079999999999,null,0.35427520000000001]
[0.33972079999999999,null,0.35427520000000001]
[0.33955239999999998,null,0.35410029999999998]
[0.33955239999999998,null,0.35410029999999998]
[0.33955239999999998,null,0.35410029999999998]
[0.33955239999999998,null,0.35410029999999998]
[0.33955239999999998,null,0.35410029999999998]
[0.33955239999999998,null,0.35410029999999998]
[0.33955239999999998,null,0.35410029999999998]
[0.33955239999999998,null,0.35410029999999998]
[0.33955239999999998,null,0.35410019999999998]
[0.33938309999999999,null,0.35410019999999998]
[0.33938309999999999,null,0.35410019999999998]
[0.33926539999999999,null,0.3540064]
[0.33916350000000001,null,0.3540064]
[0.33916350000000001,null,0.35371979999999997]
[0.33916350000000001,null,0.35371979999999997]
[0.33916350000000001,null,0.35371979999999997]
[0.33916350000000001,null,0.35371979999999997]
[0.33916350000000001,null,0.35371979999999997]
[0.33900400000000003,null,0.35354479999999999]
[0.33900400000000003,null,0.35354479999999999]
[0.33883570000000002,null,0.35354479999999999]
[0.33866629999999998,null,0.35354479999999999]
[0.33856449999999999,null,0.35354479999999999]
[0.33856449999999999,null,0.35354479999999999]
[0.33856449999999999,null,0.35354479999999999]
[0.33856449999999999,null,0.35354479999999999]
[0.33856449999999999,null,0.35354479999999999]
[0.33856449999999999,null,0.35354479999999999]
[0.33856449999999999,null,0.35336980000000001]
[0.33856449999999999,null,0.35324290000000003]
[0.33856449999999999,null,0.35313119999999998]
[0.33856449999999999,null,0.35299009999999997]
[0.33856449999999999,null,0.35299009999999997]
[0.33839609999999998,null,0.35299009999999997]
[0.33822679999999999,null,0.35299009999999997]
[0.33812500000000001,null,0.35299009999999997]
[0.33800720000000001,null,0.35299009999999997]
[0.33800720000000001,null,0.35278470000000001]
[0.33784779999999998,null,0.35278470000000001]
[0.33784779999999998,null,0.35278470000000001]
[0.33784779999999998,null,0.35260970000000003]
[0.33784779999999998,null,0.35260970000000003]
[0.33784779999999998,null,0.35260970000000003]
[0.33784779999999998,null,0.35260970000000003]
[0.33784779999999998,null,0.35260970000000003]
[0.33767940000000002,null,0.35260970000000003]
[0.33767940000000002,null,0.35243469999999999]
[0.33767940000000002,null,0.35243469999999999]
[0.33740819999999999,null,0.35243469999999999]
[0.33740819999999999,null,0.35243469999999999]
[0.33740819999999999,null,0.352323]
[0.33724870000000001,null,0.352323]
[0.33724870000000001,null,0.352323]
[0.33724870000000001,null,0.352323]
[0.33724870000000001,null,0.352323]
[0.33724870000000001,null,0.352323]
[0.33724870000000001,null,0.35222920000000002]
[0.33724870000000001,null,0.35222920000000002]
[0.33724870000000001,null,0.35205429999999999]
[0.33724870000000001,null,0.35205429999999999]
[0.33707939999999997,null,0.35205429999999999]
[0.33691100000000002,null,0.35205419999999998]
[0.33691100000000002,null,0.35205419999999998]
[0.33691100000000002,null,0.35205419999999998]
[0.33691100000000002,null,0.3519273]
[0.33680919999999998,null,0.3519273]
[0.33680919999999998,null,0.35181560000000001]
[0.33680919999999998,null,0.35181560000000001]
[0.336532,null,0.35164060000000003]
[0.336532,null,0.35164060000000003]
[0.336532,null,0.35149960000000002]
[0.336532,null,0.35149960000000002]
[0.336532,null,0.35138789999999998]
[0.336532,null,0.35138789999999998]
[0.336532,null,0.35138789999999998]
[0.33636270000000001,null,0.35138789999999998]
[0.33636270000000001,null,0.35138789999999998]
[0.33636270000000001,null,0.35138789999999998]
[0.33636270000000001,null,0.35138789999999998]
[0.33636260000000001,null,0.35138789999999998]
[0.33636260000000001,null,0.35138789999999998]
[0.33636260000000001,null,0.35138789999999998]
[0.33609250000000002,null,0.35121289999999999]
[0.33593299999999998,null,0.35121289999999999]
[0.33593299999999998,null,0.35121289999999999]
[0.33593299999999998,null,0.35121289999999999]
[0.33593299999999998,null,0.35121289999999999]
[0.33593299999999998,null,0.35100749999999997]
[0.33593299999999998,null,0.35100749999999997]
[0.3357636,null,0.35100740000000002]
[0.3357636,null,0.35100740000000002]
[0.3357636,null,0.35100740000000002]
[0.3357636,null,0.35100740000000002]
[0.3357636,null,0.35100740000000002]
[0.3357636,null,0.35100740000000002]
[0.3357636,null,0.35100740000000002]
[0.3357636,null,0.35083249999999999]
[0.3357636,null,0.3507055]
[0.33548640000000002,null,0.3507055]
[0.33548640000000002,null,0.3507055]
[0.33548640000000002,null,0.3507055]
[0.33538459999999998,null,0.3507055]
[0.33538459999999998,null,0.35059380000000001]
[0.33538459999999998,null,0.35059380000000001]
[0.33521620000000002,null,0.35059380000000001]
[0.33504689999999998,null,0.35045280000000001]
[0.33504689999999998,null,0.35045280000000001]
[0.33504689999999998,null,0.35045280000000001]
[0.33504689999999998,null,0.35027779999999997]
[0.33504689999999998,null,0.35027779999999997]
[0.33504689999999998,null,0.35027779999999997]
[0.33504689999999998,null,0.350184]
[0.3348874,null,0.350184]
[0.3348874,null,0.350184]
[0.3348874,null,0.350184]
[0.33471810000000002,null,0.350184]
[0.33471810000000002,null,0.350184]
[0.33461619999999997,null,0.3500723]
[0.3344567,null,0.34989730000000002]
[0.3344567,null,0.34989730000000002]
[0.3344567,null,0.34989730000000002]
[0.33428839999999999,null,0.34989730000000002]
[0.33428839999999999,null,0.34989730000000002]
[0.33428839999999999,null,0.34989730000000002]
[0.33428839999999999,null,0.34989730000000002]
[0.33428839999999999,null,0.34989730000000002]
[0.334119,null,0.34978569999999998]
[0.33401720000000001,null,0.34978569999999998]
[0.33389950000000002,null,0.34978569999999998]
[0.33389950000000002,null,0.34978569999999998]
[0.33389950000000002,null,0.34965869999999999]
[0.33389950000000002,null,0.34948370000000001]
[0.33373999999999998,null,0.34934270000000001]
[0.33373999999999998,null,0.34924889999999997]
[0.33373999999999998,null,0.34924889999999997]
[0.3336382,null,0.34924889999999997]
[0.3336382,null,0.34924889999999997]
[0.3336382,null,0.34913719999999998]
[0.3336382,null,0.34913719999999998]
[0.33346979999999998,null,0.34913719999999998]
[0.33346979999999998,null,0.34913719999999998]
[0.33346979999999998,null,0.3489622]
[0.33346979999999998,null,0.3489622]
[0.3333005,null,0.3489622]
[0.3333005,null,0.3489622]
[0.33314100000000002,null,0.3489622]
[0.33314100000000002,null,0.34885050000000001]
[0.33314100000000002,null,0.34885050000000001]
[0.33314100000000002,null,0.34885050000000001]
[0.33314100000000002,null,0.34885050000000001]
[0.33286979999999999,null,0.34867559999999997]
[0.33286979999999999,null,0.34867559999999997]
[0.33271030000000001,null,0.34867559999999997]
[0.33271030000000001,null,0.3485818]
[0.332542,null,0.3485818]
[0.332542,null,0.3485818]
[0.3324242,null,0.3485818]
[0.3324242,null,0.3485818]
[0.3324242,null,0.34858169999999999]
[0.3324242,null,0.34858169999999999]
[0.3324242,null,0.3484701]
[0.3324242,null,0.34834310000000002]
[0.33216289999999998,null,0.34834310000000002]
[0.33216289999999998,null,0.34834310000000002]
[0.33216289999999998,null,0.34834310000000002]
[0.33216289999999998,null,0.34834310000000002]
[0.33199459999999997,null,0.34820210000000001]
[0.33182519999999999,null,0.34820210000000001]
[0.33182519999999999,null,0.34802709999999998]
[0.33182519999999999,null,0.34802709999999998]
[0.33182519999999999,null,0.34791539999999999]
[0.33182519999999999,null,0.34791539999999999]
[0.33182519999999999,null,0.34791539999999999]
[0.33182519999999999,null,0.34791539999999999]
[0.3316559,null,0.34791539999999999]
[0.33149640000000002,null,0.34774040000000001]
[0.33149640000000002,null,0.34774040000000001]
[0.33149640000000002,null,0.34774040000000001]
[0.33137870000000003,null,0.34774040000000001]
[0.33127679999999998,null,0.34774040000000001]
[0.33127679999999998,null,0.34774040000000001]
[0.33110849999999997,null,0.34756550000000003]
[0.33110849999999997,null,0.34756540000000002]
[0.33110849999999997,null,0.34756540000000002]
[0.33110849999999997,null,0.34756540000000002]
[0.33110849999999997,null,0.34747159999999999]
[0.33110849999999997,null,0.34747159999999999]
[0.33110849999999997,null,0.34747159999999999]
[0.33100659999999998,null,0.34747159999999999]
[0.33100659999999998,null,0.34736]
[0.3308373,null,0.34736]
[0.33067780000000002,null,0.34736]
[0.33067780000000002,null,0.34736]
[0.33067780000000002,null,0.34736]
[0.33067780000000002,null,0.34736]
[0.33067780000000002,null,0.34705799999999998]
[0.33067780000000002,null,0.34705799999999998]
[0.33067780000000002,null,0.34705799999999998]
[0.33067780000000002,null,0.34705799999999998]
[0.33067780000000002,null,0.34705799999999998]
[0.33067780000000002,null,0.34705799999999998]
[0.33067780000000002,null,0.34705799999999998]
[0.33067780000000002,null,0.34705799999999998]
[0.33067780000000002,null,0.34694629999999999]
[0.33057599999999998,null,0.34677140000000001]
[0.33057599999999998,null,0.34677140000000001]
[0.33057599999999998,null,0.3466303]
[0.33024809999999999,null,0.3466303]
[0.33007880000000001,null,0.3466303]
[0.33007880000000001,null,0.3466303]
[0.33007880000000001,null,0.3466303]
[0.33007880000000001,null,0.3466303]
[0.33007880000000001,null,0.3466303]
[0.33007880000000001,null,0.3466303]
[0.32996110000000001,null,0.3466303]
[0.32996110000000001,null,0.34645530000000002]
[0.32985920000000002,null,0.34645530000000002]
[0.32985920000000002,null,0.34645530000000002]
[0.32969979999999999,null,0.34634369999999998]
[0.3295304,null,0.34634369999999998]
[0.3295304,null,0.34634369999999998]
[0.3295304,null,0.34634369999999998]
[0.3295304,null,0.34634369999999998]
[0.3295304,null,0.34634369999999998]
[0.3295304,null,0.34634369999999998]
[0.3295304,null,0.3462499]
[0.32942860000000002,null,0.3462499]
[0.3292602,null,0.3462499]
[0.3292602,null,0.3462499]
[0.32909090000000002,null,0.3462499]
[0.32909090000000002,null,0.3462499]
[0.32909090000000002,null,0.34607490000000002]
[0.32893139999999998,null,0.34607490000000002]
[0.32893139999999998,null,0.34596320000000003]
[0.32893139999999998,null,0.34583619999999998]
[0.32893139999999998,null,0.34583619999999998]
[0.32893139999999998,null,0.34583619999999998]
[0.32893139999999998,null,0.34583619999999998]
[0.32876300000000003,null,0.34583619999999998]
[0.32876300000000003,null,0.34583619999999998]
[0.32866119999999999,null,0.34583619999999998]
[0.32866119999999999,null,0.34583619999999998]
[0.32866119999999999,null,0.3456613]
[0.3284919,null,0.3456613]
[0.3284918,null,0.3456613]
[0.32833240000000002,null,0.3456613]
[0.32833240000000002,null,0.3456612]
[0.32833240000000002,null,0.34554960000000001]
[0.32833240000000002,null,0.34554960000000001]
[0.32816400000000001,null,0.34554960000000001]
[0.32799469999999997,null,0.34554960000000001]
[0.32799469999999997,null,0.34554960000000001]
[0.32789279999999998,null,0.34540850000000001]
[0.32777509999999999,null,0.34540850000000001]
[0.32777509999999999,null,0.3451398]
[0.32777509999999999,null,0.3451398]
[0.32777509999999999,null,0.3451398]
[0.32777509999999999,null,0.3451398]
[0.32777509999999999,null,0.3451398]
[0.32777509999999999,null,0.3451398]
[0.32777509999999999,null,0.3451398]
[0.32777509999999999,null,0.3451398]
[0.3276058,null,0.3451398]
[0.3276058,null,0.3451398]
[0.32717610000000003,null,0.3451398]
[0.32717610000000003,null,0.3450281]
[0.32717610000000003,null,0.3450281]
[0.32717610000000003,null,0.3450281]
[0.32717610000000003,null,0.3450281]
[0.32717610000000003,null,0.34490110000000002]
[0.32717610000000003,null,0.34490110000000002]
[0.32717610000000003,null,0.34490110000000002]
[0.32717610000000003,null,0.34472609999999998]
[0.32717610000000003,null,0.34472609999999998]
[0.32717610000000003,null,0.34472609999999998]
[0.32674540000000002,null,0.34472609999999998]
[0.32674540000000002,null,0.34472609999999998]
[0.32674540000000002,null,0.3446323]
[0.32674540000000002,null,0.3446323]
[0.32657710000000001,null,0.34452060000000001]
[0.32657710000000001,null,0.34452060000000001]
[0.32657710000000001,null,0.34452060000000001]
[0.32645940000000001,null,0.34452060000000001]
[0.32645940000000001,null,0.34452060000000001]
[0.32629000000000002,null,0.34452060000000001]
[0.32629000000000002,null,0.34452060000000001]
[0.32629000000000002,null,0.34452060000000001]
[0.32618819999999998,null,0.34452060000000001]
[0.32618819999999998,null,0.34437960000000001]
[0.32618819999999998,null,0.34437960000000001]
[0.32618819999999998,null,0.34437960000000001]
[0.32618819999999998,null,0.34437960000000001]
[0.32585930000000002,null,0.34426790000000002]
[0.32585930000000002,null,0.34426790000000002]
[0.32585930000000002,null,0.34409299999999998]
[0.32585930000000002,null,0.34409299999999998]
[0.32585930000000002,null,0.3439991]
[0.32585930000000002,null,0.3439991]
[0.32585930000000002,null,0.3439991]
[0.32585930000000002,null,0.3439991]
[0.32585930000000002,null,0.34387220000000002]
[0.32575749999999998,null,0.34387220000000002]
[0.32558920000000002,null,0.34387220000000002]
[0.32558910000000002,null,0.34387220000000002]
[0.32558910000000002,null,0.34387220000000002]
[0.32542969999999999,null,0.34387220000000002]
[0.3252603,null,0.34387220000000002]
[0.3252603,null,0.34387220000000002]
[0.3252603,null,0.34358549999999999]
[0.3252603,null,0.34358549999999999]
[0.3252603,null,0.34358549999999999]
[0.3252603,null,0.34358549999999999]
[0.3252603,null,0.34358549999999999]
[0.3251426,null,0.34358549999999999]
[0.3251426,null,0.34358549999999999]
[0.3251426,null,0.34358549999999999]
[0.3251426,null,0.34358549999999999]
[0.32480490000000001,null,0.34349170000000001]
[0.32480490000000001,null,0.34349170000000001]
[0.32470310000000002,null,0.34349170000000001]
[0.32470310000000002,null,0.34349170000000001]
[0.32470310000000002,null,0.34349170000000001]
[0.32470310000000002,null,0.34349170000000001]
[0.32470310000000002,null,0.34336470000000002]
[0.32454359999999999,null,0.34336470000000002]
[0.32454359999999999,null,0.34336470000000002]
[0.32454359999999999,null,0.34311199999999997]
[0.32454359999999999,null,0.34311199999999997]
[0.32427240000000002,null,0.34311199999999997]
[0.32427240000000002,null,0.34311199999999997]
[0.32427240000000002,null,0.34311199999999997]
[0.32427240000000002,null,0.34293699999999999]
[0.32427240000000002,null,0.34284320000000001]
[0.32427240000000002,null,0.34284320000000001]
[0.32427240000000002,null,0.34284320000000001]
[0.324104,null,0.34284320000000001]
[0.32393470000000002,null,0.34284320000000001]
[0.32393470000000002,null,0.34284320000000001]
[0.32383289999999998,null,0.34284320000000001]
[0.3236734,null,0.34284320000000001]
[0.3236734,null,0.34273160000000003]
[0.3236734,null,0.34273160000000003]
[0.3236734,null,0.34273150000000002]
[0.3236734,null,0.34255659999999999]
[0.3236734,null,0.34255659999999999]
[0.3235557,null,0.34255659999999999]
[0.3235557,null,0.34255659999999999]
[0.3235557,null,0.34255659999999999]
[0.3235557,null,0.34255659999999999]
[0.3235557,null,0.34255659999999999]
[0.3235557,null,0.34255659999999999]
[0.323125,null,0.34255659999999999]
[0.32295659999999998,null,0.3424449]
[0.32295659999999998,null,0.3424449]
[0.32295659999999998,null,0.3424449]
[0.32295659999999998,null,0.3424449]
[0.32295659999999998,null,0.3424449]
[0.32295659999999998,null,0.3424449]
[0.32295659999999998,null,0.34231790000000001]
[0.3227873,null,0.34231790000000001]
[0.32268550000000001,null,0.34231790000000001]
[0.32268550000000001,null,0.34231790000000001]
[0.32268550000000001,null,0.34222409999999998]
[0.32268550000000001,null,0.34222409999999998]
[0.32268550000000001,null,0.34222409999999998]
[0.32268550000000001,null,0.34222409999999998]
[0.3225171,null,0.34193750000000001]
[0.3225171,null,0.34193750000000001]
[0.32234780000000002,null,0.34193750000000001]
[0.32218829999999998,null,0.3417964]
[0.32218829999999998,null,0.3417964]
[0.32208639999999999,null,0.3417964]
[0.32208639999999999,null,0.3417964]
[0.32208639999999999,null,0.3417964]
[0.3219687,null,0.3417964]
[0.3219687,null,0.3417964]
[0.3219687,null,0.3417964]
[0.3219687,null,0.3417964]
[0.3219687,null,0.3417964]
[0.3219687,null,0.3417964]
[0.3219687,null,0.34168470000000001]
[0.3219687,null,0.34150979999999997]
[0.3219687,null,0.34150979999999997]
[0.32169750000000003,null,0.34150979999999997]
[0.32169750000000003,null,0.34150979999999997]
[0.32136969999999998,null,0.34150979999999997]
[0.32136969999999998,null,0.34150979999999997]
[0.32136969999999998,null,0.34150979999999997]
[0.32136969999999998,null,0.34150979999999997]
[0.32136969999999998,null,0.341416]
[0.32136969999999998,null,0.341416]
[0.32136969999999998,null,0.34128900000000001]
[0.3212679,null,0.34128900000000001]
[0.3212679,null,0.34100229999999998]
[0.3212679,null,0.34100229999999998]
[0.3212679,null,0.34100229999999998]
[0.3212679,null,0.34100229999999998]
[0.3212679,null,0.34086129999999998]
[0.3212679,null,0.34086129999999998]
[0.32109850000000001,null,0.34086129999999998]
[0.32109850000000001,null,0.34086129999999998]
[0.32109850000000001,null,0.34086129999999998]
[0.32077070000000002,null,0.34086129999999998]
[0.32077070000000002,null,0.34086129999999998]
[0.32077070000000002,null,0.34086129999999998]
[0.32077070000000002,null,0.34086129999999998]
[0.32077070000000002,null,0.34086129999999998]
[0.32065300000000002,null,0.34086129999999998]
[0.32055109999999998,null,0.34086129999999998]
[0.32038179999999999,null,0.34086129999999998]
[0.32038179999999999,null,0.3407675]
[0.32038179999999999,null,0.3407675]
[0.32038179999999999,null,0.3407675]
[0.32038179999999999,null,0.3407675]
[0.32038179999999999,null,0.34065580000000001]
[0.32038179999999999,null,0.34065580000000001]
[0.32038179999999999,null,0.34065580000000001]
[0.32038179999999999,null,0.34052880000000002]
[0.32022230000000002,null,0.34035389999999999]
[0.32012049999999997,null,0.34035389999999999]
[0.31995109999999999,null,0.34035379999999998]
[0.31978279999999998,null,0.34035379999999998]
[0.31978279999999998,null,0.34035379999999998]
[0.31978279999999998,null,0.34035379999999998]
[0.31978279999999998,null,0.34035379999999998]
[0.31978279999999998,null,0.34035379999999998]
[0.31978279999999998,null,0.34035379999999998]
[0.31978279999999998,null,0.34035379999999998]
[0.31978279999999998,null,0.34026000000000001]
[0.31968089999999999,null,0.34008509999999997]
[0.31968089999999999,null,0.34008509999999997]
[0.31968089999999999,null,0.34008509999999997]
[0.31951160000000001,null,0.34008509999999997]
[0.31939390000000001,null,0.33997339999999998]
[0.31939390000000001,null,0.33997339999999998]
[0.31939390000000001,null,0.33983239999999998]
[0.3192255,null,0.33983229999999998]
[0.3192255,null,0.33983229999999998]
[0.3192255,null,0.33983229999999998]
[0.3192255,null,0.33983229999999998]
[0.31912370000000001,null,0.33983229999999998]
[0.31912370000000001,null,0.33983229999999998]
[0.31879489999999999,null,0.33983229999999998]
[0.31879489999999999,null,0.33983229999999998]
[0.31879479999999999,null,0.3396574]
[0.31879479999999999,null,0.3396574]
[0.31879479999999999,null,0.3396574]
[0.31879479999999999,null,0.33941870000000002]
[0.31879479999999999,null,0.33941870000000002]
[0.31879479999999999,null,0.33941870000000002]
[0.31879479999999999,null,0.33941870000000002]
[0.31852370000000002,null,0.33941870000000002]
[0.31852370000000002,null,0.33941870000000002]
[0.31852370000000002,null,0.33941870000000002]
[0.31852370000000002,null,0.33932489999999998]
[0.31852370000000002,null,0.33932489999999998]
[0.31835530000000001,null,0.33932489999999998]
[0.31835530000000001,null,0.33932489999999998]
[0.31835530000000001,null,0.33932489999999998]
[0.31823760000000001,null,0.33932489999999998]
[0.31823760000000001,null,0.3391499]
[0.31813580000000002,null,0.3391499]
[0.31813580000000002,null,0.3391499]
[0.31813580000000002,null,0.3391499]
[0.31813580000000002,null,0.3391499]
[0.31813580000000002,null,0.3391499]
[0.31797629999999999,null,0.3391499]
[0.3178069,null,0.3390089]
[0.31763859999999999,null,0.3390089]
[0.31763859999999999,null,0.33872219999999997]
[0.31763859999999999,null,0.33872219999999997]
[0.31763859999999999,null,0.33872219999999997]
[0.31753670000000001,null,0.33872219999999997]
[0.31753670000000001,null,0.33872219999999997]
[0.31753670000000001,null,0.33859529999999999]
[0.31753670000000001,null,0.33859529999999999]
[0.31753670000000001,null,0.33859529999999999]
[0.31753670000000001,null,0.33859529999999999]
[0.31753670000000001,null,0.33859529999999999]
[0.31753670000000001,null,0.33850140000000001]
[0.31753670000000001,null,0.33850140000000001]
[0.31724970000000002,null,0.33850140000000001]
[0.31724970000000002,null,0.33850140000000001]
[0.31724970000000002,null,0.33850140000000001]
[0.31724970000000002,null,0.33850140000000001]
[0.31724970000000002,null,0.33850140000000001]
[0.31724970000000002,null,0.33832649999999997]
[0.31709019999999999,null,0.33832649999999997]
[0.31709019999999999,null,0.33821479999999998]
[0.31709019999999999,null,0.33821479999999998]
[0.31709019999999999,null,0.33821479999999998]
[0.3169208,null,0.33821479999999998]
[0.31675249999999999,null,0.33821479999999998]
[0.31665070000000001,null,0.33821479999999998]
[0.31665070000000001,null,0.33821479999999998]
[0.31665070000000001,null,0.33821479999999998]
[0.31665070000000001,null,0.33821479999999998]
[0.31649119999999997,null,0.33821479999999998]
[0.31649119999999997,null,0.33821479999999998]
[0.31649119999999997,null,0.33821479999999998]
[0.31649119999999997,null,0.3380398]
[0.31649119999999997,null,0.3380398]
[0.31649119999999997,null,0.33792810000000001]
[0.31649119999999997,null,0.33766010000000002]
[0.31649119999999997,null,0.33766010000000002]
[0.31638929999999998,null,0.33766010000000002]
[0.31622099999999997,null,0.33766010000000002]
[0.31605159999999999,null,0.33766010000000002]
[0.31605159999999999,null,0.33766010000000002]
[0.31605159999999999,null,0.33756629999999999]
[0.31605159999999999,null,0.33756629999999999]
[0.31605159999999999,null,0.33756629999999999]
[0.31589220000000001,null,0.33756629999999999]
[0.31589220000000001,null,0.33756629999999999]
[0.31589210000000001,null,0.33727970000000002]
[0.31589210000000001,null,0.33727970000000002]
[0.31579030000000002,null,0.33727970000000002]
[0.31579030000000002,null,0.33727970000000002]
[0.31579030000000002,null,0.33727970000000002]
[0.31567260000000003,null,0.33727970000000002]
[0.31567260000000003,null,0.33727970000000002]
[0.31567260000000003,null,0.33727970000000002]
[0.31567260000000003,null,0.33727970000000002]
[0.31567260000000003,null,0.33727970000000002]
[0.3154014,null,0.33727970000000002]
[0.3154014,null,0.33727970000000002]
[0.3154014,null,0.33727970000000002]
[0.3154014,null,0.33727970000000002]
[0.31507360000000001,null,0.33710469999999998]
[0.31507360000000001,null,0.33710469999999998]
[0.31507360000000001,null,0.33710469999999998]
[0.31507360000000001,null,0.33710469999999998]
[0.31507360000000001,null,0.33710469999999998]
[0.31507360000000001,null,0.33693240000000002]
[0.31507360000000001,null,0.3368698]
[0.31507360000000001,null,0.33674290000000001]
[0.31507360000000001,null,0.33663120000000002]
[0.31507360000000001,null,0.33663120000000002]
[0.31497170000000002,null,0.33663120000000002]
[0.31497170000000002,null,0.33663120000000002]
[0.31497170000000002,null,0.33663120000000002]
[0.31480239999999998,null,0.33663120000000002]
[0.31480239999999998,null,0.33663120000000002]
[0.31480239999999998,null,0.33645619999999998]
[0.3147006,null,0.33645619999999998]
[0.3147006,null,0.33645619999999998]
[0.31454110000000002,null,0.33645619999999998]
[0.3143727,null,0.33645619999999998]
[0.3143727,null,0.33645619999999998]
[0.3143727,null,0.33645619999999998]
[0.3143727,null,0.33645619999999998]
[0.3143727,null,0.33634449999999999]
[0.3143727,null,0.33634449999999999]
[0.3143727,null,0.33634449999999999]
[0.31427090000000002,null,0.33634449999999999]
[0.31427090000000002,null,0.33634449999999999]
[0.31415320000000002,null,0.33634449999999999]
[0.31398379999999998,null,0.33634449999999999]
[0.31398379999999998,null,0.33634449999999999]
[0.3138243,null,0.33634449999999999]
[0.3138243,null,0.33634449999999999]
[0.3138243,null,0.33634449999999999]
[0.3138243,null,0.33634449999999999]
[0.3138243,null,0.33634449999999999]
[0.3138243,null,0.33634449999999999]
[0.31372250000000002,null,0.3362175]
[0.31372250000000002,null,0.33612370000000003]
[0.31372250000000002,null,0.33594879999999999]
[0.31372250000000002,null,0.33594879999999999]
[0.31372250000000002,null,0.33594879999999999]
[0.31372250000000002,null,0.33594879999999999]
[0.31355420000000001,null,0.33594879999999999]
[0.3135541,null,0.33594879999999999]
[0.31322529999999998,null,0.3358371]
[0.31322529999999998,null,0.3358371]
[0.31322529999999998,null,0.3358371]
[0.31322529999999998,null,0.3358371]
[0.31322529999999998,null,0.3358371]
[0.31322529999999998,null,0.33566210000000002]
[0.31322529999999998,null,0.33552110000000002]
[0.31322529999999998,null,0.33552110000000002]
[0.31322529999999998,null,0.33552110000000002]
[0.31322529999999998,null,0.33552110000000002]
[0.31322529999999998,null,0.33552110000000002]
[0.31322529999999998,null,0.33552110000000002]
[0.31322529999999998,null,0.33552110000000002]
[0.3131235,null,0.33512530000000001]
[0.3131235,null,0.33512530000000001]
[0.3131235,null,0.33512530000000001]
[0.3131235,null,0.33512530000000001]
[0.3131235,null,0.33501360000000002]
[0.3130058,null,0.33501360000000002]
[0.3130058,null,0.33501360000000002]
[0.3130058,null,0.33501360000000002]
[0.3130058,null,0.33501360000000002]
[0.31283739999999999,null,0.33501360000000002]
[0.3126681,null,0.33501360000000002]
[0.31256620000000002,null,0.33501360000000002]
[0.31240679999999998,null,0.33501360000000002]
[0.31240679999999998,null,0.33501360000000002]
[0.31240669999999998,null,0.33469759999999998]
[0.31240669999999998,null,0.33469759999999998]
[0.31240669999999998,null,0.33469759999999998]
[0.31240669999999998,null,0.33458589999999999]
[0.31240669999999998,null,0.33458589999999999]
[0.3122374,null,0.33458589999999999]
[0.31213560000000001,null,0.33458589999999999]
[0.31213560000000001,null,0.33449210000000001]
[0.31213560000000001,null,0.33449210000000001]
[0.31213560000000001,null,0.33449210000000001]
[0.31213560000000001,null,0.33449210000000001]
[0.31213560000000001,null,0.33449210000000001]
[0.31213560000000001,null,0.33449210000000001]
[0.31213560000000001,null,0.33449210000000001]
[0.31197609999999998,null,0.33449210000000001]
[0.31187419999999999,null,0.33449210000000001]
[0.31187419999999999,null,0.33449210000000001]
[0.31170490000000001,null,0.33449210000000001]
[0.31170490000000001,null,0.33449210000000001]
[0.31170490000000001,null,0.33438050000000002]
[0.31170490000000001,null,0.33420549999999999]
[0.31170490000000001,null,0.33420549999999999]
[0.3114188,null,0.33420549999999999]
[0.3114188,null,0.33420549999999999]
[0.3114188,null,0.33420549999999999]
[0.3114188,null,0.3340785]
[0.3114188,null,0.3340785]
[0.3114188,null,0.3340785]
[0.3114188,null,0.3340785]
[0.3114188,null,0.33398470000000002]
[0.31131700000000001,null,0.33398470000000002]
[0.31131700000000001,null,0.33398470000000002]
[0.31131700000000001,null,0.33398470000000002]
[0.31131700000000001,null,0.33398470000000002]
[0.31131700000000001,null,0.33384360000000002]
[0.31114760000000002,null,0.33373199999999997]
[0.31114760000000002,null,0.33373199999999997]
[0.31114760000000002,null,0.33373199999999997]
[0.31114760000000002,null,0.33373199999999997]
[0.31114760000000002,null,0.33373199999999997]
[0.3108863,null,0.33373199999999997]
[0.3108863,null,0.33373199999999997]
[0.31071799999999999,null,0.33373199999999997]
[0.31071799999999999,null,0.33373199999999997]
[0.31071799999999999,null,0.33355699999999999]
[0.31071799999999999,null,0.33355699999999999]
[0.31071799999999999,null,0.33355699999999999]
[0.31054860000000001,null,0.33335150000000002]
[0.31054860000000001,null,0.33335150000000002]
[0.31054860000000001,null,0.33335150000000002]
[0.31054860000000001,null,0.33335150000000002]
[0.31054860000000001,null,0.33335150000000002]
[0.31054860000000001,null,0.33335150000000002]
[0.31054860000000001,null,0.33335150000000002]
[0.31044680000000002,null,0.33335150000000002]
[0.31044680000000002,null,0.33335150000000002]
[0.31044680000000002,null,0.33335150000000002]
[0.31044680000000002,null,0.33335150000000002]
[0.31044680000000002,null,0.33322449999999998]
[0.31044680000000002,null,0.33322449999999998]
[0.31028729999999999,null,0.33322449999999998]
[0.30994959999999999,null,0.33322449999999998]
[0.30994959999999999,null,0.33322449999999998]
[0.30994959999999999,null,0.33322449999999998]
[0.30994959999999999,null,0.33322449999999998]
[0.30994959999999999,null,0.33322449999999998]
[0.30994959999999999,null,0.3330496]
[0.30994959999999999,null,0.3329085]
[0.30973010000000001,null,0.3329085]
[0.30973010000000001,null,0.3329085]
[0.30973010000000001,null,0.33281470000000002]
[0.30973000000000001,null,0.33281470000000002]
[0.30939240000000001,null,0.33270300000000003]
[0.30939240000000001,null,0.33270300000000003]
[0.30939240000000001,null,0.33270300000000003]
[0.30939240000000001,null,0.33270300000000003]
[0.30939240000000001,null,0.33270300000000003]
[0.30939240000000001,null,0.33270300000000003]
[0.30939240000000001,null,0.33270300000000003]
[0.30939240000000001,null,0.33270300000000003]
[0.30923289999999998,null,0.33270300000000003]
[0.30913099999999999,null,0.33257609999999999]
[0.30913099999999999,null,0.33257609999999999]
[0.30913099999999999,null,0.33257609999999999]
[0.30913099999999999,null,0.33257609999999999]
[0.30913099999999999,null,0.33257599999999998]
[0.30896269999999998,null,0.33257599999999998]
[0.30896269999999998,null,0.33257599999999998]
[0.30869150000000001,null,0.33246439999999999]
[0.30869150000000001,null,0.33246439999999999]
[0.30857380000000001,null,0.33246439999999999]
[0.30857380000000001,null,0.33228940000000001]
[0.30857380000000001,null,0.33228940000000001]
[0.30841429999999997,null,0.33228940000000001]
[0.30841429999999997,null,0.33219559999999998]
[0.30841429999999997,null,0.33219559999999998]
[0.30841429999999997,null,0.33219559999999998]
[0.30841429999999997,null,0.33219559999999998]
[0.30841429999999997,null,0.33219559999999998]
[0.30831249999999999,null,0.33219559999999998]
[0.30831249999999999,null,0.33219559999999998]
[0.30831249999999999,null,0.33219559999999998]
[0.30831249999999999,null,0.33208389999999999]
[0.30831249999999999,null,0.33194289999999999]
[0.30831249999999999,null,0.33194289999999999]
[0.3081431,null,0.33194289999999999]
[0.3081431,null,0.33194289999999999]
[0.30798360000000002,null,0.33194289999999999]
[0.30788179999999998,null,0.33194289999999999]
[0.30771340000000003,null,0.33194289999999999]
[0.30771340000000003,null,0.33194289999999999]
[0.30771340000000003,null,0.33194289999999999]
[0.30771340000000003,null,0.33194289999999999]
[0.30771340000000003,null,0.33194289999999999]
[0.30771340000000003,null,0.33194289999999999]
[0.30771340000000003,null,0.3318159]
[0.30771340000000003,null,0.3318159]
[0.30771340000000003,null,0.33152930000000003]
[0.30754409999999999,null,0.33143539999999999]
[0.30754409999999999,null,0.33143539999999999]
[0.30754409999999999,null,0.33143539999999999]
[0.3073245,null,0.33143539999999999]
[0.3073245,null,0.33143539999999999]
[0.3073245,null,0.33143539999999999]
[0.30716510000000002,null,0.33143539999999999]
[0.30716510000000002,null,0.33143539999999999]
[0.30716510000000002,null,0.33143539999999999]
[0.30716510000000002,null,0.33143539999999999]
[0.30716510000000002,null,0.33143539999999999]
[0.30716510000000002,null,0.33143539999999999]
[0.30716510000000002,null,0.33143539999999999]
[0.30699569999999998,null,0.33143539999999999]
[0.30699569999999998,null,0.33143539999999999]
[0.3068939,null,0.33143539999999999]
[0.3068939,null,0.33143539999999999]
[0.30673440000000002,null,0.33143539999999999]
[0.30673440000000002,null,0.3311827]
[0.30673440000000002,null,0.3311827]
[0.30656600000000001,null,0.33100780000000002]
[0.30656600000000001,null,0.33100780000000002]
[0.30656600000000001,null,0.33088079999999997]
[0.30656600000000001,null,0.33088079999999997]
[0.30656600000000001,null,0.33088079999999997]
[0.30629489999999998,null,0.33088079999999997]
[0.30617709999999998,null,0.33088079999999997]
[0.30617709999999998,null,0.330787]
[0.30617709999999998,null,0.330787]
[0.30617709999999998,null,0.330787]
[0.30617709999999998,null,0.330787]
[0.30617709999999998,null,0.330787]
[0.30617709999999998,null,0.330787]
[0.30617709999999998,null,0.330787]
[0.30607529999999999,null,0.330787]
[0.30607529999999999,null,0.33067530000000001]
[0.30607529999999999,null,0.33067530000000001]
[0.30607529999999999,null,0.33067530000000001]
[0.30607529999999999,null,0.33067530000000001]
[0.30590699999999998,null,0.33067530000000001]
[0.30557810000000002,null,0.33067530000000001]
[0.30557810000000002,null,0.33067530000000001]
[0.30557810000000002,null,0.33050030000000002]
[0.30557810000000002,null,0.33050030000000002]
[0.30557810000000002,null,0.33050030000000002]
[0.30557810000000002,null,0.33050030000000002]
[0.30557810000000002,null,0.33050030000000002]
[0.30557810000000002,null,0.33050030000000002]
[0.30557810000000002,null,0.33050030000000002]
[0.30557810000000002,null,0.33050030000000002]
[0.30540879999999998,null,0.33026549999999999]
[0.30530689999999999,null,0.3301538]
[0.30530689999999999,null,0.33002680000000001]
[0.30504559999999997,null,0.33002680000000001]
[0.30492789999999997,null,0.33002680000000001]
[0.30492789999999997,null,0.33002680000000001]
[0.30492789999999997,null,0.33002680000000001]
[0.30492789999999997,null,0.33002680000000001]
[0.30492789999999997,null,0.33002680000000001]
[0.30475950000000002,null,0.33002680000000001]
[0.30448839999999999,null,0.33002680000000001]
[0.30448839999999999,null,0.33002680000000001]
[0.30448839999999999,null,0.33002680000000001]
[0.30448839999999999,null,0.33002680000000001]
[0.30448839999999999,null,0.33002680000000001]
[0.30448839999999999,null,0.33002680000000001]
[0.30448839999999999,null,0.32985179999999997]
[0.30448839999999999,null,0.32985179999999997]
[0.3043865,null,0.32985179999999997]
[0.3043865,null,0.32974019999999998]
[0.3043865,null,0.32974019999999998]
[0.3043865,null,0.32974019999999998]
[0.3043865,null,0.32974019999999998]
[0.30421720000000002,null,0.32974019999999998]
[0.30404880000000001,null,0.32974019999999998]
[0.30404880000000001,null,0.32974019999999998]
[0.30404880000000001,null,0.32974019999999998]
[0.30404880000000001,null,0.32974009999999998]
[0.30366979999999999,null,0.32959909999999998]
[0.30366979999999999,null,0.32947209999999999]
[0.30366979999999999,null,0.32947209999999999]
[0.30366979999999999,null,0.32937830000000001]
[0.30366979999999999,null,0.32937830000000001]
[0.30366979999999999,null,0.32937830000000001]
[0.30366979999999999,null,0.32937830000000001]
[0.30350050000000001,null,0.32937830000000001]
[0.30350050000000001,null,0.32926670000000002]
[0.30350050000000001,null,0.32926670000000002]
[0.30339860000000002,null,0.32926670000000002]
[0.30339860000000002,null,0.32926660000000002]
[0.30339860000000002,null,0.32926660000000002]
[0.30339860000000002,null,0.32926660000000002]
[0.30339860000000002,null,0.32926660000000002]
[0.30339860000000002,null,0.32926660000000002]
[0.30339860000000002,null,0.32926660000000002]
[0.30339860000000002,null,0.32909169999999999]
[0.30312739999999999,null,0.32909169999999999]
[0.30312739999999999,null,0.3289647]
[0.30312739999999999,null,0.3289647]
[0.30312739999999999,null,0.3289647]
[0.30312739999999999,null,0.3289647]
[0.30295909999999998,null,0.3289647]
[0.3027996,null,0.32885300000000001]
[0.3027996,null,0.32885300000000001]
[0.3027996,null,0.328712]
[0.3027996,null,0.328712]
[0.3027996,null,0.32861820000000003]
[0.30269780000000002,null,0.32861820000000003]
[0.30252839999999998,null,0.32861820000000003]
[0.30241069999999998,null,0.32861820000000003]
[0.30241069999999998,null,0.32861820000000003]
[0.30241069999999998,null,0.32861820000000003]
[0.30241069999999998,null,0.32861820000000003]
[0.30241069999999998,null,0.32861820000000003]
[0.30241069999999998,null,0.32861820000000003]
[0.30230889999999999,null,0.32861820000000003]
[0.30230889999999999,null,0.32861820000000003]
[0.30230889999999999,null,0.32861820000000003]
[0.30230889999999999,null,0.32861820000000003]
[0.30230889999999999,null,0.32861820000000003]
[0.30230889999999999,null,0.32850649999999998]
[0.302207,null,0.3283315]
[0.302207,null,0.3283315]
[0.30186930000000001,null,0.3283315]
[0.30186930000000001,null,0.3283315]
[0.30186930000000001,null,0.3283315]
[0.30186930000000001,null,0.3283315]
[0.30186930000000001,null,0.3283315]
[0.30186930000000001,null,0.32823770000000002]
[0.30170979999999997,null,0.32823770000000002]
[0.30170979999999997,null,0.32811069999999998]
[0.30170979999999997,null,0.32811069999999998]
[0.30160799999999999,null,0.32811069999999998]
[0.30160799999999999,null,0.32811069999999998]
[0.30160799999999999,null,0.32811069999999998]
[0.30160799999999999,null,0.32811069999999998]
[0.30160799999999999,null,0.32811069999999998]
[0.30160799999999999,null,0.32811069999999998]
[0.30160799999999999,null,0.32811069999999998]
[0.30160799999999999,null,0.32796969999999998]
[0.3013885,null,0.32785799999999998]
[0.30121910000000002,null,0.32785799999999998]
[0.30121910000000002,null,0.327683]
[0.30121910000000002,null,0.327683]
[0.30121910000000002,null,0.327683]
[0.30121910000000002,null,0.327683]
[0.30121910000000002,null,0.327683]
[0.30105959999999998,null,0.327683]
[0.30105959999999998,null,0.32755610000000002]
[0.3008903,null,0.32746219999999998]
[0.3008903,null,0.32746219999999998]
[0.3008903,null,0.32746219999999998]
[0.30072189999999999,null,0.32746219999999998]
[0.30072189999999999,null,0.32746219999999998]
[0.3006201,null,0.32746219999999998]
[0.3006201,null,0.32746219999999998]
[0.3006201,null,0.32746219999999998]
[0.3006201,null,0.32746219999999998]
[0.3006201,null,0.32735059999999999]
[0.30051830000000002,null,0.32735059999999999]
[0.30051830000000002,null,0.32735059999999999]
[0.30051830000000002,null,0.32735059999999999]
[0.30051830000000002,null,0.32735059999999999]
[0.30051830000000002,null,0.32735059999999999]
[0.30051830000000002,null,0.32720949999999999]
[0.30051830000000002,null,0.32720949999999999]
[0.30023119999999998,null,0.32694079999999998]
[0.30012939999999999,null,0.32694069999999997]
[0.30012939999999999,null,0.32694069999999997]
[0.30012939999999999,null,0.32682909999999998]
[0.30012939999999999,null,0.32682909999999998]
[0.30012939999999999,null,0.32682909999999998]
[0.29996990000000001,null,0.3267021]
[0.29996990000000001,null,0.3267021]
[0.29996990000000001,null,0.3267021]
[0.2998015,null,0.3267021]
[0.2998015,null,0.3267021]
[0.29969970000000001,null,0.3267021]
[0.29969970000000001,null,0.3267021]
[0.29953030000000003,null,0.3267021]
[0.29953030000000003,null,0.3267021]
[0.29953030000000003,null,0.3265904]
[0.29953030000000003,null,0.3265904]
[0.29953030000000003,null,0.3265904]
[0.29953030000000003,null,0.3265904]
[0.29953030000000003,null,0.3265904]
[0.29953030000000003,null,0.3265904]
[0.29953030000000003,null,0.32641540000000002]
[0.29953030000000003,null,0.32641540000000002]
[0.29942849999999999,null,0.32641540000000002]
[0.29926900000000001,null,0.32628849999999998]
[0.29926900000000001,null,0.32628849999999998]
[0.29926900000000001,null,0.32628839999999998]
[0.29926900000000001,null,0.3261946]
[0.29909970000000002,null,0.3260536]
[0.29893130000000001,null,0.3260536]
[0.29881360000000001,null,0.3260536]
[0.29881360000000001,null,0.3260536]
[0.29881360000000001,null,0.3260536]
[0.29881360000000001,null,0.3260536]
[0.29881360000000001,null,0.32594190000000001]
[0.29881360000000001,null,0.32594190000000001]
[0.29881360000000001,null,0.32594190000000001]
[0.29865409999999998,null,0.32594190000000001]
[0.29865409999999998,null,0.32594190000000001]
[0.29855229999999999,null,0.32581500000000002]
[0.29855229999999999,null,0.32581490000000002]
[0.29855229999999999,null,0.32581490000000002]
[0.29855229999999999,null,0.32563999999999999]
[0.29855229999999999,null,0.32563999999999999]
[0.29855229999999999,null,0.32563999999999999]
[0.29838290000000001,null,0.32563999999999999]
[0.29838290000000001,null,0.32563999999999999]
[0.29838290000000001,null,0.32563999999999999]
[0.29838290000000001,null,0.32563999999999999]
[0.2982146,null,0.32554620000000001]
[0.2982146,null,0.32543450000000002]
[0.2982146,null,0.32543450000000002]
[0.29811270000000001,null,0.32543450000000002]
[0.29795329999999998,null,0.32543450000000002]
[0.29795329999999998,null,0.32543450000000002]
[0.29795329999999998,null,0.32529350000000001]
[0.29795329999999998,null,0.32529350000000001]
[0.29778389999999999,null,0.32529350000000001]
[0.29778389999999999,null,0.32529350000000001]
[0.29778389999999999,null,0.32529340000000001]
[0.29778389999999999,null,0.32529340000000001]
[0.29768210000000001,null,0.32529340000000001]
[0.29768210000000001,null,0.32511849999999998]
[0.29768210000000001,null,0.32511849999999998]
[0.29768210000000001,null,0.32499149999999999]
[0.29756440000000001,null,0.32499149999999999]
[0.29756440000000001,null,0.32499149999999999]
[0.29756440000000001,null,0.32499149999999999]
[0.29756440000000001,null,0.32499149999999999]
[0.29756440000000001,null,0.32489770000000001]
[0.29739500000000002,null,0.32489770000000001]
[0.29712480000000002,null,0.32489770000000001]
[0.29712480000000002,null,0.32489770000000001]
[0.29712480000000002,null,0.32489770000000001]
[0.29712480000000002,null,0.32478600000000002]
[0.29712480000000002,null,0.32478600000000002]
[0.29712480000000002,null,0.32478600000000002]
[0.29696529999999999,null,0.32478600000000002]
[0.29696529999999999,null,0.32478600000000002]
[0.29696529999999999,null,0.32478600000000002]
[0.29696529999999999,null,0.32478600000000002]
[0.29696529999999999,null,0.32478600000000002]
[0.2968635,null,0.32478600000000002]
[0.2968635,null,0.32478600000000002]
[0.2968635,null,0.32469219999999999]
[0.2968635,null,0.32469219999999999]
[0.2968635,null,0.32455119999999998]
[0.29669420000000002,null,0.32455119999999998]
[0.29652580000000001,null,0.32455119999999998]
[0.29652580000000001,null,0.32455119999999998]
[0.29642400000000002,null,0.3243125]
[0.29642400000000002,null,0.3243125]
[0.29642400000000002,null,0.3243125]
[0.29642400000000002,null,0.3243125]
[0.29642400000000002,null,0.32413750000000002]
[0.29626449999999999,null,0.32413750000000002]
[0.29626449999999999,null,0.32413750000000002]
[0.29626449999999999,null,0.32413750000000002]
[0.29614679999999999,null,0.32404369999999999]
[0.29614679999999999,null,0.32404369999999999]
[0.29614679999999999,null,0.32404369999999999]
[0.2959774,null,0.32404369999999999]
[0.2959774,null,0.32404369999999999]
[0.2959774,null,0.32404369999999999]
[0.2959774,null,0.32404369999999999]
[0.2959774,null,0.32404369999999999]
[0.29587560000000002,null,0.32404369999999999]
[0.2957072,null,0.32404369999999999]
[0.2957072,null,0.32404369999999999]
[0.2957072,null,0.32372770000000001]
[0.2957072,null,0.32372770000000001]
[0.2957072,null,0.32360070000000002]
[0.2957072,null,0.32348909999999997]
[0.2957072,null,0.32348900000000003]
[0.2957072,null,0.32348900000000003]
[0.29553790000000002,null,0.32348900000000003]
[0.29543609999999998,null,0.32339519999999999]
[0.29543609999999998,null,0.32339519999999999]
[0.29543609999999998,null,0.32339519999999999]
[0.29543609999999998,null,0.32339519999999999]
[0.2952766,null,0.32339519999999999]
[0.2952766,null,0.32339519999999999]
[0.2952766,null,0.32339519999999999]
[0.2952766,null,0.32339519999999999]
[0.2952766,null,0.32339519999999999]
[0.2952766,null,0.32339519999999999]
[0.29510720000000001,null,0.32339519999999999]
[0.29510720000000001,null,0.32339519999999999]
[0.29510720000000001,null,0.32339519999999999]
[0.2949389,null,0.32326830000000001]
[0.29483700000000002,null,0.32326820000000001]
[0.29483700000000002,null,0.32315660000000002]
[0.29483700000000002,null,0.32315660000000002]
[0.29483700000000002,null,0.32315660000000002]
[0.29483700000000002,null,0.32315660000000002]
[0.29483700000000002,null,0.32315660000000002]
[0.29483700000000002,null,0.32315660000000002]
[0.29471930000000002,null,0.32315660000000002]
[0.29471930000000002,null,0.32315660000000002]
[0.29444809999999999,null,0.32315660000000002]
[0.29444809999999999,null,0.32306279999999998]
[0.29444809999999999,null,0.32306279999999998]
[0.29444809999999999,null,0.32306279999999998]
[0.29444809999999999,null,0.32306279999999998]
[0.29444809999999999,null,0.32306279999999998]
[0.29444809999999999,null,0.3228878]
[0.29444809999999999,null,0.3228878]
[0.29444809999999999,null,0.3228878]
[0.29444809999999999,null,0.3228878]
[0.29418680000000003,null,0.3227468]
[0.29418680000000003,null,0.3227468]
[0.29418680000000003,null,0.32261980000000001]
[0.29401749999999999,null,0.32261980000000001]
[0.29401749999999999,null,0.32250810000000002]
[0.29401749999999999,null,0.32250810000000002]
[0.29384909999999997,null,0.32250810000000002]
[0.29384909999999997,null,0.32250810000000002]
[0.29384909999999997,null,0.32250810000000002]
[0.29374729999999999,null,0.32250810000000002]
[0.29374729999999999,null,0.32250810000000002]
[0.29374729999999999,null,0.32250810000000002]
[0.29374729999999999,null,0.32250810000000002]
[0.29374729999999999,null,0.32250810000000002]
[0.29374729999999999,null,0.32250810000000002]
[0.29374729999999999,null,0.32250810000000002]
[0.29374729999999999,null,0.32233309999999998]
[0.2934602,null,0.32211230000000002]
[0.2934602,null,0.32211230000000002]
[0.2934602,null,0.32211230000000002]
[0.29335840000000002,null,0.32211230000000002]
[0.29335840000000002,null,0.32211230000000002]
[0.29335840000000002,null,0.32211230000000002]
[0.29319889999999998,null,0.32200069999999997]
[0.29319889999999998,null,0.32200069999999997]
[0.29319889999999998,null,0.32200069999999997]
[0.29303059999999997,null,0.32200069999999997]
[0.29303059999999997,null,0.32200069999999997]
[0.29303059999999997,null,0.32200069999999997]
[0.29303050000000003,null,0.32200069999999997]
[0.29303050000000003,null,0.32185960000000002]
[0.29303050000000003,null,0.32185960000000002]
[0.2927594,null,0.32185960000000002]
[0.2927594,null,0.32185960000000002]
[0.2926417,null,0.32185960000000002]
[0.2926417,null,0.32185960000000002]
[0.2926417,null,0.32185960000000002]
[0.2926417,null,0.32185960000000002]
[0.2926417,null,0.32176579999999999]
[0.2926417,null,0.32176579999999999]
[0.2926417,null,0.32176579999999999]
[0.2926417,null,0.32176579999999999]
[0.2926417,null,0.32176579999999999]
[0.2926416,null,0.32159080000000001]
[0.29238029999999998,null,0.32159080000000001]
[0.29238029999999998,null,0.32147920000000002]
[0.29238029999999998,null,0.32147920000000002]
[0.29238029999999998,null,0.32147920000000002]
[0.29238029999999998,null,0.32135219999999998]
[0.29238029999999998,null,0.32135219999999998]
[0.29238029999999998,null,0.32135219999999998]
[0.29238029999999998,null,0.3212584]
[0.29238029999999998,null,0.3212584]
[0.29238029999999998,null,0.3212584]
[0.292211,null,0.32111729999999999]
[0.29210920000000001,null,0.32111729999999999]
[0.29210910000000001,null,0.32111729999999999]
[0.29199140000000001,null,0.32111729999999999]
[0.29199140000000001,null,0.32111729999999999]
[0.29199140000000001,null,0.32111729999999999]
[0.29199140000000001,null,0.32111729999999999]
[0.2918231,null,0.32111729999999999]
[0.2918231,null,0.32111729999999999]
[0.2918231,null,0.32102350000000002]
[0.2918231,null,0.32084849999999998]
[0.2918231,null,0.32073689999999999]
[0.29166360000000002,null,0.32073689999999999]
[0.29166360000000002,null,0.32073689999999999]
[0.29166360000000002,null,0.32073689999999999]
[0.29156179999999998,null,0.32073689999999999]
[0.29156179999999998,null,0.32073689999999999]
[0.29156179999999998,null,0.3206099]
[0.29156179999999998,null,0.3206099]
[0.29156179999999998,null,0.3206099]
[0.29156179999999998,null,0.3206099]
[0.29156179999999998,null,0.3206099]
[0.2913924,null,0.3206099]
[0.2913924,null,0.3206099]
[0.2912747,null,0.3206099]
[0.2912747,null,0.3204688]
[0.2912747,null,0.32037500000000002]
[0.2912747,null,0.32026339999999998]
[0.29117290000000001,null,0.32026339999999998]
[0.29117290000000001,null,0.32026339999999998]
[0.29117290000000001,null,0.3200884]
[0.29117290000000001,null,0.3200884]
[0.29117290000000001,null,0.3200884]
[0.2910045,null,0.3200884]
[0.2910045,null,0.3200884]
[0.2910045,null,0.3200884]
[0.2910045,null,0.3200884]
[0.29090270000000001,null,0.31999460000000002]
[0.29090270000000001,null,0.31999460000000002]
[0.29073329999999997,null,0.31986759999999997]
[0.29073329999999997,null,0.31986759999999997]
[0.29073329999999997,null,0.31986759999999997]
[0.29057379999999999,null,0.31986759999999997]
[0.29057379999999999,null,0.31986759999999997]
[0.29057379999999999,null,0.31975589999999998]
[0.29057379999999999,null,0.31975589999999998]
[0.29057379999999999,null,0.31975589999999998]
[0.29057379999999999,null,0.31975589999999998]
[0.29045609999999999,null,0.31975589999999998]
[0.29045609999999999,null,0.31975589999999998]
[0.29035430000000001,null,0.31975589999999998]
[0.29035430000000001,null,0.31975589999999998]
[0.29035430000000001,null,0.31975589999999998]
[0.29035430000000001,null,0.31975589999999998]
[0.29035430000000001,null,0.31975589999999998]
[0.29018490000000002,null,0.31975589999999998]
[0.29018490000000002,null,0.31975589999999998]
[0.29018490000000002,null,0.31961489999999998]
[0.29018490000000002,null,0.31961489999999998]
[0.29008309999999998,null,0.31961489999999998]
[0.28991479999999997,null,0.31934610000000002]
[0.28991479999999997,null,0.31934610000000002]
[0.28991479999999997,null,0.31934610000000002]
[0.28991479999999997,null,0.31934610000000002]
[0.28991479999999997,null,0.31923439999999997]
[0.28991479999999997,null,0.31923439999999997]
[0.28991479999999997,null,0.31923439999999997]
[0.28991479999999997,null,0.31910739999999999]
[0.28958590000000001,null,0.31910739999999999]
[0.28948410000000002,null,0.31910739999999999]
[0.28948410000000002,null,0.31910739999999999]
[0.28948410000000002,null,0.31910739999999999]
[0.28948410000000002,null,0.31910739999999999]
[0.28948410000000002,null,0.31910739999999999]
[0.28948410000000002,null,0.31910739999999999]
[0.28948410000000002,null,0.31910739999999999]
[0.28948410000000002,null,0.31910739999999999]
[0.28948410000000002,null,0.31910739999999999]
[0.28948410000000002,null,0.31910739999999999]
[0.28938229999999998,null,0.31910739999999999]
[0.28909620000000003,null,0.31901360000000001]
[0.28909620000000003,null,0.31901360000000001]
[0.28909620000000003,null,0.31901360000000001]
[0.28909620000000003,null,0.31901360000000001]
[0.28909620000000003,null,0.31890200000000002]
[0.28893669999999999,null,0.31890200000000002]
[0.28893669999999999,null,0.31890200000000002]
[0.28893669999999999,null,0.31890190000000002]
[0.28893669999999999,null,0.31890190000000002]
[0.28883490000000001,null,0.31872699999999998]
[0.28883490000000001,null,0.31858589999999998]
[0.28883490000000001,null,0.31858589999999998]
[0.28883490000000001,null,0.31858589999999998]
[0.28866550000000002,null,0.31845899999999999]
[0.28866550000000002,null,0.31845899999999999]
[0.28866550000000002,null,0.31836510000000001]
[0.28856369999999998,null,0.31836510000000001]
[0.28856369999999998,null,0.31836510000000001]
[0.28856369999999998,null,0.31836510000000001]
[0.28856369999999998,null,0.31836510000000001]
[0.28856369999999998,null,0.31836510000000001]
[0.28850480000000001,null,0.31836510000000001]
[0.28834409999999999,null,0.31825350000000002]
[0.28834409999999999,null,0.31825350000000002]
[0.28818460000000001,null,0.31825350000000002]
[0.2880163,null,0.31825350000000002]
[0.2880163,null,0.31825350000000002]
[0.2880163,null,0.31825350000000002]
[0.28791450000000002,null,0.31825350000000002]
[0.28774509999999998,null,0.31815969999999999]
[0.28774509999999998,null,0.31815969999999999]
[0.28774509999999998,null,0.31815969999999999]
[0.28774509999999998,null,0.31798470000000001]
[0.28774509999999998,null,0.31798470000000001]
[0.28774509999999998,null,0.31798470000000001]
[0.28774509999999998,null,0.31798470000000001]
[0.28774509999999998,null,0.31798470000000001]
[0.28764329999999999,null,0.3178436]
[0.28764329999999999,null,0.3178436]
[0.28764329999999999,null,0.3178436]
[0.28764329999999999,null,0.3178436]
[0.28764329999999999,null,0.31771670000000002]
[0.2874739,null,0.31760500000000003]
[0.2874739,null,0.31760500000000003]
[0.2874739,null,0.31751119999999999]
[0.28719670000000003,null,0.31751119999999999]
[0.28719670000000003,null,0.31751119999999999]
[0.28709489999999999,null,0.31751119999999999]
[0.28709489999999999,null,0.31751119999999999]
[0.28709489999999999,null,0.31751119999999999]
[0.28709489999999999,null,0.31751119999999999]
[0.28692659999999998,null,0.31751119999999999]
[0.28692659999999998,null,0.31751119999999999]
[0.28692659999999998,null,0.31751119999999999]
[0.28692659999999998,null,0.31751119999999999]
[0.28682469999999999,null,0.31733620000000001]
[0.28682469999999999,null,0.31720920000000002]
[0.28682469999999999,null,0.31720920000000002]
[0.28682469999999999,null,0.31720920000000002]
[0.28670699999999999,null,0.31711539999999999]
[0.28670699999999999,null,0.31711539999999999]
[0.28670699999999999,null,0.31711539999999999]
[0.28670699999999999,null,0.31711539999999999]
[0.28670699999999999,null,0.31711539999999999]
[0.28670699999999999,null,0.31711539999999999]
[0.2865376,null,0.31711539999999999]
[0.28643580000000002,null,0.31711539999999999]
[0.28643580000000002,null,0.31711539999999999]
[0.28643580000000002,null,0.31711539999999999]
[0.28627629999999998,null,0.3170037]
[0.28627629999999998,null,0.3170037]
[0.28627629999999998,null,0.31690990000000002]
[0.28600619999999999,null,0.31690990000000002]
[0.28600619999999999,null,0.31690990000000002]
[0.28600609999999999,null,0.31690990000000002]
[0.28600609999999999,null,0.31676890000000002]
[0.28600609999999999,null,0.31676890000000002]
[0.28600609999999999,null,0.31676890000000002]
[0.2859043,null,0.31664189999999998]
[0.2859043,null,0.31664189999999998]
[0.2859043,null,0.31664189999999998]
[0.2859043,null,0.31664189999999998]
[0.2859043,null,0.31664189999999998]
[0.28568480000000002,null,0.31664189999999998]
[0.28568480000000002,null,0.31664189999999998]
[0.28568480000000002,null,0.31637310000000002]
[0.28568480000000002,null,0.31637310000000002]
[0.28568480000000002,null,0.31626149999999997]
[0.28568480000000002,null,0.31626149999999997]
[0.2855164,null,0.31626149999999997]
[0.28522940000000002,null,0.31626149999999997]
[0.28522940000000002,null,0.31626149999999997]
[0.28522930000000002,null,0.31626140000000003]
[0.28522930000000002,null,0.31626140000000003]
[0.28522930000000002,null,0.31626140000000003]
[0.28522930000000002,null,0.31626140000000003]
[0.284968,null,0.31626140000000003]
[0.284968,null,0.31626140000000003]
[0.284968,null,0.31626140000000003]
[0.284968,null,0.31626140000000003]
[0.284968,null,0.31626140000000003]
[0.284968,null,0.31626140000000003]
[0.284968,null,0.31626140000000003]
[0.28469680000000003,null,0.31626140000000003]
[0.28469680000000003,null,0.31626140000000003]
[0.28469680000000003,null,0.31608649999999999]
[0.28457909999999997,null,0.31608649999999999]
[0.28441080000000002,null,0.31608649999999999]
[0.28430889999999998,null,0.31608649999999999]
[0.28430889999999998,null,0.3158184]
[0.28430889999999998,null,0.31570680000000001]
[0.28430889999999998,null,0.31570680000000001]
[0.28430889999999998,null,0.31570680000000001]
[0.28430889999999998,null,0.31570680000000001]
[0.28430889999999998,null,0.31570680000000001]
[0.2841495,null,0.31570680000000001]
[0.2841495,null,0.31570680000000001]
[0.2841495,null,0.31561299999999998]
[0.2841495,null,0.31561299999999998]
[0.2841495,null,0.31561299999999998]
[0.2841495,null,0.31561299999999998]
[0.2841495,null,0.31561299999999998]
[0.2840317,null,0.31561299999999998]
[0.2840317,null,0.31561299999999998]
[0.28392990000000001,null,0.31561299999999998]
[0.28392990000000001,null,0.315438]
[0.2837616,null,0.315438]
[0.2837616,null,0.31531100000000001]
[0.28359220000000002,null,0.31531100000000001]
[0.28359220000000002,null,0.31519930000000002]
[0.28359220000000002,null,0.31519930000000002]
[0.28359220000000002,null,0.31519930000000002]
[0.28359220000000002,null,0.31519930000000002]
[0.28359220000000002,null,0.31519930000000002]
[0.28349039999999998,null,0.31519930000000002]
[0.28349039999999998,null,0.31510549999999998]
[0.28349039999999998,null,0.31510549999999998]
[0.28349039999999998,null,0.31496449999999998]
[0.28349039999999998,null,0.31496449999999998]
[0.28337269999999998,null,0.31496449999999998]
[0.28327079999999999,null,0.31496449999999998]
[0.28311130000000001,null,0.31496449999999998]
[0.28311130000000001,null,0.31496449999999998]
[0.28311130000000001,null,0.31496449999999998]
[0.28311130000000001,null,0.31496449999999998]
[0.28311130000000001,null,0.31496449999999998]
[0.28311130000000001,null,0.31485279999999999]
[0.28311130000000001,null,0.31485279999999999]
[0.282943,null,0.31485279999999999]
[0.282943,null,0.31485279999999999]
[0.28284120000000001,null,0.31485279999999999]
[0.28267179999999997,null,0.31485279999999999]
[0.28267179999999997,null,0.31475900000000001]
[0.28267179999999997,null,0.31475900000000001]
[0.28267179999999997,null,0.31475900000000001]
[0.28255409999999997,null,0.31463200000000002]
[0.28255409999999997,null,0.31463200000000002]
[0.28255409999999997,null,0.31463200000000002]
[0.28255409999999997,null,0.31445699999999999]
[0.28255409999999997,null,0.31445699999999999]
[0.28255409999999997,null,0.31445699999999999]
[0.2823946,null,0.31445699999999999]
[0.2822769,null,0.31445699999999999]
[0.28217500000000001,null,0.31431599999999998]
[0.28217500000000001,null,0.31431599999999998]
[0.28217500000000001,null,0.31420429999999999]
[0.28217500000000001,null,0.31420429999999999]
[0.28217500000000001,null,0.31411050000000001]
[0.28200570000000003,null,0.31411050000000001]
[0.28200570000000003,null,0.31411050000000001]
[0.28200570000000003,null,0.31411050000000001]
[0.28200570000000003,null,0.31411050000000001]
[0.28190389999999999,null,0.31411050000000001]
[0.28190389999999999,null,0.31411050000000001]
[0.28190389999999999,null,0.31411050000000001]
[0.28173550000000003,null,0.31411050000000001]
[0.28173550000000003,null,0.31411050000000001]
[0.28173550000000003,null,0.31411050000000001]
[0.28173550000000003,null,0.31411050000000001]
[0.28163369999999999,null,0.31398350000000003]
[0.28151599999999999,null,0.31398350000000003]
[0.28151599999999999,null,0.31398350000000003]
[0.28151599999999999,null,0.31387189999999998]
[0.28135650000000001,null,0.3137781]
[0.28135650000000001,null,0.3137781]
[0.28135650000000001,null,0.3137781]
[0.28135650000000001,null,0.313778]
[0.28135650000000001,null,0.313778]
[0.28108529999999998,null,0.31360310000000002]
[0.28108529999999998,null,0.31360310000000002]
[0.28108529999999998,null,0.31360310000000002]
[0.28108529999999998,null,0.31346200000000002]
[0.28108529999999998,null,0.31346200000000002]
[0.28108529999999998,null,0.31346200000000002]
[0.28096759999999998,null,0.31346200000000002]
[0.28096759999999998,null,0.31346200000000002]
[0.28096759999999998,null,0.31346200000000002]
[0.28079920000000003,null,0.31346200000000002]
[0.28079920000000003,null,0.31346200000000002]
[0.28079920000000003,null,0.31346200000000002]
[0.28079920000000003,null,0.31346200000000002]
[0.28079920000000003,null,0.31346200000000002]
[0.28069739999999999,null,0.31346200000000002]
[0.28069739999999999,null,0.31336819999999999]
[0.28069739999999999,null,0.31336819999999999]
[0.28069739999999999,null,0.31336819999999999]
[0.28057969999999999,null,0.31312960000000001]
[0.28057969999999999,null,0.31312960000000001]
[0.28057969999999999,null,0.31312960000000001]
[0.2804778,null,0.31312960000000001]
[0.2804778,null,0.31312960000000001]
[0.2804778,null,0.31312960000000001]
[0.28031840000000002,null,0.31312960000000001]
[0.28031840000000002,null,0.3129885]
[0.28031840000000002,null,0.3129885]
[0.28014899999999998,null,0.31289470000000003]
[0.28014899999999998,null,0.31289470000000003]
[0.28014899999999998,null,0.31289470000000003]
[0.27998070000000003,null,0.31289470000000003]
[0.27998070000000003,null,0.31271969999999999]
[0.27998070000000003,null,0.31271969999999999]
[0.27998070000000003,null,0.31271969999999999]
[0.27998070000000003,null,0.31271969999999999]
[0.27987879999999998,null,0.31271969999999999]
[0.27987879999999998,null,0.31271969999999999]
[0.27987879999999998,null,0.31262590000000001]
[0.27987879999999998,null,0.31262590000000001]
[0.27987879999999998,null,0.31251430000000002]
[0.27987879999999998,null,0.31238729999999998]
[0.27987879999999998,null,0.31238729999999998]
[0.27976109999999998,null,0.31238729999999998]
[0.2796593,null,0.31238729999999998]
[0.27948990000000001,null,0.31238729999999998]
[0.27948990000000001,null,0.31238729999999998]
[0.27948990000000001,null,0.31238729999999998]
[0.27948990000000001,null,0.31238729999999998]
[0.27948990000000001,null,0.31224619999999997]
[0.27938809999999997,null,0.31224619999999997]
[0.27938809999999997,null,0.31224619999999997]
[0.27938809999999997,null,0.31224619999999997]
[0.27938809999999997,null,0.3121524]
[0.27938809999999997,null,0.3121524]
[0.27938809999999997,null,0.3121524]
[0.27921970000000002,null,0.3121524]
[0.27910200000000002,null,0.3121524]
[0.27894249999999998,null,0.3121524]
[0.27894249999999998,null,0.3121524]
[0.27894249999999998,null,0.3121524]
[0.27894249999999998,null,0.3121524]
[0.27894249999999998,null,0.3121524]
[0.2788407,null,0.3121524]
[0.2788407,null,0.31188359999999998]
[0.2788407,null,0.3117567]
[0.27867140000000001,null,0.3117567]
[0.27867140000000001,null,0.3117567]
[0.27867140000000001,null,0.3117567]
[0.27867140000000001,null,0.3117567]
[0.27867140000000001,null,0.3117567]
[0.27867140000000001,null,0.31164500000000001]
[0.27856950000000003,null,0.31164500000000001]
[0.27856950000000003,null,0.31164500000000001]
[0.27856950000000003,null,0.31164500000000001]
[0.27856950000000003,null,0.31164500000000001]
[0.27828350000000002,null,0.31164500000000001]
[0.27828350000000002,null,0.31155119999999997]
[0.27828350000000002,null,0.31141010000000002]
[0.27828350000000002,null,0.31141010000000002]
[0.27828350000000002,null,0.31141010000000002]
[0.27818159999999997,null,0.31141010000000002]
[0.27818159999999997,null,0.31141010000000002]
[0.27818159999999997,null,0.31141010000000002]
[0.27818159999999997,null,0.31141010000000002]
[0.27792030000000001,null,0.31141010000000002]
[0.27792030000000001,null,0.31128309999999998]
[0.27792030000000001,null,0.31128309999999998]
[0.27792030000000001,null,0.31128309999999998]
[0.27780260000000001,null,0.31128309999999998]
[0.27763320000000002,null,0.31117149999999999]
[0.27763320000000002,null,0.31117149999999999]
[0.27753139999999998,null,0.31117149999999999]
[0.27753139999999998,null,0.31117149999999999]
[0.27753139999999998,null,0.31117149999999999]
[0.27753139999999998,null,0.31107770000000001]
[0.27753139999999998,null,0.31107770000000001]
[0.27753139999999998,null,0.31093660000000001]
[0.27736309999999997,null,0.31076169999999997]
[0.27736309999999997,null,0.31076169999999997]
[0.27736309999999997,null,0.31076169999999997]
[0.27736309999999997,null,0.31076160000000003]
[0.27724529999999997,null,0.31076160000000003]
[0.27724529999999997,null,0.31076160000000003]
[0.27714349999999999,null,0.31076160000000003]
[0.27714349999999999,null,0.31063469999999999]
[0.27714349999999999,null,0.31063469999999999]
[0.27714349999999999,null,0.31063469999999999]
[0.27714349999999999,null,0.31063469999999999]
[0.27686630000000001,null,0.31054090000000001]
[0.27686630000000001,null,0.31054090000000001]
[0.27669700000000003,null,0.31054090000000001]
[0.27659509999999998,null,0.31054090000000001]
[0.27659509999999998,null,0.31054090000000001]
[0.27659509999999998,null,0.31054080000000001]
[0.27659509999999998,null,0.31042920000000002]
[0.27642679999999997,null,0.31042920000000002]
[0.27642679999999997,null,0.31042920000000002]
[0.27642679999999997,null,0.31042920000000002]
[0.27642679999999997,null,0.31042920000000002]
[0.27632489999999998,null,0.31042920000000002]
[0.27632489999999998,null,0.31042920000000002]
[0.27604770000000001,null,0.31028810000000001]
[0.27604770000000001,null,0.31028810000000001]
[0.27594590000000002,null,0.31006739999999999]
[0.27594590000000002,null,0.31006739999999999]
[0.27594590000000002,null,0.31006739999999999]
[0.27594590000000002,null,0.31006739999999999]
[0.27594590000000002,null,0.31006729999999999]
[0.27594590000000002,null,0.30989240000000001]
[0.27594590000000002,null,0.30989240000000001]
[0.27594590000000002,null,0.30989240000000001]
[0.27594590000000002,null,0.30989240000000001]
[0.27577750000000001,null,0.30989240000000001]
[0.27560820000000003,null,0.30989240000000001]
[0.27549050000000003,null,0.30989240000000001]
[0.27549050000000003,null,0.30989240000000001]
[0.27549050000000003,null,0.30989240000000001]
[0.27538869999999999,null,0.30979859999999998]
[0.27538869999999999,null,0.30979859999999998]
[0.27538869999999999,null,0.30979859999999998]
[0.27538869999999999,null,0.30979859999999998]
[0.27538869999999999,null,0.30979859999999998]
[0.27538859999999998,null,0.30968689999999999]
[0.27538859999999998,null,0.30968689999999999]
[0.27522920000000001,null,0.30968689999999999]
[0.27522920000000001,null,0.30968689999999999]
[0.27522920000000001,null,0.30968689999999999]
[0.27522920000000001,null,0.30968689999999999]
[0.27522920000000001,null,0.30968689999999999]
[0.27522920000000001,null,0.30968689999999999]
[0.27522920000000001,null,0.30968689999999999]
[0.27512730000000002,null,0.30968689999999999]
[0.27512730000000002,null,0.30968689999999999]
[0.27500960000000002,null,0.30968689999999999]
[0.27484130000000001,null,0.30954579999999998]
[0.27484130000000001,null,0.30954579999999998]
[0.27484130000000001,null,0.309452]
[0.27484130000000001,null,0.309452]
[0.27457009999999998,null,0.309452]
[0.27457009999999998,null,0.30932510000000002]
[0.27457009999999998,null,0.30932510000000002]
[0.27457009999999998,null,0.30932510000000002]
[0.27457009999999998,null,0.30932510000000002]
[0.27457009999999998,null,0.30932500000000002]
[0.27445239999999999,null,0.30903839999999999]
[0.27445239999999999,null,0.30903839999999999]
[0.2743505,null,0.30903839999999999]
[0.2743505,null,0.30903839999999999]
[0.2743505,null,0.30894460000000001]
[0.27419100000000002,null,0.30894460000000001]
[0.27419100000000002,null,0.30894460000000001]
[0.27419100000000002,null,0.30894460000000001]
[0.27419100000000002,null,0.30894460000000001]
[0.27419100000000002,null,0.30894460000000001]
[0.27392090000000002,null,0.30894460000000001]
[0.27392090000000002,null,0.30894460000000001]
[0.27392090000000002,null,0.30894460000000001]
[0.27392090000000002,null,0.30894460000000001]
[0.27375149999999998,null,0.30870979999999998]
[0.27375149999999998,null,0.30870969999999998]
[0.27363379999999998,null,0.30870969999999998]
[0.27363379999999998,null,0.30870969999999998]
[0.27363379999999998,null,0.30870969999999998]
[0.273532,null,0.30870969999999998]
[0.273532,null,0.30870969999999998]
[0.273532,null,0.30870969999999998]
[0.273532,null,0.30870969999999998]
[0.273532,null,0.30870969999999998]
[0.273532,null,0.30850430000000001]
[0.27336359999999998,null,0.30850430000000001]
[0.2731441,null,0.30850430000000001]
[0.2731441,null,0.30832929999999997]
[0.27298460000000002,null,0.30820229999999998]
[0.27298460000000002,null,0.30820229999999998]
[0.27281519999999998,null,0.30820229999999998]
[0.27281519999999998,null,0.30820229999999998]
[0.27281519999999998,null,0.30820229999999998]
[0.27281519999999998,null,0.30820229999999998]
[0.27281519999999998,null,0.30820229999999998]
[0.27281519999999998,null,0.30820229999999998]
[0.27281519999999998,null,0.30810850000000001]
[0.27281519999999998,null,0.30810850000000001]
[0.27254499999999998,null,0.30810850000000001]
[0.27254499999999998,null,0.30810850000000001]
[0.27254499999999998,null,0.30810850000000001]
[0.27254499999999998,null,0.30810850000000001]
[0.27254499999999998,null,0.30796750000000001]
[0.27242729999999998,null,0.30796750000000001]
[0.27242729999999998,null,0.30796750000000001]
[0.27242729999999998,null,0.30796750000000001]
[0.27242729999999998,null,0.30796750000000001]
[0.2723255,null,0.30796750000000001]
[0.2723255,null,0.30796750000000001]
[0.2723255,null,0.3079674]
[0.2723255,null,0.30787360000000003]
[0.2723255,null,0.30776199999999998]
[0.2723255,null,0.30776199999999998]
[0.2723255,null,0.30776199999999998]
[0.27215610000000001,null,0.3076682]
[0.27215610000000001,null,0.3076682]
[0.27215610000000001,null,0.3076682]
[0.27215610000000001,null,0.3076682]
[0.27189479999999999,null,0.3076682]
[0.27189479999999999,null,0.3076682]
[0.27189479999999999,null,0.3076682]
[0.27160879999999998,null,0.3076682]
[0.27160879999999998,null,0.3076682]
[0.27160879999999998,null,0.30749320000000002]
[0.27160879999999998,null,0.30749320000000002]
[0.27160879999999998,null,0.30749320000000002]
[0.27160879999999998,null,0.30749320000000002]
[0.27160879999999998,null,0.30739939999999999]
[0.2715069,null,0.30739939999999999]
[0.2715069,null,0.30725829999999998]
[0.2715069,null,0.30725829999999998]
[0.2715069,null,0.30725829999999998]
[0.2715069,null,0.30725829999999998]
[0.27133760000000001,null,0.30725829999999998]
[0.27121990000000001,null,0.3071314]
[0.27121990000000001,null,0.3071314]
[0.27121990000000001,null,0.3071314]
[0.2710515,null,0.3071314]
[0.27094970000000002,null,0.3071314]
[0.27094970000000002,null,0.3071314]
[0.27094970000000002,null,0.3071314]
[0.27094970000000002,null,0.30703750000000002]
[0.27094970000000002,null,0.30703750000000002]
[0.27094970000000002,null,0.30703750000000002]
[0.27094970000000002,null,0.30692589999999997]
[0.27094970000000002,null,0.30692589999999997]
[0.27084780000000003,null,0.30692589999999997]
[0.2706884,null,0.30692589999999997]
[0.27057059999999999,null,0.30692589999999997]
[0.27057059999999999,null,0.30692589999999997]
[0.27057059999999999,null,0.30692589999999997]
[0.27057059999999999,null,0.30692589999999997]
[0.27057059999999999,null,0.30692589999999997]
[0.27057059999999999,null,0.30678480000000002]
[0.27046880000000001,null,0.30678480000000002]
[0.27046880000000001,null,0.30678480000000002]
[0.2703005,null,0.30669099999999999]
[0.2703005,null,0.30669099999999999]
[0.27019860000000001,null,0.30651600000000001]
[0.27019860000000001,null,0.30651600000000001]
[0.27008090000000001,null,0.30651600000000001]
[0.27008090000000001,null,0.30651600000000001]
[0.27008090000000001,null,0.30651600000000001]
[0.27008090000000001,null,0.30651600000000001]
[0.26991159999999997,null,0.30651600000000001]
[0.26991159999999997,null,0.30642219999999998]
[0.26991159999999997,null,0.30642219999999998]
[0.26975209999999999,null,0.30642219999999998]
[0.26975209999999999,null,0.30642219999999998]
[0.26965020000000001,null,0.30642219999999998]
[0.26965020000000001,null,0.30642219999999998]
[0.26953250000000001,null,0.30642219999999998]
[0.26953250000000001,null,0.30642219999999998]
[0.26953250000000001,null,0.30642219999999998]
[0.26953250000000001,null,0.30629529999999999]
[0.2693642,null,0.30629529999999999]
[0.2693642,null,0.30629519999999999]
[0.26926230000000001,null,0.3061836]
[0.26909300000000003,null,0.3061836]
[0.26909300000000003,null,0.3061836]
[0.26909300000000003,null,0.3061836]
[0.26909300000000003,null,0.3061836]
[0.26897529999999997,null,0.30608980000000002]
[0.26897529999999997,null,0.30608980000000002]
[0.26897529999999997,null,0.30594870000000002]
[0.26897529999999997,null,0.30594870000000002]
[0.26887339999999998,null,0.30594870000000002]
[0.26887339999999998,null,0.30594870000000002]
[0.26887339999999998,null,0.30594870000000002]
[0.26871400000000001,null,0.30594870000000002]
[0.26871390000000001,null,0.30594870000000002]
[0.26871390000000001,null,0.30594870000000002]
[0.26871390000000001,null,0.30594870000000002]
[0.26871390000000001,null,0.30594870000000002]
[0.26871390000000001,null,0.30577379999999998]
[0.26871390000000001,null,0.3056799]
[0.2685456,null,0.3056799]
[0.26837630000000001,null,0.3056799]
[0.26825850000000001,null,0.3056799]
[0.26815670000000003,null,0.3056799]
[0.26815670000000003,null,0.3056799]
[0.26815670000000003,null,0.3056799]
[0.26815670000000003,null,0.3056799]
[0.26815670000000003,null,0.30555300000000002]
[0.26815670000000003,null,0.30541190000000001]
[0.26815670000000003,null,0.30531809999999998]
[0.26815670000000003,null,0.30531809999999998]
[0.26805489999999998,null,0.30531809999999998]
[0.26805489999999998,null,0.30531809999999998]
[0.26805489999999998,null,0.30531809999999998]
[0.26805489999999998,null,0.30531809999999998]
[0.26805489999999998,null,0.30531809999999998]
[0.26793709999999998,null,0.30520639999999999]
[0.26793709999999998,null,0.30520639999999999]
[0.2678353,null,0.30520639999999999]
[0.2678353,null,0.30520639999999999]
[0.26767580000000002,null,0.30520639999999999]
[0.26767580000000002,null,0.30520639999999999]
[0.26757399999999998,null,0.30511260000000001]
[0.26757399999999998,null,0.30511260000000001]
[0.26740560000000002,null,0.30511260000000001]
[0.26711859999999998,null,0.30511260000000001]
[0.26711859999999998,null,0.30511260000000001]
[0.26711859999999998,null,0.30511260000000001]
[0.26711859999999998,null,0.30511260000000001]
[0.26711859999999998,null,0.30511260000000001]
[0.26711859999999998,null,0.30493769999999998]
[0.26711859999999998,null,0.30493769999999998]
[0.26711859999999998,null,0.30493759999999998]
[0.2670167,null,0.30493759999999998]
[0.2670167,null,0.30493759999999998]
[0.2670167,null,0.30481069999999999]
[0.2670167,null,0.30481069999999999]
[0.2670167,null,0.30481069999999999]
[0.266899,null,0.30466959999999998]
[0.26679720000000001,null,0.30466959999999998]
[0.26679720000000001,null,0.30466959999999998]
[0.26679720000000001,null,0.30466959999999998]
[0.26679720000000001,null,0.30466959999999998]
[0.26679720000000001,null,0.30446410000000002]
[0.26663769999999998,null,0.30446410000000002]
[0.26646940000000002,null,0.30446410000000002]
[0.26636749999999998,null,0.30446410000000002]
[0.26636749999999998,null,0.30446410000000002]
[0.26636749999999998,null,0.30446410000000002]
[0.26636749999999998,null,0.30446410000000002]
[0.2660805,null,0.30446410000000002]
[0.2660805,null,0.30437029999999998]
[0.2660805,null,0.30437029999999998]
[0.26597860000000001,null,0.30437029999999998]
[0.26597860000000001,null,0.30437029999999998]
[0.26597860000000001,null,0.30437029999999998]
[0.26597860000000001,null,0.30437029999999998]
[0.26597860000000001,null,0.30437029999999998]
[0.26597860000000001,null,0.30437029999999998]
[0.26597860000000001,null,0.30437029999999998]
[0.26597860000000001,null,0.30437029999999998]
[0.26587680000000002,null,0.30424329999999999]
[0.26575910000000003,null,0.30424329999999999]
[0.26575910000000003,null,0.30424329999999999]
[0.26575910000000003,null,0.30406840000000002]
[0.26559070000000001,null,0.30406840000000002]
[0.26559070000000001,null,0.30381570000000002]
[0.26559070000000001,null,0.30381570000000002]
[0.26548890000000003,null,0.30381570000000002]
[0.26532939999999999,null,0.30372189999999999]
[0.26532939999999999,null,0.30372189999999999]
[0.26521169999999999,null,0.30372189999999999]
[0.26521169999999999,null,0.30372189999999999]
[0.26521169999999999,null,0.30372189999999999]
[0.26521169999999999,null,0.30372189999999999]
[0.26510990000000001,null,0.30372189999999999]
[0.26510990000000001,null,0.30372189999999999]
[0.26510990000000001,null,0.30372189999999999]
[0.26510990000000001,null,0.30372179999999999]
[0.26477220000000001,null,0.30372179999999999]
[0.26477220000000001,null,0.30372179999999999]
[0.26477220000000001,null,0.30372179999999999]
[0.26467030000000002,null,0.30350110000000002]
[0.26467030000000002,null,0.30350110000000002]
[0.26467030000000002,null,0.30350110000000002]
[0.26467030000000002,null,0.30350110000000002]
[0.26455260000000003,null,0.30350110000000002]
[0.26455260000000003,null,0.30350110000000002]
[0.26455260000000003,null,0.30350110000000002]
[0.26455260000000003,null,0.30350110000000002]
[0.26445079999999999,null,0.30336000000000002]
[0.26445079999999999,null,0.30336000000000002]
[0.26445079999999999,null,0.30326619999999999]
[0.26445079999999999,null,0.30326619999999999]
[0.26445079999999999,null,0.30326619999999999]
[0.26429130000000001,null,0.30326619999999999]
[0.26407170000000002,null,0.30326619999999999]
[0.26407170000000002,null,0.30326619999999999]
[0.26390340000000001,null,0.30326619999999999]
[0.26390340000000001,null,0.30317240000000001]
[0.26390340000000001,null,0.30288579999999998]
[0.26390340000000001,null,0.30288579999999998]
[0.26390340000000001,null,0.30288579999999998]
[0.26390340000000001,null,0.30288579999999998]
[0.26390340000000001,null,0.30288569999999998]
[0.26380160000000002,null,0.30288569999999998]
[0.26368380000000002,null,0.30288569999999998]
[0.26368380000000002,null,0.30288569999999998]
[0.26368380000000002,null,0.30288569999999998]
[0.26368380000000002,null,0.30275879999999999]
[0.26351449999999998,null,0.30275879999999999]
[0.26351449999999998,null,0.30275879999999999]
[0.26351449999999998,null,0.30275879999999999]
[0.2634127,null,0.30275879999999999]
[0.2634127,null,0.30275879999999999]
[0.26325320000000002,null,0.30275879999999999]
[0.26325320000000002,null,0.30261769999999999]
[0.26325320000000002,null,0.30261769999999999]
[0.26325320000000002,null,0.30261769999999999]
[0.26313550000000002,null,0.30252390000000001]
[0.26313550000000002,null,0.30252390000000001]
[0.26313550000000002,null,0.30252390000000001]
[0.26313550000000002,null,0.30252390000000001]
[0.26303359999999998,null,0.30252390000000001]
[0.26303359999999998,null,0.30252390000000001]
[0.26303359999999998,null,0.30252390000000001]
[0.26303359999999998,null,0.30234889999999998]
[0.26286530000000002,null,0.30234889999999998]
[0.26286530000000002,null,0.30214350000000001]
[0.26286530000000002,null,0.30214350000000001]
[0.26286530000000002,null,0.30214350000000001]
[0.26286530000000002,null,0.30214350000000001]
[0.26286530000000002,null,0.30214350000000001]
[0.26274760000000003,null,0.30214350000000001]
[0.26274750000000002,null,0.30214350000000001]
[0.26274750000000002,null,0.30214350000000001]
[0.26264569999999998,null,0.30214350000000001]
[0.26264569999999998,null,0.30214350000000001]
[0.26264569999999998,null,0.30214350000000001]
[0.2624764,null,0.30214350000000001]
[0.26231690000000002,null,0.30204959999999997]
[0.26204670000000002,null,0.30204959999999997]
[0.26204670000000002,null,0.30204959999999997]
[0.26192900000000002,null,0.30192269999999999]
[0.26192900000000002,null,0.30192269999999999]
[0.26192900000000002,null,0.30192269999999999]
[0.26192900000000002,null,0.30192269999999999]
[0.26192900000000002,null,0.30192269999999999]
[0.26192900000000002,null,0.30192269999999999]
[0.26192900000000002,null,0.30192269999999999]
[0.26192900000000002,null,0.30192269999999999]
[0.26192900000000002,null,0.30178159999999998]
[0.26182709999999998,null,0.30178159999999998]
[0.26182709999999998,null,0.30178159999999998]
[0.26182709999999998,null,0.30166999999999999]
[0.26165880000000002,null,0.30166999999999999]
[0.26165880000000002,null,0.30166999999999999]
[0.26165880000000002,null,0.30166999999999999]
[0.26165880000000002,null,0.30166999999999999]
[0.26137169999999998,null,0.30166999999999999]
[0.26137169999999998,null,0.30166999999999999]
[0.26137169999999998,null,0.30157610000000001]
[0.26137169999999998,null,0.30157610000000001]
[0.26137169999999998,null,0.30157610000000001]
[0.26137169999999998,null,0.30157610000000001]
[0.26137169999999998,null,0.30157610000000001]
[0.26125399999999999,null,0.30157610000000001]
[0.2611522,null,0.30157610000000001]
[0.2611522,null,0.30157610000000001]
[0.2611522,null,0.30157610000000001]
[0.2611522,null,0.30157610000000001]
[0.2611522,null,0.30140119999999998]
[0.2611522,null,0.30140119999999998]
[0.26099270000000002,null,0.30140119999999998]
[0.26082440000000001,null,0.30140119999999998]
[0.26072250000000002,null,0.30126009999999998]
[0.26072250000000002,null,0.30126009999999998]
[0.26072250000000002,null,0.30126009999999998]
[0.26072250000000002,null,0.3011663]
[0.26060480000000003,null,0.3011663]
[0.26060480000000003,null,0.3011663]
[0.26060480000000003,null,0.30103930000000001]
[0.26060480000000003,null,0.30103930000000001]
[0.26060480000000003,null,0.30103930000000001]
[0.26060480000000003,null,0.30092770000000002]
[0.26050299999999998,null,0.30092770000000002]
[0.26050299999999998,null,0.30092770000000002]
[0.26050299999999998,null,0.30092770000000002]
[0.26050299999999998,null,0.30092770000000002]
[0.26050299999999998,null,0.30092770000000002]
[0.26050299999999998,null,0.30092770000000002]
[0.26038519999999998,null,0.30092770000000002]
[0.26038519999999998,null,0.30083379999999998]
[0.26038519999999998,null,0.30069279999999998]
[0.26038519999999998,null,0.30069279999999998]
[0.2602834,null,0.30069279999999998]
[0.2602834,null,0.30069279999999998]
[0.26011410000000001,null,0.30069279999999998]
[0.26011410000000001,null,0.30069279999999998]
[0.259828,null,0.30069279999999998]
[0.259828,null,0.30069279999999998]
[0.259828,null,0.30069279999999998]
[0.25966850000000002,null,0.30059900000000001]
[0.25956669999999998,null,0.30059900000000001]
[0.25956669999999998,null,0.30059900000000001]
[0.25956669999999998,null,0.30059900000000001]
[0.25956669999999998,null,0.30042400000000002]
[0.25956669999999998,null,0.30042400000000002]
[0.25956669999999998,null,0.30042400000000002]
[0.25956669999999998,null,0.30042400000000002]
[0.2593471,null,0.30042400000000002]
[0.2593471,null,0.30042400000000002]
[0.2593471,null,0.30042400000000002]
[0.2593471,null,0.3002032]
[0.25917780000000001,null,0.3002032]
[0.25907590000000003,null,0.3000622]
[0.25890760000000002,null,0.3000622]
[0.25890760000000002,null,0.3000622]
[0.25890760000000002,null,0.3000622]
[0.25890760000000002,null,0.3000622]
[0.25878990000000002,null,0.3000622]
[0.25878990000000002,null,0.3000622]
[0.25878990000000002,null,0.29995050000000001]
[0.25863039999999998,null,0.29985669999999998]
[0.2585286,null,0.29985669999999998]
[0.2585286,null,0.29985669999999998]
[0.2585286,null,0.29985669999999998]
[0.2584108,null,0.29985669999999998]
[0.2584108,null,0.29985669999999998]
[0.2584108,null,0.29985669999999998]
[0.25830900000000001,null,0.29985669999999998]
[0.25830900000000001,null,0.29985669999999998]
[0.25830900000000001,null,0.29985669999999998]
[0.25830900000000001,null,0.29985669999999998]
[0.25830900000000001,null,0.29985669999999998]
[0.25830900000000001,null,0.2997629]
[0.25830900000000001,null,0.2997629]
[0.25808950000000003,null,0.29958790000000002]
[0.25792009999999999,null,0.29958790000000002]
[0.25775179999999998,null,0.29958790000000002]
[0.25775179999999998,null,0.29958790000000002]
[0.25775179999999998,null,0.29944690000000002]
[0.25775179999999998,null,0.29944690000000002]
[0.25775179999999998,null,0.29944690000000002]
[0.25775179999999998,null,0.29944690000000002]
[0.25775179999999998,null,0.29935309999999998]
[0.25749040000000001,null,0.29935309999999998]
[0.25749040000000001,null,0.29935309999999998]
[0.25749040000000001,null,0.29935309999999998]
[0.25749040000000001,null,0.29935309999999998]
[0.25749040000000001,null,0.29935309999999998]
[0.25749040000000001,null,0.29935309999999998]
[0.25749040000000001,null,0.29935309999999998]
[0.25737270000000001,null,0.29935309999999998]
[0.25720340000000003,null,0.29935309999999998]
[0.25720340000000003,null,0.29925930000000001]
[0.25710149999999998,null,0.29925930000000001]
[0.25710149999999998,null,0.29925930000000001]
[0.25710149999999998,null,0.29925930000000001]
[0.25710149999999998,null,0.29914760000000001]
[0.25693319999999997,null,0.29902060000000003]
[0.25681549999999997,null,0.29902060000000003]
[0.25681549999999997,null,0.29878579999999999]
[0.25681549999999997,null,0.29878579999999999]
[0.25681549999999997,null,0.29878579999999999]
[0.25671359999999999,null,0.29878579999999999]
[0.25671359999999999,null,0.29878579999999999]
[0.25671359999999999,null,0.29878579999999999]
[0.25655420000000001,null,0.29878579999999999]
[0.25655420000000001,null,0.29878579999999999]
[0.25655420000000001,null,0.29878579999999999]
[0.25655410000000001,null,0.29878579999999999]
[0.25655410000000001,null,0.29878569999999999]
[0.25655410000000001,null,0.29878569999999999]
[0.25655410000000001,null,0.29869190000000001]
[0.25633460000000002,null,0.29869190000000001]
[0.25633460000000002,null,0.29869190000000001]
[0.25633460000000002,null,0.29869190000000001]
[0.25633460000000002,null,0.29869190000000001]
[0.25616630000000001,null,0.29869190000000001]
[0.25616620000000001,null,0.29869190000000001]
[0.25616620000000001,null,0.29859809999999998]
[0.25616620000000001,null,0.2984232]
[0.25599690000000003,null,0.2984232]
[0.25587919999999997,null,0.2984232]
[0.25577739999999999,null,0.29829620000000001]
[0.25577739999999999,null,0.29829620000000001]
[0.25577739999999999,null,0.29829620000000001]
[0.25577739999999999,null,0.29829620000000001]
[0.25577739999999999,null,0.29818450000000002]
[0.25577739999999999,null,0.29818450000000002]
[0.25577739999999999,null,0.29809069999999999]
[0.25577739999999999,null,0.29794969999999998]
[0.2556755,null,0.29794969999999998]
[0.2556755,null,0.29794969999999998]
[0.25550719999999999,null,0.29794969999999998]
[0.25550719999999999,null,0.29794969999999998]
[0.25550719999999999,null,0.29794969999999998]
[0.25550719999999999,null,0.29794969999999998]
[0.25550719999999999,null,0.29794969999999998]
[0.25534770000000001,null,0.2978558]
[0.25524580000000002,null,0.2978558]
[0.25512810000000002,null,0.2978558]
[0.25512810000000002,null,0.2978558]
[0.25512810000000002,null,0.2978558]
[0.25512810000000002,null,0.2978558]
[0.25512810000000002,null,0.2978558]
[0.25495879999999999,null,0.29776200000000003]
[0.254857,null,0.29776200000000003]
[0.2547392,null,0.29762100000000002]
[0.2547392,null,0.29744599999999999]
[0.25457089999999999,null,0.29744599999999999]
[0.25457089999999999,null,0.29744599999999999]
[0.25457089999999999,null,0.29744599999999999]
[0.2544691,null,0.29744599999999999]
[0.254469,null,0.29744599999999999]
[0.254469,null,0.29735220000000001]
[0.2543513,null,0.29735220000000001]
[0.2543513,null,0.29735220000000001]
[0.25419190000000003,null,0.29735220000000001]
[0.25419180000000002,null,0.29735220000000001]
[0.25419180000000002,null,0.29735220000000001]
[0.25419180000000002,null,0.29735220000000001]
[0.25408999999999998,null,0.29724050000000002]
[0.25408999999999998,null,0.29724050000000002]
[0.25408999999999998,null,0.29724050000000002]
[0.25408999999999998,null,0.29724050000000002]
[0.2539207,null,0.29711349999999997]
[0.25381880000000001,null,0.2970197]
[0.2536505,null,0.2970197]
[0.2535328,null,0.2968787]
[0.25343090000000001,null,0.2968787]
[0.25343090000000001,null,0.2968787]
[0.25343090000000001,null,0.2968787]
[0.25343090000000001,null,0.2968787]
[0.25343090000000001,null,0.2968787]
[0.25332909999999997,null,0.2968787]
[0.25332909999999997,null,0.29678490000000002]
[0.25332909999999997,null,0.29660989999999998]
[0.25332909999999997,null,0.29660989999999998]
[0.25332909999999997,null,0.29660989999999998]
[0.25332909999999997,null,0.29660989999999998]
[0.25321139999999998,null,0.29660989999999998]
[0.25321139999999998,null,0.29660989999999998]
[0.25321139999999998,null,0.29660989999999998]
[0.25295010000000001,null,0.2965161]
[0.25295010000000001,null,0.2965161]
[0.25295010000000001,null,0.2965161]
[0.25295010000000001,null,0.2965161]
[0.2527817,null,0.2965161]
[0.2527817,null,0.2965161]
[0.25256220000000001,null,0.2965161]
[0.25256220000000001,null,0.2965161]
[0.25256220000000001,null,0.2965161]
[0.25239279999999997,null,0.29640440000000001]
[0.25229099999999999,null,0.29640440000000001]
[0.25229099999999999,null,0.29640440000000001]
[0.25229099999999999,null,0.29626340000000001]
[0.25217329999999999,null,0.29626340000000001]
[0.2520714,null,0.29626340000000001]
[0.2520714,null,0.29626340000000001]
[0.2520714,null,0.29626340000000001]
[0.2520714,null,0.29616959999999998]
[0.2520714,null,0.29604259999999999]
[0.2520714,null,0.29604259999999999]
[0.2520714,null,0.29604259999999999]
[0.2520714,null,0.29604259999999999]
[0.2520714,null,0.29604259999999999]
[0.2519537,null,0.29604259999999999]
[0.2519537,null,0.29604259999999999]
[0.2519537,null,0.29604259999999999]
[0.2519537,null,0.29604259999999999]
[0.25179420000000002,null,0.29604259999999999]
[0.25179420000000002,null,0.29594880000000001]
[0.25179420000000002,null,0.29594880000000001]
[0.25152400000000003,null,0.29594880000000001]
[0.25152400000000003,null,0.29594880000000001]
[0.25152400000000003,null,0.29577379999999998]
[0.25152400000000003,null,0.29577379999999998]
[0.25152400000000003,null,0.29577379999999998]
[0.25142219999999998,null,0.29577379999999998]
[0.25142219999999998,null,0.29566209999999998]
[0.25130449999999999,null,0.29566209999999998]
[0.25130449999999999,null,0.29566209999999998]
[0.2511352,null,0.29566209999999998]
[0.25103330000000001,null,0.29566209999999998]
[0.25103330000000001,null,0.29556830000000001]
[0.25103330000000001,null,0.2954273]
[0.25103330000000001,null,0.2954273]
[0.25103330000000001,null,0.2954273]
[0.25093149999999997,null,0.2954273]
[0.25076310000000002,null,0.2954273]
[0.25076310000000002,null,0.2954273]
[0.25048589999999998,null,0.2954273]
[0.25048589999999998,null,0.2954273]
[0.25048589999999998,null,0.2954273]
[0.25048589999999998,null,0.29520649999999998]
[0.25048589999999998,null,0.29520649999999998]
[0.25048589999999998,null,0.29520649999999998]
[0.25048589999999998,null,0.29520649999999998]
[0.25048589999999998,null,0.29520649999999998]
[0.25048589999999998,null,0.29520649999999998]
[0.25048589999999998,null,0.29520649999999998]
[0.2503841,null,0.29520649999999998]
[0.2503841,null,0.29511270000000001]
[0.2503841,null,0.29511270000000001]
[0.2502664,null,0.29511270000000001]
[0.25010690000000002,null,0.29511270000000001]
[0.25010690000000002,null,0.29511270000000001]
[0.25010690000000002,null,0.29511270000000001]
[0.25000499999999998,null,0.29511270000000001]
[0.25000499999999998,null,0.29511270000000001]
[0.24990319999999999,null,0.29511270000000001]
[0.24990319999999999,null,0.29501889999999997]
[0.24973490000000001,null,0.29501889999999997]
[0.2495655,null,0.29487780000000002]
[0.2494478,null,0.29487780000000002]
[0.2494478,null,0.29470289999999999]
[0.2494478,null,0.29470289999999999]
[0.2494478,null,0.29470289999999999]
[0.24934600000000001,null,0.29470289999999999]
[0.24934600000000001,null,0.29470289999999999]
[0.24934600000000001,null,0.29470289999999999]
[0.24934600000000001,null,0.29470289999999999]
[0.24934600000000001,null,0.29470289999999999]
[0.24934600000000001,null,0.29460900000000001]
[0.24934600000000001,null,0.29460900000000001]
[0.24934600000000001,null,0.29460900000000001]
[0.2492441,null,0.29460900000000001]
[0.2492441,null,0.29449740000000002]
[0.2492441,null,0.29449740000000002]
[0.24896689999999999,null,0.29449740000000002]
[0.24896689999999999,null,0.29437039999999998]
[0.24896689999999999,null,0.29437039999999998]
[0.24869669999999999,null,0.29437039999999998]
[0.24869669999999999,null,0.29437039999999998]
[0.24857899999999999,null,0.29437039999999998]
[0.24857899999999999,null,0.29437039999999998]
[0.24857899999999999,null,0.29437039999999998]
[0.24857899999999999,null,0.29437039999999998]
[0.24857899999999999,null,0.29437039999999998]
[0.24857899999999999,null,0.29413549999999999]
[0.2483079,null,0.29413549999999999]
[0.2483079,null,0.29413549999999999]
[0.2483078,null,0.29413549999999999]
[0.2483078,null,0.29413549999999999]
[0.2483078,null,0.29413549999999999]
[0.2483078,null,0.29413549999999999]
[0.24803059999999999,null,0.29413549999999999]
[0.24803059999999999,null,0.29413549999999999]
[0.2479288,null,0.29413549999999999]
[0.2479288,null,0.29413549999999999]
[0.2479288,null,0.29404170000000002]
[0.2479288,null,0.29404170000000002]
[0.2479288,null,0.29404170000000002]
[0.2479288,null,0.29404170000000002]
[0.24781110000000001,null,0.2937398]
[0.24781110000000001,null,0.2937398]
[0.24754090000000001,null,0.2937398]
[0.24754090000000001,null,0.2937398]
[0.24754090000000001,null,0.29364600000000002]
[0.24754090000000001,null,0.29364600000000002]
[0.24754090000000001,null,0.29364600000000002]
[0.24754090000000001,null,0.29364600000000002]
[0.2474391,null,0.29364600000000002]
[0.2474391,null,0.29364600000000002]
[0.2474391,null,0.29364600000000002]
[0.2473214,null,0.29364600000000002]
[0.2473214,null,0.29364600000000002]
[0.2473214,null,0.29364600000000002]
[0.24721950000000001,null,0.29364600000000002]
[0.2470502,null,0.29339330000000002]
[0.24689069999999999,null,0.29339320000000002]
[0.24689069999999999,null,0.29339320000000002]
[0.24672230000000001,null,0.29339320000000002]
[0.24672230000000001,null,0.29339320000000002]
[0.24672230000000001,null,0.29339320000000002]
[0.24672230000000001,null,0.29339320000000002]
[0.24672230000000001,null,0.29329939999999999]
[0.24660460000000001,null,0.29329939999999999]
[0.24660460000000001,null,0.29329939999999999]
[0.24650279999999999,null,0.29329939999999999]
[0.24650279999999999,null,0.29329939999999999]
[0.24650279999999999,null,0.2931725]
[0.24650279999999999,null,0.2931725]
[0.24650279999999999,null,0.2931725]
[0.24650279999999999,null,0.2931725]
[0.24650279999999999,null,0.29307860000000002]
[0.246175,null,0.29290369999999999]
[0.246175,null,0.29290369999999999]
[0.246175,null,0.29290369999999999]
[0.24607309999999999,null,0.29290369999999999]
[0.24607309999999999,null,0.29290369999999999]
[0.24595539999999999,null,0.29290369999999999]
[0.24595539999999999,null,0.29290369999999999]
[0.24578610000000001,null,0.29276259999999998]
[0.24578610000000001,null,0.29276259999999998]
[0.24568419999999999,null,0.29276259999999998]
[0.24568419999999999,null,0.29276259999999998]
[0.24568419999999999,null,0.29276259999999998]
[0.24568419999999999,null,0.29276259999999998]
[0.24568419999999999,null,0.29276259999999998]
[0.24568419999999999,null,0.29276259999999998]
[0.24568419999999999,null,0.29276259999999998]
[0.24568419999999999,null,0.29266880000000001]
[0.24552470000000001,null,0.29266880000000001]
[0.24540699999999999,null,0.29266880000000001]
[0.24540699999999999,null,0.29266880000000001]
[0.24528929999999999,null,0.29266880000000001]
[0.2451875,null,0.29266880000000001]
[0.2451875,null,0.29266880000000001]
[0.2451875,null,0.29266880000000001]
[0.24501909999999999,null,0.29266880000000001]
[0.2449173,null,0.29257499999999997]
[0.2449173,null,0.29257499999999997]
[0.2449173,null,0.29257499999999997]
[0.24469769999999999,null,0.29257499999999997]
[0.24469769999999999,null,0.29244799999999999]
[0.24469769999999999,null,0.29244799999999999]
[0.24469769999999999,null,0.29244799999999999]
[0.24457999999999999,null,0.2923364]
[0.24457999999999999,null,0.2923364]
[0.24457999999999999,null,0.29233629999999999]
[0.24447820000000001,null,0.29216140000000002]
[0.24447820000000001,null,0.29206759999999998]
[0.24437629999999999,null,0.29206759999999998]
[0.24437629999999999,null,0.29206759999999998]
[0.24437629999999999,null,0.29206759999999998]
[0.24437629999999999,null,0.29192649999999998]
[0.24437629999999999,null,0.29192649999999998]
[0.24420800000000001,null,0.29192649999999998]
[0.24382899999999999,null,0.29192649999999998]
[0.24382899999999999,null,0.29192649999999998]
[0.24382899999999999,null,0.29192649999999998]
[0.24382899999999999,null,0.29192649999999998]
[0.24382899999999999,null,0.29192649999999998]
[0.2436596,null,0.29192649999999998]
[0.2436596,null,0.29192649999999998]
[0.2436596,null,0.29192649999999998]
[0.24355779999999999,null,0.2918327]
[0.24344009999999999,null,0.2918327]
[0.24344009999999999,null,0.2918327]
[0.24344009999999999,null,0.2918327]
[0.24344009999999999,null,0.2918327]
[0.24344009999999999,null,0.2918327]
[0.24344009999999999,null,0.2918327]
[0.24344009999999999,null,0.2918327]
[0.2433382,null,0.2918327]
[0.24322050000000001,null,0.2918327]
[0.2430522,null,0.2918327]
[0.2430522,null,0.29172100000000001]
[0.2430522,null,0.29172100000000001]
[0.2430522,null,0.29172100000000001]
[0.2430522,null,0.29150029999999999]
[0.24295030000000001,null,0.29150029999999999]
[0.2427908,null,0.29135919999999998]
[0.24262149999999999,null,0.29135919999999998]
[0.24262149999999999,null,0.29135919999999998]
[0.24262149999999999,null,0.29135919999999998]
[0.24262149999999999,null,0.29135919999999998]
[0.24262149999999999,null,0.29135919999999998]
[0.24262149999999999,null,0.29135919999999998]
[0.24233540000000001,null,0.29135919999999998]
[0.24223359999999999,null,0.29126540000000001]
[0.24223359999999999,null,0.29126540000000001]
[0.24223359999999999,null,0.29126540000000001]
[0.24223359999999999,null,0.29126540000000001]
[0.24223359999999999,null,0.29126540000000001]
[0.24213180000000001,null,0.29126540000000001]
[0.24213180000000001,null,0.29126540000000001]
[0.2420206,null,0.29117159999999997]
[0.24201400000000001,null,0.29117159999999997]
[0.24201400000000001,null,0.29117159999999997]
[0.24201400000000001,null,0.29099659999999999]
[0.24191219999999999,null,0.29099659999999999]
[0.24191219999999999,null,0.29099659999999999]
[0.24191219999999999,null,0.29085559999999999]
[0.24191219999999999,null,0.2907439]
[0.24191219999999999,null,0.2907439]
[0.24191219999999999,null,0.2907439]
[0.2417945,null,0.2907439]
[0.24169270000000001,null,0.29061690000000001]
[0.24169270000000001,null,0.29061690000000001]
[0.24159849999999999,null,0.29061690000000001]
[0.2415332,null,0.29052309999999998]
[0.2415332,null,0.29052309999999998]
[0.2415332,null,0.29052309999999998]
[0.24139920000000001,null,0.29052309999999998]
[0.24139920000000001,null,0.29052309999999998]
[0.24139920000000001,null,0.29052309999999998]
[0.24139920000000001,null,0.29052309999999998]
[0.24139910000000001,null,0.29052309999999998]
[0.24139910000000001,null,0.29052309999999998]
[0.24139910000000001,null,0.29052309999999998]
[0.24139910000000001,null,0.29052309999999998]
[0.24139910000000001,null,0.29052309999999998]
[0.24118870000000001,null,0.29052309999999998]
[0.24114530000000001,null,0.29038209999999998]
[0.24114530000000001,null,0.29038209999999998]
[0.24114530000000001,null,0.2902883]
[0.24114530000000001,null,0.2902883]
[0.24114530000000001,null,0.2902883]
[0.24114530000000001,null,0.2902883]
[0.24104339999999999,null,0.2902883]
[0.24104339999999999,null,0.2902883]
[0.24104339999999999,null,0.2902883]
[0.24104159999999999,null,0.2902883]
[0.24104159999999999,null,0.2902883]
[0.24087410000000001,null,0.29017660000000001]
[0.24082990000000001,null,0.29017660000000001]
[0.24082990000000001,null,0.29017660000000001]
[0.24082990000000001,null,0.29000160000000003]
[0.24075640000000001,null,0.28987459999999998]
[0.24075640000000001,null,0.28987459999999998]
[0.24075640000000001,null,0.28978080000000001]
[0.24075640000000001,null,0.28978080000000001]
[0.24075640000000001,null,0.28978080000000001]
[0.2406305,null,0.28978080000000001]
[0.2406305,null,0.28978080000000001]
[0.2406305,null,0.28978080000000001]
[0.240588,null,0.28978080000000001]
[0.240588,null,0.28978080000000001]
[0.24048620000000001,null,0.28978080000000001]
[0.24048620000000001,null,0.28978080000000001]
[0.24048620000000001,null,0.28978080000000001]
[0.2404201,null,0.28978080000000001]
[0.2404201,null,0.28954600000000003]
[0.2404201,null,0.28954600000000003]
[0.2404201,null,0.28954600000000003]
[0.2404201,null,0.28954600000000003]
[0.2404201,null,0.28954600000000003]
[0.2403267,null,0.28954600000000003]
[0.2403267,null,0.28945219999999999]
[0.2403267,null,0.28945219999999999]
[0.2403267,null,0.28945219999999999]
[0.2403267,null,0.28945219999999999]
[0.2403267,null,0.28945209999999999]
[0.2403267,null,0.28945209999999999]
[0.24027290000000001,null,0.2893252]
[0.24027290000000001,null,0.2893252]
[0.24020900000000001,null,0.28921350000000001]
[0.24020900000000001,null,0.28921350000000001]
[0.24010719999999999,null,0.28907250000000001]
[0.24010719999999999,null,0.28907250000000001]
[0.24010709999999999,null,0.28897869999999998]
[0.2398631,null,0.28897869999999998]
[0.2398631,null,0.28897859999999997]
[0.2397695,null,0.28897859999999997]
[0.2397695,null,0.28897859999999997]
[0.2397695,null,0.28897859999999997]
[0.2397695,null,0.28897859999999997]
[0.23971600000000001,null,0.28897859999999997]
[0.23971600000000001,null,0.28897859999999997]
[0.23966760000000001,null,0.28897859999999997]
[0.2395081,null,0.28897859999999997]
[0.2395043,null,0.2888037]
[0.2393904,null,0.2888037]
[0.2393904,null,0.28867670000000001]
[0.2392939,null,0.28858289999999998]
[0.2392939,null,0.28858289999999998]
[0.2392939,null,0.28858289999999998]
[0.23928859999999999,null,0.28858289999999998]
[0.23928859999999999,null,0.28858289999999998]
[0.23928859999999999,null,0.28858289999999998]
[0.23928859999999999,null,0.28858289999999998]
[0.2391868,null,0.28858289999999998]
[0.2391868,null,0.28858289999999998]
[0.2391868,null,0.2884891]
[0.23901839999999999,null,0.28834799999999999]
[0.2389474,null,0.28834799999999999]
[0.2389474,null,0.28834799999999999]
[0.2389474,null,0.28834799999999999]
[0.2389474,null,0.288221]
[0.23891660000000001,null,0.288221]
[0.23891660000000001,null,0.288221]
[0.23891660000000001,null,0.288221]
[0.23891660000000001,null,0.28812720000000003]
[0.23891660000000001,null,0.28812720000000003]
[0.23891660000000001,null,0.28812720000000003]
[0.23891660000000001,null,0.28801559999999998]
[0.23880019999999999,null,0.28801559999999998]
[0.23880019999999999,null,0.28801559999999998]
[0.23880019999999999,null,0.28801559999999998]
[0.23869699999999999,null,0.28801559999999998]
[0.23869699999999999,null,0.28801559999999998]
[0.23869699999999999,null,0.28801559999999998]
[0.23869699999999999,null,0.28801559999999998]
[0.23869699999999999,null,0.28801559999999998]
[0.23869699999999999,null,0.2877807]
[0.23869699999999999,null,0.28760570000000002]
[0.23858979999999999,null,0.28760570000000002]
[0.23858979999999999,null,0.28760570000000002]
[0.23858979999999999,null,0.28760570000000002]
[0.23841100000000001,null,0.28751189999999999]
[0.23841100000000001,null,0.28751189999999999]
[0.23817869999999999,null,0.28751189999999999]
[0.23817869999999999,null,0.2873849]
[0.23814959999999999,null,0.2873849]
[0.23814959999999999,null,0.2873849]
[0.23814959999999999,null,0.2873849]
[0.23814959999999999,null,0.2873849]
[0.23803160000000001,null,0.2873849]
[0.23803160000000001,null,0.2873849]
[0.23798030000000001,null,0.28729110000000002]
[0.23798030000000001,null,0.28717949999999998]
[0.23798030000000001,null,0.28717949999999998]
[0.23783219999999999,null,0.28717949999999998]
[0.23783219999999999,null,0.28703840000000003]
[0.23776069999999999,null,0.28703840000000003]
[0.23776069999999999,null,0.28703840000000003]
[0.23776069999999999,null,0.28703840000000003]
[0.23776069999999999,null,0.28703840000000003]
[0.23776069999999999,null,0.28703840000000003]
[0.23776069999999999,null,0.28703840000000003]
[0.23764299999999999,null,0.28703840000000003]
[0.23764299999999999,null,0.28703840000000003]
[0.23764299999999999,null,0.28703840000000003]
[0.23762179999999999,null,0.28694459999999999]
[0.23762179999999999,null,0.28694459999999999]
[0.23762179999999999,null,0.28694459999999999]
[0.23762179999999999,null,0.28676960000000001]
[0.23762179999999999,null,0.28676960000000001]
[0.23762179999999999,null,0.28676960000000001]
[0.23741010000000001,null,0.28676960000000001]
[0.23741010000000001,null,0.28664269999999997]
[0.23737279999999999,null,0.28664260000000003]
[0.23737279999999999,null,0.28664260000000003]
[0.23737279999999999,null,0.28664260000000003]
[0.23737279999999999,null,0.28664260000000003]
[0.23737279999999999,null,0.28664260000000003]
[0.23737279999999999,null,0.28664260000000003]
[0.2372551,null,0.28654879999999999]
[0.2370003,null,0.28640779999999999]
[0.2370003,null,0.28640779999999999]
[0.2370003,null,0.28640779999999999]
[0.2370003,null,0.28640779999999999]
[0.2369938,null,0.2862961]
[0.2369938,null,0.2862961]
[0.2369938,null,0.2862961]
[0.2369938,null,0.2862961]
[0.2369938,null,0.28620230000000002]
[0.2369938,null,0.28620230000000002]
[0.23685320000000001,null,0.28620230000000002]
[0.23685320000000001,null,0.28620230000000002]
[0.23685320000000001,null,0.28620230000000002]
[0.23685310000000001,null,0.28620230000000002]
[0.23682449999999999,null,0.28620230000000002]
[0.23682449999999999,null,0.28620230000000002]
[0.23682439999999999,null,0.28620230000000002]
[0.23682439999999999,null,0.28620230000000002]
[0.2366538,null,0.28620230000000002]
[0.2365543,null,0.28610849999999999]
[0.2365543,null,0.28593350000000001]
[0.2364434,null,0.28593350000000001]
[0.2364434,null,0.28580660000000002]
[0.2364366,null,0.28580660000000002]
[0.23643649999999999,null,0.28580650000000002]
[0.23643649999999999,null,0.28580650000000002]
[0.23643649999999999,null,0.28571269999999999]
[0.23643649999999999,null,0.28571269999999999]
[0.23623169999999999,null,0.28571269999999999]
[0.23623169999999999,null,0.28571269999999999]
[0.2361752,null,0.28571269999999999]
[0.2361752,null,0.28557169999999998]
[0.2361752,null,0.28547790000000001]
[0.2361752,null,0.28547790000000001]
[0.2361752,null,0.28547790000000001]
[0.2361752,null,0.28536620000000001]
[0.2361752,null,0.28536620000000001]
[0.2361752,null,0.28527239999999998]
[0.2360845,null,0.28527239999999998]
[0.2360845,null,0.28527239999999998]
[0.2360845,null,0.28527239999999998]
[0.2360845,null,0.28527239999999998]
[0.2360845,null,0.28527239999999998]
[0.2360845,null,0.28514539999999999]
[0.2360845,null,0.28514539999999999]
[0.2360575,null,0.28514539999999999]
[0.23578730000000001,null,0.28514539999999999]
[0.23578730000000001,null,0.28505160000000002]
[0.23578730000000001,null,0.28505160000000002]
[0.23578730000000001,null,0.28505160000000002]
[0.23578730000000001,null,0.28505160000000002]
[0.23578730000000001,null,0.28505160000000002]
[0.23572689999999999,null,0.28495779999999998]
[0.23572689999999999,null,0.2847828]
[0.23572689999999999,null,0.2847828]
[0.23572689999999999,null,0.2847828]
[0.23572689999999999,null,0.2846418]
[0.23566960000000001,null,0.2846418]
[0.23566960000000001,null,0.2846418]
[0.2355003,null,0.2846418]
[0.23539840000000001,null,0.28453010000000001]
[0.23539840000000001,null,0.28453010000000001]
[0.23539840000000001,null,0.28453010000000001]
[0.23539840000000001,null,0.28453010000000001]
[0.23531589999999999,null,0.28453010000000001]
[0.23531589999999999,null,0.28453010000000001]
[0.2351055,null,0.28443629999999998]
[0.2351055,null,0.28443629999999998]
[0.23507059999999999,null,0.28443629999999998]
[0.23496880000000001,null,0.28443629999999998]
[0.23496880000000001,null,0.28443629999999998]
[0.23496880000000001,null,0.28443629999999998]
[0.23495830000000001,null,0.2843425]
[0.23495830000000001,null,0.2843425]
[0.23495830000000001,null,0.28421550000000001]
[0.23495830000000001,null,0.28421550000000001]
[0.234851,null,0.28421550000000001]
[0.234851,null,0.28421550000000001]
[0.234851,null,0.28407450000000001]
[0.234759,null,0.28398069999999997]
[0.234759,null,0.28398069999999997]
[0.23475889999999999,null,0.28398069999999997]
[0.23474919999999999,null,0.28398069999999997]
[0.23474919999999999,null,0.28398069999999997]
[0.23474919999999999,null,0.28398069999999997]
[0.23474919999999999,null,0.28388679999999999]
[0.23474919999999999,null,0.28388679999999999]
[0.23463149999999999,null,0.28371190000000002]
[0.23463149999999999,null,0.28371190000000002]
[0.23463149999999999,null,0.28371190000000002]
[0.23463149999999999,null,0.28371190000000002]
[0.23463149999999999,null,0.28371190000000002]
[0.23454849999999999,null,0.28371190000000002]
[0.23454849999999999,null,0.28371190000000002]
[0.23454849999999999,null,0.28371190000000002]
[0.23454849999999999,null,0.28360020000000002]
[0.23440140000000001,null,0.28350639999999999]
[0.23440140000000001,null,0.28350639999999999]
[0.23436129999999999,null,0.28336539999999999]
[0.23420199999999999,null,0.28327150000000001]
[0.23420199999999999,null,0.28327150000000001]
[0.23419200000000001,null,0.28327150000000001]
[0.23419200000000001,null,0.28327150000000001]
[0.2340901,null,0.28327150000000001]
[0.2340901,null,0.28327150000000001]
[0.23399030000000001,null,0.28327150000000001]
[0.23399030000000001,null,0.28327150000000001]
[0.23393059999999999,null,0.28314460000000002]
[0.23393059999999999,null,0.28314460000000002]
[0.23393059999999999,null,0.28314460000000002]
[0.23393059999999999,null,0.28305079999999999]
[0.23381289999999999,null,0.28305079999999999]
[0.23381289999999999,null,0.28305079999999999]
[0.23377990000000001,null,0.28305069999999999]
[0.23377990000000001,null,0.28305069999999999]
[0.2337111,null,0.28305069999999999]
[0.2337111,null,0.28305069999999999]
[0.2336327,null,0.28305069999999999]
[0.2336327,null,0.28305069999999999]
[0.2336327,null,0.28295690000000001]
[0.2336327,null,0.28264089999999997]
[0.23354269999999999,null,0.28264089999999997]
[0.23354269999999999,null,0.28264089999999997]
[0.23354269999999999,null,0.28264089999999997]
[0.23354269999999999,null,0.28264089999999997]
[0.23354269999999999,null,0.28264089999999997]
[0.23354269999999999,null,0.2825471]
[0.23354269999999999,null,0.2825471]
[0.23354269999999999,null,0.2825471]
[0.23344090000000001,null,0.2824354]
[0.23343340000000001,null,0.28230850000000002]
[0.23343340000000001,null,0.28230850000000002]
[0.23343340000000001,null,0.28230850000000002]
[0.23343340000000001,null,0.28230850000000002]
[0.23315379999999999,null,0.28230850000000002]
[0.23315379999999999,null,0.28230850000000002]
[0.23315379999999999,null,0.28230850000000002]
[0.23315379999999999,null,0.28230850000000002]
[0.23315379999999999,null,0.28230850000000002]
[0.23315379999999999,null,0.28230850000000002]
[0.2330758,null,0.28221459999999998]
[0.2330758,null,0.28221459999999998]
[0.2330758,null,0.28221459999999998]
[0.2330758,null,0.28221459999999998]
[0.2330758,null,0.28221459999999998]
[0.2330758,null,0.28221459999999998]
[0.2330758,null,0.28221459999999998]
[0.23299439999999999,null,0.28221459999999998]
[0.23299429999999999,null,0.28221459999999998]
[0.2328653,null,0.2819798]
[0.23282600000000001,null,0.28180480000000002]
[0.23272419999999999,null,0.28180480000000002]
[0.23272419999999999,null,0.28180480000000002]
[0.23272419999999999,null,0.28180480000000002]
[0.23272419999999999,null,0.28180480000000002]
[0.23272419999999999,null,0.28167779999999998]
[0.23265369999999999,null,0.28167779999999998]
[0.23260639999999999,null,0.28167779999999998]
[0.2325065,null,0.28167779999999998]
[0.2325065,null,0.28167779999999998]
[0.23250460000000001,null,0.28167779999999998]
[0.23250460000000001,null,0.28156619999999999]
[0.23250460000000001,null,0.28133130000000001]
[0.23250460000000001,null,0.28133130000000001]
[0.23250460000000001,null,0.28133130000000001]
[0.23250460000000001,null,0.28133130000000001]
[0.23230719999999999,null,0.28133130000000001]
[0.23230719999999999,null,0.28133130000000001]
[0.23230719999999999,null,0.28133130000000001]
[0.23230719999999999,null,0.28123749999999997]
[0.23230719999999999,null,0.28123749999999997]
[0.23209669999999999,null,0.28123749999999997]
[0.23209669999999999,null,0.28123749999999997]
[0.23194960000000001,null,0.28123749999999997]
[0.23194960000000001,null,0.28123749999999997]
[0.23190559999999999,null,0.28111049999999999]
[0.23178789999999999,null,0.2809355]
[0.23178789999999999,null,0.2809355]
[0.23178789999999999,null,0.28084170000000003]
[0.23178789999999999,null,0.28070070000000003]
[0.23178789999999999,null,0.28060689999999999]
[0.23178789999999999,null,0.28060689999999999]
[0.231686,null,0.28060689999999999]
[0.231686,null,0.28060689999999999]
[0.23158419999999999,null,0.28060689999999999]
[0.23158419999999999,null,0.28060689999999999]
[0.23158419999999999,null,0.28060689999999999]
[0.23158419999999999,null,0.28060689999999999]
[0.23158419999999999,null,0.28046579999999999]
[0.23158419999999999,null,0.28046579999999999]
[0.2315275,null,0.28037200000000001]
[0.2315275,null,0.28037200000000001]
[0.23132810000000001,null,0.28024510000000002]
[0.23132810000000001,null,0.28024500000000002]
[0.23132810000000001,null,0.28024500000000002]
[0.23132810000000001,null,0.28024500000000002]
[0.23132810000000001,null,0.28024500000000002]
[0.23119629999999999,null,0.28024500000000002]
[0.23119629999999999,null,0.28024500000000002]
[0.23119629999999999,null,0.28024500000000002]
[0.23119629999999999,null,0.28024500000000002]
[0.23119629999999999,null,0.28024500000000002]
[0.23119629999999999,null,0.28015119999999999]
[0.23118089999999999,null,0.28015119999999999]
[0.23109450000000001,null,0.28015119999999999]
[0.2309705,null,0.28015119999999999]
[0.230935,null,0.2800396]
[0.230935,null,0.2800396]
[0.230935,null,0.27991260000000001]
[0.23083319999999999,null,0.27981879999999998]
[0.23083319999999999,null,0.2796438]
[0.23077120000000001,null,0.2796438]
[0.23077120000000001,null,0.2796438]
[0.23077110000000001,null,0.2796438]
[0.23077110000000001,null,0.2796438]
[0.23071539999999999,null,0.2795028]
[0.23057179999999999,null,0.27940890000000002]
[0.23057179999999999,null,0.27940890000000002]
[0.23057179999999999,null,0.27931509999999998]
[0.23057179999999999,null,0.27931509999999998]
[0.23044429999999999,null,0.27931509999999998]
[0.23044429999999999,null,0.27922130000000001]
[0.23044429999999999,null,0.27922130000000001]
[0.23036010000000001,null,0.27922130000000001]
[0.23036010000000001,null,0.27922130000000001]
[0.23027590000000001,null,0.27922130000000001]
[0.23027590000000001,null,0.27922130000000001]
[0.23017409999999999,null,0.27912749999999997]
[0.23017409999999999,null,0.27912749999999997]
[0.23005639999999999,null,0.27912749999999997]
[0.23005639999999999,null,0.27912749999999997]
[0.2300025,null,0.27901579999999998]
[0.2300025,null,0.27901579999999998]
[0.22989689999999999,null,0.2788889]
[0.22989689999999999,null,0.2788889]
[0.22989689999999999,null,0.27857280000000001]
[0.22989689999999999,null,0.27857280000000001]
[0.22989689999999999,null,0.27847899999999998]
[0.22989689999999999,null,0.27847899999999998]
[0.22989689999999999,null,0.27847899999999998]
[0.22989689999999999,null,0.27847899999999998]
[0.22989689999999999,null,0.27847899999999998]
[0.229795,null,0.27847899999999998]
[0.229795,null,0.27847899999999998]
[0.2297921,null,0.27847899999999998]
[0.2297921,null,0.27847899999999998]
[0.2297921,null,0.27847899999999998]
[0.2297921,null,0.27847899999999998]
[0.2297921,null,0.27847899999999998]
[0.2296773,null,0.2783852]
[0.2296773,null,0.2783852]
[0.2296773,null,0.2783852]
[0.22950799999999999,null,0.2783852]
[0.22950799999999999,null,0.2783852]
[0.22950799999999999,null,0.2783852]
[0.2294456,null,0.27829140000000002]
[0.2294456,null,0.27829140000000002]
[0.22934850000000001,null,0.27829140000000002]
[0.22934850000000001,null,0.27816439999999998]
[0.2292351,null,0.27816439999999998]
[0.2292351,null,0.27805279999999999]
[0.2292351,null,0.27791169999999998]
[0.2292351,null,0.27791169999999998]
[0.2292351,null,0.27791169999999998]
[0.2292351,null,0.27781790000000001]
[0.2292351,null,0.27781790000000001]
[0.2292351,null,0.27764290000000003]
[0.22923080000000001,null,0.27764290000000003]
[0.22923080000000001,null,0.27764290000000003]
[0.2291289,null,0.27764290000000003]
[0.22908800000000001,null,0.27764290000000003]
[0.22896059999999999,null,0.27764290000000003]
[0.22887750000000001,null,0.27764290000000003]
[0.22884289999999999,null,0.27754909999999999]
[0.22884289999999999,null,0.27754909999999999]
[0.22884289999999999,null,0.27754909999999999]
[0.22884289999999999,null,0.27754909999999999]
[0.22884289999999999,null,0.27754909999999999]
[0.22884289999999999,null,0.27754909999999999]
[0.228741,null,0.27754909999999999]
[0.2286782,null,0.27754909999999999]
[0.2286782,null,0.27754909999999999]
[0.2286782,null,0.2774221]
[0.2286233,null,0.2774221]
[0.2286233,null,0.2774221]
[0.2286233,null,0.2774221]
[0.22846649999999999,null,0.2774221]
[0.22846649999999999,null,0.2774221]
[0.22846649999999999,null,0.27731050000000002]
[0.22846649999999999,null,0.27713549999999998]
[0.22846649999999999,null,0.2770417]
[0.22846649999999999,null,0.2770417]
[0.22845399999999999,null,0.2769006]
[0.22845399999999999,null,0.2769006]
[0.22828560000000001,null,0.2769006]
[0.22828560000000001,null,0.2769006]
[0.22818379999999999,null,0.2769006]
[0.22818379999999999,null,0.2769006]
[0.22818379999999999,null,0.27680680000000002]
[0.2281089,null,0.27680680000000002]
[0.2281089,null,0.27680680000000002]
[0.2281089,null,0.27680680000000002]
[0.2281089,null,0.27680680000000002]
[0.2281089,null,0.27680680000000002]
[0.22802430000000001,null,0.27671299999999999]
[0.22790659999999999,null,0.27671299999999999]
[0.2278048,null,0.27671299999999999]
[0.2278048,null,0.27671299999999999]
[0.2278048,null,0.27671299999999999]
[0.22769790000000001,null,0.27671299999999999]
[0.22769790000000001,null,0.27671299999999999]
[0.22763639999999999,null,0.27661920000000001]
[0.22763639999999999,null,0.27649220000000002]
[0.22763639999999999,null,0.27649220000000002]
[0.22763639999999999,null,0.27649220000000002]
[0.22763639999999999,null,0.27649220000000002]
[0.22763639999999999,null,0.27639839999999999]
[0.22755069999999999,null,0.2762868]
[0.22755069999999999,null,0.2762867]
[0.22755069999999999,null,0.2762867]
[0.2275346,null,0.2762867]
[0.2275346,null,0.27614569999999999]
[0.2275346,null,0.27597070000000001]
[0.22736519999999999,null,0.27597070000000001]
[0.22736519999999999,null,0.27597070000000001]
[0.22736519999999999,null,0.27597070000000001]
[0.2273403,null,0.27587689999999998]
[0.2273403,null,0.27587689999999998]
[0.2273403,null,0.27587689999999998]
[0.2273403,null,0.27587689999999998]
[0.22724749999999999,null,0.27587689999999998]
[0.22724749999999999,null,0.27587689999999998]
[0.22714090000000001,null,0.27587689999999998]
[0.22714090000000001,null,0.27587689999999998]
[0.22714090000000001,null,0.27587689999999998]
[0.22697729999999999,null,0.2757831]
[0.22697729999999999,null,0.2757831]
[0.22697729999999999,null,0.2757831]
[0.22697729999999999,null,0.27554830000000002]
[0.22697729999999999,null,0.27542129999999998]
[0.22697729999999999,null,0.27542129999999998]
[0.22697729999999999,null,0.27542129999999998]
[0.22687550000000001,null,0.27542129999999998]
[0.22687550000000001,null,0.27542129999999998]
[0.22687550000000001,null,0.27542129999999998]
[0.2267188,null,0.27542129999999998]
[0.2267188,null,0.27542129999999998]
[0.2267188,null,0.27542129999999998]
[0.226716,null,0.2753275]
[0.226716,null,0.2753275]
[0.226716,null,0.2753275]
[0.226716,null,0.2753275]
[0.22657169999999999,null,0.27523370000000003]
[0.22657169999999999,null,0.27523370000000003]
[0.22657169999999999,null,0.27523360000000002]
[0.22657169999999999,null,0.27523360000000002]
[0.22657169999999999,null,0.27523360000000002]
[0.22657169999999999,null,0.27523360000000002]
[0.22654759999999999,null,0.27496490000000001]
[0.22642989999999999,null,0.27496490000000001]
[0.22642989999999999,null,0.27471220000000002]
[0.22642989999999999,null,0.27471220000000002]
[0.22642989999999999,null,0.27471220000000002]
[0.22642989999999999,null,0.27471220000000002]
[0.2264245,null,0.27471220000000002]
[0.2264245,null,0.27471220000000002]
[0.2264245,null,0.27471220000000002]
[0.2263281,null,0.27471220000000002]
[0.2263281,null,0.27471220000000002]
[0.22622519999999999,null,0.27471220000000002]
[0.22622519999999999,null,0.27461829999999998]
[0.22622519999999999,null,0.2744914]
[0.22615879999999999,null,0.2744914]
[0.22588159999999999,null,0.27439760000000002]
[0.22588159999999999,null,0.27439760000000002]
[0.2258676,null,0.27439760000000002]
[0.2258676,null,0.27439760000000002]
[0.2258676,null,0.27439760000000002]
[0.2258676,null,0.27439760000000002]
[0.2258676,null,0.27439750000000002]
[0.2257797,null,0.27430369999999998]
[0.2257797,null,0.27412880000000001]
[0.2257797,null,0.27412880000000001]
[0.2257797,null,0.27412880000000001]
[0.22566820000000001,null,0.27412880000000001]
[0.22566820000000001,null,0.27412880000000001]
[0.22561139999999999,null,0.27412880000000001]
[0.22561139999999999,null,0.2739877]
[0.2255095,null,0.27378229999999998]
[0.2255095,null,0.27378219999999998]
[0.2255095,null,0.27378219999999998]
[0.2254565,null,0.27378219999999998]
[0.2253918,null,0.27378219999999998]
[0.2253918,null,0.27378219999999998]
[0.22528999999999999,null,0.27378219999999998]
[0.22528999999999999,null,0.27378219999999998]
[0.22528999999999999,null,0.2736884]
[0.22528999999999999,null,0.27356150000000001]
[0.2252461,null,0.27356150000000001]
[0.2252461,null,0.27356150000000001]
[0.22513050000000001,null,0.27356150000000001]
[0.22513050000000001,null,0.27346759999999998]
[0.22513050000000001,null,0.27332659999999998]
[0.22513050000000001,null,0.27332659999999998]
[0.22513050000000001,null,0.27332659999999998]
[0.22509889999999999,null,0.27332659999999998]
[0.22509889999999999,null,0.27332659999999998]
[0.22509889999999999,null,0.2732328]
[0.22509889999999999,null,0.2732328]
[0.22501280000000001,null,0.2732328]
[0.22488730000000001,null,0.2732328]
[0.2247401,null,0.2732328]
[0.2247401,null,0.2732328]
[0.2245732,null,0.27285229999999999]
[0.2245732,null,0.27285229999999999]
[0.2245732,null,0.27285229999999999]
[0.2245732,null,0.27271129999999999]
[0.2245732,null,0.27271129999999999]
[0.2245732,null,0.27261750000000001]
[0.2245732,null,0.27261750000000001]
[0.2245732,null,0.27261750000000001]
[0.22454080000000001,null,0.27261750000000001]
[0.2244555,null,0.27261750000000001]
[0.2244555,null,0.27261750000000001]
[0.2244555,null,0.27261750000000001]
[0.2244555,null,0.27249050000000002]
[0.22435369999999999,null,0.27249050000000002]
[0.22433030000000001,null,0.27249050000000002]
[0.22433030000000001,null,0.27249050000000002]
[0.22419420000000001,null,0.27249050000000002]
[0.22419420000000001,null,0.27249050000000002]
[0.22419420000000001,null,0.27239669999999999]
[0.22419420000000001,null,0.27239669999999999]
[0.22419420000000001,null,0.27225559999999999]
[0.2241832,null,0.27225559999999999]
[0.22407650000000001,null,0.272144]
[0.22407650000000001,null,0.272144]
[0.22398380000000001,null,0.272144]
[0.22398380000000001,null,0.272144]
[0.22398380000000001,null,0.272144]
[0.22398380000000001,null,0.27196900000000002]
[0.2239081,null,0.27187519999999998]
[0.223637,null,0.27187519999999998]
[0.223637,null,0.27187519999999998]
[0.223637,null,0.27187519999999998]
[0.223637,null,0.2717482]
[0.2235617,null,0.2717482]
[0.2235617,null,0.2717482]
[0.2235617,null,0.27165440000000002]
[0.2235617,null,0.27165440000000002]
[0.2235617,null,0.27165440000000002]
[0.2235617,null,0.27165440000000002]
[0.2235617,null,0.27165440000000002]
[0.22353509999999999,null,0.27165440000000002]
[0.22353509999999999,null,0.27156059999999999]
[0.22353509999999999,null,0.27146680000000001]
[0.22341739999999999,null,0.27135510000000002]
[0.22341739999999999,null,0.27135510000000002]
[0.22341739999999999,null,0.27135510000000002]
[0.22315189999999999,null,0.27135510000000002]
[0.2230896,null,0.27135510000000002]
[0.2230896,null,0.27135510000000002]
[0.22298770000000001,null,0.27126129999999998]
[0.22298770000000001,null,0.27112029999999998]
[0.22298770000000001,null,0.27112029999999998]
[0.22287000000000001,null,0.27112029999999998]
[0.22287000000000001,null,0.27090579999999997]
[0.22287000000000001,null,0.27081830000000001]
[0.22287000000000001,null,0.27081830000000001]
[0.22287000000000001,null,0.27081830000000001]
[0.22279309999999999,null,0.27081830000000001]
[0.22279309999999999,null,0.27072449999999998]
[0.22279309999999999,null,0.27072449999999998]
[0.22279309999999999,null,0.27072449999999998]
[0.22279309999999999,null,0.2706307]
[0.22279309999999999,null,0.2706307]
[0.22279309999999999,null,0.2706307]
[0.22279299999999999,null,0.27053690000000002]
[0.2227682,null,0.27053690000000002]
[0.2227682,null,0.27039580000000002]
[0.2227682,null,0.27039580000000002]
[0.2227682,null,0.27039580000000002]
[0.2227682,null,0.27039580000000002]
[0.2227682,null,0.27030199999999999]
[0.22264590000000001,null,0.27030199999999999]
[0.22264590000000001,null,0.27030199999999999]
[0.22264590000000001,null,0.27019029999999999]
[0.22259880000000001,null,0.27019029999999999]
[0.22248109999999999,null,0.27019029999999999]
[0.2223793,null,0.27019029999999999]
[0.2223793,null,0.27001540000000002]
[0.2222238,null,0.26978049999999998]
[0.2222238,null,0.26965349999999999]
[0.2222238,null,0.26965349999999999]
[0.2222238,null,0.26965349999999999]
[0.22221089999999999,null,0.26965349999999999]
[0.22205150000000001,null,0.26965349999999999]
[0.22205140000000001,null,0.26965349999999999]
[0.22205140000000001,null,0.26965349999999999]
[0.22205140000000001,null,0.26965349999999999]
[0.22202440000000001,null,0.26965349999999999]
[0.2219496,null,0.26955970000000001]
[0.2219496,null,0.26955970000000001]
[0.2218773,null,0.26955970000000001]
[0.2218773,null,0.26946589999999998]
[0.2218773,null,0.26946589999999998]
[0.2218773,null,0.26946589999999998]
[0.2218773,null,0.26946589999999998]
[0.2218319,null,0.26946589999999998]
[0.22167239999999999,null,0.26946589999999998]
[0.22167239999999999,null,0.26946589999999998]
[0.22167239999999999,null,0.26919710000000002]
[0.22167239999999999,null,0.26919710000000002]
[0.22167239999999999,null,0.26905610000000002]
[0.2216668,null,0.26905610000000002]
[0.2216668,null,0.26905610000000002]
[0.2216668,null,0.26905610000000002]
[0.2216668,null,0.26905610000000002]
[0.22150410000000001,null,0.26894439999999997]
[0.22150410000000001,null,0.26894439999999997]
[0.22150410000000001,null,0.26881739999999998]
[0.22150410000000001,null,0.26881739999999998]
[0.22150410000000001,null,0.26881739999999998]
[0.22146750000000001,null,0.26872360000000001]
[0.2213347,null,0.26872360000000001]
[0.2213203,null,0.26872360000000001]
[0.2213203,null,0.26872360000000001]
[0.22123290000000001,null,0.26862979999999997]
[0.22123290000000001,null,0.26862979999999997]
[0.22123290000000001,null,0.26845479999999999]
[0.22123290000000001,null,0.26845479999999999]
[0.22123290000000001,null,0.26845479999999999]
[0.22123290000000001,null,0.26831379999999999]
[0.22123290000000001,null,0.26831379999999999]
[0.22111520000000001,null,0.26822000000000001]
[0.22111520000000001,null,0.26822000000000001]
[0.22111520000000001,null,0.26822000000000001]
[0.22111520000000001,null,0.26822000000000001]
[0.22111520000000001,null,0.26799919999999999]
[0.22110859999999999,null,0.26799919999999999]
[0.22110859999999999,null,0.26799919999999999]
[0.22110859999999999,null,0.26799919999999999]
[0.2209557,null,0.26799919999999999]
[0.22075110000000001,null,0.2678875]
[0.22068550000000001,null,0.26779370000000002]
[0.22068550000000001,null,0.26779370000000002]
[0.22068550000000001,null,0.26779370000000002]
[0.22068550000000001,null,0.26779370000000002]
[0.22056780000000001,null,0.26779370000000002]
[0.22056780000000001,null,0.26765270000000002]
[0.22056780000000001,null,0.26755889999999999]
[0.22055169999999999,null,0.26755889999999999]
[0.22055169999999999,null,0.26755889999999999]
[0.22055169999999999,null,0.26755889999999999]
[0.22055169999999999,null,0.26746510000000001]
[0.22055169999999999,null,0.26746510000000001]
[0.22040460000000001,null,0.26746510000000001]
[0.22040460000000001,null,0.26737119999999998]
[0.22040460000000001,null,0.2671963]
[0.2203994,null,0.26706930000000001]
[0.2203994,null,0.26706930000000001]
[0.22023010000000001,null,0.26706930000000001]
[0.2201941,null,0.26706930000000001]
[0.2201941,null,0.26706930000000001]
[0.2201282,null,0.26706930000000001]
[0.2201282,null,0.26706930000000001]
[0.2201282,null,0.26697549999999998]
[0.2201282,null,0.26697549999999998]
[0.2200105,null,0.26697549999999998]
[0.2200105,null,0.26697549999999998]
[0.2200105,null,0.26697549999999998]
[0.2200105,null,0.26683440000000003]
[0.2200105,null,0.26672279999999998]
[0.2200105,null,0.26672279999999998]
[0.21999479999999999,null,0.266629]
[0.21999479999999999,null,0.266629]
[0.21999479999999999,null,0.266629]
[0.2198476,null,0.2666289]
[0.2198476,null,0.26650200000000002]
[0.2198476,null,0.26640819999999998]
[0.21973329999999999,null,0.26640819999999998]
[0.21973329999999999,null,0.26640819999999998]
[0.2196359,null,0.26640819999999998]
[0.2196359,null,0.26631440000000001]
[0.21963150000000001,null,0.2663143]
[0.21946309999999999,null,0.2663143]
[0.21946309999999999,null,0.26613940000000003]
[0.21946309999999999,null,0.26613940000000003]
[0.21946309999999999,null,0.26599830000000002]
[0.21946309999999999,null,0.26590449999999999]
[0.21946309999999999,null,0.26590449999999999]
[0.21946309999999999,null,0.26590449999999999]
[0.21946309999999999,null,0.26590449999999999]
[0.21946309999999999,null,0.26590449999999999]
[0.21946309999999999,null,0.26590449999999999]
[0.21943660000000001,null,0.2657775]
[0.21943660000000001,null,0.2657775]
[0.2193454,null,0.2657775]
[0.2192894,null,0.26568370000000002]
[0.219079,null,0.26568370000000002]
[0.219079,null,0.26568370000000002]
[0.219079,null,0.26558989999999999]
[0.219079,null,0.26558989999999999]
[0.219079,null,0.26558989999999999]
[0.219079,null,0.26558989999999999]
[0.219079,null,0.26558989999999999]
[0.219079,null,0.26558989999999999]
[0.21891479999999999,null,0.26558989999999999]
[0.21891479999999999,null,0.2654782]
[0.21891479999999999,null,0.2653372]
[0.21891469999999999,null,0.2653372]
[0.21887960000000001,null,0.26516220000000001]
[0.21874640000000001,null,0.26503529999999997]
[0.21874640000000001,null,0.26494139999999999]
[0.21874640000000001,null,0.26494139999999999]
[0.21874640000000001,null,0.26494139999999999]
[0.21866920000000001,null,0.26494139999999999]
[0.21864459999999999,null,0.26494139999999999]
[0.21864459999999999,null,0.26494139999999999]
[0.21864459999999999,null,0.26494139999999999]
[0.21864459999999999,null,0.26494139999999999]
[0.21864459999999999,null,0.26484760000000002]
[0.21852199999999999,null,0.26484760000000002]
[0.21847620000000001,null,0.26484760000000002]
[0.21847620000000001,null,0.26484760000000002]
[0.2183167,null,0.26454569999999999]
[0.2183167,null,0.26454569999999999]
[0.21831039999999999,null,0.26445190000000002]
[0.21831039999999999,null,0.26431080000000001]
[0.21831039999999999,null,0.26431080000000001]
[0.218111,null,0.26431080000000001]
[0.218111,null,0.26431080000000001]
[0.218111,null,0.26421699999999998]
[0.218111,null,0.26421699999999998]
[0.218111,null,0.26421699999999998]
[0.218111,null,0.26421699999999998]
[0.218111,null,0.26421699999999998]
[0.21802969999999999,null,0.26410529999999999]
[0.21802969999999999,null,0.26410529999999999]
[0.21802969999999999,null,0.26387050000000001]
[0.21802969999999999,null,0.26387050000000001]
[0.21796380000000001,null,0.26387050000000001]
[0.2179278,null,0.26387050000000001]
[0.2179278,null,0.26374350000000002]
[0.21775949999999999,null,0.26374350000000002]
[0.21775949999999999,null,0.26356849999999998]
[0.21775949999999999,null,0.26356849999999998]
[0.21765760000000001,null,0.26356849999999998]
[0.21765760000000001,null,0.26347470000000001]
[0.2175417,null,0.26347470000000001]
[0.2175417,null,0.2633337]
[0.2175417,null,0.2633337]
[0.21753990000000001,null,0.26323990000000003]
[0.21753990000000001,null,0.26323990000000003]
[0.21753990000000001,null,0.26323990000000003]
[0.21734239999999999,null,0.26323990000000003]
[0.21734239999999999,null,0.26311289999999998]
[0.21734239999999999,null,0.26301910000000001]
[0.21721209999999999,null,0.26301910000000001]
[0.21713189999999999,null,0.26301910000000001]
[0.21713189999999999,null,0.26292529999999997]
[0.21713189999999999,null,0.26292529999999997]
[0.21713189999999999,null,0.26283139999999999]
[0.21704270000000001,null,0.26283139999999999]
[0.21704270000000001,null,0.26283139999999999]
[0.21704270000000001,null,0.26259660000000001]
[0.21704270000000001,null,0.26259660000000001]
[0.21704270000000001,null,0.26250279999999998]
[0.21704270000000001,null,0.26250279999999998]
[0.21704270000000001,null,0.26239109999999999]
[0.21704270000000001,null,0.26221610000000001]
[0.21698480000000001,null,0.26221610000000001]
[0.2167743,null,0.26208920000000002]
[0.2167743,null,0.26208920000000002]
[0.2167743,null,0.26199529999999999]
[0.2167567,null,0.26199529999999999]
[0.2167567,null,0.26199529999999999]
[0.2167567,null,0.26190150000000001]
[0.2167567,null,0.26190150000000001]
[0.21665480000000001,null,0.26190150000000001]
[0.21657499999999999,null,0.26190150000000001]
[0.21657499999999999,null,0.26190150000000001]
[0.21657499999999999,null,0.26190150000000001]
[0.21657499999999999,null,0.26176050000000001]
[0.2164865,null,0.26176050000000001]
[0.2164865,null,0.26176050000000001]
[0.2163688,null,0.26176050000000001]
[0.2163688,null,0.26176050000000001]
[0.2163688,null,0.26158550000000003]
[0.2163688,null,0.26136470000000001]
[0.21636330000000001,null,0.26136470000000001]
[0.21619940000000001,null,0.26136470000000001]
[0.21619940000000001,null,0.26125310000000002]
[0.21619940000000001,null,0.26125310000000002]
[0.21619940000000001,null,0.26125310000000002]
[0.21615290000000001,null,0.26115919999999998]
[0.21615290000000001,null,0.26115919999999998]
[0.21603990000000001,null,0.26115919999999998]
[0.21603990000000001,null,0.26115919999999998]
[0.21600569999999999,null,0.26115919999999998]
[0.21600569999999999,null,0.26101819999999998]
[0.21600569999999999,null,0.26101819999999998]
[0.21580640000000001,null,0.26101819999999998]
[0.21580630000000001,null,0.2609244]
[0.21580630000000001,null,0.26079740000000001]
[0.21580630000000001,null,0.26079740000000001]
[0.2157539,null,0.26070359999999998]
[0.2157539,null,0.26070359999999998]
[0.2157539,null,0.26070359999999998]
[0.2157539,null,0.26070359999999998]
[0.2157539,null,0.2606098]
[0.2157539,null,0.2606098]
[0.21559590000000001,null,0.26043480000000002]
[0.21559590000000001,null,0.26043480000000002]
[0.21559590000000001,null,0.26034099999999999]
[0.21559590000000001,null,0.26034099999999999]
[0.21558450000000001,null,0.26034099999999999]
[0.21558450000000001,null,0.26024720000000001]
[0.2154827,null,0.26010620000000001]
[0.2154827,null,0.26010620000000001]
[0.2154827,null,0.25999450000000002]
[0.21538550000000001,null,0.25999450000000002]
[0.21538550000000001,null,0.25999450000000002]
[0.215365,null,0.25990069999999998]
[0.215365,null,0.25990069999999998]
[0.21523829999999999,null,0.2597737]
[0.21523829999999999,null,0.2597737]
[0.21520549999999999,null,0.2597737]
[0.21520549999999999,null,0.2597737]
[0.21520549999999999,null,0.25967990000000002]
[0.21503710000000001,null,0.25967990000000002]
[0.21502789999999999,null,0.25967990000000002]
[0.21502789999999999,null,0.25967990000000002]
[0.2149353,null,0.25950489999999998]
[0.2149353,null,0.25936389999999998]
[0.2149353,null,0.25923689999999999]
[0.2149353,null,0.25923689999999999]
[0.2149353,null,0.25923689999999999]
[0.21482850000000001,null,0.25923689999999999]
[0.2148176,null,0.25923689999999999]
[0.21465809999999999,null,0.25914310000000002]
[0.21465809999999999,null,0.25914310000000002]
[0.21465809999999999,null,0.25914310000000002]
[0.2146168,null,0.25901610000000003]
[0.2146168,null,0.25890439999999998]
[0.2146168,null,0.25890439999999998]
[0.2146168,null,0.2588106]
[0.21448970000000001,null,0.2588106]
[0.21446970000000001,null,0.2588106]
[0.21446970000000001,null,0.2586696]
[0.21446970000000001,null,0.2586696]
[0.21446970000000001,null,0.25857580000000002]
[0.21446970000000001,null,0.25857580000000002]
[0.21438789999999999,null,0.25857580000000002]
[0.21438789999999999,null,0.25857580000000002]
[0.21438789999999999,null,0.25857570000000002]
[0.21438789999999999,null,0.25848189999999999]
[0.21438789999999999,null,0.25848189999999999]
[0.21425930000000001,null,0.25848189999999999]
[0.21411669999999999,null,0.25848189999999999]
[0.2140599,null,0.25848189999999999]
[0.2140599,null,0.2581659]
[0.21394840000000001,null,0.25803890000000002]
[0.21394840000000001,null,0.25803890000000002]
[0.21394840000000001,null,0.25803890000000002]
[0.21394840000000001,null,0.25803890000000002]
[0.21394840000000001,null,0.25803890000000002]
[0.21391270000000001,null,0.25794509999999998]
[0.21391270000000001,null,0.25794509999999998]
[0.21383070000000001,null,0.25794509999999998]
[0.2137288,null,0.25794509999999998]
[0.2137288,null,0.25783349999999999]
[0.2137288,null,0.25783349999999999]
[0.2137011,null,0.25769239999999999]
[0.21356049999999999,null,0.25769239999999999]
[0.21356049999999999,null,0.25759860000000001]
[0.21356049999999999,null,0.25759860000000001]
[0.2134906,null,0.25759860000000001]
[0.21340100000000001,null,0.25759860000000001]
[0.21329919999999999,null,0.25759860000000001]
[0.21329919999999999,null,0.25747160000000002]
[0.21329919999999999,null,0.25747160000000002]
[0.21329919999999999,null,0.25737779999999999]
[0.21329919999999999,null,0.25737779999999999]
[0.21329919999999999,null,0.25737779999999999]
[0.21329129999999999,null,0.25737779999999999]
[0.21329129999999999,null,0.25737779999999999]
[0.21329129999999999,null,0.25737779999999999]
[0.21329129999999999,null,0.25714300000000001]
[0.2131441,null,0.25696799999999997]
[0.2131441,null,0.25696799999999997]
[0.2131441,null,0.25696799999999997]
[0.2131441,null,0.25684099999999999]
[0.21312980000000001,null,0.25674720000000001]
[0.2129615,null,0.25674720000000001]
[0.21294479999999999,null,0.25663550000000002]
[0.2128437,null,0.25663550000000002]
[0.21274190000000001,null,0.25663550000000002]
[0.21274190000000001,null,0.25663550000000002]
[0.21274190000000001,null,0.25663550000000002]
[0.21274190000000001,null,0.25654169999999998]
[0.21274190000000001,null,0.25654169999999998]
[0.21273429999999999,null,0.25654169999999998]
[0.21273429999999999,null,0.2564147]
[0.21273429999999999,null,0.2564147]
[0.21273429999999999,null,0.2564147]
[0.2125824,null,0.2564147]
[0.21252260000000001,null,0.25632090000000002]
[0.21248059999999999,null,0.25622709999999999]
[0.21248059999999999,null,0.25595909999999999]
[0.21248059999999999,null,0.25595909999999999]
[0.21248059999999999,null,0.25595909999999999]
[0.21248059999999999,null,0.2558474]
[0.21237549999999999,null,0.2558474]
[0.21237549999999999,null,0.2558474]
[0.21236289999999999,null,0.25575360000000003]
[0.21219450000000001,null,0.25575360000000003]
[0.21219450000000001,null,0.25575360000000003]
[0.21219450000000001,null,0.25575360000000003]
[0.21219450000000001,null,0.25562659999999998]
[0.21219450000000001,null,0.2554516]
[0.2120927,null,0.2554516]
[0.2120927,null,0.25535780000000002]
[0.21196570000000001,null,0.25535780000000002]
[0.21196570000000001,null,0.25535780000000002]
[0.21196570000000001,null,0.25535780000000002]
[0.21196570000000001,null,0.25521680000000002]
[0.21196570000000001,null,0.25521680000000002]
[0.21196570000000001,null,0.25521680000000002]
[0.21196570000000001,null,0.25521680000000002]
[0.21192330000000001,null,0.25512299999999999]
[0.21181849999999999,null,0.254996]
[0.21181849999999999,null,0.254996]
[0.21181849999999999,null,0.254996]
[0.211755,null,0.254996]
[0.21160689999999999,null,0.25479049999999998]
[0.21159549999999999,null,0.25479049999999998]
[0.21159549999999999,null,0.25479049999999998]
[0.21159549999999999,null,0.25479049999999998]
[0.21147779999999999,null,0.25479049999999998]
[0.21147779999999999,null,0.25452249999999998]
[0.21147779999999999,null,0.25442870000000001]
[0.21147779999999999,null,0.25442870000000001]
[0.2114075,null,0.25442870000000001]
[0.2114075,null,0.25442870000000001]
[0.21130940000000001,null,0.25442870000000001]
[0.2111971,null,0.25442870000000001]
[0.2111971,null,0.25442870000000001]
[0.2111971,null,0.25433489999999997]
[0.2111971,null,0.25415989999999999]
[0.2111971,null,0.25415989999999999]
[0.2110899,null,0.25415989999999999]
[0.2110899,null,0.25403290000000001]
[0.2110899,null,0.25393909999999997]
[0.2110899,null,0.25393909999999997]
[0.21104990000000001,null,0.25379810000000003]
[0.21104990000000001,null,0.25370429999999999]
[0.21104990000000001,null,0.25370429999999999]
[0.21104990000000001,null,0.25370429999999999]
[0.21092050000000001,null,0.25370429999999999]
[0.21092050000000001,null,0.25361040000000001]
[0.21083950000000001,null,0.25361040000000001]
[0.210761,null,0.25351659999999998]
[0.2106401,null,0.25351659999999998]
[0.2106401,null,0.25326389999999999]
[0.21049090000000001,null,0.25326389999999999]
[0.2104297,null,0.25304310000000002]
[0.2104297,null,0.25286819999999999]
[0.2104297,null,0.25286819999999999]
[0.2104297,null,0.25286819999999999]
[0.21037320000000001,null,0.25286819999999999]
[0.21037320000000001,null,0.25286809999999998]
[0.21037320000000001,null,0.2527565]
[0.21037310000000001,null,0.2527565]
[0.21037310000000001,null,0.25262950000000001]
[0.21037310000000001,null,0.25253569999999997]
[0.21037310000000001,null,0.25253569999999997]
[0.21037310000000001,null,0.25253569999999997]
[0.21028250000000001,null,0.25239460000000002]
[0.21027129999999999,null,0.25239460000000002]
[0.2101536,null,0.25239460000000002]
[0.2100708,null,0.25239460000000002]
[0.2098834,null,0.25239460000000002]
[0.2098834,null,0.25239460000000002]
[0.2098834,null,0.25239460000000002]
[0.2098834,null,0.25239460000000002]
[0.2098834,null,0.25239460000000002]
[0.2098604,null,0.25239460000000002]
[0.2098604,null,0.25230079999999999]
[0.2098604,null,0.25230079999999999]
[0.2098604,null,0.25199890000000003]
[0.20971409999999999,null,0.25199890000000003]
[0.20971409999999999,null,0.25199890000000003]
[0.20966099999999999,null,0.25185780000000002]
[0.20966099999999999,null,0.25185780000000002]
[0.20966099999999999,null,0.25185780000000002]
[0.20955460000000001,null,0.25176399999999999]
[0.20945269999999999,null,0.25176399999999999]
[0.20945269999999999,null,0.251637]
[0.20945059999999999,null,0.251637]
[0.20945059999999999,null,0.25154320000000002]
[0.20945059999999999,null,0.25154320000000002]
[0.20933499999999999,null,0.25154320000000002]
[0.20933499999999999,null,0.25154320000000002]
[0.20933499999999999,null,0.25144939999999999]
[0.20923320000000001,null,0.25121080000000001]
[0.20909179999999999,null,0.25121080000000001]
[0.20909179999999999,null,0.25106970000000001]
[0.20909179999999999,null,0.25106970000000001]
[0.2090648,null,0.25106970000000001]
[0.2090648,null,0.25106970000000001]
[0.2090648,null,0.25080089999999999]
[0.2090648,null,0.25080089999999999]
[0.2090648,null,0.25080089999999999]
[0.2089471,null,0.25080089999999999]
[0.2089471,null,0.25070710000000002]
[0.20889240000000001,null,0.25070710000000002]
[0.20878759999999999,null,0.25058009999999997]
[0.20868200000000001,null,0.25058009999999997]
[0.20868200000000001,null,0.25058009999999997]
[0.20868200000000001,null,0.25058009999999997]
[0.20861930000000001,null,0.25058009999999997]
[0.20861930000000001,null,0.25058009999999997]
[0.20861930000000001,null,0.2504863]
[0.20861930000000001,null,0.25034529999999999]
[0.20834810000000001,null,0.25034529999999999]
[0.20834810000000001,null,0.25034529999999999]
[0.20834810000000001,null,0.25034529999999999]
[0.20832439999999999,null,0.25017030000000001]
[0.20832439999999999,null,0.25004330000000002]
[0.20832439999999999,null,0.25004330000000002]
[0.20832439999999999,null,0.24993170000000001]
[0.20823040000000001,null,0.24993170000000001]
[0.208125,null,0.2498379]
[0.208062,null,0.2498379]
[0.20796020000000001,null,0.2498378]
[0.20796020000000001,null,0.2498378]
[0.20796020000000001,null,0.24974399999999999]
[0.20796020000000001,null,0.24960299999999999]
[0.20796020000000001,null,0.249476]
[0.20796020000000001,null,0.249476]
[0.20796020000000001,null,0.249476]
[0.20796020000000001,null,0.249476]
[0.2079134,null,0.249476]
[0.2077029,null,0.249335]
[0.2077029,null,0.249335]
[0.2077029,null,0.2492412]
[0.2077029,null,0.24911420000000001]
[0.2077029,null,0.24911420000000001]
[0.20763139999999999,null,0.24911420000000001]
[0.20763139999999999,null,0.2490204]
[0.2075137,null,0.2490204]
[0.2075137,null,0.2490204]
[0.2075137,null,0.24870429999999999]
[0.2075137,null,0.2485927]
[0.2074925,null,0.2485927]
[0.2074925,null,0.2485927]
[0.20741180000000001,null,0.2485927]
[0.20729310000000001,null,0.24849889999999999]
[0.20729310000000001,null,0.24849889999999999]
[0.20729310000000001,null,0.24849889999999999]
[0.2072435,null,0.24837190000000001]
[0.2072435,null,0.248137]
[0.2072435,null,0.248137]
[0.207146,null,0.248137]
[0.20708399999999999,null,0.24804319999999999]
[0.20708399999999999,null,0.24804319999999999]
[0.20708399999999999,null,0.24804319999999999]
[0.20708399999999999,null,0.24804319999999999]
[0.2069821,null,0.2479162]
[0.20693429999999999,null,0.24750639999999999]
[0.20693429999999999,null,0.24750639999999999]
[0.2068644,null,0.24750639999999999]
[0.20672380000000001,null,0.24750639999999999]
[0.20672380000000001,null,0.24750639999999999]
[0.20672380000000001,null,0.2473947]
[0.2065767,null,0.2473947]
[0.2065767,null,0.24730089999999999]
[0.2065767,null,0.24730089999999999]
[0.20652670000000001,null,0.24730089999999999]
[0.20652670000000001,null,0.24720710000000001]
[0.20652670000000001,null,0.24720710000000001]
[0.20652670000000001,null,0.24720710000000001]
[0.20652670000000001,null,0.24720710000000001]
[0.20652670000000001,null,0.24706610000000001]
[0.20642489999999999,null,0.24693909999999999]
[0.20637730000000001,null,0.24693909999999999]
[0.20637730000000001,null,0.24676409999999999]
[0.20637730000000001,null,0.24667030000000001]
[0.20637730000000001,null,0.24667030000000001]
[0.20637730000000001,null,0.24667030000000001]
[0.2063072,null,0.24667030000000001]
[0.2063072,null,0.24655859999999999]
[0.2063072,null,0.24655859999999999]
[0.20616689999999999,null,0.24655859999999999]
[0.20616689999999999,null,0.24655859999999999]
[0.20614769999999999,null,0.24646480000000001]
[0.2059793,null,0.24632380000000001]
[0.20587749999999999,null,0.24632380000000001]
[0.20580809999999999,null,0.24619679999999999]
[0.20580809999999999,null,0.24619679999999999]
[0.20575979999999999,null,0.24602180000000001]
[0.20575979999999999,null,0.24602180000000001]
[0.20575979999999999,null,0.24602180000000001]
[0.20575979999999999,null,0.24602180000000001]
[0.20575979999999999,null,0.24592800000000001]
[0.20575979999999999,null,0.24581629999999999]
[0.20575979999999999,null,0.24581629999999999]
[0.20575979999999999,null,0.24581629999999999]
[0.20560870000000001,null,0.24581629999999999]
[0.20560870000000001,null,0.24581629999999999]
[0.20560870000000001,null,0.24581629999999999]
[0.20559140000000001,null,0.24572250000000001]
[0.20547370000000001,null,0.24550169999999999]
[0.20539830000000001,null,0.24536069999999999]
[0.20539830000000001,null,0.24536069999999999]
[0.2053719,null,0.24536069999999999]
[0.2053719,null,0.24536069999999999]
[0.20521239999999999,null,0.24536069999999999]
[0.20519889999999999,null,0.24513989999999999]
[0.20519889999999999,null,0.24513989999999999]
[0.20504310000000001,null,0.24499889999999999]
[0.20504310000000001,null,0.24499889999999999]
[0.20504310000000001,null,0.24471219999999999]
[0.20498849999999999,null,0.24471219999999999]
[0.2049253,null,0.24461840000000001]
[0.2048413,null,0.24461840000000001]
[0.20475699999999999,null,0.2444914]
[0.20475699999999999,null,0.24439759999999999]
[0.20475699999999999,null,0.24439759999999999]
[0.20475699999999999,null,0.24439759999999999]
[0.20465520000000001,null,0.24439759999999999]
[0.20464199999999999,null,0.24439759999999999]
[0.20464199999999999,null,0.24439759999999999]
[0.2044868,null,0.24430379999999999]
[0.20443149999999999,null,0.24430379999999999]
[0.20443149999999999,null,0.24416280000000001]
[0.20432729999999999,null,0.24405109999999999]
[0.20432729999999999,null,0.24405109999999999]
[0.20432729999999999,null,0.2439241]
[0.20432729999999999,null,0.2438303]
[0.20432729999999999,null,0.2438303]
[0.2043257,null,0.2438303]
[0.2040727,null,0.2436893]
[0.2040727,null,0.24359539999999999]
[0.20405609999999999,null,0.24342050000000001]
[0.20405609999999999,null,0.24342050000000001]
[0.20393839999999999,null,0.24342050000000001]
[0.20393839999999999,null,0.24342050000000001]
[0.20387330000000001,null,0.24342050000000001]
[0.20387330000000001,null,0.24319969999999999]
[0.20387330000000001,null,0.24319969999999999]
[0.20387330000000001,null,0.24319969999999999]
[0.20367399999999999,null,0.24310590000000001]
[0.20367399999999999,null,0.24310590000000001]
[0.20367399999999999,null,0.24310590000000001]
[0.20366819999999999,null,0.24286720000000001]
[0.20366819999999999,null,0.24286720000000001]
[0.20350879999999999,null,0.2426324]
[0.20350879999999999,null,0.2426324]
[0.20350879999999999,null,0.2426324]
[0.20339099999999999,null,0.2426324]
[0.20339099999999999,null,0.24245739999999999]
[0.2032892,null,0.24245739999999999]
[0.2032892,null,0.24245739999999999]
[0.2032892,null,0.2423304]
[0.2032892,null,0.2422366]
[0.20312079999999999,null,0.2422366]
[0.2031047,null,0.2422366]
[0.20290530000000001,null,0.24200169999999999]
[0.20290530000000001,null,0.24200169999999999]
[0.20290530000000001,null,0.24200169999999999]
[0.20290530000000001,null,0.24200169999999999]
[0.20290530000000001,null,0.24200169999999999]
[0.20283380000000001,null,0.24190790000000001]
[0.20283380000000001,null,0.24190790000000001]
[0.202732,null,0.24179629999999999]
[0.202732,null,0.2416693]
[0.202732,null,0.2414943]
[0.202732,null,0.2414943]
[0.20269490000000001,null,0.2414943]
[0.20263010000000001,null,0.24140049999999999]
[0.20263010000000001,null,0.24140049999999999]
[0.2025477,null,0.24140049999999999]
[0.20234840000000001,null,0.24125940000000001]
[0.20234840000000001,null,0.24125940000000001]
[0.20234840000000001,null,0.24125940000000001]
[0.20230229999999999,null,0.24116560000000001]
[0.20230229999999999,null,0.24116560000000001]
[0.20230229999999999,null,0.240927]
[0.20230229999999999,null,0.240927]
[0.20230229999999999,null,0.240927]
[0.20213800000000001,null,0.2407859]
[0.20213800000000001,null,0.2407859]
[0.20213800000000001,null,0.2407859]
[0.20213800000000001,null,0.24069209999999999]
[0.2020827,null,0.24051719999999999]
[0.2020827,null,0.24051719999999999]
[0.2020827,null,0.24051719999999999]
[0.2019908,null,0.24042330000000001]
[0.2019908,null,0.2402823]
[0.2019908,null,0.24015529999999999]
[0.2019908,null,0.24015529999999999]
[0.20191439999999999,null,0.24015529999999999]
[0.20191439999999999,null,0.24015529999999999]
[0.20191439999999999,null,0.24006150000000001]
[0.20191439999999999,null,0.23994979999999999]
[0.20174500000000001,null,0.23994979999999999]
[0.20164319999999999,null,0.23994979999999999]
[0.20164319999999999,null,0.23980879999999999]
[0.20164319999999999,null,0.23980879999999999]
[0.2015255,null,0.23980879999999999]
[0.2015255,null,0.23971500000000001]
[0.2013693,null,0.23971500000000001]
[0.2013693,null,0.23954]
[0.20136599999999999,null,0.23931920000000001]
[0.20122219999999999,null,0.23931920000000001]
[0.20122219999999999,null,0.23931920000000001]
[0.20122219999999999,null,0.23931920000000001]
[0.20122219999999999,null,0.23931920000000001]
[0.20122219999999999,null,0.23931920000000001]
[0.20122219999999999,null,0.23884569999999999]
[0.2011976,null,0.23884569999999999]
[0.2011976,null,0.23884569999999999]
[0.20109579999999999,null,0.23884569999999999]
[0.20109579999999999,null,0.23884569999999999]
[0.20109579999999999,null,0.23884569999999999]
[0.20109579999999999,null,0.23867070000000001]
[0.20109579999999999,null,0.23867070000000001]
[0.20101169999999999,null,0.23844989999999999]
[0.20092650000000001,null,0.23844989999999999]
[0.2008124,null,0.23844989999999999]
[0.2008124,null,0.23844989999999999]
[0.20080870000000001,null,0.23844989999999999]
[0.20080870000000001,null,0.23830889999999999]
[0.20080870000000001,null,0.23830889999999999]
[0.20080870000000001,null,0.23821510000000001]
[0.20070689999999999,null,0.23821510000000001]
[0.20066519999999999,null,0.23821510000000001]
[0.20066519999999999,null,0.2380881]
[0.20066519999999999,null,0.2380881]
[0.20066519999999999,null,0.2378826]
[0.20066519999999999,null,0.2377416]
[0.20066519999999999,null,0.2377416]
[0.20066519999999999,null,0.23764779999999999]
[0.20054739999999999,null,0.23764779999999999]
[0.2004659,null,0.23764779999999999]
[0.2003791,null,0.23747280000000001]
[0.2003791,null,0.23747280000000001]
[0.2003791,null,0.2373458]
[0.2003791,null,0.2373458]
[0.20027719999999999,null,0.2373458]
[0.20027719999999999,null,0.23725199999999999]
[0.20027719999999999,null,0.23725199999999999]
[0.2002554,null,0.23711099999999999]
[0.20004379999999999,null,0.23711099999999999]
[0.19999120000000001,null,0.23711099999999999]
[0.19999120000000001,null,0.23711099999999999]
[0.19989660000000001,null,0.23701710000000001]
[0.19989660000000001,null,0.23687610000000001]
[0.19989660000000001,null,0.23676440000000001]
[0.19989660000000001,null,0.23676440000000001]
[0.19989660000000001,null,0.23676440000000001]
[0.19989660000000001,null,0.23667060000000001]
[0.19982179999999999,null,0.23636869999999999]
[0.19982179999999999,null,0.23636869999999999]
[0.19982179999999999,null,0.23636869999999999]
[0.19982179999999999,null,0.23636869999999999]
[0.19982179999999999,null,0.23627490000000001]
[0.19972000000000001,null,0.23627490000000001]
[0.19972000000000001,null,0.23627490000000001]
[0.19972000000000001,null,0.23627490000000001]
[0.1995516,null,0.23614789999999999]
[0.19948679999999999,null,0.23600679999999999]
[0.19948679999999999,null,0.23600679999999999]
[0.19948679999999999,null,0.23600679999999999]
[0.19948679999999999,null,0.23591300000000001]
[0.19939219999999999,null,0.23591300000000001]
[0.19927639999999999,null,0.23591300000000001]
[0.19927439999999999,null,0.23591300000000001]
[0.19927439999999999,null,0.23580129999999999]
[0.19917260000000001,null,0.23580129999999999]
[0.19917260000000001,null,0.23580129999999999]
[0.19917260000000001,null,0.23570749999999999]
[0.19917260000000001,null,0.2354395]
[0.19917260000000001,null,0.2354395]
[0.19917260000000001,null,0.23526449999999999]
[0.19906470000000001,null,0.23526449999999999]
[0.19906470000000001,null,0.23526449999999999]
[0.19906470000000001,null,0.23526449999999999]
[0.19900329999999999,null,0.23517070000000001]
[0.1989175,null,0.23504369999999999]
[0.1989175,null,0.23504369999999999]
[0.1989175,null,0.23504369999999999]
[0.1989175,null,0.23504369999999999]
[0.1989175,null,0.2349321]
[0.19883490000000001,null,0.234791]
[0.19870589999999999,null,0.234791]
[0.19870589999999999,null,0.23469719999999999]
[0.19870579999999999,null,0.23469719999999999]
[0.1986754,null,0.23469719999999999]
[0.1985577,null,0.23460339999999999]
[0.1985577,null,0.23460339999999999]
[0.1985065,null,0.23428740000000001]
[0.19838939999999999,null,0.23428740000000001]
[0.1982961,null,0.23416039999999999]
[0.1982961,null,0.23416039999999999]
[0.198296,null,0.23416039999999999]
[0.198296,null,0.23416039999999999]
[0.19828750000000001,null,0.23406660000000001]
[0.19828750000000001,null,0.23406660000000001]
[0.19828750000000001,null,0.23381389999999999]
[0.1981192,null,0.23381389999999999]
[0.1981192,null,0.23372009999999999]
[0.19809669999999999,null,0.23372009999999999]
[0.1979495,null,0.23372009999999999]
[0.1979495,null,0.23372009999999999]
[0.1979495,null,0.23357900000000001]
[0.1979495,null,0.23357900000000001]
[0.1979495,null,0.2334521]
[0.19784199999999999,null,0.2334521]
[0.19784199999999999,null,0.2333404]
[0.1977401,null,0.2332466]
[0.1977401,null,0.2332466]
[0.1977401,null,0.2332466]
[0.1977401,null,0.2332466]
[0.1977401,null,0.2328508]
[0.1977391,null,0.2328508]
[0.1977391,null,0.2328508]
[0.19757079999999999,null,0.2328508]
[0.19752739999999999,null,0.23270979999999999]
[0.19740240000000001,null,0.23270979999999999]
[0.19740240000000001,null,0.23270979999999999]
[0.19740240000000001,null,0.23270979999999999]
[0.19738030000000001,null,0.23270979999999999]
[0.1972429,null,0.232489]
[0.1972429,null,0.23237730000000001]
[0.1972429,null,0.23237730000000001]
[0.19718089999999999,null,0.23237730000000001]
[0.19718089999999999,null,0.23237730000000001]
[0.19718089999999999,null,0.23237730000000001]
[0.19718089999999999,null,0.23237730000000001]
[0.19718089999999999,null,0.2322362]
[0.19718089999999999,null,0.2320613]
[0.19714110000000001,null,0.2320613]
[0.19703380000000001,null,0.23196749999999999]
[0.1969728,null,0.2318405]
[0.1969728,null,0.2318405]
[0.1969728,null,0.23158780000000001]
[0.1969728,null,0.23158780000000001]
[0.1969728,null,0.23158780000000001]
[0.1969728,null,0.23158780000000001]
[0.1969727,null,0.23158780000000001]
[0.19683439999999999,null,0.23158780000000001]
[0.19683439999999999,null,0.231319]
[0.19668669999999999,null,0.231319]
[0.19662399999999999,null,0.231319]
[0.19647680000000001,null,0.231319]
[0.19647680000000001,null,0.231319]
[0.19647680000000001,null,0.2312073]
[0.19641549999999999,null,0.23098650000000001]
[0.19641549999999999,null,0.23098650000000001]
[0.19641549999999999,null,0.23089270000000001]
[0.19641549999999999,null,0.2307517]
[0.19626640000000001,null,0.2307517]
[0.19626640000000001,null,0.2307517]
[0.19613829999999999,null,0.2307517]
[0.19613829999999999,null,0.2307517]
[0.19613829999999999,null,0.2306106]
[0.19613829999999999,null,0.2306106]
[0.19613829999999999,null,0.23049900000000001]
[0.19611919999999999,null,0.23049900000000001]
[0.19611919999999999,null,0.2304051]
[0.1960365,null,0.2304051]
[0.19586809999999999,null,0.2304051]
[0.19586809999999999,null,0.2304051]
[0.19586809999999999,null,0.2304051]
[0.19586809999999999,null,0.23027819999999999]
[0.1957663,null,0.23013710000000001]
[0.1957082,null,0.23004330000000001]
[0.1957082,null,0.2298683]
[0.19547919999999999,null,0.2298683]
[0.19547919999999999,null,0.2298683]
[0.19547919999999999,null,0.22977449999999999]
[0.19531970000000001,null,0.22977449999999999]
[0.1952873,null,0.22977449999999999]
[0.1952873,null,0.22977449999999999]
[0.1952873,null,0.2296475]
[0.19520199999999999,null,0.2295537]
[0.19520199999999999,null,0.22945989999999999]
[0.1951002,null,0.2293482]
[0.1951002,null,0.2292072]
[0.19508800000000001,null,0.22903219999999999]
[0.19493179999999999,null,0.22903219999999999]
[0.19487750000000001,null,0.22903219999999999]
[0.19483,null,0.2289052]
[0.19483,null,0.2288114]
[0.1945528,null,0.2288114]
[0.1945528,null,0.2286704]
[0.19451869999999999,null,0.2286704]
[0.19451869999999999,null,0.2286704]
[0.19451869999999999,null,0.2286704]
[0.19451869999999999,null,0.22857659999999999]
[0.19438349999999999,null,0.22857659999999999]
[0.19438349999999999,null,0.22833790000000001]
[0.1942816,null,0.22833790000000001]
[0.1942816,null,0.22806989999999999]
[0.1942816,null,0.22806989999999999]
[0.19417219999999999,null,0.22789490000000001]
[0.19411329999999999,null,0.22780110000000001]
[0.19399549999999999,null,0.22780110000000001]
[0.19399549999999999,null,0.22780110000000001]
[0.19399549999999999,null,0.22780110000000001]
[0.19396169999999999,null,0.22780110000000001]
[0.19396169999999999,null,0.22753309999999999]
[0.19396169999999999,null,0.2274214]
[0.19396169999999999,null,0.2274214]
[0.19383610000000001,null,0.2274214]
[0.19383610000000001,null,0.22732759999999999]
[0.19383610000000001,null,0.22732759999999999]
[0.19375129999999999,null,0.2272006]
[0.19375129999999999,null,0.2270596]
[0.19375129999999999,null,0.2269658]
[0.1937342,null,0.2269658]
[0.1937342,null,0.2269658]
[0.1937342,null,0.22679079999999999]
[0.1937342,null,0.22667909999999999]
[0.19353960000000001,null,0.22667909999999999]
[0.19353960000000001,null,0.22667909999999999]
[0.19353960000000001,null,0.22667909999999999]
[0.19353960000000001,null,0.22658529999999999]
[0.19326670000000001,null,0.22658529999999999]
[0.19319310000000001,null,0.22658529999999999]
[0.19298270000000001,null,0.22649150000000001]
[0.19298270000000001,null,0.22622349999999999]
[0.19298270000000001,null,0.22622349999999999]
[0.192771,null,0.22622349999999999]
[0.192771,null,0.22622349999999999]
[0.19257160000000001,null,0.22612969999999999]
[0.19257160000000001,null,0.22612969999999999]
[0.19257160000000001,null,0.22612969999999999]
[0.1924245,null,0.22612969999999999]
[0.1924245,null,0.22582769999999999]
[0.192214,null,0.22582769999999999]
[0.19200239999999999,null,0.22559290000000001]
[0.191803,null,0.22559290000000001]
[0.1915926,null,0.22559290000000001]
[0.1915926,null,0.22548119999999999]
[0.1915926,null,0.22548119999999999]
[0.1915926,null,0.22548119999999999]
[0.19123499999999999,null,0.22538739999999999]
[0.19123499999999999,null,0.22538739999999999]
[0.19123499999999999,null,0.22538739999999999]
[0.19102330000000001,null,0.22538739999999999]
[0.19082389999999999,null,0.2251194]
[0.19082389999999999,null,0.22502549999999999]
[0.19061349999999999,null,0.22502549999999999]
[0.19061349999999999,null,0.22502549999999999]
[0.19061349999999999,null,0.22502549999999999]
[0.19046630000000001,null,0.22502549999999999]
[0.19046630000000001,null,0.22475680000000001]
[0.19046630000000001,null,0.2247567]
[0.19025590000000001,null,0.2245181]
[0.19025590000000001,null,0.2245181]
[0.19025590000000001,null,0.22442429999999999]
[0.19025590000000001,null,0.22442429999999999]
[0.19025590000000001,null,0.22442429999999999]
[0.19005649999999999,null,0.22442429999999999]
[0.18963440000000001,null,0.22428319999999999]
[0.18963440000000001,null,0.22428319999999999]
[0.18963440000000001,null,0.22418940000000001]
[0.1894873,null,0.22418940000000001]
[0.1894873,null,0.22401450000000001]
[0.1894873,null,0.22388749999999999]
[0.18928790000000001,null,0.22388749999999999]
[0.18907750000000001,null,0.22388749999999999]
[0.18907750000000001,null,0.22388749999999999]
[0.18907750000000001,null,0.22379370000000001]
[0.18907750000000001,null,0.22379370000000001]
[0.1888658,null,0.22368199999999999]
[0.1888658,null,0.22368199999999999]
[0.18866640000000001,null,0.22358819999999999]
[0.1885193,null,0.22358819999999999]
[0.1885193,null,0.22358819999999999]
[0.1885193,null,0.22341320000000001]
[0.1883088,null,0.22314519999999999]
[0.18809719999999999,null,0.22305140000000001]
[0.18809719999999999,null,0.22305140000000001]
[0.18809719999999999,null,0.22305140000000001]
[0.18809719999999999,null,0.22305140000000001]
[0.18775069999999999,null,0.22305140000000001]
[0.18754019999999999,null,0.22295760000000001]
[0.18754019999999999,null,0.22284590000000001]
[0.18754019999999999,null,0.22284590000000001]
[0.18754019999999999,null,0.22270490000000001]
[0.1873409,null,0.2225779]
[0.1873409,null,0.2225779]
[0.1873409,null,0.22248409999999999]
[0.1873409,null,0.2223724]
[0.1871292,null,0.2223724]
[0.18691869999999999,null,0.2223724]
[0.18691869999999999,null,0.22223129999999999]
[0.18677160000000001,null,0.22223129999999999]
[0.18677160000000001,null,0.22196260000000001]
[0.18677160000000001,null,0.22183559999999999]
[0.18636050000000001,null,0.22183559999999999]
[0.18615010000000001,null,0.22183559999999999]
[0.18615010000000001,null,0.22174179999999999]
[0.18615010000000001,null,0.2216148]
[0.18615010000000001,null,0.2216148]
[0.18615010000000001,null,0.2216148]
[0.18593970000000001,null,0.2214737]
[0.18593970000000001,null,0.2212683]
[0.18593970000000001,null,0.2212683]
[0.18593970000000001,null,0.2212683]
[0.1857403,null,0.2212683]
[0.1855299,null,0.2212683]
[0.1855299,null,0.22117439999999999]
[0.18531819999999999,null,0.22099949999999999]
[0.18510769999999999,null,0.22099949999999999]
[0.18489729999999999,null,0.22085840000000001]
[0.1847502,null,0.22085840000000001]
[0.18455079999999999,null,0.22073139999999999]
[0.18455079999999999,null,0.22063759999999999]
[0.18455079999999999,null,0.22063759999999999]
[0.18434039999999999,null,0.22054380000000001]
[0.18434039999999999,null,0.22054380000000001]
[0.18434039999999999,null,0.22054380000000001]
[0.18412870000000001,null,0.22043219999999999]
[0.18412870000000001,null,0.22025719999999999]
[0.18392929999999999,null,0.22016340000000001]
[0.18392929999999999,null,0.22016340000000001]
[0.1835717,null,0.22003639999999999]
[0.1835717,null,0.22003639999999999]
[0.1835717,null,0.21989529999999999]
[0.1835717,null,0.21989529999999999]
[0.18336,null,0.2196273]
[0.18336,null,0.21953349999999999]
[0.1831496,null,0.21953349999999999]
[0.1831496,null,0.21953349999999999]
[0.18295020000000001,null,0.2194218]
[0.1828031,null,0.21920100000000001]
[0.1828031,null,0.21920100000000001]
[0.1828031,null,0.21920100000000001]
[0.1828031,null,0.218885]
[0.1828031,null,0.218885]
[0.18260370000000001,null,0.2186642]
[0.1821816,null,0.2186642]
[0.1821816,null,0.2186642]
[0.1821816,null,0.2186642]
[0.1821816,null,0.2185704]
[0.18177180000000001,null,0.2185704]
[0.18177180000000001,null,0.2185704]
[0.1816247,null,0.21833179999999999]
[0.1816247,null,0.21819069999999999]
[0.1816247,null,0.21819069999999999]
[0.1816247,null,0.21819069999999999]
[0.1816247,null,0.21809690000000001]
[0.1810032,null,0.21809690000000001]
[0.1810032,null,0.21809690000000001]
[0.1810032,null,0.21779499999999999]
[0.1810032,null,0.21779499999999999]
[0.1810032,null,0.21754219999999999]
[0.1810032,null,0.21744839999999999]
[0.1809296,null,0.21744839999999999]
[0.1806567,null,0.21744839999999999]
[0.1806567,null,0.21735460000000001]
[0.1806567,null,0.217116]
[0.1806567,null,0.2169749]
[0.1804462,null,0.2169749]
[0.18023459999999999,null,0.2169749]
[0.1798881,null,0.2169749]
[0.17988799999999999,null,0.21679999999999999]
[0.17988799999999999,null,0.216673]
[0.17988799999999999,null,0.216673]
[0.17988799999999999,null,0.21643809999999999]
[0.17988799999999999,null,0.21643809999999999]
[0.17953050000000001,null,0.21643809999999999]
[0.17933109999999999,null,0.21643809999999999]
[0.17933109999999999,null,0.21631110000000001]
[0.17933109999999999,null,0.21619949999999999]
[0.17933109999999999,null,0.21602450000000001]
[0.17890900000000001,null,0.21602450000000001]
[0.17890900000000001,null,0.2158834]
[0.17890900000000001,null,0.21566270000000001]
[0.17890900000000001,null,0.21566260000000001]
[0.17890900000000001,null,0.21566260000000001]
[0.1784992,null,0.21566260000000001]
[0.17835200000000001,null,0.21566260000000001]
[0.1781404,null,0.21566260000000001]
[0.1781404,null,0.21566260000000001]
[0.1781403,null,0.21566260000000001]
[0.1781403,null,0.21566260000000001]
[0.1779299,null,0.21545719999999999]
[0.1779299,null,0.21545719999999999]
[0.17773050000000001,null,0.21545719999999999]
[0.17737169999999999,null,0.21518909999999999]
[0.17716129999999999,null,0.21518909999999999]
[0.17696190000000001,null,0.21501419999999999]
[0.17696190000000001,null,0.21492040000000001]
[0.17696190000000001,null,0.21480869999999999]
[0.17696190000000001,null,0.21480869999999999]
[0.17660429999999999,null,0.2146817]
[0.17660429999999999,null,0.2146817]
[0.1761945,null,0.2146817]
[0.1761945,null,0.2146817]
[0.1759829,null,0.21441289999999999]
[0.1759829,null,0.21427189999999999]
[0.1759829,null,0.2141449]
[0.17598279999999999,null,0.21403320000000001]
[0.1756363,null,0.21403320000000001]
[0.1756363,null,0.21390619999999999]
[0.1756363,null,0.21376519999999999]
[0.1756363,null,0.21376519999999999]
[0.1754259,null,0.21376519999999999]
[0.1754259,null,0.21352650000000001]
[0.1754259,null,0.2134327]
[0.17521419999999999,null,0.2132917]
[0.1748566,null,0.2132917]
[0.17465729999999999,null,0.2132917]
[0.17444680000000001,null,0.2132917]
[0.17444680000000001,null,0.2132917]
[0.17423520000000001,null,0.2128959]
[0.1742351,null,0.2128959]
[0.17382539999999999,null,0.2128959]
[0.17382539999999999,null,0.21278420000000001]
[0.1736782,null,0.21278420000000001]
[0.1736782,null,0.21256349999999999]
[0.173321,null,0.21256340000000001]
[0.17326839999999999,null,0.21242240000000001]
[0.17326839999999999,null,0.21242240000000001]
[0.17305670000000001,null,0.2122954]
[0.17305670000000001,null,0.21212039999999999]
[0.1729096,null,0.21202660000000001]
[0.17271020000000001,null,0.21202660000000001]
[0.17271020000000001,null,0.21175859999999999]
[0.17271020000000001,null,0.21166479999999999]
[0.17271020000000001,null,0.21166479999999999]
[0.17271020000000001,null,0.21166479999999999]
[0.1724985,null,0.21155309999999999]
[0.17214090000000001,null,0.2112512]
[0.1719416,null,0.2112512]
[0.1719416,null,0.21103040000000001]
[0.17174220000000001,null,0.2108893]
[0.17174220000000001,null,0.2107955]
[0.17174220000000001,null,0.2107955]
[0.17174220000000001,null,0.21062049999999999]
[0.17153180000000001,null,0.21062049999999999]
[0.1713201,null,0.2103998]
[0.1713201,null,0.2103997]
[0.17117299999999999,null,0.2103997]
[0.17117299999999999,null,0.210147]
[0.17096249999999999,null,0.210147]
[0.1707632,null,0.2100532]
[0.1705527,null,0.2100532]
[0.1705527,null,0.20992620000000001]
[0.1705527,null,0.20992620000000001]
[0.1699312,null,0.2098324]
[0.16957369999999999,null,0.2096914]
[0.16957369999999999,null,0.20957970000000001]
[0.16957369999999999,null,0.20957970000000001]
[0.16937430000000001,null,0.20957970000000001]
[0.16937430000000001,null,0.20927780000000001]
[0.16937430000000001,null,0.20927780000000001]
[0.16901669999999999,null,0.20913670000000001]
[0.16901669999999999,null,0.2090429]
[0.1688173,null,0.20893120000000001]
[0.1686069,null,0.2088043]
[0.16840169999999999,null,0.2088043]
[0.16839519999999999,null,0.20871039999999999]
[0.16819590000000001,null,0.20871039999999999]
[0.16798540000000001,null,0.2084424]
[0.16798540000000001,null,0.20833070000000001]
[0.16798540000000001,null,0.20833070000000001]
[0.16798540000000001,null,0.2081558]
[0.16798540000000001,null,0.20802880000000001]
[0.1679783,null,0.20793500000000001]
[0.1679783,null,0.20793500000000001]
[0.1679783,null,0.20793500000000001]
[0.16778609999999999,null,0.20793500000000001]
[0.1675796,null,0.20793500000000001]
[0.1675796,null,0.20780799999999999]
[0.16757559999999999,null,0.2075553]
[0.16736519999999999,null,0.2075553]
[0.16736519999999999,null,0.2075553]
[0.1671658,null,0.2075553]
[0.1671562,null,0.20746149999999999]
[0.1671562,null,0.20732039999999999]
[0.1671562,null,0.20714550000000001]
[0.1671562,null,0.20703379999999999]
[0.1671562,null,0.2069068]
[0.1669554,null,0.2069068]
[0.16680819999999999,null,0.2069068]
[0.1667575,null,0.20677980000000001]
[0.1667575,null,0.20668600000000001]
[0.16659660000000001,null,0.20668600000000001]
[0.16659660000000001,null,0.20668600000000001]
[0.16659660000000001,null,0.20641799999999999]
[0.16659660000000001,null,0.20641799999999999]
[0.1663972,null,0.20641799999999999]
[0.1663972,null,0.20613129999999999]
[0.1663972,null,0.20613129999999999]
[0.16633410000000001,null,0.20599029999999999]
[0.16625000000000001,null,0.20599029999999999]
[0.16603960000000001,null,0.2058633]
[0.16593540000000001,null,0.2058633]
[0.16593540000000001,null,0.20575160000000001]
[0.16593540000000001,null,0.2056578]
[0.16593540000000001,null,0.2056578]
[0.16593540000000001,null,0.2056578]
[0.1658279,null,0.20553080000000001]
[0.16562859999999999,null,0.20553080000000001]
[0.16562859999999999,null,0.20553080000000001]
[0.16553670000000001,null,0.20553080000000001]
[0.16553670000000001,null,0.20529600000000001]
[0.16553670000000001,null,0.20529600000000001]
[0.16541810000000001,null,0.20529600000000001]
[0.16541810000000001,null,0.20506769999999999]
[0.165271,null,0.2049155]
[0.165271,null,0.20464750000000001]
[0.16511329999999999,null,0.20464750000000001]
[0.16511329999999999,null,0.20464750000000001]
[0.1650605,null,0.2045537]
[0.1650605,null,0.2045537]
[0.16491339999999999,null,0.2045537]
[0.16471459999999999,null,0.2044126]
[0.164714,null,0.20431879999999999]
[0.16450229999999999,null,0.20431879999999999]
[0.16450229999999999,null,0.20419190000000001]
[0.16429189999999999,null,0.20384530000000001]
[0.1642912,null,0.20384530000000001]
[0.1642912,null,0.20384530000000001]
[0.16414480000000001,null,0.20384530000000001]
[0.16414480000000001,null,0.20384530000000001]
[0.16394539999999999,null,0.20384530000000001]
[0.1638925,null,0.20371829999999999]
[0.1638925,null,0.20362450000000001]
[0.1638925,null,0.20319690000000001]
[0.16373370000000001,null,0.20319690000000001]
[0.16373370000000001,null,0.20319690000000001]
[0.16352330000000001,null,0.20319680000000001]
[0.16352330000000001,null,0.2030699]
[0.16352330000000001,null,0.2030699]
[0.16349379999999999,null,0.20283499999999999]
[0.1631657,null,0.20274120000000001]
[0.1631657,null,0.20274120000000001]
[0.1630704,null,0.20261419999999999]
[0.1630704,null,0.20261419999999999]
[0.16296630000000001,null,0.2023276]
[0.16296630000000001,null,0.2023276]
[0.1627547,null,0.2023276]
[0.16264700000000001,null,0.20209269999999999]
[0.16264700000000001,null,0.20209269999999999]
[0.16264700000000001,null,0.20198099999999999]
[0.16264700000000001,null,0.20198099999999999]
[0.1625442,null,0.2016791]
[0.1625442,null,0.2016791]
[0.16239709999999999,null,0.2016791]
[0.16239709999999999,null,0.2015853]
[0.16239709999999999,null,0.2015853]
[0.16224830000000001,null,0.2015853]
[0.16224830000000001,null,0.20134659999999999]
[0.16224830000000001,null,0.20125280000000001]
[0.1621977,null,0.20125280000000001]
[0.16198599999999999,null,0.2009368]
[0.16182489999999999,null,0.2009368]
[0.16182489999999999,null,0.2009368]
[0.16182489999999999,null,0.2009368]
[0.16177559999999999,null,0.20080980000000001]
[0.16177559999999999,null,0.20080980000000001]
[0.16177559999999999,null,0.20069809999999999]
[0.16162840000000001,null,0.20060430000000001]
[0.16162840000000001,null,0.20060430000000001]
[0.16142619999999999,null,0.2002883]
[0.16142619999999999,null,0.2002883]
[0.16142619999999999,null,0.2002883]
[0.16142619999999999,null,0.2000497]
[0.16142619999999999,null,0.19995579999999999]
[0.16142619999999999,null,0.19963980000000001]
[0.16141800000000001,null,0.19963980000000001]
[0.16141800000000001,null,0.19963980000000001]
[0.16141800000000001,null,0.199546]
[0.16102749999999999,null,0.199405]
[0.16102749999999999,null,0.199405]
[0.16079650000000001,null,0.199405]
[0.16079650000000001,null,0.19916629999999999]
[0.16079650000000001,null,0.19893150000000001]
[0.1606041,null,0.19893150000000001]
[0.1606041,null,0.19879040000000001]
[0.1606041,null,0.19879040000000001]
[0.1606041,null,0.19879040000000001]
[0.1604389,null,0.19858490000000001]
[0.1604389,null,0.19858490000000001]
[0.16023960000000001,null,0.1983162]
[0.16018070000000001,null,0.1980481]
[0.16018070000000001,null,0.1980481]
[0.16018070000000001,null,0.1980481]
[0.16018070000000001,null,0.1980481]
[0.16002910000000001,null,0.1980481]
[0.16002910000000001,null,0.19763449999999999]
[0.16002910000000001,null,0.19739970000000001]
[0.15978200000000001,null,0.19739970000000001]
[0.15978200000000001,null,0.1972727]
[0.15961810000000001,null,0.1972727]
[0.15961810000000001,null,0.19717889999999999]
[0.1594709,null,0.19717889999999999]
[0.1594709,null,0.19697339999999999]
[0.1594709,null,0.1968464]
[0.15935859999999999,null,0.1967053]
[0.15935859999999999,null,0.19653039999999999]
[0.1592605,null,0.19643659999999999]
[0.1592605,null,0.1963096]
[0.15906110000000001,null,0.19619790000000001]
[0.15895989999999999,null,0.19605690000000001]
[0.15895989999999999,null,0.19605690000000001]
[0.15895989999999999,null,0.19605690000000001]
[0.15895989999999999,null,0.1959631]
[0.15895989999999999,null,0.19583610000000001]
[0.158914,null,0.19583610000000001]
[0.1585365,null,0.19583610000000001]
[0.1585365,null,0.19574230000000001]
[0.15849189999999999,null,0.19547419999999999]
[0.15828139999999999,null,0.19538040000000001]
[0.15828139999999999,null,0.1952054]
[0.15828139999999999,null,0.1949668]
[0.15828139999999999,null,0.19487299999999999]
[0.1581378,null,0.19473190000000001]
[0.1581378,null,0.19473190000000001]
[0.1581378,null,0.19473190000000001]
[0.1581378,null,0.19473190000000001]
[0.1580821,null,0.19473190000000001]
[0.15793489999999999,null,0.19463810000000001]
[0.15772449999999999,null,0.1945112]
[0.15751280000000001,null,0.19441729999999999]
[0.15751280000000001,null,0.19441729999999999]
[0.15751280000000001,null,0.19441729999999999]
[0.15751280000000001,null,0.19398969999999999]
[0.15751280000000001,null,0.19398969999999999]
[0.1573157,null,0.19398960000000001]
[0.1573157,null,0.19376889999999999]
[0.15710299999999999,null,0.19376889999999999]
[0.15710299999999999,null,0.1936572]
[0.15710299999999999,null,0.19353020000000001]
[0.15710299999999999,null,0.19338920000000001]
[0.15710299999999999,null,0.19338920000000001]
[0.156917,null,0.19308719999999999]
[0.156917,null,0.19299340000000001]
[0.15689259999999999,null,0.19299340000000001]
[0.15654609999999999,null,0.19286639999999999]
[0.15654609999999999,null,0.19272539999999999]
[0.15654609999999999,null,0.19272539999999999]
[0.15649360000000001,null,0.19272539999999999]
[0.15649360000000001,null,0.19251989999999999]
[0.15649360000000001,null,0.19239290000000001]
[0.15633440000000001,null,0.19226589999999999]
[0.15633440000000001,null,0.19226589999999999]
[0.15612390000000001,null,0.1919971]
[0.15612390000000001,null,0.1918561]
[0.15609490000000001,null,0.19161739999999999]
[0.15609490000000001,null,0.19152359999999999]
[0.15609490000000001,null,0.19152359999999999]
[0.15577740000000001,null,0.1913966]
[0.15577740000000001,null,0.1913966]
[0.15567149999999999,null,0.19111]
[0.1553553,null,0.19088920000000001]
[0.1553553,null,0.19088920000000001]
[0.15527279999999999,null,0.19088920000000001]
[0.15527279999999999,null,0.19063649999999999]
[0.15527279999999999,null,0.19063649999999999]
[0.15527279999999999,null,0.1904016]
[0.15515590000000001,null,0.1904016]
[0.15515590000000001,null,0.1904016]
[0.15515590000000001,null,0.1902606]
[0.1547984,null,0.19008559999999999]
[0.1547984,null,0.18995860000000001]
[0.1547984,null,0.18995860000000001]
[0.1547984,null,0.18995860000000001]
[0.1544507,null,0.18975310000000001]
[0.1544507,null,0.18961210000000001]
[0.1544507,null,0.18948509999999999]
[0.1544507,null,0.18939130000000001]
[0.15443950000000001,null,0.18939130000000001]
[0.15443950000000001,null,0.18939130000000001]
[0.15443950000000001,null,0.18939130000000001]
[0.15443950000000001,null,0.18939130000000001]
[0.15443950000000001,null,0.18927959999999999]
[0.15422910000000001,null,0.188917]
[0.15422910000000001,null,0.188917]
[0.15417410000000001,null,0.18879009999999999]
[0.15405199999999999,null,0.18879009999999999]
[0.15405199999999999,null,0.18879009999999999]
[0.15405199999999999,null,0.18864900000000001]
[0.15405199999999999,null,0.18853729999999999]
[0.15405199999999999,null,0.18841040000000001]
[0.1539779,null,0.18828339999999999]
[0.15381800000000001,null,0.18818960000000001]
[0.15371209999999999,null,0.18818960000000001]
[0.15371209999999999,null,0.18804850000000001]
[0.1536286,null,0.18774660000000001]
[0.1536286,null,0.18774660000000001]
[0.15360760000000001,null,0.18765280000000001]
[0.153534,null,0.18765280000000001]
[0.1534605,null,0.18754109999999999]
[0.1534605,null,0.1872731]
[0.15342980000000001,null,0.18717929999999999]
[0.15325,null,0.18717929999999999]
[0.15325,null,0.18717919999999999]
[0.15325,null,0.18703819999999999]
[0.1532299,null,0.18703819999999999]
[0.1532299,null,0.1867694]
[0.15314759999999999,null,0.1867694]
[0.15314759999999999,null,0.18664240000000001]
[0.1530396,null,0.18650140000000001]
[0.15295139999999999,null,0.1863744]
[0.15295139999999999,null,0.1861689]
[0.15282789999999999,null,0.1860279]
[0.15280650000000001,null,0.1860279]
[0.15280650000000001,null,0.18585289999999999]
[0.15280650000000001,null,0.18585289999999999]
[0.15280650000000001,null,0.1857259]
[0.15275520000000001,null,0.18563209999999999]
[0.1524894,null,0.18549109999999999]
[0.15248139999999999,null,0.18549109999999999]
[0.15248139999999999,null,0.1853641]
[0.15248139999999999,null,0.18525240000000001]
[0.1523832,null,0.18525240000000001]
[0.15229319999999999,null,0.18525240000000001]
[0.15229319999999999,null,0.18495049999999999]
[0.15229319999999999,null,0.18495049999999999]
[0.15227099999999999,null,0.18469769999999999]
[0.15206049999999999,null,0.18469769999999999]
[0.15198439999999999,null,0.18469769999999999]
[0.15198439999999999,null,0.18460389999999999]
[0.15198439999999999,null,0.1844923]
[0.15184880000000001,null,0.18436530000000001]
[0.1518148,null,0.18436530000000001]
[0.1518147,null,0.18425359999999999]
[0.15164949999999999,null,0.18407860000000001]
[0.15164949999999999,null,0.18385779999999999]
[0.15164949999999999,null,0.18385779999999999]
[0.15164949999999999,null,0.1837462]
[0.15158569999999999,null,0.1837462]
[0.15158569999999999,null,0.1837462]
[0.15154889999999999,null,0.18360509999999999]
[0.15135270000000001,null,0.1833843]
[0.15135270000000001,null,0.18320939999999999]
[0.15135270000000001,null,0.18320939999999999]
[0.15135270000000001,null,0.18306829999999999]
[0.15135270000000001,null,0.18306829999999999]
[0.15122730000000001,null,0.18282970000000001]
[0.15122730000000001,null,0.18282970000000001]
[0.15122730000000001,null,0.1827027]
[0.1511623,null,0.18246780000000001]
[0.1510705,null,0.18246780000000001]
[0.15101690000000001,null,0.18246780000000001]
[0.15081749999999999,null,0.18246780000000001]
[0.1507636,null,0.18235609999999999]
[0.1507636,null,0.18226229999999999]
[0.1507636,null,0.18181929999999999]
[0.1507636,null,0.18181929999999999]
[0.1507636,null,0.18181929999999999]
[0.15067040000000001,null,0.1817077]
[0.15067040000000001,null,0.18158070000000001]
[0.15060850000000001,null,0.18135989999999999]
[0.15060850000000001,null,0.18135989999999999]
[0.15060850000000001,null,0.18121880000000001]
[0.15046000000000001,null,0.18112500000000001]
[0.15046000000000001,null,0.1809981]
[0.1504123,null,0.18085699999999999]
[0.1504123,null,0.1807453]
[0.1504123,null,0.1803496]
[0.1504123,null,0.1803496]
[0.1503649,null,0.1803496]
[0.1503649,null,0.18008150000000001]
[0.15013000000000001,null,0.17996989999999999]
[0.15013000000000001,null,0.17987610000000001]
[0.1500378,null,0.17987610000000001]
[0.14994150000000001,null,0.17960799999999999]
[0.14994150000000001,null,0.17933930000000001]
[0.1498642,null,0.17933930000000001]
[0.14983850000000001,null,0.1792454]
[0.1496913,null,0.17897740000000001]
[0.149668,null,0.17897740000000001]
[0.149668,null,0.17897740000000001]
[0.149668,null,0.1788024]
[0.149668,null,0.17869080000000001]
[0.149668,null,0.17859700000000001]
[0.149668,null,0.17832890000000001]
[0.149668,null,0.17832890000000001]
[0.149668,null,0.17823510000000001]
[0.1495428,null,0.1780601]
[0.1495428,null,0.1780601]
[0.1495428,null,0.1780601]
[0.1494809,null,0.17779210000000001]
[0.1494809,null,0.17768039999999999]
[0.1494809,null,0.17758660000000001]
[0.14947179999999999,null,0.17758660000000001]
[0.1492705,null,0.17758660000000001]
[0.1491441,null,0.17714360000000001]
[0.14912329999999999,null,0.17704980000000001]
[0.1489238,null,0.17704980000000001]
[0.1489238,null,0.17704980000000001]
[0.1489238,null,0.1769088]
[0.1489238,null,0.17668800000000001]
[0.1489238,null,0.17654690000000001]
[0.14891289999999999,null,0.1764531]
[0.14872070000000001,null,0.17620040000000001]
[0.14872070000000001,null,0.17589850000000001]
[0.14870120000000001,null,0.17589850000000001]
[0.14850179999999999,null,0.17589850000000001]
[0.14850179999999999,null,0.17589850000000001]
[0.1483757,null,0.1756598]
[0.1483757,null,0.1755188]
[0.14832200000000001,null,0.175425]
[0.14832200000000001,null,0.17524999999999999]
[0.14832200000000001,null,0.1751383]
[0.14832200000000001,null,0.17499729999999999]
[0.14832200000000001,null,0.17490349999999999]
[0.14829139999999999,null,0.1747765]
[0.14829139999999999,null,0.1747765]
[0.14829139999999999,null,0.17466480000000001]
[0.14817949999999999,null,0.17466480000000001]
[0.14817949999999999,null,0.17441209999999999]
[0.14817949999999999,null,0.17419129999999999]
[0.14817949999999999,null,0.17409749999999999]
[0.14817949999999999,null,0.17395640000000001]
[0.1481442,null,0.17395640000000001]
[0.1481442,null,0.17366980000000001]
[0.14794489999999999,null,0.1735428]
[0.14794489999999999,null,0.17340179999999999]
[0.14792330000000001,null,0.1732901]
[0.14792330000000001,null,0.1731963]
[0.14773439999999999,null,0.17310249999999999]
[0.1476315,null,0.1729755]
[0.1475873,null,0.1728345]
[0.14749989999999999,null,0.17265949999999999]
[0.14749989999999999,null,0.17265949999999999]
[0.14743529999999999,null,0.17251839999999999]
[0.14743529999999999,null,0.17242460000000001]
[0.14743529999999999,null,0.17242460000000001]
[0.14743529999999999,null,0.172011]
[0.14738789999999999,null,0.17186989999999999]
[0.14717630000000001,null,0.17174300000000001]
[0.14717630000000001,null,0.1716492]
[0.14716940000000001,null,0.1716492]
[0.14710119999999999,null,0.1715081]
[0.14696580000000001,null,0.17133309999999999]
[0.14696580000000001,null,0.17133309999999999]
[0.1468872,null,0.17111229999999999]
[0.1468872,null,0.17097129999999999]
[0.14676649999999999,null,0.17087749999999999]
[0.14669099999999999,null,0.17087749999999999]
[0.1466778,null,0.17078370000000001]
[0.1466778,null,0.17078370000000001]
[0.1466778,null,0.17065669999999999]
[0.14655480000000001,null,0.170404]
[0.14655480000000001,null,0.17027700000000001]
[0.14655480000000001,null,0.16989650000000001]
[0.14640880000000001,null,0.16989650000000001]
[0.1464076,null,0.16976959999999999]
[0.1464076,null,0.16976959999999999]
[0.1462791,null,0.16962849999999999]
[0.1462791,null,0.16953470000000001]
[0.14619589999999999,null,0.16940769999999999]
[0.14614289999999999,null,0.1692961]
[0.14614289999999999,null,0.169296]
[0.14614289999999999,null,0.1692022]
[0.14614289999999999,null,0.16907530000000001]
[0.14598549999999999,null,0.1687592]
[0.14594679999999999,null,0.1687592]
[0.14594679999999999,null,0.16863230000000001]
[0.14594670000000001,null,0.16852059999999999]
[0.1458557,null,0.16852059999999999]
[0.1457861,null,0.16842679999999999]
[0.1456645,null,0.16842679999999999]
[0.1456645,null,0.16828570000000001]
[0.1455757,null,0.1681108]
[0.1455757,null,0.16789000000000001]
[0.145457,null,0.16789000000000001]
[0.145457,null,0.1677961]
[0.145457,null,0.1677961]
[0.145457,null,0.1677961]
[0.145457,null,0.16754340000000001]
[0.14539869999999999,null,0.16724149999999999]
[0.1453653,null,0.16710040000000001]
[0.14521809999999999,null,0.16697339999999999]
[0.14521809999999999,null,0.16659299999999999]
[0.14521809999999999,null,0.16659299999999999]
[0.14520250000000001,null,0.166466]
[0.14520250000000001,null,0.16621330000000001]
[0.14520250000000001,null,0.1660257]
[0.14520250000000001,null,0.16591400000000001]
[0.1450583,null,0.16578699999999999]
[0.1450583,null,0.16578699999999999]
[0.1450583,null,0.16569320000000001]
[0.1450582,null,0.16569320000000001]
[0.14500640000000001,null,0.16569320000000001]
[0.1449202,null,0.16545840000000001]
[0.1448593,null,0.1652197]
[0.14465439999999999,null,0.16507869999999999]
[0.14464879999999999,null,0.16507869999999999]
[0.14463490000000001,null,0.16468289999999999]
[0.14445820000000001,null,0.16468289999999999]
[0.14445820000000001,null,0.16468289999999999]
[0.14445820000000001,null,0.16444420000000001]
[0.14445820000000001,null,0.16444420000000001]
[0.14444950000000001,null,0.16420940000000001]
[0.14444950000000001,null,0.16420940000000001]
[0.14444950000000001,null,0.16408239999999999]
[0.14444950000000001,null,0.1639707]
[0.144262,null,0.16387689999999999]
[0.144262,null,0.16387689999999999]
[0.14423900000000001,null,0.1637499]
[0.14423900000000001,null,0.16363829999999999]
[0.14423900000000001,null,0.16324250000000001]
[0.14423620000000001,null,0.16300770000000001]
[0.14423620000000001,null,0.1630076]
[0.14423620000000001,null,0.16289600000000001]
[0.1438374,null,0.16289600000000001]
[0.1438169,null,0.1626611]
[0.1438169,null,0.16248609999999999]
[0.1438169,null,0.16248609999999999]
[0.14371400000000001,null,0.16235920000000001]
[0.14371400000000001,null,0.16224749999999999]
[0.1436065,null,0.16224749999999999]
[0.1435178,null,0.1620267]
[0.14341409999999999,null,0.16188569999999999]
[0.14341409999999999,null,0.16171070000000001]
[0.14340710000000001,null,0.16171070000000001]
[0.14340710000000001,null,0.16161690000000001]
[0.14332159999999999,null,0.1613782]
[0.14332159999999999,null,0.1609352]
[0.14332159999999999,null,0.1608414]
[0.14332159999999999,null,0.16071440000000001]
[0.14326,null,0.1606206]
[0.14326,null,0.16050890000000001]
[0.14326,null,0.16050890000000001]
[0.14326,null,0.16024089999999999]
[0.14305580000000001,null,0.15997210000000001]
[0.14305580000000001,null,0.15997210000000001]
[0.14301530000000001,null,0.15986049999999999]
[0.14301530000000001,null,0.15986049999999999]
[0.14301530000000001,null,0.15971940000000001]
[0.14301530000000001,null,0.15921199999999999]
[0.14301530000000001,null,0.15921199999999999]
[0.1428596,null,0.15921199999999999]
[0.1428596,null,0.15921199999999999]
[0.14285020000000001,null,0.1591003]
[0.14285020000000001,null,0.1591003]
[0.142703,null,0.15883230000000001]
[0.142592,null,0.1587385]
[0.142592,null,0.1584518]
[0.142592,null,0.1584518]
[0.14249139999999999,null,0.1584518]
[0.14249139999999999,null,0.1584518]
[0.14219319999999999,null,0.157915]
[0.14219319999999999,null,0.15780330000000001]
[0.1421153,null,0.15780330000000001]
[0.1421153,null,0.1576284]
[0.1421153,null,0.15753449999999999]
[0.1421153,null,0.15744069999999999]
[0.14193439999999999,null,0.1573291]
[0.14193439999999999,null,0.15718799999999999]
[0.1417699,null,0.15706100000000001]
[0.14172399999999999,null,0.1569672]
[0.14172399999999999,null,0.15665119999999999]
[0.14163690000000001,null,0.1565395]
[0.14163690000000001,null,0.1565395]
[0.14163690000000001,null,0.1565395]
[0.1415246,null,0.1563187]
[0.1415246,null,0.1561777]
[0.1415246,null,0.15606600000000001]
[0.1413712,null,0.15606600000000001]
[0.14131289999999999,null,0.15606600000000001]
[0.14116580000000001,null,0.1559391]
[0.14108879999999999,null,0.15593899999999999]
[0.14108879999999999,null,0.1557336]
[0.14108879999999999,null,0.1557336]
[0.14108879999999999,null,0.15541759999999999]
[0.14095530000000001,null,0.1552906]
[0.14095530000000001,null,0.1551968]
[0.14094780000000001,null,0.1551968]
[0.14094780000000001,null,0.1551968]
[0.14094780000000001,null,0.15481710000000001]
[0.14075599999999999,null,0.15481710000000001]
[0.14075599999999999,null,0.1545483]
[0.14054549999999999,null,0.1545483]
[0.14034460000000001,null,0.1545483]
[0.14034460000000001,null,0.15431339999999999]
[0.14034460000000001,null,0.15431339999999999]
[0.14033390000000001,null,0.1542018]
[0.14033390000000001,null,0.1538399]
[0.14033390000000001,null,0.15366489999999999]
[0.1401867,null,0.15366489999999999]
[0.1401867,null,0.15357109999999999]
[0.14014840000000001,null,0.1530976]
[0.14014840000000001,null,0.1530976]
[0.14014840000000001,null,0.15279570000000001]
[0.14012569999999999,null,0.15279570000000001]
[0.14012569999999999,null,0.15279570000000001]
[0.14012569999999999,null,0.152557]
[0.14012569999999999,null,0.152416]
[0.14012569999999999,null,0.15214720000000001]
[0.14012569999999999,null,0.15202019999999999]
[0.13998730000000001,null,0.15184520000000001]
[0.13998730000000001,null,0.15184520000000001]
[0.13998730000000001,null,0.15159249999999999]
[0.13998730000000001,null,0.15159249999999999]
[0.13998730000000001,null,0.15141750000000001]
[0.1398826,null,0.15132370000000001]
[0.13972699999999999,null,0.15132370000000001]
[0.13972699999999999,null,0.15094399999999999]
[0.13972699999999999,null,0.15085019999999999]
[0.13960030000000001,null,0.15085019999999999]
[0.13960030000000001,null,0.15085019999999999]
[0.1394041,null,0.1504404]
[0.1394041,null,0.1504404]
[0.13936589999999999,null,0.1504404]
[0.1393036,null,0.15021960000000001]
[0.1393036,null,0.15010789999999999]
[0.1393036,null,0.15010789999999999]
[0.1392187,null,0.14992030000000001]
[0.1392187,null,0.1496043]
[0.1392187,null,0.1496043]
[0.1392187,null,0.1494926]
[0.1392187,null,0.1494926]
[0.1392187,null,0.14936559999999999]
[0.13913829999999999,null,0.14927180000000001]
[0.13913829999999999,null,0.1488582]
[0.13913829999999999,null,0.14867060000000001]
[0.13913829999999999,null,0.14867060000000001]
[0.13900699999999999,null,0.1484357]
[0.13900699999999999,null,0.1481971]
[0.1389049,null,0.14807010000000001]
[0.1389049,null,0.147929]
[0.13885610000000001,null,0.14770820000000001]
[0.13885610000000001,null,0.14761440000000001]
[0.13885610000000001,null,0.147234]
[0.13864940000000001,null,0.1470929]
[0.13848150000000001,null,0.14698130000000001]
[0.13848150000000001,null,0.14685429999999999]
[0.13848150000000001,null,0.14676049999999999]
[0.13848150000000001,null,0.14645849999999999]
[0.13843900000000001,null,0.1463315]
[0.13839399999999999,null,0.14621990000000001]
[0.13839399999999999,null,0.145985]
[0.13839399999999999,null,0.145985]
[0.13839399999999999,null,0.14576420000000001]
[0.13823969999999999,null,0.14576420000000001]
[0.13823959999999999,null,0.14575199999999999]
[0.13811180000000001,null,0.14575199999999999]
[0.13811180000000001,null,0.14562320000000001]
[0.13809250000000001,null,0.14562320000000001]
[0.13809250000000001,null,0.1455756]
[0.13805809999999999,null,0.14543610000000001]
[0.1379156,null,0.14532120000000001]
[0.1379156,null,0.14511859999999999]
[0.1379156,null,0.14506849999999999]
[0.13788210000000001,null,0.14497470000000001]
[0.13788210000000001,null,0.1448477]
[0.13765939999999999,null,0.1448477]
[0.13765939999999999,null,0.14474110000000001]
[0.13765939999999999,null,0.14467269999999999]
[0.13753560000000001,null,0.14467269999999999]
[0.13753560000000001,null,0.14445189999999999]
[0.13745360000000001,null,0.1443461]
[0.13745360000000001,null,0.1443461]
[0.13745360000000001,null,0.1441992]
[0.13726070000000001,null,0.1441992]
[0.1371713,null,0.14418739999999999]
[0.1371134,null,0.14402419999999999]
[0.1371134,null,0.14402419999999999]
[0.1371134,null,0.14402419999999999]
[0.1371134,null,0.14396870000000001]
[0.1371134,null,0.14382909999999999]
[0.13691410000000001,null,0.1437223]
[0.13691410000000001,null,0.1436104]
[0.13691410000000001,null,0.14358119999999999]
[0.13691410000000001,null,0.14327529999999999]
[0.13690550000000001,null,0.14327529999999999]
[0.13690550000000001,null,0.14324880000000001]
[0.1368373,null,0.14324880000000001]
[0.1366397,null,0.14311660000000001]
[0.1366397,null,0.1431077]
[0.1366397,null,0.14288690000000001]
[0.1366397,null,0.14288690000000001]
[0.1366397,null,0.14288690000000001]
[0.1366397,null,0.14263419999999999]
[0.136492,null,0.14259959999999999]
[0.13643859999999999,null,0.14259959999999999]
[0.13643859999999999,null,0.14259959999999999]
[0.13643859999999999,null,0.14233229999999999]
[0.13643859999999999,null,0.14228370000000001]
[0.1362815,null,0.14223839999999999]
[0.1362815,null,0.1421249]
[0.13613439999999999,null,0.14209740000000001]
[0.1360152,null,0.14209740000000001]
[0.1360152,null,0.14194860000000001]
[0.1360152,null,0.14171690000000001]
[0.1360152,null,0.14157120000000001]
[0.1358955,null,0.14144889999999999]
[0.1358955,null,0.14144889999999999]
[0.1358955,null,0.14144889999999999]
[0.1358955,null,0.14141239999999999]
[0.1357246,null,0.14135510000000001]
[0.13569929999999999,null,0.14135510000000001]
[0.1356165,null,0.14111409999999999]
[0.1356165,null,0.14111409999999999]
[0.1356165,null,0.14105309999999999]
[0.1356165,null,0.14105309999999999]
[0.13551289999999999,null,0.14084769999999999]
[0.13551289999999999,null,0.14084769999999999]
[0.13543350000000001,null,0.14071910000000001]
[0.13530239999999999,null,0.14071910000000001]
[0.1352178,null,0.1405004]
[0.1352178,null,0.1405004]
[0.1351512,null,0.1404378]
[0.1351031,null,0.1404378]
[0.1351031,null,0.14032620000000001]
[0.1351031,null,0.14032410000000001]
[0.13495589999999999,null,0.1400875]
[0.13495499999999999,null,0.1399466]
[0.13495499999999999,null,0.13980699999999999]
[0.13495499999999999,null,0.13980699999999999]
[0.13479440000000001,null,0.13977149999999999]
[0.13479440000000001,null,0.13977149999999999]
[0.13475880000000001,null,0.13953280000000001]
[0.13475880000000001,null,0.13947200000000001]
[0.13475880000000001,null,0.13943900000000001]
[0.1345449,null,0.13943900000000001]
[0.13439570000000001,null,0.13918630000000001]
[0.1343345,null,0.13911370000000001]
[0.1343345,null,0.13909250000000001]
[0.13429679999999999,null,0.13909250000000001]
[0.13429679999999999,null,0.13889499999999999]
[0.13429679999999999,null,0.13889499999999999]
[0.13418730000000001,null,0.13879050000000001]
[0.13401460000000001,null,0.13864950000000001]
[0.13397690000000001,null,0.13864950000000001]
[0.13397690000000001,null,0.13851749999999999]
[0.13397229999999999,null,0.1383807]
[0.13397229999999999,null,0.1383588]
[0.13397229999999999,null,0.1383588]
[0.1338184,null,0.1383588]
[0.13355249999999999,null,0.13828689999999999]
[0.13355249999999999,null,0.1380661]
[0.13355249999999999,null,0.1380661]
[0.13355249999999999,null,0.1379813]
[0.1335489,null,0.13789109999999999]
[0.13335659999999999,null,0.13780500000000001]
[0.13315730000000001,null,0.13780500000000001]
[0.13315730000000001,null,0.13775009999999999]
[0.13315730000000001,null,0.13751140000000001]
[0.1331502,null,0.13750670000000001]
[0.1331502,null,0.1374176]
[0.1331502,null,0.1374176]
[0.1331502,null,0.13733039999999999]
[0.1331502,null,0.13733039999999999]
[0.1330905,null,0.13733039999999999]
[0.1330905,null,0.1372766]
[0.13280829999999999,null,0.13710159999999999]
[0.13280829999999999,null,0.13710159999999999]
[0.13280829999999999,null,0.13699539999999999]
[0.13280829999999999,null,0.1369746]
[0.13275149999999999,null,0.1369746]
[0.13261210000000001,null,0.1367766]
[0.13261210000000001,null,0.1367766]
[0.13261210000000001,null,0.13670579999999999]
[0.1325991,null,0.13661789999999999]
[0.1325991,null,0.1364783]
[0.1325991,null,0.13632610000000001]
[0.1325991,null,0.13625960000000001]
[0.13245190000000001,null,0.13625960000000001]
[0.1323281,null,0.13619919999999999]
[0.1323281,null,0.13610530000000001]
[0.1323281,null,0.1357893]
[0.1322526,null,0.1357893]
[0.13206399999999999,null,0.13570589999999999]
[0.13206399999999999,null,0.13558390000000001]
[0.13204089999999999,null,0.1355663]
[0.13190470000000001,null,0.13549]
[0.13190470000000001,null,0.13549]
[0.13183049999999999,null,0.13539000000000001]
[0.13183039999999999,null,0.13539000000000001]
[0.13183039999999999,null,0.13536309999999999]
[0.13183039999999999,null,0.13517119999999999]
[0.13183039999999999,null,0.1349532]
[0.1317818,null,0.13482620000000001]
[0.1317818,null,0.1346966]
[0.1317818,null,0.1346966]
[0.1317818,null,0.1344458]
[0.1316311,null,0.13421089999999999]
[0.13150600000000001,null,0.13421089999999999]
[0.13150600000000001,null,0.13416040000000001]
[0.13130339999999999,null,0.13416040000000001]
[0.13130330000000001,null,0.13408390000000001]
[0.13127349999999999,null,0.1340208]
[0.13127349999999999,null,0.13397229999999999]
[0.13110730000000001,null,0.13380210000000001]
[0.13110730000000001,null,0.13379730000000001]
[0.13106180000000001,null,0.13379730000000001]
[0.13106180000000001,null,0.13362579999999999]
[0.13085140000000001,null,0.1335624]
[0.13084129999999999,null,0.1333097]
[0.13084129999999999,null,0.1330896]
[0.13084129999999999,null,0.1330896]
[0.13084129999999999,null,0.13308890000000001]
[0.13070860000000001,null,0.132962]
[0.13055910000000001,null,0.132962]
[0.1302933,null,0.1327313]
[0.1302933,null,0.13269320000000001]
[0.1302932,null,0.13257260000000001]
[0.1302932,null,0.13257260000000001]
[0.1302932,null,0.1323539]
[0.1302932,null,0.13233130000000001]
[0.13028519999999999,null,0.13233130000000001]
[0.13028519999999999,null,0.1322197]
[0.13028519999999999,null,0.13201879999999999]
[0.13009709999999999,null,0.13201879999999999]
[0.13009709999999999,null,0.1318793]
[0.13009709999999999,null,0.1318792]
[0.12988649999999999,null,0.1318792]
[0.12988340000000001,null,0.13182389999999999]
[0.12988340000000001,null,0.13182389999999999]
[0.12988340000000001,null,0.13168289999999999]
[0.12983130000000001,null,0.1315809]
[0.12983130000000001,null,0.1314621]
[0.12967300000000001,null,0.13133510000000001]
[0.12967300000000001,null,0.13106390000000001]
[0.1294631,null,0.13106390000000001]
[0.1294631,null,0.1309546]
[0.12935279999999999,null,0.1309546]
[0.12935279999999999,null,0.1309546]
[0.12935279999999999,null,0.1307198]
[0.1293154,null,0.1306081]
[0.1293154,null,0.13057009999999999]
[0.1293154,null,0.13035140000000001]
[0.12910369999999999,null,0.13030610000000001]
[0.1290644,null,0.1300713]
[0.1290644,null,0.1300713]
[0.1289604,null,0.1300531]
[0.1289604,null,0.12989629999999999]
[0.1289604,null,0.12989439999999999]
[0.1289043,null,0.1297181]
[0.1286939,null,0.129718]
[0.12867819999999999,null,0.1296755]
[0.12864100000000001,null,0.12954850000000001]
[0.12864100000000001,null,0.12940750000000001]
[0.12854670000000001,null,0.1293137]
[0.12848200000000001,null,0.1293137]
[0.12848200000000001,null,0.1293137]
[0.12833629999999999,null,0.12902469999999999]
[0.1282423,null,0.12902469999999999]
[0.1282423,null,0.12894929999999999]
[0.1282162,null,0.12877430000000001]
[0.1282162,null,0.12864729999999999]
[0.1282162,null,0.12855349999999999]
[0.12793389999999999,null,0.12841250000000001]
[0.12792529999999999,null,0.12833140000000001]
[0.12792529999999999,null,0.1281738]
[0.12792529999999999,null,0.12811259999999999]
[0.12792529999999999,null,0.12811259999999999]
[0.12781890000000001,null,0.1279988]
[0.12781890000000001,null,0.1279988]
[0.12781890000000001,null,0.12788720000000001]
[0.12781890000000001,null,0.1277934]
[0.12771479999999999,null,0.1277934]
[0.12766810000000001,null,0.1276996]
[0.12766810000000001,null,0.1275165]
[0.12756770000000001,null,0.12734019999999999]
[0.1274719,null,0.12734019999999999]
[0.12718969999999999,null,0.12722610000000001]
[0.12718969999999999,null,0.1271322]
[0.12718969999999999,null,0.1271214]
[0.12718969999999999,null,0.1271214]
[0.1271456,null,0.1268456]
[0.12714549999999999,null,0.12682309999999999]
[0.12699679999999999,null,0.1266468]
[0.12699679999999999,null,0.12657760000000001]
[0.12699679999999999,null,0.12657760000000001]
[0.12694620000000001,null,0.1264506]
[0.12694620000000001,null,0.1262451]
[0.12694620000000001,null,0.1262451]
[0.12692390000000001,null,0.12609310000000001]
[0.1267277,null,0.12607009999999999]
[0.1267277,null,0.1259431]
[0.1267277,null,0.1259343]
[0.1267277,null,0.12579470000000001]
[0.1267277,null,0.12569040000000001]
[0.12659809999999999,null,0.12556339999999999]
[0.12659809999999999,null,0.1253997]
[0.12646189999999999,null,0.12538850000000001]
[0.12646180000000001,null,0.12529470000000001]
[0.12638920000000001,null,0.12524099999999999]
[0.12638920000000001,null,0.12524099999999999]
[0.1261796,null,0.12524099999999999]
[0.1261796,null,0.1251536]
[0.1261776,null,0.12486700000000001]
[0.1261747,null,0.1248635]
[0.1261747,null,0.12474]
[0.1261747,null,0.12454759999999999]
[0.1261747,null,0.1244712]
[0.1261747,null,0.1243889]
[0.1261747,null,0.1242032]
[0.1259834,null,0.12417019999999999]
[0.1259834,null,0.12409149999999999]
[0.1259671,null,0.1240115]
[0.1257567,null,0.1238049]
[0.1257567,null,0.12379270000000001]
[0.1257567,null,0.1234888]
[0.12570120000000001,null,0.1234888]
[0.12554499999999999,null,0.1233181]
[0.1254353,null,0.1233181]
[0.1254353,null,0.123268]
[0.1254353,null,0.1231564]
[0.1254353,null,0.12306259999999999]
[0.12535260000000001,null,0.1229407]
[0.12535260000000001,null,0.1229215]
[0.12535260000000001,null,0.1228011]
[0.12523919999999999,null,0.1226423]
[0.1251874,null,0.1226196]
[0.1249881,null,0.1226196]
[0.124988,null,0.12227300000000001]
[0.124988,null,0.1222473]
[0.124988,null,0.12214609999999999]
[0.124988,null,0.122146]
[0.12492929999999999,null,0.12201910000000001]
[0.12492929999999999,null,0.12171269999999999]
[0.12492929999999999,null,0.12171269999999999]
[0.1246911,null,0.1216233]
[0.1246911,null,0.1216233]
[0.1246911,null,0.121554]
[0.1246911,null,0.1214822]
[0.1246911,null,0.1213553]
[0.1246911,null,0.12133529999999999]
[0.1245305,null,0.1213352]
[0.1245305,null,0.1211498]
[0.1245305,null,0.1208978]
[0.12449490000000001,null,0.1208352]
[0.12449490000000001,null,0.1207582]
[0.1244188,null,0.1205664]
[0.12421939999999999,null,0.12042319999999999]
[0.12421939999999999,null,0.12042319999999999]
[0.12421939999999999,null,0.12042319999999999]
[0.12421939999999999,null,0.1203137]
[0.12421939999999999,null,0.1200788]
[0.12421939999999999,null,0.1200788]
[0.12421260000000001,null,0.1200282]
[0.12421260000000001,null,0.1198694]
[0.1241072,null,0.1197922]
[0.12400899999999999,null,0.1197298]
[0.12400899999999999,null,0.1197298]
[0.1239468,null,0.1196511]
[0.1239468,null,0.1196511]
[0.1239468,null,0.1194315]
[0.1237973,null,0.1194315]
[0.1236838,null,0.1194125]
[0.1236838,null,0.11920699999999999]
[0.123681,null,0.11920699999999999]
[0.1234397,null,0.1190365]
[0.1234397,null,0.118891]
[0.12328509999999999,null,0.11876399999999999]
[0.12328509999999999,null,0.1187206]
[0.1232404,null,0.1187206]
[0.1232404,null,0.1186702]
[0.1232403,null,0.1186702]
[0.1232026,null,0.1185619]
[0.1232026,null,0.11836820000000001]
[0.1232026,null,0.11834310000000001]
[0.1232026,null,0.1181668]
[0.1232026,null,0.1181155]
[0.1232026,null,0.11802169999999999]
[0.1230287,null,0.11802169999999999]
[0.1228617,null,0.1180081]
[0.1228617,null,0.1176498]
[0.1228617,null,0.11757869999999999]
[0.1228617,null,0.117467]
[0.1228617,null,0.117467]
[0.12267110000000001,null,0.11724619999999999]
[0.12267110000000001,null,0.1171136]
[0.1224717,null,0.1171136]
[0.1224717,null,0.1169176]
[0.12245830000000001,null,0.1169176]
[0.12245830000000001,null,0.1167977]
[0.12245830000000001,null,0.11677650000000001]
[0.12245830000000001,null,0.1164203]
[0.1224383,null,0.1164203]
[0.1222621,null,0.1161044]
[0.1222621,null,0.1159457]
[0.1222621,null,0.1155506]
[0.1221141,null,0.11539190000000001]
[0.1221141,null,0.11539190000000001]
[0.1220396,null,0.1150336]
[0.1220396,null,0.1146561]
[0.1220396,null,0.1146561]
[0.1220396,null,0.1142611]
[0.1219037,null,0.11380410000000001]
[0.1219037,null,0.1136278]
[0.12180009999999999,null,0.112832]
[0.12169199999999999,null,0.11251609999999999]
[0.1216409,null,0.11251609999999999]
[0.1215449,null,0.1117804]
[0.1215179,null,0.11160399999999999]
[0.1213455,null,0.11138530000000001]
[0.1212521,null,0.111209]
[0.1212521,null,0.111209]
[0.1212521,null,0.1108316]
[0.12121750000000001,null,0.1104733]
[0.12121750000000001,null,0.1104733]
[0.12121750000000001,null,0.1103145]
[0.12121750000000001,null,0.10997949999999999]
[0.1211351,null,0.10997949999999999]
[0.1211351,null,0.10976080000000001]
[0.1211351,null,0.1092262]
[0.1211351,null,0.10906739999999999]
[0.1211351,null,0.1084961]
[0.1209698,null,0.1084961]
[0.1209698,null,0.1082774]
[0.1209698,null,0.10797909999999999]
[0.12092459999999999,null,0.107584]
[0.1207942,null,0.1069703]
[0.1207942,null,0.106672]
[0.1207942,null,0.106672]
[0.12077359999999999,null,0.1064532]
[0.1207129,null,0.1061549]
[0.1203954,null,0.10597860000000001]
[0.1203664,null,0.1057599]
[0.1203664,null,0.1054249]
[0.1202256,null,0.1054249]
[0.1202256,null,0.1045797]
[0.1202256,null,0.1039166]
[0.12002939999999999,null,0.1037579]
[0.12002939999999999,null,0.10332040000000001]
[0.1199721,null,0.1031017]
[0.1199721,null,0.10294300000000001]
[0.1199721,null,0.10218969999999999]
[0.1199566,null,0.1019709]
[0.1199566,null,0.1015935]
[0.1199566,null,0.1012776]
[0.1197471,null,0.10090010000000001]
[0.1197471,null,0.10090010000000001]
[0.1196101,null,0.1002068]
[0.11957329999999999,null,0.1002068]
[0.1194813,null,9.95119E-2]
[0.1194813,null,9.9074400000000007E-2]
[0.1193997,null,9.8855700000000005E-2]
[0.1193997,null,9.8587599999999997E-2]
[0.1193997,null,9.8301899999999998E-2]
[0.11928510000000001,null,9.8083199999999995E-2]
[0.11915000000000001,null,9.7767300000000001E-2]
[0.11901929999999999,null,9.7037300000000007E-2]
[0.11901929999999999,null,9.61428E-2]
[0.1189887,null,9.5784499999999995E-2]
[0.1188231,null,9.5389399999999999E-2]
[0.1187512,null,9.5230700000000001E-2]
[0.1187512,null,9.4579800000000006E-2]
[0.1187512,null,9.4421099999999994E-2]
[0.1187512,null,9.3824900000000003E-2]
[0.1187512,null,9.3489799999999998E-2]
[0.1185678,null,9.3489799999999998E-2]
[0.1185678,null,9.3052399999999993E-2]
[0.1185678,null,9.2912800000000004E-2]
[0.1185678,null,9.2694100000000001E-2]
[0.1185408,null,9.2097899999999996E-2]
[0.1185408,null,9.1660500000000006E-2]
[0.1185408,null,9.1441700000000001E-2]
[0.1185408,null,9.13022E-2]
[0.1183573,null,9.0370900000000004E-2]
[0.1183573,null,9.0152200000000002E-2]
[0.11827500000000001,null,8.9993500000000004E-2]
[0.118158,null,8.9397299999999999E-2]
[0.1180788,null,8.8266499999999998E-2]
[0.1180108,null,8.7871500000000005E-2]
[0.1179292,null,8.7712799999999994E-2]
[0.1179292,null,8.7056599999999998E-2]
[0.1179291,null,8.7056599999999998E-2]
[0.1179291,null,8.6502800000000005E-2]
[0.117813,null,8.6363300000000004E-2]
[0.1177991,null,8.6028199999999999E-2]
[0.1175887,null,8.5633200000000007E-2]
[0.1175887,null,8.5474499999999995E-2]
[0.11753039999999999,null,8.4599599999999997E-2]
[0.11726499999999999,null,8.4204500000000002E-2]
[0.11726499999999999,null,8.3767099999999997E-2]
[0.1172422,null,8.2593899999999998E-2]
[0.1172422,null,8.2198900000000005E-2]
[0.1170688,null,8.2022600000000001E-2]
[0.1170688,null,8.1645099999999998E-2]
[0.1170688,null,8.0951800000000004E-2]
[0.1170305,null,7.6731300000000002E-2]
[0.1168201,null,7.6731300000000002E-2]
[0.1168201,null,7.6519599999999993E-2]
[0.1168201,null,7.6284500000000005E-2]
[0.1168029,null,7.6284500000000005E-2]
[0.1167083,null,7.6049500000000006E-2]
[0.1167083,null,7.5837799999999997E-2]
[0.1167083,null,7.5651700000000002E-2]
[0.11660669999999999,null,7.5651700000000002E-2]
[0.11660669999999999,null,7.5204999999999994E-2]
[0.1162508,null,7.5204999999999994E-2]
[0.1160587,null,7.4993400000000002E-2]
[0.1160587,null,7.4572200000000005E-2]
[0.11588619999999999,null,7.4572200000000005E-2]
[0.11588619999999999,null,7.4360499999999996E-2]
[0.11588619999999999,null,7.4148900000000004E-2]
[0.115841,null,7.4148900000000004E-2]
[0.115841,null,7.37511E-2]
[0.115841,null,7.3280999999999999E-2]
[0.115841,null,7.3069400000000007E-2]
[0.1157929,null,7.3069300000000004E-2]
[0.1155967,null,7.2834300000000005E-2]
[0.1155967,null,7.2622599999999995E-2]
[0.11546289999999999,null,7.2622599999999995E-2]
[0.11546289999999999,null,7.2224899999999995E-2]
[0.1153309,null,7.17782E-2]
[0.1150486,null,7.1380399999999997E-2]
[0.1150486,null,7.1380399999999997E-2]
[0.11485239999999999,null,7.0982699999999996E-2]
[0.11485239999999999,null,7.0535899999999999E-2]
[0.11485239999999999,null,7.0138199999999998E-2]
[0.11485239999999999,null,6.9903099999999996E-2]
[0.11485239999999999,null,6.9903099999999996E-2]
[0.1146654,null,6.9691500000000003E-2]
[0.1146654,null,6.9456400000000001E-2]
[0.1145866,null,6.9270300000000007E-2]
[0.1145866,null,6.9058599999999998E-2]
[0.1145866,null,6.8635399999999999E-2]
[0.11410820000000001,null,6.8400299999999997E-2]
[0.11410820000000001,null,6.8188700000000005E-2]
[0.11384329999999999,null,6.8188700000000005E-2]
[0.11384329999999999,null,6.7741899999999994E-2]
[0.1138424,null,6.7741899999999994E-2]
[0.1138424,null,6.7741899999999994E-2]
[0.11384229999999999,null,6.7344200000000007E-2]
[0.11384229999999999,null,6.6922999999999996E-2]
[0.1135601,null,6.6922999999999996E-2]
[0.1135601,null,6.6922999999999996E-2]
[0.1135601,null,6.6499699999999995E-2]
[0.1135601,null,6.6076399999999993E-2]
[0.11344460000000001,null,6.6076399999999993E-2]
[0.11344460000000001,null,6.5678700000000007E-2]
[0.11344460000000001,null,6.5443600000000005E-2]
[0.11344460000000001,null,6.5208500000000003E-2]
[0.1130212,null,6.4810800000000002E-2]
[0.113012,null,6.45757E-2]
[0.113012,null,6.4340599999999998E-2]
[0.113012,null,6.3705700000000004E-2]
[0.113012,null,6.3494099999999998E-2]
[0.1125979,null,6.3308000000000003E-2]
[0.1125979,null,6.3308000000000003E-2]
[0.11255,null,6.2861200000000006E-2]
[0.11255,null,6.2626200000000007E-2]
[0.1122678,null,6.2414499999999998E-2]
[0.1122678,null,6.1967800000000003E-2]
[0.1121991,null,6.1756199999999997E-2]
[0.1121991,null,6.1570100000000003E-2]
[0.11180039999999999,null,6.1383899999999998E-2]
[0.11180039999999999,null,6.1148899999999999E-2]
[0.11140170000000001,null,6.0937199999999997E-2]
[0.11140170000000001,null,6.0539500000000003E-2]
[0.1109783,null,5.98577E-2]
[0.1109783,null,5.9622599999999998E-2]
[0.1105796,null,5.9387500000000003E-2]
[0.1105796,null,5.8989800000000002E-2]
[0.1101809,null,5.87547E-2]
[0.10975749999999999,null,5.87547E-2]
[0.10935880000000001,null,5.8333500000000003E-2]
[0.10935880000000001,null,5.7935800000000003E-2]
[0.10935880000000001,null,5.7935800000000003E-2]
[0.10935880000000001,null,5.77241E-2]
[0.1089354,null,5.7489100000000001E-2]
[0.1085367,null,5.7277399999999999E-2]
[0.1085367,null,5.7277399999999999E-2]
[0.10773919999999999,null,5.6879699999999998E-2]
[0.10773919999999999,null,5.6879699999999998E-2]
[0.10731590000000001,null,5.6668000000000003E-2]
[0.1069171,null,5.60352E-2]
[0.1069171,null,5.60241E-2]
[0.1069171,null,5.5823499999999998E-2]
[0.1069171,null,5.5745000000000003E-2]
[0.1065184,null,5.5588499999999999E-2]
[0.1065184,null,5.5376799999999997E-2]
[0.10569630000000001,null,5.5190700000000002E-2]
[0.10569630000000001,null,5.5113200000000001E-2]
[0.10569630000000001,null,5.49556E-2]
[0.10569630000000001,null,5.4834000000000001E-2]
[0.10529760000000001,null,5.4834000000000001E-2]
[0.10529760000000001,null,5.4744000000000001E-2]
[0.1044509,null,5.4554800000000001E-2]
[0.1044509,null,5.4554800000000001E-2]
[0.10405209999999999,null,5.4508899999999999E-2]
[0.10365340000000001,null,5.4111199999999998E-2]
[0.10365340000000001,null,5.4111199999999998E-2]
[0.10365340000000001,null,5.4111199999999998E-2]
[0.10365340000000001,null,5.3922999999999999E-2]
[0.1028313,null,5.3899500000000003E-2]
[0.1024326,null,5.3643900000000001E-2]
[0.1024326,null,5.3643900000000001E-2]
[0.1024326,null,5.3643900000000001E-2]
[0.1020339,null,5.35273E-2]
[0.1020339,null,5.35273E-2]
[0.1020339,null,5.3292199999999998E-2]
[0.10163510000000001,null,5.3085500000000001E-2]
[0.100813,null,5.3080599999999999E-2]
[0.100813,null,5.2659400000000002E-2]
[0.100813,null,5.2659400000000002E-2]
[0.1003897,null,5.2453699999999999E-2]
[9.9990999999999997E-2,null,5.2236100000000001E-2]
[9.9990999999999997E-2,null,5.2049999999999999E-2]
[9.9990999999999997E-2,null,5.15428E-2]
[9.9990999999999997E-2,null,5.1205500000000001E-2]
[9.9592200000000006E-2,null,5.0993900000000002E-2]
[9.9592200000000006E-2,null,5.0993900000000002E-2]
[9.9168900000000004E-2,null,5.0984399999999999E-2]
[9.87701E-2,null,5.0984399999999999E-2]
[9.87701E-2,null,5.08078E-2]
[9.87701E-2,null,5.0596099999999998E-2]
[9.87701E-2,null,4.9726199999999998E-2]
[9.8371399999999998E-2,null,4.9540000000000001E-2]
[9.8371399999999998E-2,null,4.9540000000000001E-2]
[9.8371399999999998E-2,null,4.9368299999999997E-2]
[9.7947999999999993E-2,null,4.8930599999999998E-2]
[9.7549300000000005E-2,null,4.8509400000000001E-2]
[9.7549300000000005E-2,null,4.8457300000000002E-2]
[9.7150600000000004E-2,null,4.81047E-2]
[9.7150600000000004E-2,null,4.80627E-2]
[9.6751900000000002E-2,null,4.80627E-2]
[9.6751900000000002E-2,null,4.7615999999999999E-2]
[9.6751900000000002E-2,null,4.75463E-2]
[9.5929799999999996E-2,null,4.7429899999999997E-2]
[9.5929799999999996E-2,null,4.6983200000000003E-2]
[9.5929799999999996E-2,null,4.6983200000000003E-2]
[9.5531000000000005E-2,null,4.6983200000000003E-2]
[9.5107700000000003E-2,null,4.6585399999999999E-2]
[9.4709000000000002E-2,null,4.6399299999999997E-2]
[9.4709000000000002E-2,null,4.6282799999999999E-2]
[9.4310199999999997E-2,null,4.6001599999999997E-2]
[9.4310199999999997E-2,null,4.55804E-2]
[9.4310199999999997E-2,null,4.5368699999999998E-2]
[9.3886899999999995E-2,null,4.5133699999999999E-2]
[9.3886899999999995E-2,null,4.48869E-2]
[9.3488100000000005E-2,null,4.4534299999999999E-2]
[9.3488100000000005E-2,null,4.45008E-2]
[9.3488100000000005E-2,null,4.4181699999999997E-2]
[9.3064800000000003E-2,null,4.4077600000000002E-2]
[9.2665999999999998E-2,null,4.3902499999999997E-2]
[9.2665999999999998E-2,null,4.3891399999999997E-2]
[9.2665999999999998E-2,null,4.3679799999999998E-2]
[9.2267299999999997E-2,null,4.3623299999999997E-2]
[9.2267299999999997E-2,null,4.3493700000000003E-2]
[9.1445200000000004E-2,null,4.2991599999999998E-2]
[9.1445200000000004E-2,null,4.2991599999999998E-2]
[9.0647800000000001E-2,null,4.28353E-2]
[8.9451600000000006E-2,null,4.2649199999999998E-2]
[8.9028200000000002E-2,null,4.2639000000000003E-2]
[8.9028200000000002E-2,null,4.2437599999999999E-2]
[8.86049E-2,null,4.2437599999999999E-2]
[8.86049E-2,null,4.2080600000000003E-2]
[8.8206099999999996E-2,null,4.1618599999999999E-2]
[8.7782799999999994E-2,null,4.1406999999999999E-2]
[8.7384000000000003E-2,null,4.1169699999999997E-2]
[8.7384000000000003E-2,null,4.1169600000000001E-2]
[8.7384000000000003E-2,null,4.0539100000000002E-2]
[8.6985300000000002E-2,null,4.0537900000000002E-2]
[8.6985300000000002E-2,null,3.9906299999999999E-2]
[8.6562E-2,null,3.9694599999999997E-2]
[8.6562E-2,null,3.9553499999999998E-2]
[8.6562E-2,null,3.9508500000000002E-2]
[8.63675E-2,null,3.93224E-2]
[8.63675E-2,null,3.8875699999999999E-2]
[8.63675E-2,null,3.8363300000000003E-2]
[8.63675E-2,null,3.8217300000000003E-2]
[8.6163199999999995E-2,null,3.8084199999999999E-2]
[8.6163199999999995E-2,null,3.8031200000000001E-2]
[8.5739899999999994E-2,null,3.7796099999999999E-2]
[8.5520700000000005E-2,null,3.75845E-2]
[8.5520700000000005E-2,null,3.7379000000000003E-2]
[8.5316500000000003E-2,null,3.6820600000000002E-2]
[8.5316500000000003E-2,null,3.6820600000000002E-2]
[8.5316500000000003E-2,null,3.5770099999999999E-2]
[8.4917800000000002E-2,null,3.5072100000000002E-2]
[8.4095699999999995E-2,null,3.44403E-2]
[8.3827299999999993E-2,null,3.4161200000000003E-2]
[8.3696900000000005E-2,null,3.1295999999999997E-2]
[8.3696900000000005E-2,null,2.9400599999999999E-2]
[8.2980499999999999E-2,null,2.5418799999999998E-2]
[8.2980499999999999E-2,null,2.40229E-2]
[8.2980499999999999E-2,null,2.3112000000000001E-2]
[8.2476099999999997E-2,null,2.08051E-2]
[8.2476099999999997E-2,null,1.8013399999999999E-2]
[8.1678700000000007E-2,null,1.71024E-2]
[8.1286999999999998E-2,null,1.6544099999999999E-2]
[8.1286999999999998E-2,null,1.33992E-2]
[8.1280000000000005E-2,null,1.33992E-2]
[8.1280000000000005E-2,null,1.2914800000000001E-2]
[8.0856600000000001E-2,null,1.2693899999999999E-2]
[8.0856600000000001E-2,null,1.2693899999999999E-2]
[8.0856600000000001E-2,null,1.19887E-2]
[8.0457899999999999E-2,null,1.1519E-2]
[8.0440300000000006E-2,null,1.0578300000000001E-2]
[8.0059099999999994E-2,null,9.8730999999999992E-3]
[7.9635800000000007E-2,null,9.4912999999999994E-3]
[7.9635800000000007E-2,null,9.1678000000000003E-3]
[7.95936E-2,null,9.1678000000000003E-3]
[7.95936E-2,null,8.933E-3]
[7.95936E-2,null,8.4626000000000007E-3]
[7.9237000000000002E-2,null,8.4626000000000007E-3]
[7.9237000000000002E-2,null,7.7574000000000002E-3]
[7.88383E-2,null,7.7574000000000002E-3]
[7.8439599999999998E-2,null,7.7574000000000002E-3]
[7.8040899999999996E-2,null,7.2579000000000003E-3]
[7.8040899999999996E-2,null,7.0521999999999998E-3]
[7.79001E-2,null,7.0521999999999998E-3]
[7.7617500000000006E-2,null,6.3470000000000002E-3]
[7.7218800000000004E-2,null,4.9364999999999999E-3]
[7.7218800000000004E-2,null,2.8208999999999999E-3]
[7.7218800000000004E-2,null,2.1156999999999999E-3]
[7.7053300000000005E-2,null,1.4104E-3]
[7.7053300000000005E-2,null,7.0520000000000001E-4]
[7.6820100000000002E-2,null,7.0520000000000001E-4]
[7.6820100000000002E-2,null,7.0520000000000001E-4]
[7.6819999999999999E-2,null,0]
[7.6206599999999999E-2,null,0]
[7.5599200000000005E-2,null,0]
[7.5200500000000003E-2,null,0]
[7.4801800000000002E-2,null,0]
[7.44031E-2,null,0]
[7.3979699999999995E-2,null,0]
[7.3666400000000007E-2,null,0]
[7.3556300000000005E-2,null,0]
[7.3556300000000005E-2,null,0]
[7.3157600000000003E-2,null,0]
[7.2819599999999998E-2,null,0]
[7.2335499999999997E-2,null,0]
[7.1972900000000006E-2,null,0]
[7.1912100000000007E-2,null,0]
[7.1513400000000005E-2,null,0]
[7.1513400000000005E-2,null,0]
[7.1126200000000001E-2,null,0]
[7.1126200000000001E-2,null,0]
[7.1126200000000001E-2,null,0]
[7.1126200000000001E-2,null,0]
[7.1126200000000001E-2,null,0]
[7.1114700000000003E-2,null,0]
[6.9918499999999995E-2,null,0]
[6.9495100000000004E-2,null,0]
[6.94327E-2,null,0]
[6.94327E-2,null,0]
[6.9096400000000002E-2,null,0]
[6.86977E-2,null,0]
[6.86977E-2,null,0]
[6.8585900000000005E-2,null,0]
[6.8298999999999999E-2,null,0]
[6.7875599999999994E-2,null,0]
[6.7739199999999999E-2,null,0]
[6.7739199999999999E-2,null,0]
[6.7078200000000004E-2,null,0]
[6.6892499999999994E-2,null,0]
[6.6892499999999994E-2,null,0]
[6.6892499999999994E-2,null,0]
[6.66548E-2,null,0]
[6.6256099999999998E-2,null,0]
[6.6045699999999999E-2,null,0]
[6.6045699999999999E-2,null,0]
[6.5832699999999994E-2,null,0]
[6.5198999999999993E-2,null,0]
[6.5198999999999993E-2,null,0]
[6.5035200000000001E-2,null,0]
[6.5035200000000001E-2,null,0]
[6.46365E-2,null,0]
[6.46365E-2,null,0]
[6.4352199999999998E-2,null,0]
[6.3814399999999993E-2,null,0]
[6.3814399999999993E-2,null,0]
[6.3505500000000006E-2,null,0]
[6.2992300000000001E-2,null,0]
[6.2992300000000001E-2,null,0]
[6.2593599999999999E-2,null,0]
[6.2593599999999999E-2,null,0]
[6.2194899999999997E-2,null,0]
[6.1811999999999999E-2,null,0]
[6.1397399999999998E-2,null,0]
[6.0998700000000003E-2,null,0]
[6.09653E-2,null,0]
[6.0176599999999997E-2,null,0]
[6.0118499999999998E-2,null,0]
[6.0118499999999998E-2,null,0]
[6.0118499999999998E-2,null,0]
[6.0118499999999998E-2,null,0]
[5.9777900000000002E-2,null,0]
[5.9354499999999998E-2,null,0]
[5.9354499999999998E-2,null,0]
[5.8557100000000001E-2,null,0]
[5.8425100000000001E-2,null,0]
[5.7578299999999999E-2,null,0]
[5.7578299999999999E-2,null,0]
[5.67316E-2,null,0]
[5.6514200000000001E-2,null,0]
[5.6115400000000003E-2,null,0]
[5.6115400000000003E-2,null,0]
[5.5293299999999997E-2,null,0]
[5.4894600000000002E-2,null,0]
[5.4191400000000001E-2,null,0]
[5.36984E-2,null,0]
[5.3344599999999999E-2,null,0]
[5.3344599999999999E-2,null,0]
[5.3299699999999998E-2,null,0]
[5.2103499999999997E-2,null,0]
[5.1704800000000002E-2,null,0]
[5.1281500000000001E-2,null,0]
[5.1281500000000001E-2,null,0]
[5.1281500000000001E-2,null,0]
[5.08044E-2,null,0]
[5.0060599999999997E-2,null,0]
[4.9110899999999999E-2,null,0]
[4.9110899999999999E-2,null,0]
[4.8864499999999998E-2,null,0]
[4.82642E-2,null,0]
[4.8042399999999999E-2,null,0]
[4.7244899999999999E-2,null,0]
[4.5650000000000003E-2,null,0]
[4.40305E-2,null,0]
[4.4005799999999998E-2,null,0]
[4.1490300000000001E-2,null,0]
[4.1490300000000001E-2,null,0]
[3.97968E-2,null,0]
[3.97968E-2,null,0]
[3.8949999999999999E-2,null,0]
[3.8949999999999999E-2,null,0]
[3.81033E-2,null,0]
[3.6409799999999999E-2,null,0]
[3.6409799999999999E-2,null,0]
[3.4716299999999999E-2,null,0]
[3.4716299999999999E-2,null,0]
[3.38696E-2,null,0]
[3.38696E-2,null,0]
[3.3022900000000001E-2,null,0]
[3.13294E-2,null,0]
[2.96359E-2,null,0]
[2.7942399999999999E-2,null,0]
[2.70957E-2,null,0]
[2.70957E-2,null,0]
[2.70957E-2,null,0]
[2.6248899999999999E-2,null,0]
[2.54022E-2,null,0]
[2.2015199999999999E-2,null,0]
[2.0321800000000001E-2,null,0]
[2.0321800000000001E-2,null,0]
[2.0321800000000001E-2,null,0]
[1.9474999999999999E-2,null,0]
[1.9474999999999999E-2,null,0]
[1.86283E-2,null,0]
[1.86283E-2,null,0]
[1.7781499999999999E-2,null,0]
[1.6088100000000001E-2,null,0]
[1.5241299999999999E-2,null,0]
[1.5241299999999999E-2,null,0]
[1.1007599999999999E-2,null,0]
[9.3141000000000005E-3,null,0]
[9.3141000000000005E-3,null,0]
[9.3141000000000005E-3,null,0]
[5.9271999999999997E-3,null,0]
[5.0803999999999997E-3,null,0]
[3.3869999999999998E-3,null,0]
[1.6934999999999999E-3,null,0]
[0,null,0]
[0,null,0]
[0,null,0]
[0,null,0]
[0,null,0]
[0,null,0]
[0,null,0]
[0,null,0]
[0,null,0]
[0,null,0]
[0,null,0]
[0,null,0]
[0,null,0]
[0,null,0]
[0,null,0]
[0,null,0]
[0,null,0]
[0,null,0]
[0,null,0]
[0,null,0]
[0,null,0]
[0,null,0]
[0,null,0]
[0,null,0]
[0,null,0]
[0,null,0]
[0,null,0]
[0,null,0]
[0,null,0]
[0,null,0]
[0,null,0]
[0,null,0]
[0,null,0]
[0,null,0]
[0,null,0]
[0,null,0]
[0,null,0]
[0,null,0]
[0,null,0]
[0,null,0]
[0,null,0]
[0,null,0]
[0,null,0]
[0,null,0]
[0,null,0]
[0,null,0]
[0,null,0]
[0,null,0]
[0,null,0]

{"sheet":"EaR TNA024","index":11,"n_rows":17781,"n_cols":39,"rows_kept":17781,"cut":false,"hidden":false,"merged":[]}
["Powercor",null,null,null,null,null,null,""]
["MTC 12th Feeder"]
[]
[]
[]
["OUTPUT",null,null,null,null,null,null,null,null,null,null,null,null,null,null,null,null,null,null,null,null,null,null,null,null,null,null,null,null,null,4.0519877675840865E-2,4.0519877675840865E-2]
[null,null,null,null,null,null,null,null,null,null,null,null,null,null,null,null,null,null,null,null,null,null,null,null,null,null,null,null,null,null,4.0519877675840865E-2,4.0519877675840865E-2]
["Do nothing",null,null,null,null,2024,{"$f":"F8+1","v":2025},2026,2027,2028,2029,2030,2031,2032,2033,2034,2035,2036,2037,2038,2039,2040,2041,2042,2043,2044,2045,2046,2047,2048,4.0519877675840865E-2,4.0519877675840865E-2]
["50% PoE",null,null,null,null,{"$f":"SUM(F68:F69)","v":0},0,0,0,0.31045364557738497,1.5503461923231066,3.6543957547529478,7.7609889481440693,17.200091390929636,30.885354712126503,45.16230584649999,52.459584895148666,52.459584895148666,52.459584895148666,52.459584895148666,52.459584895148666,52.459584895148666,52.459584895148666,52.459584895148666,52.459584895148666,52.459584895148666,52.459584895148666,52.459584895148666,52.459584895148666,52.459584895148666,4.0519877675840865E-2,4.0519877675840865E-2]
["10% PoE",null,null,null,null,{"$f":"SUM(F70:F71)","v":0},0,0.51523270876075744,2.2162927175849556,5.4699513513467153,10.90890900848194,16.674764761359476,25.242862144718217,42.171624320347448,79.054879411962787,117.06647022571302,134.04839622398572,134.04839622398572,134.04839622398572,134.04839622398572,134.04839622398572,134.04839622398572,134.04839622398572,134.04839622398572,134.04839622398572,134.04839622398572,134.04839622398572,134.04839622398572,134.04839622398572,134.04839622398572,4.0519877675840865E-2,4.0519877675840865E-2]
[null,null,null,null,null,null,null,null,null,null,null,null,null,null,null,null,null,null,null,null,null,null,null,null,null,null,null,null,null,null,4.0519877675840865E-2,4.0519877675840865E-2]
[null,null,null,null,null,null,null,null,null,null,null,null,null,null,null,null,null,null,null,null,null,null,null,null,null,null,null,null,null,null,4.0519877675840865E-2,4.0519877675840865E-2]
["OPTION 2",null,null,null,null,2024,{"$f":"F13+1","v":2025},2026,2027,2028,2029,2030,2031,2032,2033,2034,2035,2036,2037,2038,2039,2040,2041,2042,2043,2044,2045,2046,2047,2048,4.0519877675840865E-2,4.0519877675840865E-2]
["50% PoE",null,null,null,null,{"$f":"SUM(F138:F139)","v":0},0,0,0,{"$f":"SUM(J138:J139)","v":0},0,0,0,0,0,2.5319830656527934E-2,0.15393141507103403,0.15393141507103403,0.15393141507103403,0.15393141507103403,0.15393141507103403,0.15393141507103403,0.15393141507103403,0.15393141507103403,0.15393141507103403,0.15393141507103403,0.15393141507103403,0.15393141507103403,0.15393141507103403,0.15393141507103403,4.0519877675840865E-2,4.0519877675840865E-2]
["10% PoE",null,null,null,null,{"$f":"SUM(F140:F141)","v":0},0,0.51523270876075744,2.2162927175849556,0,0,0,0,0,0.34780804912025587,1.5983343933494076,2.5412846965290816,2.5412846965290816,2.5412846965290816,2.5412846965290816,2.5412846965290816,2.5412846965290816,2.5412846965290816,2.5412846965290816,2.5412846965290816,2.5412846965290816,2.5412846965290816,2.5412846965290816,2.5412846965290816,2.5412846965290816,4.0519877675840865E-2,4.0519877675840865E-2]
[null,null,null,null,null,null,null,null,null,null,null,null,null,null,null,null,null,null,null,null,null,null,null,null,null,null,null,null,null,null,4.0519877675840865E-2,4.0519877675840865E-2]
[null,null,null,null,null,null,null,null,null,null,null,null,null,null,null,null,null,null,null,null,null,null,null,null,null,null,null,null,null,null,4.0519877675840865E-2,4.0519877675840865E-2]
[null,null,null,null,null,null,null,null,null,null,null,null,null,null,null,null,null,null,null,null,null,null,null,null,null,null,null,null,null,null,4.0519877675840865E-2,4.0519877675840865E-2]
[null,null,null,null,null,null,null,null,null,null,null,null,null,null,null,null,null,null,null,null,null,null,null,null,null,null,null,null,null,null,4.0519877675840865E-2,4.0519877675840865E-2]
["INPUT DATA",null,null,null,null,null,null,null,null,null,null,null,null,null,null,null,null,null,null,null,null,null,null,null,null,null,null,null,null,null,4.0519877675840865E-2,4.0519877675840865E-2]
[]
[null,"ZSS/TS/Line",null,null,null,"TNA024"]
[null,"No Tx/Line",null,null,null,1]
[]
[null,null,null,null,null,"N Rating","N-1 Rating","Load Tan Phi (actual)","Load Tan Phi (forecast)","10%/50% POE","Cap Bank (actual)","Cap Bank (forecast)","2024 MVAR"]
[null,"S",null,null,null,16.389999389648441,16.389999389648441,0.19714285646166121,0.19714285646166121,1.078159050445892,0,0,2.7599999904632568]
[null,"W",null,null,null,16.389999389648441,16.389999389648441,0.15804403557708524,0.15804403557708524,1.0444145776028966,0,0,2.2007632255554199]
[]
[null,"Interval",null,null,null,"15m"]
[null,"Exposure",null,null,null,3.744292237442922E-2]
[]
[]
["Do Nothing - 50% PoE Load Forecast ",null,null,null,null,2024,2025,2026,2027,2028,2029,2030,2031,2032,2033,2034,2035,2036,2037,2038,2039,2040,2041,2042,2043,2044,2045,2046,2047,2048,2049,2050]
["TNA024","S (MW)",null,null,null,14,14.789999961853029,15.61999988555908,16.059999465942379,16.370000839233398,16.610000610351559,16.70999908447266,16.889999389648441,17.25,17.680000305175781,17.819999694824219,17.70999908447266,17.70999908447266,17.70999908447266,17.70999908447266,17.70999908447266,17.70999908447266,17.70999908447266,17.70999908447266,17.70999908447266,17.70999908447266,17.70999908447266,17.70999908447266,17.70999908447266,17.70999908447266,17.70999908447266,17.70999908447266]
[null,"W (MW)",null,null,null,13.925000190734865,14.640000343322754,15.415000438690186,16.019999980926514,16.479999542236332,16.925000190734863,17.280000686645508,17.685000419616699,18.255000114440918,18.869999885559082,19.274999618530273,19.439999580383301,19.439999580383301,19.439999580383301,19.439999580383301,19.439999580383301,19.439999580383301,19.439999580383301,19.439999580383301,19.439999580383301,19.439999580383301,19.439999580383301,19.439999580383301,19.439999580383301,19.439999580383301,19.439999580383301,19.439999580383301]
["Transfers","S (MW)",null,null,null,0,0,0,0,0,0,0,0,0,0,0,0,0,0,0,0,0,0,0,0,0,0,0,0,0,0,0]
[null,"W (MW)",null,null,null,0,0,0,0,0,0,0,0,0,0,0,0,0,0,0,0,0,0,0,0,0,0,0,0,0,0,0]
["After TFs","S (MW)",null,null,null,{"$f":"IF(F34-F36<0,0,F34-F36)","v":14},14.789999961853029,15.61999988555908,16.059999465942379,16.370000839233398,16.610000610351559,16.70999908447266,16.889999389648441,17.25,17.680000305175781,17.819999694824219,17.70999908447266,17.70999908447266,17.70999908447266,17.70999908447266,17.70999908447266,17.70999908447266,17.70999908447266,17.70999908447266,17.70999908447266,17.70999908447266,17.70999908447266,17.70999908447266,17.70999908447266,17.70999908447266,17.70999908447266,17.70999908447266]
[null,"W (MW)",null,null,null,13.925000190734865,14.640000343322754,15.415000438690186,16.019999980926514,16.479999542236332,16.925000190734863,17.280000686645508,17.685000419616699,18.255000114440918,18.869999885559082,19.274999618530273,19.439999580383301,19.439999580383301,19.439999580383301,19.439999580383301,19.439999580383301,19.439999580383301,19.439999580383301,19.439999580383301,19.439999580383301,19.439999580383301,19.439999580383301,19.439999580383301,19.439999580383301,19.439999580383301,19.439999580383301,19.439999580383301]
[]
["Option 1 - 50% PoE Load Forecast ",null,null,null,null,{"$f":"F33","v":2024},2025,2026,2027,2028,2029,2030,2031,2032,2033,2034,2035,2036,2037,2038,2039,2040,2041,2042,2043,2044,2045,2046,2047,2048,2049,2050]
[]
[{"$f":"A34","v":"TNA024"},{"$f":"B34","v":"S (MW)"},null,null,null,{"$f":"F34","v":14},14.789999961853029,15.61999988555908,16.059999465942379,16.370000839233398,16.610000610351559,16.70999908447266,16.889999389648441,17.25,17.680000305175781,17.819999694824219,17.70999908447266,17.70999908447266,17.70999908447266,17.70999908447266,17.70999908447266,17.70999908447266,17.70999908447266,17.70999908447266,17.70999908447266,17.70999908447266,17.70999908447266,17.70999908447266,17.70999908447266,17.70999908447266,17.70999908447266,17.70999908447266]
[null,{"$f":"B35","v":"W (MW)"},null,null,null,13.925000190734865,14.640000343322754,15.415000438690186,16.019999980926514,16.479999542236332,16.925000190734863,17.280000686645508,17.685000419616699,18.255000114440918,18.869999885559082,19.274999618530273,19.439999580383301,19.439999580383301,19.439999580383301,19.439999580383301,19.439999580383301,19.439999580383301,19.439999580383301,19.439999580383301,19.439999580383301,19.439999580383301,19.439999580383301,19.439999580383301,19.439999580383301,19.439999580383301,19.439999580383301,19.439999580383301]
[{"$f":"A36","v":"Transfers"},{"$f":"B36","v":"S (MW)"},null,null,null,0,0,0,0,3,3,3,3,3,3,3,3,3,3,3,3,3,3,3,3,3,3,3,3,3,3,3]
[null,{"$f":"B37","v":"W (MW)"},null,null,null,0,0,0,0,3,3,3,3,3,3,3,3,3,3,3,3,3,3,3,3,3,3,3,3,3,3,3]
[{"$f":"A38","v":"After TFs"},{"$f":"B38","v":"S (MW)"},null,null,null,{"$f":"IF(F43-F45<0,0,F43-F45)","v":14},14.789999961853029,15.61999988555908,16.059999465942379,13.370000839233398,13.610000610351559,13.70999908447266,13.889999389648441,14.25,14.680000305175781,14.819999694824219,14.70999908447266,14.70999908447266,14.70999908447266,14.70999908447266,14.70999908447266,14.70999908447266,14.70999908447266,14.70999908447266,14.70999908447266,14.70999908447266,14.70999908447266,14.70999908447266,14.70999908447266,14.70999908447266,14.70999908447266,14.70999908447266]
[null,{"$f":"B39","v":"W (MW)"},null,null,null,13.925000190734865,14.640000343322754,15.415000438690186,16.019999980926514,13.479999542236332,13.925000190734863,14.280000686645508,14.685000419616699,15.255000114440918,15.869999885559082,16.274999618530273,16.439999580383301,16.439999580383301,16.439999580383301,16.439999580383301,16.439999580383301,16.439999580383301,16.439999580383301,16.439999580383301,16.439999580383301,16.439999580383301,16.439999580383301,16.439999580383301,16.439999580383301,16.439999580383301,16.439999580383301,16.439999580383301]
[]
["Option 1 - Augmentation Details"]
["N Rating","S (MVA)",null,null,null,16.389999389648441,16.389999389648441,16.389999389648441,16.389999389648441,16.389999389648441,16.389999389648441,16.389999389648441,16.389999389648441,16.389999389648441,16.389999389648441,16.389999389648441,16.389999389648441,16.389999389648441,16.389999389648441,16.389999389648441,16.389999389648441,16.389999389648441,16.389999389648441,16.389999389648441,16.389999389648441,16.389999389648441,16.389999389648441,16.389999389648441,16.389999389648441,16.389999389648441,16.389999389648441,16.389999389648441]
["N-1 Rating","S (MVA)",null,null,null,16.389999389648441,16.389999389648441,16.389999389648441,16.389999389648441,16.389999389648441,16.389999389648441,16.389999389648441,16.389999389648441,16.389999389648441,16.389999389648441,16.389999389648441,16.389999389648441,16.389999389648441,16.389999389648441,16.389999389648441,16.389999389648441,16.389999389648441,16.389999389648441,16.389999389648441,16.389999389648441,16.389999389648441,16.389999389648441,16.389999389648441,16.389999389648441,16.389999389648441,16.389999389648441,16.389999389648441]
["N Rating","W (MVA)",null,null,null,16.389999389648441,16.389999389648441,16.389999389648441,16.389999389648441,16.389999389648441,16.389999389648441,16.389999389648441,16.389999389648441,16.389999389648441,16.389999389648441,16.389999389648441,16.389999389648441,16.389999389648441,16.389999389648441,16.389999389648441,16.389999389648441,16.389999389648441,16.389999389648441,16.389999389648441,16.389999389648441,16.389999389648441,16.389999389648441,16.389999389648441,16.389999389648441,16.389999389648441,16.389999389648441,16.389999389648441]
["N-1 Rating","W (MVA)",null,null,null,16.389999389648441,16.389999389648441,16.389999389648441,16.389999389648441,16.389999389648441,16.389999389648441,16.389999389648441,16.389999389648441,16.389999389648441,16.389999389648441,16.389999389648441,16.389999389648441,16.389999389648441,16.389999389648441,16.389999389648441,16.389999389648441,16.389999389648441,16.389999389648441,16.389999389648441,16.389999389648441,16.389999389648441,16.389999389648441,16.389999389648441,16.389999389648441,16.389999389648441,16.389999389648441,16.389999389648441]
["No. Transformers/Lines",null,null,null,null,1,1,1,1,1,1,1,1,1,1,1,1,1,1,1,1,1,1,1,1,1,1,1,1,1,1,1]
[]
[]
[]
["ENERGY AT RISK:  DO NOTHING"]
[]
[null,null,null,null,null,2024,2025,2026,2027,2028,2029,2030,2031,2032,2033,2034,2035,2036,2037,2038,2039,2040,2041,2042,2043,2044,2045,2046,2047,2048,2049,2050]
["Summary"]
[]
["50% PoE","N",null,null,"Total EatR, MWhrs",{"$f":"IF($F$29=\"15m\",(F89+F119)*0.25,F89+F119)","v":0},0,0,0,0.31045364557738497,1.5503461923231066,3.6543957547529478,7.7609889481440693,17.200091390929636,30.885354712126503,45.16230584649999,52.459584895148666,52.459584895148666,52.459584895148666,52.459584895148666,52.459584895148666,52.459584895148666,52.459584895148666,52.459584895148666,52.459584895148666,52.459584895148666,52.459584895148666,52.459584895148666,52.459584895148666,52.459584895148666,52.459584895148666,52.459584895148666,null,true,true,true,true,true,true]
["50% PoE","N-1",null,null,"Total EatR, MWhrs",0,0,0,0,0,0,0,0,0,0,0,0,0,0,0,0,0,0,0,0,0,0,0,0,0,0,0,null,true,true,true,true,true,true]
["10% LAR","N",null,null,"Total EatR, MWhrs",0,0,0.51486165841412679,2.2148688046980638,5.4667296038471882,10.902862437376143,16.665897114442153,25.229726442864688,42.14992719253744,79.014793990021289,117.00819582639335,133.98265532812516,133.98265532812516,133.98265532812516,133.98265532812516,133.98265532812516,133.98265532812516,133.98265532812516,133.98265532812516,133.98265532812516,133.98265532812516,133.98265532812516,133.98265532812516,133.98265532812516,133.98265532812516,133.98265532812516,133.98265532812516,null,true,true,true,true,true,true]
["10% LAR","N-1",null,null,"Total EatR, MWhrs",0,0,9.9097592575740912E-3,3.8028892954797722E-2,8.6044231999563792E-2,0.16148769172797017,0.23683105791385373,0.35081935438079359,0.57947207199897832,1.0705740738033764,1.5563528598790519,1.7557629504222749,1.7557629504222749,1.7557629504222749,1.7557629504222749,1.7557629504222749,1.7557629504222749,1.7557629504222749,1.7557629504222749,1.7557629504222749,1.7557629504222749,1.7557629504222749,1.7557629504222749,1.7557629504222749,1.7557629504222749,1.7557629504222749,1.7557629504222749,null,true,true,true,true,true,true]
["50% PoE","N",null,null,"Total EEatR, MWhrs",{"$f":"IF($F$29=\"15m\",(F94+F124)*0.25,F94+F124)","v":0},0,0,0,0.31045364557738497,1.5503461923231066,3.6543957547529478,7.7609889481440693,17.200091390929636,30.885354712126503,45.16230584649999,52.459584895148666,52.459584895148666,52.459584895148666,52.459584895148666,52.459584895148666,52.459584895148666,52.459584895148666,52.459584895148666,52.459584895148666,52.459584895148666,52.459584895148666,52.459584895148666,52.459584895148666,52.459584895148666,52.459584895148666,52.459584895148666,null,true,true,true,true,true,true]
["50% PoE","N-1",null,null,"Total EEatR, MWhrs",0,0,0,0,0,0,0,0,0,0,0,0,0,0,0,0,0,0,0,0,0,0,0,0,0,0,0,null,true,true,true,true,true,true]
["10% LAR","N",null,null,"Total EEatR, MWhrs",0,0,0.51486165841412679,2.2148688046980638,5.4667296038471882,10.902862437376143,16.665897114442153,25.229726442864688,42.14992719253744,79.014793990021289,117.00819582639335,133.98265532812516,133.98265532812516,133.98265532812516,133.98265532812516,133.98265532812516,133.98265532812516,133.98265532812516,133.98265532812516,133.98265532812516,133.98265532812516,133.98265532812516,133.98265532812516,133.98265532812516,133.98265532812516,133.98265532812516,133.98265532812516,null,true,true,true,true,true,true]
["10% LAR","N-1",null,null,"Total EEatR, MWhrs",0,0,3.7105034663062806E-4,1.4239128868919694E-3,3.2217474995270461E-3,6.0465711057961433E-3,8.8676469173223759E-3,1.3135701853527431E-2,2.1697127810007405E-2,4.0085421941496287E-2,5.8274399319672258E-2,6.5740895860560061E-2,6.5740895860560061E-2,6.5740895860560061E-2,6.5740895860560061E-2,6.5740895860560061E-2,6.5740895860560061E-2,6.5740895860560061E-2,6.5740895860560061E-2,6.5740895860560061E-2,6.5740895860560061E-2,6.5740895860560061E-2,6.5740895860560061E-2,6.5740895860560061E-2,6.5740895860560061E-2,6.5740895860560061E-2,6.5740895860560061E-2,null,true,true,true,true,true,true]
[null,null,{"$f":"$F$30","v":3.744292237442922E-2},null,null,null,null,null,null,null,null,null,null,null,null,null,null,null,null,null,null,null,null,null,null,null,null,null,null,null,null,null,null,false,false,false,false,false,false]
["Transfers","ON",null,null,null,null,null,null,null,null,null,null,null,null,null,null,null,null,null,null,null,null,null,null,null,null,null,null,null,null,null,null,null,false,false,false,false,false,false]
["MLN021","50% PoE",{"$f":"EXP((1/11)*LN(Q74/F74))-1","v":2.1600165999413168E-2},null,"MW",{"$f":"IF($B$73=\"OFF\",'EaR TNA024'!F34,'EaR TNA024'!F38)","v":14},{"$f":"IF($B$73=\"OFF\",'EaR TNA024'!G34,'EaR TNA024'!G38)","v":14.789999961853029},{"$f":"IF($B$73=\"OFF\",'EaR TNA024'!H34,'EaR TNA024'!H38)","v":15.61999988555908},{"$f":"IF($B$73=\"OFF\",'EaR TNA024'!I34,'EaR TNA024'!I38)","v":16.059999465942379},{"$f":"IF($B$73=\"OFF\",'EaR TNA024'!J34,'EaR TNA024'!J38)","v":16.370000839233398},{"$f":"IF($B$73=\"OFF\",'EaR TNA024'!K34,'EaR TNA024'!K38)","v":16.610000610351559},{"$f":"IF($B$73=\"OFF\",'EaR TNA024'!L34,'EaR TNA024'!L38)","v":16.70999908447266},{"$f":"IF($B$73=\"OFF\",'EaR TNA024'!M34,'EaR TNA024'!M38)","v":16.889999389648441},{"$f":"IF($B$73=\"OFF\",'EaR TNA024'!N34,'EaR TNA024'!N38)","v":17.25},{"$f":"IF($B$73=\"OFF\",'EaR TNA024'!O34,'EaR TNA024'!O38)","v":17.680000305175781},{"$f":"IF($B$73=\"OFF\",'EaR TNA024'!P34,'EaR TNA024'!P38)","v":17.819999694824219},{"$f":"IF($B$73=\"OFF\",'EaR TNA024'!Q34,'EaR TNA024'!Q38)","v":17.70999908447266},{"$f":"IF($B$73=\"OFF\",'EaR TNA024'!R34,'EaR TNA024'!R38)","v":17.70999908447266},{"$f":"IF($B$73=\"OFF\",'EaR TNA024'!S34,'EaR TNA024'!S38)","v":17.70999908447266},{"$f":"IF($B$73=\"OFF\",'EaR TNA024'!T34,'EaR TNA024'!T38)","v":17.70999908447266},{"$f":"IF($B$73=\"OFF\",'EaR TNA024'!U34,'EaR TNA024'!U38)","v":17.70999908447266},{"$f":"IF($B$73=\"OFF\",'EaR TNA024'!V34,'EaR TNA024'!V38)","v":17.70999908447266},{"$f":"IF($B$73=\"OFF\",'EaR TNA024'!W34,'EaR TNA024'!W38)","v":17.70999908447266},{"$f":"IF($B$73=\"OFF\",'EaR TNA024'!X34,'EaR TNA024'!X38)","v":17.70999908447266},{"$f":"IF($B$73=\"OFF\",'EaR TNA024'!Y34,'EaR TNA024'!Y38)","v":17.70999908447266},{"$f":"IF($B$73=\"OFF\",'EaR TNA024'!Z34,'EaR TNA024'!Z38)","v":17.70999908447266},{"$f":"IF($B$73=\"OFF\",'EaR TNA024'!AA34,'EaR TNA024'!AA38)","v":17.70999908447266},{"$f":"IF($B$73=\"OFF\",'EaR TNA024'!AB34,'EaR TNA024'!AB38)","v":17.70999908447266},{"$f":"IF($B$73=\"OFF\",'EaR TNA024'!AC34,'EaR TNA024'!AC38)","v":17.70999908447266},{"$f":"IF($B$73=\"OFF\",'EaR TNA024'!AD34,'EaR TNA024'!AD38)","v":17.70999908447266},{"$f":"IF($B$73=\"OFF\",'EaR TNA024'!AE34,'EaR TNA024'!AE38)","v":17.70999908447266},{"$f":"IF($B$73=\"OFF\",'EaR TNA024'!AF34,'EaR TNA024'!AF38)","v":17.70999908447266},null,true,true,true,true,true,true]
["Summer","load pf",{"$f":"F74/F76","v":0.98111604610338432},null,"MVAr",{"$f":"F82*F74","v":2.7599999904632568},2.9157428395475664,3.0793713953699382,3.1661141694886341,3.2272287257262633,3.2745429661546424,3.2942569509846837,3.3297427253110081,3.400714273963656,3.4854857624053954,3.5130856419835776,3.4913998074463453,3.4913998074463453,3.4913998074463453,3.4913998074463453,3.4913998074463453,3.4913998074463453,3.4913998074463453,3.4913998074463453,3.4913998074463453,3.4913998074463453,3.4913998074463453,3.4913998074463453,3.4913998074463453,3.4913998074463453,3.4913998074463453,3.4913998074463453,null,true,true,true,true,true,true]
[null,null,null,null,"MVA",{"$f":"(F74^2+F75^2)^0.5","v":14.269463898386553},15.07466932234288,15.920644604270528,16.369113041955149,16.685081142285611,16.929700290113583,17.031623476996785,17.21508832388281,17.58201801765486,18.02029471986922,18.162988736753828,18.050870898310109,18.050870898310109,18.050870898310109,18.050870898310109,18.050870898310109,18.050870898310109,18.050870898310109,18.050870898310109,18.050870898310109,18.050870898310109,18.050870898310109,18.050870898310109,18.050870898310109,18.050870898310109,18.050870898310109,18.050870898310109,null,true,true,true,true,true,true]
[null,null,null,null,"MVA",{"$f":"(F74^2+(F75-F83)^2)^0.5","v":14.269463898386553},15.07466932234288,15.920644604270528,16.369113041955149,16.685081142285611,16.929700290113583,17.031623476996785,17.21508832388281,17.58201801765486,18.02029471986922,18.162988736753828,18.050870898310109,18.050870898310109,18.050870898310109,18.050870898310109,18.050870898310109,18.050870898310109,18.050870898310109,18.050870898310109,18.050870898310109,18.050870898310109,18.050870898310109,18.050870898310109,18.050870898310109,18.050870898310109,18.050870898310109,18.050870898310109,null,true,true,true,true,true,true]
["50% PoE","N","CR",null,"MVA",{"$f":"$F$26","v":16.389999389648441},16.389999389648441,16.389999389648441,16.389999389648441,16.389999389648441,16.389999389648441,16.389999389648441,16.389999389648441,16.389999389648441,16.389999389648441,16.389999389648441,16.389999389648441,16.389999389648441,16.389999389648441,16.389999389648441,16.389999389648441,16.389999389648441,16.389999389648441,16.389999389648441,16.389999389648441,16.389999389648441,16.389999389648441,16.389999389648441,16.389999389648441,16.389999389648441,16.389999389648441,16.389999389648441,null,true,true,true,true,true,true]
["50% PoE","N-1","CR",null,"MVA",{"$f":"$G$26","v":16.389999389648441},16.389999389648441,16.389999389648441,16.389999389648441,16.389999389648441,16.389999389648441,16.389999389648441,16.389999389648441,16.389999389648441,16.389999389648441,16.389999389648441,16.389999389648441,16.389999389648441,16.389999389648441,16.389999389648441,16.389999389648441,16.389999389648441,16.389999389648441,16.389999389648441,16.389999389648441,16.389999389648441,16.389999389648441,16.389999389648441,16.389999389648441,16.389999389648441,16.389999389648441,16.389999389648441,null,true,true,true,true,true,true]
["50% LAR","N",null,null,"Ratio Rating/Load",{"$f":"IF(F77=0,100,TRUNC(F78/F77,5))","v":1.1486000000000001},1.08725,1.02948,1.0012700000000001,0.98231000000000002,0.96811999999999998,0.96231999999999995,0.95206999999999997,0.93220000000000003,0.90952999999999995,0.90237999999999996,0.90798000000000001,0.90798000000000001,0.90798000000000001,0.90798000000000001,0.90798000000000001,0.90798000000000001,0.90798000000000001,0.90798000000000001,0.90798000000000001,0.90798000000000001,0.90798000000000001,0.90798000000000001,0.90798000000000001,0.90798000000000001,0.90798000000000001,0.90798000000000001,null,true,true,true,true,true,true]
["50% LAR","N-1",null,null,"Ratio Rating/Load",{"$f":"IF(F77=0,100,TRUNC(F79/F77,5))","v":1.1486000000000001},1.08725,1.02948,1.0012700000000001,0.98231000000000002,0.96811999999999998,0.96231999999999995,0.95206999999999997,0.93220000000000003,0.90952999999999995,0.90237999999999996,0.90798000000000001,0.90798000000000001,0.90798000000000001,0.90798000000000001,0.90798000000000001,0.90798000000000001,0.90798000000000001,0.90798000000000001,0.90798000000000001,0.90798000000000001,0.90798000000000001,0.90798000000000001,0.90798000000000001,0.90798000000000001,0.90798000000000001,0.90798000000000001,null,true,true,true,true,true,true]
["Load tan Phi",null,{"$f":"$H$26","v":0.19714285646166121},null,null,{"$f":"C82","v":0.19714285646166121},{"$f":"'EaR TNA024'!I26","v":0.19714285646166121},{"$f":"G82","v":0.19714285646166121},0.19714285646166121,0.19714285646166121,0.19714285646166121,0.19714285646166121,0.19714285646166121,0.19714285646166121,0.19714285646166121,0.19714285646166121,0.19714285646166121,0.19714285646166121,0.19714285646166121,0.19714285646166121,0.19714285646166121,0.19714285646166121,0.19714285646166121,{"$f":"W82","v":0.19714285646166121},0.19714285646166121,0.19714285646166121,0.19714285646166121,0.19714285646166121,0.19714285646166121,0.19714285646166121,0.19714285646166121,0.19714285646166121,null,true,true,true,true,true,true]
["Cap",null,0,null,"MVAr",{"$f":"C83","v":0},{"$f":"'EaR TNA024'!L26","v":0},0,0,0,0,0,0,0,0,0,0,0,0,0,0,0,0,0,0,0,0,0,0,0,0,0,null,true,true,true,true,true,true]
["10% PoE","10%/50%",{"$f":"J26","v":1.078159050445892},null,"MVA",{"$f":"((F74*$C84)^2+(F74*$C84*F82-F83)^2)^0.5","v":15.384751647056381},16.252891162363017,17.164987069026825,17.64850737395583,17.989171240979314,18.252909589122407,18.362798995510815,18.560603280619656,18.956211850837331,19.428743843929318,19.582590689677936,19.461709827443414,19.461709827443414,19.461709827443414,19.461709827443414,19.461709827443414,19.461709827443414,19.461709827443414,19.461709827443414,19.461709827443414,19.461709827443414,19.461709827443414,19.461709827443414,19.461709827443414,19.461709827443414,19.461709827443414,19.461709827443414,null,true,true,true,true,true,true]
["10% PoE","N","CR",null,"MVA",{"$f":"F78","v":16.389999389648441},16.389999389648441,16.389999389648441,16.389999389648441,16.389999389648441,16.389999389648441,16.389999389648441,16.389999389648441,16.389999389648441,16.389999389648441,16.389999389648441,16.389999389648441,16.389999389648441,16.389999389648441,16.389999389648441,16.389999389648441,16.389999389648441,16.389999389648441,16.389999389648441,16.389999389648441,16.389999389648441,16.389999389648441,16.389999389648441,16.389999389648441,16.389999389648441,16.389999389648441,16.389999389648441,null,true,true,true,true,true,true]
["10% PoE","N-1","CR",null,"MVA",16.389999389648441,16.389999389648441,16.389999389648441,16.389999389648441,16.389999389648441,16.389999389648441,16.389999389648441,16.389999389648441,16.389999389648441,16.389999389648441,16.389999389648441,16.389999389648441,16.389999389648441,16.389999389648441,16.389999389648441,16.389999389648441,16.389999389648441,16.389999389648441,16.389999389648441,16.389999389648441,16.389999389648441,16.389999389648441,16.389999389648441,16.389999389648441,16.389999389648441,16.389999389648441,16.389999389648441,null,true,true,true,true,true,true]
["10% LAR","N",null,null,"Ratio Rating/Load",{"$f":"IF(F84=0,100,TRUNC(F85/F84,5))","v":1.06534},1.0084299999999999,0.95484999999999998,0.92869000000000002,0.91110000000000002,0.89793000000000001,0.89256000000000002,0.88305,0.86462000000000006,0.84358999999999995,0.83696000000000004,0.84216000000000002,0.84216000000000002,0.84216000000000002,0.84216000000000002,0.84216000000000002,0.84216000000000002,0.84216000000000002,0.84216000000000002,0.84216000000000002,0.84216000000000002,0.84216000000000002,0.84216000000000002,0.84216000000000002,0.84216000000000002,0.84216000000000002,0.84216000000000002,null,true,true,true,true,true,true]
["10% LAR","N-1",null,null,"Ratio Rating/Load",{"$f":"IF(F84=0,100,TRUNC(F86/F84,5))","v":1.06534},1.0084299999999999,0.95484999999999998,0.92869000000000002,0.91110000000000002,0.89793000000000001,0.89256000000000002,0.88305,0.86462000000000006,0.84358999999999995,0.83696000000000004,0.84216000000000002,0.84216000000000002,0.84216000000000002,0.84216000000000002,0.84216000000000002,0.84216000000000002,0.84216000000000002,0.84216000000000002,0.84216000000000002,0.84216000000000002,0.84216000000000002,0.84216000000000002,0.84216000000000002,0.84216000000000002,0.84216000000000002,0.84216000000000002,null,true,true,true,true,true,true]
["50% PoE","N",null,null,"EatR, MWhrs",{"$f":"IF(F80<1,F74*((SUMPRODUCT(('EaR TNA024'!$A$200:$A$20063)*('EaR TNA024'!$A$200:$A$20063>F80)))-F80*MATCH(F80,$A$200:$A$20063,-1)),0)","v":0},{"$f":"IF(G80<1,G74*((SUMPRODUCT(('EaR TNA024'!$A$200:$A$20063)*('EaR TNA024'!$A$200:$A$20063>G80)))-G80*MATCH(G80,$A$200:$A$20063,-1)),0)","v":0},{"$f":"IF(H80<1,H74*((SUMPRODUCT(('EaR TNA024'!$A$200:$A$20063)*('EaR TNA024'!$A$200:$A$20063>H80)))-H80*MATCH(H80,$A$200:$A$20063,-1)),0)","v":0},{"$f":"IF(I80<1,I74*((SUMPRODUCT(('EaR TNA024'!$A$200:$A$20063)*('EaR TNA024'!$A$200:$A$20063>I80)))-I80*MATCH(I80,$A$200:$A$20063,-1)),0)","v":0},{"$f":"IF(J80<1,J74*((SUMPRODUCT(('EaR TNA024'!$A$200:$A$20063)*('EaR TNA024'!$A$200:$A$20063>J80)))-J80*MATCH(J80,$A$200:$A$20063,-1)),0)","v":0.4276548129243849},{"$f":"IF(K80<1,K74*((SUMPRODUCT(('EaR TNA024'!$A$200:$A$20063)*('EaR TNA024'!$A$200:$A$20063>K80)))-K80*MATCH(K80,$A$200:$A$20063,-1)),0)","v":1.0757500115295422},{"$f":"IF(L80<1,L74*((SUMPRODUCT(('EaR TNA024'!$A$200:$A$20063)*('EaR TNA024'!$A$200:$A$20063>L80)))-L80*MATCH(L80,$A$200:$A$20063,-1)),0)","v":1.4476356796852135},{"$f":"IF(M80<1,M74*((SUMPRODUCT(('EaR TNA024'!$A$200:$A$20063)*('EaR TNA024'!$A$200:$A$20063>M80)))-M80*MATCH(M80,$A$200:$A$20063,-1)),0)","v":2.3471829471801726},{"$f":"IF(N80<1,N74*((SUMPRODUCT(('EaR TNA024'!$A$200:$A$20063)*('EaR TNA024'!$A$200:$A$20063>N80)))-N80*MATCH(N80,$A$200:$A$20063,-1)),0)","v":5.4382039499999797},{"$f":"IF(O80<1,O74*((SUMPRODUCT(('EaR TNA024'!$A$200:$A$20063)*('EaR TNA024'!$A$200:$A$20063>O80)))-O80*MATCH(O80,$A$200:$A$20063,-1)),0)","v":11.135656256213329},{"$f":"IF(P80<1,P74*((SUMPRODUCT(('EaR TNA024'!$A$200:$A$20063)*('EaR TNA024'!$A$200:$A$20063>P80)))-P80*MATCH(P80,$A$200:$A$20063,-1)),0)","v":13.586475637325199},{"$f":"IF(Q80<1,Q74*((SUMPRODUCT(('EaR TNA024'!$A$200:$A$20063)*('EaR TNA024'!$A$200:$A$20063>Q80)))-Q80*MATCH(Q80,$A$200:$A$20063,-1)),0)","v":11.623844555099419},{"$f":"IF(R80<1,R74*((SUMPRODUCT(('EaR TNA024'!$A$200:$A$20063)*('EaR TNA024'!$A$200:$A$20063>R80)))-R80*MATCH(R80,$A$200:$A$20063,-1)),0)","v":11.623844555099419},{"$f":"IF(S80<1,S74*((SUMPRODUCT(('EaR TNA024'!$A$200:$A$20063)*('EaR TNA024'!$A$200:$A$20063>S80)))-S80*MATCH(S80,$A$200:$A$20063,-1)),0)","v":11.623844555099419},{"$f":"IF(T80<1,T74*((SUMPRODUCT(('EaR TNA024'!$A$200:$A$20063)*('EaR TNA024'!$A$200:$A$20063>T80)))-T80*MATCH(T80,$A$200:$A$20063,-1)),0)","v":11.623844555099419},{"$f":"IF(U80<1,U74*((SUMPRODUCT(('EaR TNA024'!$A$200:$A$20063)*('EaR TNA024'!$A$200:$A$20063>U80)))-U80*MATCH(U80,$A$200:$A$20063,-1)),0)","v":11.623844555099419},{"$f":"IF(V80<1,V74*((SUMPRODUCT(('EaR TNA024'!$A$200:$A$20063)*('EaR TNA024'!$A$200:$A$20063>V80)))-V80*MATCH(V80,$A$200:$A$20063,-1)),0)","v":11.623844555099419},{"$f":"IF(W80<1,W74*((SUMPRODUCT(('EaR TNA024'!$A$200:$A$20063)*('EaR TNA024'!$A$200:$A$20063>W80)))-W80*MATCH(W80,$A$200:$A$20063,-1)),0)","v":11.623844555099419},{"$f":"IF(X80<1,X74*((SUMPRODUCT(('EaR TNA024'!$A$200:$A$20063)*('EaR TNA024'!$A$200:$A$20063>X80)))-X80*MATCH(X80,$A$200:$A$20063,-1)),0)","v":11.623844555099419},{"$f":"IF(Y80<1,Y74*((SUMPRODUCT(('EaR TNA024'!$A$200:$A$20063)*('EaR TNA024'!$A$200:$A$20063>Y80)))-Y80*MATCH(Y80,$A$200:$A$20063,-1)),0)","v":11.623844555099419},{"$f":"IF(Z80<1,Z74*((SUMPRODUCT(('EaR TNA024'!$A$200:$A$20063)*('EaR TNA024'!$A$200:$A$20063>Z80)))-Z80*MATCH(Z80,$A$200:$A$20063,-1)),0)","v":11.623844555099419},{"$f":"IF(AA80<1,AA74*((SUMPRODUCT(('EaR TNA024'!$A$200:$A$20063)*('EaR TNA024'!$A$200:$A$20063>AA80)))-AA80*MATCH(AA80,$A$200:$A$20063,-1)),0)","v":11.623844555099419},{"$f":"IF(AB80<1,AB74*((SUMPRODUCT(('EaR TNA024'!$A$200:$A$20063)*('EaR TNA024'!$A$200:$A$20063>AB80)))-AB80*MATCH(AB80,$A$200:$A$20063,-1)),0)","v":11.623844555099419},{"$f":"IF(AC80<1,AC74*((SUMPRODUCT(('EaR TNA024'!$A$200:$A$20063)*('EaR TNA024'!$A$200:$A$20063>AC80)))-AC80*MATCH(AC80,$A$200:$A$20063,-1)),0)","v":11.623844555099419},{"$f":"IF(AD80<1,AD74*((SUMPRODUCT(('EaR TNA024'!$A$200:$A$20063)*('EaR TNA024'!$A$200:$A$20063>AD80)))-AD80*MATCH(AD80,$A$200:$A$20063,-1)),0)","v":11.623844555099419},{"$f":"IF(AE80<1,AE74*((SUMPRODUCT(('EaR TNA024'!$A$200:$A$20063)*('EaR TNA024'!$A$200:$A$20063>AE80)))-AE80*MATCH(AE80,$A$200:$A$20063,-1)),0)","v":11.623844555099419},{"$f":"IF(AF80<1,AF74*((SUMPRODUCT(('EaR TNA024'!$A$200:$A$20063)*('EaR TNA024'!$A$200:$A$20063>AF80)))-AF80*MATCH(AF80,$A$200:$A$20063,-1)),0)","v":11.623844555099419},null,true,true,true,true,true,true]
["50% PoE","N-1",null,null,"EatR, MWhrs",{"$f":"IF(F81<1,IF(F81=0,F72*SUMPRODUCT(('EaR TNA024'!$A$200:$A$20063)*('EaR TNA024'!$A$200:$A$20063>F81)),F74*(SUMPRODUCT(('EaR TNA024'!$A$200:$A$20063)*('EaR TNA024'!$A$200:$A$20063>F81))-F81*MATCH(F81,$A$200:$A$20063,-1)))-F89,0)","v":0},{"$f":"IF(G81<1,IF(G81=0,G72*SUMPRODUCT(('EaR TNA024'!$A$200:$A$20063)*('EaR TNA024'!$A$200:$A$20063>G81)),G74*(SUMPRODUCT(('EaR TNA024'!$A$200:$A$20063)*('EaR TNA024'!$A$200:$A$20063>G81))-G81*MATCH(G81,$A$200:$A$20063,-1)))-G89,0)","v":0},{"$f":"IF(H81<1,IF(H81=0,H72*SUMPRODUCT(('EaR TNA024'!$A$200:$A$20063)*('EaR TNA024'!$A$200:$A$20063>H81)),H74*(SUMPRODUCT(('EaR TNA024'!$A$200:$A$20063)*('EaR TNA024'!$A$200:$A$20063>H81))-H81*MATCH(H81,$A$200:$A$20063,-1)))-H89,0)","v":0},{"$f":"IF(I81<1,IF(I81=0,I72*SUMPRODUCT(('EaR TNA024'!$A$200:$A$20063)*('EaR TNA024'!$A$200:$A$20063>I81)),I74*(SUMPRODUCT(('EaR TNA024'!$A$200:$A$20063)*('EaR TNA024'!$A$200:$A$20063>I81))-I81*MATCH(I81,$A$200:$A$20063,-1)))-I89,0)","v":0},{"$f":"IF(J81<1,IF(J81=0,J72*SUMPRODUCT(('EaR TNA024'!$A$200:$A$20063)*('EaR TNA024'!$A$200:$A$20063>J81)),J74*(SUMPRODUCT(('EaR TNA024'!$A$200:$A$20063)*('EaR TNA024'!$A$200:$A$20063>J81))-J81*MATCH(J81,$A$200:$A$20063,-1)))-J89,0)","v":0},{"$f":"IF(K81<1,IF(K81=0,K72*SUMPRODUCT(('EaR TNA024'!$A$200:$A$20063)*('EaR TNA024'!$A$200:$A$20063>K81)),K74*(SUMPRODUCT(('EaR TNA024'!$A$200:$A$20063)*('EaR TNA024'!$A$200:$A$20063>K81))-K81*MATCH(K81,$A$200:$A$20063,-1)))-K89,0)","v":0},{"$f":"IF(L81<1,IF(L81=0,L72*SUMPRODUCT(('EaR TNA024'!$A$200:$A$20063)*('EaR TNA024'!$A$200:$A$20063>L81)),L74*(SUMPRODUCT(('EaR TNA024'!$A$200:$A$20063)*('EaR TNA024'!$A$200:$A$20063>L81))-L81*MATCH(L81,$A$200:$A$20063,-1)))-L89,0)","v":0},{"$f":"IF(M81<1,IF(M81=0,M72*SUMPRODUCT(('EaR TNA024'!$A$200:$A$20063)*('EaR TNA024'!$A$200:$A$20063>M81)),M74*(SUMPRODUCT(('EaR TNA024'!$A$200:$A$20063)*('EaR TNA024'!$A$200:$A$20063>M81))-M81*MATCH(M81,$A$200:$A$20063,-1)))-M89,0)","v":0},{"$f":"IF(N81<1,IF(N81=0,N72*SUMPRODUCT(('EaR TNA024'!$A$200:$A$20063)*('EaR TNA024'!$A$200:$A$20063>N81)),N74*(SUMPRODUCT(('EaR TNA024'!$A$200:$A$20063)*('EaR TNA024'!$A$200:$A$20063>N81))-N81*MATCH(N81,$A$200:$A$20063,-1)))-N89,0)","v":0},{"$f":"IF(O81<1,IF(O81=0,O72*SUMPRODUCT(('EaR TNA024'!$A$200:$A$20063)*('EaR TNA024'!$A$200:$A$20063>O81)),O74*(SUMPRODUCT(('EaR TNA024'!$A$200:$A$20063)*('EaR TNA024'!$A$200:$A$20063>O81))-O81*MATCH(O81,$A$200:$A$20063,-1)))-O89,0)","v":0},{"$f":"IF(P81<1,IF(P81=0,P72*SUMPRODUCT(('EaR TNA024'!$A$200:$A$20063)*('EaR TNA024'!$A$200:$A$20063>P81)),P74*(SUMPRODUCT(('EaR TNA024'!$A$200:$A$20063)*('EaR TNA024'!$A$200:$A$20063>P81))-P81*MATCH(P81,$A$200:$A$20063,-1)))-P89,0)","v":0},{"$f":"IF(Q81<1,IF(Q81=0,Q72*SUMPRODUCT(('EaR TNA024'!$A$200:$A$20063)*('EaR TNA024'!$A$200:$A$20063>Q81)),Q74*(SUMPRODUCT(('EaR TNA024'!$A$200:$A$20063)*('EaR TNA024'!$A$200:$A$20063>Q81))-Q81*MATCH(Q81,$A$200:$A$20063,-1)))-Q89,0)","v":0},{"$f":"IF(R81<1,IF(R81=0,R72*SUMPRODUCT(('EaR TNA024'!$A$200:$A$20063)*('EaR TNA024'!$A$200:$A$20063>R81)),R74*(SUMPRODUCT(('EaR TNA024'!$A$200:$A$20063)*('EaR TNA024'!$A$200:$A$20063>R81))-R81*MATCH(R81,$A$200:$A$20063,-1)))-R89,0)","v":0},{"$f":"IF(S81<1,IF(S81=0,S72*SUMPRODUCT(('EaR TNA024'!$A$200:$A$20063)*('EaR TNA024'!$A$200:$A$20063>S81)),S74*(SUMPRODUCT(('EaR TNA024'!$A$200:$A$20063)*('EaR TNA024'!$A$200:$A$20063>S81))-S81*MATCH(S81,$A$200:$A$20063,-1)))-S89,0)","v":0},{"$f":"IF(T81<1,IF(T81=0,T72*SUMPRODUCT(('EaR TNA024'!$A$200:$A$20063)*('EaR TNA024'!$A$200:$A$20063>T81)),T74*(SUMPRODUCT(('EaR TNA024'!$A$200:$A$20063)*('EaR TNA024'!$A$200:$A$20063>T81))-T81*MATCH(T81,$A$200:$A$20063,-1)))-T89,0)","v":0},{"$f":"IF(U81<1,IF(U81=0,U72*SUMPRODUCT(('EaR TNA024'!$A$200:$A$20063)*('EaR TNA024'!$A$200:$A$20063>U81)),U74*(SUMPRODUCT(('EaR TNA024'!$A$200:$A$20063)*('EaR TNA024'!$A$200:$A$20063>U81))-U81*MATCH(U81,$A$200:$A$20063,-1)))-U89,0)","v":0},{"$f":"IF(V81<1,IF(V81=0,V72*SUMPRODUCT(('EaR TNA024'!$A$200:$A$20063)*('EaR TNA024'!$A$200:$A$20063>V81)),V74*(SUMPRODUCT(('EaR TNA024'!$A$200:$A$20063)*('EaR TNA024'!$A$200:$A$20063>V81))-V81*MATCH(V81,$A$200:$A$20063,-1)))-V89,0)","v":0},{"$f":"IF(W81<1,IF(W81=0,W72*SUMPRODUCT(('EaR TNA024'!$A$200:$A$20063)*('EaR TNA024'!$A$200:$A$20063>W81)),W74*(SUMPRODUCT(('EaR TNA024'!$A$200:$A$20063)*('EaR TNA024'!$A$200:$A$20063>W81))-W81*MATCH(W81,$A$200:$A$20063,-1)))-W89,0)","v":0},{"$f":"IF(X81<1,IF(X81=0,X72*SUMPRODUCT(('EaR TNA024'!$A$200:$A$20063)*('EaR TNA024'!$A$200:$A$20063>X81)),X74*(SUMPRODUCT(('EaR TNA024'!$A$200:$A$20063)*('EaR TNA024'!$A$200:$A$20063>X81))-X81*MATCH(X81,$A$200:$A$20063,-1)))-X89,0)","v":0},{"$f":"IF(Y81<1,IF(Y81=0,Y72*SUMPRODUCT(('EaR TNA024'!$A$200:$A$20063)*('EaR TNA024'!$A$200:$A$20063>Y81)),Y74*(SUMPRODUCT(('EaR TNA024'!$A$200:$A$20063)*('EaR TNA024'!$A$200:$A$20063>Y81))-Y81*MATCH(Y81,$A$200:$A$20063,-1)))-Y89,0)","v":0},{"$f":"IF(Z81<1,IF(Z81=0,Z72*SUMPRODUCT(('EaR TNA024'!$A$200:$A$20063)*('EaR TNA024'!$A$200:$A$20063>Z81)),Z74*(SUMPRODUCT(('EaR TNA024'!$A$200:$A$20063)*('EaR TNA024'!$A$200:$A$20063>Z81))-Z81*MATCH(Z81,$A$200:$A$20063,-1)))-Z89,0)","v":0},{"$f":"IF(AA81<1,IF(AA81=0,AA72*SUMPRODUCT(('EaR TNA024'!$A$200:$A$20063)*('EaR TNA024'!$A$200:$A$20063>AA81)),AA74*(SUMPRODUCT(('EaR TNA024'!$A$200:$A$20063)*('EaR TNA024'!$A$200:$A$20063>AA81))-AA81*MATCH(AA81,$A$200:$A$20063,-1)))-AA89,0)","v":0},{"$f":"IF(AB81<1,IF(AB81=0,AB72*SUMPRODUCT(('EaR TNA024'!$A$200:$A$20063)*('EaR TNA024'!$A$200:$A$20063>AB81)),AB74*(SUMPRODUCT(('EaR TNA024'!$A$200:$A$20063)*('EaR TNA024'!$A$200:$A$20063>AB81))-AB81*MATCH(AB81,$A$200:$A$20063,-1)))-AB89,0)","v":0},{"$f":"IF(AC81<1,IF(AC81=0,AC72*SUMPRODUCT(('EaR TNA024'!$A$200:$A$20063)*('EaR TNA024'!$A$200:$A$20063>AC81)),AC74*(SUMPRODUCT(('EaR TNA024'!$A$200:$A$20063)*('EaR TNA024'!$A$200:$A$20063>AC81))-AC81*MATCH(AC81,$A$200:$A$20063,-1)))-AC89,0)","v":0},{"$f":"IF(AD81<1,IF(AD81=0,AD72*SUMPRODUCT(('EaR TNA024'!$A$200:$A$20063)*('EaR TNA024'!$A$200:$A$20063>AD81)),AD74*(SUMPRODUCT(('EaR TNA024'!$A$200:$A$20063)*('EaR TNA024'!$A$200:$A$20063>AD81))-AD81*MATCH(AD81,$A$200:$A$20063,-1)))-AD89,0)","v":0},{"$f":"IF(AE81<1,IF(AE81=0,AE72*SUMPRODUCT(('EaR TNA024'!$A$200:$A$20063)*('EaR TNA024'!$A$200:$A$20063>AE81)),AE74*(SUMPRODUCT(('EaR TNA024'!$A$200:$A$20063)*('EaR TNA024'!$A$200:$A$20063>AE81))-AE81*MATCH(AE81,$A$200:$A$20063,-1)))-AE89,0)","v":0},{"$f":"IF(AF81<1,IF(AF81=0,AF72*SUMPRODUCT(('EaR TNA024'!$A$200:$A$20063)*('EaR TNA024'!$A$200:$A$20063>AF81)),AF74*(SUMPRODUCT(('EaR TNA024'!$A$200:$A$20063)*('EaR TNA024'!$A$200:$A$20063>AF81))-AF81*MATCH(AF81,$A$200:$A$20063,-1)))-AF89,0)","v":0},null,true,true,true,true,true,true]
["10% LAR","N",null,null,"EatR, MWhrs",{"$f":"IF(F87<1,F74*$C$84*((SUMPRODUCT(('EaR TNA024'!$A$200:$A$20063)*('EaR TNA024'!$A$200:$A$20063>F87)))-F87*MATCH(F87,$A$200:$A$20063,-1)),0)","v":0},{"$f":"IF(G87<1,G74*$C$84*((SUMPRODUCT(('EaR TNA024'!$A$200:$A$20063)*('EaR TNA024'!$A$200:$A$20063>G87)))-G87*MATCH(G87,$A$200:$A$20063,-1)),0)","v":0},{"$f":"IF(H87<1,H74*$C$84*((SUMPRODUCT(('EaR TNA024'!$A$200:$A$20063)*('EaR TNA024'!$A$200:$A$20063>H87)))-H87*MATCH(H87,$A$200:$A$20063,-1)),0)","v":2.0594466336565072},{"$f":"IF(I87<1,I74*$C$84*((SUMPRODUCT(('EaR TNA024'!$A$200:$A$20063)*('EaR TNA024'!$A$200:$A$20063>I87)))-I87*MATCH(I87,$A$200:$A$20063,-1)),0)","v":6.1666941075324528},{"$f":"IF(J87<1,J74*$C$84*((SUMPRODUCT(('EaR TNA024'!$A$200:$A$20063)*('EaR TNA024'!$A$200:$A$20063>J87)))-J87*MATCH(J87,$A$200:$A$20063,-1)),0)","v":10.64535926717161},{"$f":"IF(K87<1,K74*$C$84*((SUMPRODUCT(('EaR TNA024'!$A$200:$A$20063)*('EaR TNA024'!$A$200:$A$20063>K87)))-K87*MATCH(K87,$A$200:$A$20063,-1)),0)","v":15.309578229246727},{"$f":"IF(L87<1,L74*$C$84*((SUMPRODUCT(('EaR TNA024'!$A$200:$A$20063)*('EaR TNA024'!$A$200:$A$20063>L87)))-L87*MATCH(L87,$A$200:$A$20063,-1)),0)","v":17.540861975090806},{"$f":"IF(M87<1,M74*$C$84*((SUMPRODUCT(('EaR TNA024'!$A$200:$A$20063)*('EaR TNA024'!$A$200:$A$20063>M87)))-M87*MATCH(M87,$A$200:$A$20063,-1)),0)","v":22.043620674331926},{"$f":"IF(N87<1,N74*$C$84*((SUMPRODUCT(('EaR TNA024'!$A$200:$A$20063)*('EaR TNA024'!$A$200:$A$20063>N87)))-N87*MATCH(N87,$A$200:$A$20063,-1)),0)","v":32.951607378091488},{"$f":"IF(O87<1,O74*$C$84*((SUMPRODUCT(('EaR TNA024'!$A$200:$A$20063)*('EaR TNA024'!$A$200:$A$20063>O87)))-O87*MATCH(O87,$A$200:$A$20063,-1)),0)","v":52.577314189429508},{"$f":"IF(P87<1,P74*$C$84*((SUMPRODUCT(('EaR TNA024'!$A$200:$A$20063)*('EaR TNA024'!$A$200:$A$20063>P87)))-P87*MATCH(P87,$A$200:$A$20063,-1)),0)","v":60.891169346415452},{"$f":"IF(Q87<1,Q74*$C$84*((SUMPRODUCT(('EaR TNA024'!$A$200:$A$20063)*('EaR TNA024'!$A$200:$A$20063>Q87)))-Q87*MATCH(Q87,$A$200:$A$20063,-1)),0)","v":54.292829667669267},{"$f":"IF(R87<1,R74*$C$84*((SUMPRODUCT(('EaR TNA024'!$A$200:$A$20063)*('EaR TNA024'!$A$200:$A$20063>R87)))-R87*MATCH(R87,$A$200:$A$20063,-1)),0)","v":54.292829667669267},{"$f":"IF(S87<1,S74*$C$84*((SUMPRODUCT(('EaR TNA024'!$A$200:$A$20063)*('EaR TNA024'!$A$200:$A$20063>S87)))-S87*MATCH(S87,$A$200:$A$20063,-1)),0)","v":54.292829667669267},{"$f":"IF(T87<1,T74*$C$84*((SUMPRODUCT(('EaR TNA024'!$A$200:$A$20063)*('EaR TNA024'!$A$200:$A$20063>T87)))-T87*MATCH(T87,$A$200:$A$20063,-1)),0)","v":54.292829667669267},{"$f":"IF(U87<1,U74*$C$84*((SUMPRODUCT(('EaR TNA024'!$A$200:$A$20063)*('EaR TNA024'!$A$200:$A$20063>U87)))-U87*MATCH(U87,$A$200:$A$20063,-1)),0)","v":54.292829667669267},{"$f":"IF(V87<1,V74*$C$84*((SUMPRODUCT(('EaR TNA024'!$A$200:$A$20063)*('EaR TNA024'!$A$200:$A$20063>V87)))-V87*MATCH(V87,$A$200:$A$20063,-1)),0)","v":54.292829667669267},{"$f":"IF(W87<1,W74*$C$84*((SUMPRODUCT(('EaR TNA024'!$A$200:$A$20063)*('EaR TNA024'!$A$200:$A$20063>W87)))-W87*MATCH(W87,$A$200:$A$20063,-1)),0)","v":54.292829667669267},{"$f":"IF(X87<1,X74*$C$84*((SUMPRODUCT(('EaR TNA024'!$A$200:$A$20063)*('EaR TNA024'!$A$200:$A$20063>X87)))-X87*MATCH(X87,$A$200:$A$20063,-1)),0)","v":54.292829667669267},{"$f":"IF(Y87<1,Y74*$C$84*((SUMPRODUCT(('EaR TNA024'!$A$200:$A$20063)*('EaR TNA024'!$A$200:$A$20063>Y87)))-Y87*MATCH(Y87,$A$200:$A$20063,-1)),0)","v":54.292829667669267},{"$f":"IF(Z87<1,Z74*$C$84*((SUMPRODUCT(('EaR TNA024'!$A$200:$A$20063)*('EaR TNA024'!$A$200:$A$20063>Z87)))-Z87*MATCH(Z87,$A$200:$A$20063,-1)),0)","v":54.292829667669267},{"$f":"IF(AA87<1,AA74*$C$84*((SUMPRODUCT(('EaR TNA024'!$A$200:$A$20063)*('EaR TNA024'!$A$200:$A$20063>AA87)))-AA87*MATCH(AA87,$A$200:$A$20063,-1)),0)","v":54.292829667669267},{"$f":"IF(AB87<1,AB74*$C$84*((SUMPRODUCT(('EaR TNA024'!$A$200:$A$20063)*('EaR TNA024'!$A$200:$A$20063>AB87)))-AB87*MATCH(AB87,$A$200:$A$20063,-1)),0)","v":54.292829667669267},{"$f":"IF(AC87<1,AC74*$C$84*((SUMPRODUCT(('EaR TNA024'!$A$200:$A$20063)*('EaR TNA024'!$A$200:$A$20063>AC87)))-AC87*MATCH(AC87,$A$200:$A$20063,-1)),0)","v":54.292829667669267},{"$f":"IF(AD87<1,AD74*$C$84*((SUMPRODUCT(('EaR TNA024'!$A$200:$A$20063)*('EaR TNA024'!$A$200:$A$20063>AD87)))-AD87*MATCH(AD87,$A$200:$A$20063,-1)),0)","v":54.292829667669267},{"$f":"IF(AE87<1,AE74*$C$84*((SUMPRODUCT(('EaR TNA024'!$A$200:$A$20063)*('EaR TNA024'!$A$200:$A$20063>AE87)))-AE87*MATCH(AE87,$A$200:$A$20063,-1)),0)","v":54.292829667669267},{"$f":"IF(AF87<1,AF74*$C$84*((SUMPRODUCT(('EaR TNA024'!$A$200:$A$20063)*('EaR TNA024'!$A$200:$A$20063>AF87)))-AF87*MATCH(AF87,$A$200:$A$20063,-1)),0)","v":54.292829667669267},null,true,true,true,true,true,true]
["10% LAR","N-1",null,null,"EatR, MWhrs",{"$f":"IF(F88<1,IF(F88=0,F74*$C$84*SUMPRODUCT(('EaR TNA024'!$A$200:$A$20063)*('EaR TNA024'!$A$200:$A$20063>F88)),F76*$C$84*(SUMPRODUCT(('EaR TNA024'!$A$200:$A$20063)*('EaR TNA024'!$A$200:$A$20063>F88))-F88*MATCH(F88,$A$200:$A$20063,-1)))-F91,0)","v":0},{"$f":"IF(G88<1,IF(G88=0,G74*$C$84*SUMPRODUCT(('EaR TNA024'!$A$200:$A$20063)*('EaR TNA024'!$A$200:$A$20063>G88)),G76*$C$84*(SUMPRODUCT(('EaR TNA024'!$A$200:$A$20063)*('EaR TNA024'!$A$200:$A$20063>G88))-G88*MATCH(G88,$A$200:$A$20063,-1)))-G91,0)","v":0},{"$f":"IF(H88<1,IF(H88=0,H74*$C$84*SUMPRODUCT(('EaR TNA024'!$A$200:$A$20063)*('EaR TNA024'!$A$200:$A$20063>H88)),H76*$C$84*(SUMPRODUCT(('EaR TNA024'!$A$200:$A$20063)*('EaR TNA024'!$A$200:$A$20063>H88))-H88*MATCH(H88,$A$200:$A$20063,-1)))-H91,0)","v":3.9639037030296365E-2},{"$f":"IF(I88<1,IF(I88=0,I74*$C$84*SUMPRODUCT(('EaR TNA024'!$A$200:$A$20063)*('EaR TNA024'!$A$200:$A$20063>I88)),I76*$C$84*(SUMPRODUCT(('EaR TNA024'!$A$200:$A$20063)*('EaR TNA024'!$A$200:$A$20063>I88))-I88*MATCH(I88,$A$200:$A$20063,-1)))-I91,0)","v":0.1186929595980768},{"$f":"IF(J88<1,IF(J88=0,J74*$C$84*SUMPRODUCT(('EaR TNA024'!$A$200:$A$20063)*('EaR TNA024'!$A$200:$A$20063>J88)),J76*$C$84*(SUMPRODUCT(('EaR TNA024'!$A$200:$A$20063)*('EaR TNA024'!$A$200:$A$20063>J88))-J88*MATCH(J88,$A$200:$A$20063,-1)))-J91,0)","v":0.20489571484696434},{"$f":"IF(K88<1,IF(K88=0,K74*$C$84*SUMPRODUCT(('EaR TNA024'!$A$200:$A$20063)*('EaR TNA024'!$A$200:$A$20063>K88)),K76*$C$84*(SUMPRODUCT(('EaR TNA024'!$A$200:$A$20063)*('EaR TNA024'!$A$200:$A$20063>K88))-K88*MATCH(K88,$A$200:$A$20063,-1)))-K91,0)","v":0.29466990230762136},{"$f":"IF(L88<1,IF(L88=0,L74*$C$84*SUMPRODUCT(('EaR TNA024'!$A$200:$A$20063)*('EaR TNA024'!$A$200:$A$20063>L88)),L76*$C$84*(SUMPRODUCT(('EaR TNA024'!$A$200:$A$20063)*('EaR TNA024'!$A$200:$A$20063>L88))-L88*MATCH(L88,$A$200:$A$20063,-1)))-L91,0)","v":0.33761636063346145},{"$f":"IF(M88<1,IF(M88=0,M74*$C$84*SUMPRODUCT(('EaR TNA024'!$A$200:$A$20063)*('EaR TNA024'!$A$200:$A$20063>M88)),M76*$C$84*(SUMPRODUCT(('EaR TNA024'!$A$200:$A$20063)*('EaR TNA024'!$A$200:$A$20063>M88))-M88*MATCH(M88,$A$200:$A$20063,-1)))-M91,0)","v":0.42428285438998969},{"$f":"IF(N88<1,IF(N88=0,N74*$C$84*SUMPRODUCT(('EaR TNA024'!$A$200:$A$20063)*('EaR TNA024'!$A$200:$A$20063>N88)),N76*$C$84*(SUMPRODUCT(('EaR TNA024'!$A$200:$A$20063)*('EaR TNA024'!$A$200:$A$20063>N88))-N88*MATCH(N88,$A$200:$A$20063,-1)))-N91,0)","v":0.63423347015739751},{"$f":"IF(O88<1,IF(O88=0,O74*$C$84*SUMPRODUCT(('EaR TNA024'!$A$200:$A$20063)*('EaR TNA024'!$A$200:$A$20063>O88)),O76*$C$84*(SUMPRODUCT(('EaR TNA024'!$A$200:$A$20063)*('EaR TNA024'!$A$200:$A$20063>O88))-O88*MATCH(O88,$A$200:$A$20063,-1)))-O91,0)","v":1.0119777177270279},{"$f":"IF(P88<1,IF(P88=0,P74*$C$84*SUMPRODUCT(('EaR TNA024'!$A$200:$A$20063)*('EaR TNA024'!$A$200:$A$20063>P88)),P76*$C$84*(SUMPRODUCT(('EaR TNA024'!$A$200:$A$20063)*('EaR TNA024'!$A$200:$A$20063>P88))-P88*MATCH(P88,$A$200:$A$20063,-1)))-P91,0)","v":1.1719979906714997},{"$f":"IF(Q88<1,IF(Q88=0,Q74*$C$84*SUMPRODUCT(('EaR TNA024'!$A$200:$A$20063)*('EaR TNA024'!$A$200:$A$20063>Q88)),Q76*$C$84*(SUMPRODUCT(('EaR TNA024'!$A$200:$A$20063)*('EaR TNA024'!$A$200:$A$20063>Q88))-Q88*MATCH(Q88,$A$200:$A$20063,-1)))-Q91,0)","v":1.0449969669062185},{"$f":"IF(R88<1,IF(R88=0,R74*$C$84*SUMPRODUCT(('EaR TNA024'!$A$200:$A$20063)*('EaR TNA024'!$A$200:$A$20063>R88)),R76*$C$84*(SUMPRODUCT(('EaR TNA024'!$A$200:$A$20063)*('EaR TNA024'!$A$200:$A$20063>R88))-R88*MATCH(R88,$A$200:$A$20063,-1)))-R91,0)","v":1.0449969669062185},{"$f":"IF(S88<1,IF(S88=0,S74*$C$84*SUMPRODUCT(('EaR TNA024'!$A$200:$A$20063)*('EaR TNA024'!$A$200:$A$20063>S88)),S76*$C$84*(SUMPRODUCT(('EaR TNA024'!$A$200:$A$20063)*('EaR TNA024'!$A$200:$A$20063>S88))-S88*MATCH(S88,$A$200:$A$20063,-1)))-S91,0)","v":1.0449969669062185},{"$f":"IF(T88<1,IF(T88=0,T74*$C$84*SUMPRODUCT(('EaR TNA024'!$A$200:$A$20063)*('EaR TNA024'!$A$200:$A$20063>T88)),T76*$C$84*(SUMPRODUCT(('EaR TNA024'!$A$200:$A$20063)*('EaR TNA024'!$A$200:$A$20063>T88))-T88*MATCH(T88,$A$200:$A$20063,-1)))-T91,0)","v":1.0449969669062185},{"$f":"IF(U88<1,IF(U88=0,U74*$C$84*SUMPRODUCT(('EaR TNA024'!$A$200:$A$20063)*('EaR TNA024'!$A$200:$A$20063>U88)),U76*$C$84*(SUMPRODUCT(('EaR TNA024'!$A$200:$A$20063)*('EaR TNA024'!$A$200:$A$20063>U88))-U88*MATCH(U88,$A$200:$A$20063,-1)))-U91,0)","v":1.0449969669062185},{"$f":"IF(V88<1,IF(V88=0,V74*$C$84*SUMPRODUCT(('EaR TNA024'!$A$200:$A$20063)*('EaR TNA024'!$A$200:$A$20063>V88)),V76*$C$84*(SUMPRODUCT(('EaR TNA024'!$A$200:$A$20063)*('EaR TNA024'!$A$200:$A$20063>V88))-V88*MATCH(V88,$A$200:$A$20063,-1)))-V91,0)","v":1.0449969669062185},{"$f":"IF(W88<1,IF(W88=0,W74*$C$84*SUMPRODUCT(('EaR TNA024'!$A$200:$A$20063)*('EaR TNA024'!$A$200:$A$20063>W88)),W76*$C$84*(SUMPRODUCT(('EaR TNA024'!$A$200:$A$20063)*('EaR TNA024'!$A$200:$A$20063>W88))-W88*MATCH(W88,$A$200:$A$20063,-1)))-W91,0)","v":1.0449969669062185},{"$f":"IF(X88<1,IF(X88=0,X74*$C$84*SUMPRODUCT(('EaR TNA024'!$A$200:$A$20063)*('EaR TNA024'!$A$200:$A$20063>X88)),X76*$C$84*(SUMPRODUCT(('EaR TNA024'!$A$200:$A$20063)*('EaR TNA024'!$A$200:$A$20063>X88))-X88*MATCH(X88,$A$200:$A$20063,-1)))-X91,0)","v":1.0449969669062185},{"$f":"IF(Y88<1,IF(Y88=0,Y74*$C$84*SUMPRODUCT(('EaR TNA024'!$A$200:$A$20063)*('EaR TNA024'!$A$200:$A$20063>Y88)),Y76*$C$84*(SUMPRODUCT(('EaR TNA024'!$A$200:$A$20063)*('EaR TNA024'!$A$200:$A$20063>Y88))-Y88*MATCH(Y88,$A$200:$A$20063,-1)))-Y91,0)","v":1.0449969669062185},{"$f":"IF(Z88<1,IF(Z88=0,Z74*$C$84*SUMPRODUCT(('EaR TNA024'!$A$200:$A$20063)*('EaR TNA024'!$A$200:$A$20063>Z88)),Z76*$C$84*(SUMPRODUCT(('EaR TNA024'!$A$200:$A$20063)*('EaR TNA024'!$A$200:$A$20063>Z88))-Z88*MATCH(Z88,$A$200:$A$20063,-1)))-Z91,0)","v":1.0449969669062185},{"$f":"IF(AA88<1,IF(AA88=0,AA74*$C$84*SUMPRODUCT(('EaR TNA024'!$A$200:$A$20063)*('EaR TNA024'!$A$200:$A$20063>AA88)),AA76*$C$84*(SUMPRODUCT(('EaR TNA024'!$A$200:$A$20063)*('EaR TNA024'!$A$200:$A$20063>AA88))-AA88*MATCH(AA88,$A$200:$A$20063,-1)))-AA91,0)","v":1.0449969669062185},{"$f":"IF(AB88<1,IF(AB88=0,AB74*$C$84*SUMPRODUCT(('EaR TNA024'!$A$200:$A$20063)*('EaR TNA024'!$A$200:$A$20063>AB88)),AB76*$C$84*(SUMPRODUCT(('EaR TNA024'!$A$200:$A$20063)*('EaR TNA024'!$A$200:$A$20063>AB88))-AB88*MATCH(AB88,$A$200:$A$20063,-1)))-AB91,0)","v":1.0449969669062185},{"$f":"IF(AC88<1,IF(AC88=0,AC74*$C$84*SUMPRODUCT(('EaR TNA024'!$A$200:$A$20063)*('EaR TNA024'!$A$200:$A$20063>AC88)),AC76*$C$84*(SUMPRODUCT(('EaR TNA024'!$A$200:$A$20063)*('EaR TNA024'!$A$200:$A$20063>AC88))-AC88*MATCH(AC88,$A$200:$A$20063,-1)))-AC91,0)","v":1.0449969669062185},{"$f":"IF(AD88<1,IF(AD88=0,AD74*$C$84*SUMPRODUCT(('EaR TNA024'!$A$200:$A$20063)*('EaR TNA024'!$A$200:$A$20063>AD88)),AD76*$C$84*(SUMPRODUCT(('EaR TNA024'!$A$200:$A$20063)*('EaR TNA024'!$A$200:$A$20063>AD88))-AD88*MATCH(AD88,$A$200:$A$20063,-1)))-AD91,0)","v":1.0449969669062185},{"$f":"IF(AE88<1,IF(AE88=0,AE74*$C$84*SUMPRODUCT(('EaR TNA024'!$A$200:$A$20063)*('EaR TNA024'!$A$200:$A$20063>AE88)),AE76*$C$84*(SUMPRODUCT(('EaR TNA024'!$A$200:$A$20063)*('EaR TNA024'!$A$200:$A$20063>AE88))-AE88*MATCH(AE88,$A$200:$A$20063,-1)))-AE91,0)","v":1.0449969669062185},{"$f":"IF(AF88<1,IF(AF88=0,AF74*$C$84*SUMPRODUCT(('EaR TNA024'!$A$200:$A$20063)*('EaR TNA024'!$A$200:$A$20063>AF88)),AF76*$C$84*(SUMPRODUCT(('EaR TNA024'!$A$200:$A$20063)*('EaR TNA024'!$A$200:$A$20063>AF88))-AF88*MATCH(AF88,$A$200:$A$20063,-1)))-AF91,0)","v":1.0449969669062185},null,true,true,true,true,true,true]
["No of Tx",null,null,null,null,{"$f":"'EaR TNA024'!F23","v":1},{"$f":"F93","v":1},1,1,1,1,1,1,1,1,1,1,1,1,1,1,1,1,1,1,1,1,1,1,1,1,1,null,true,true,true,true,true,true]
["50% PoE","N",1,null,"EEatR, MWhrs",{"$f":"F89*$C94","v":0},0,0,0,0.4276548129243849,1.0757500115295422,1.4476356796852135,2.3471829471801726,5.4382039499999797,11.135656256213329,13.586475637325199,11.623844555099419,11.623844555099419,11.623844555099419,11.623844555099419,11.623844555099419,11.623844555099419,11.623844555099419,11.623844555099419,11.623844555099419,11.623844555099419,11.623844555099419,11.623844555099419,11.623844555099419,11.623844555099419,11.623844555099419,11.623844555099419,null,true,true,true,true,true,true]
["50% PoE","N-1",null,null,"EEatR, MWhrs",{"$f":"F90*$C72*F93","v":0},0,0,0,0,0,0,0,0,0,0,0,0,0,0,0,0,0,0,0,0,0,0,0,0,0,0,null,true,true,true,true,true,true]
["10% LAR","N",1,null,"EEatR, MWhrs",{"$f":"F91*$C96","v":0},0,2.0594466336565072,6.1666941075324528,10.64535926717161,15.309578229246727,17.540861975090806,22.043620674331926,32.951607378091488,52.577314189429508,60.891169346415452,54.292829667669267,54.292829667669267,54.292829667669267,54.292829667669267,54.292829667669267,54.292829667669267,54.292829667669267,54.292829667669267,54.292829667669267,54.292829667669267,54.292829667669267,54.292829667669267,54.292829667669267,54.292829667669267,54.292829667669267,54.292829667669267,null,true,true,true,true,true,true]
["10% LAR","N-1",{"$f":"C72","v":3.744292237442922E-2},null,"EEatR, MWhrs",{"$f":"F92*$C97*F93","v":0},0,1.4842013865225122E-3,4.4442112726220534E-3,7.6718943458680706E-3,1.1033302278184907E-2,1.2641343183535998E-2,1.5886389981725639E-2,2.3747554590368307E-2,3.7891403129505154E-2,4.3883029787699986E-2,3.9127740313383522E-2,3.9127740313383522E-2,3.9127740313383522E-2,3.9127740313383522E-2,3.9127740313383522E-2,3.9127740313383522E-2,3.9127740313383522E-2,3.9127740313383522E-2,3.9127740313383522E-2,3.9127740313383522E-2,3.9127740313383522E-2,3.9127740313383522E-2,3.9127740313383522E-2,3.9127740313383522E-2,3.9127740313383522E-2,3.9127740313383522E-2,null,true,true,true,true,true,true]
[]
[]
[]
[]
[]
[]
["MLN021","50% PoE",{"$f":"EXP((1/11)*LN(Q104/F104))-1","v":3.0796231044086353E-2},null,"MW",{"$f":"IF($B$73=\"OFF\",'EaR TNA024'!F35,'EaR TNA024'!F39)","v":13.925000190734865},{"$f":"IF($B$73=\"OFF\",'EaR TNA024'!G35,'EaR TNA024'!G39)","v":14.640000343322754},{"$f":"IF($B$73=\"OFF\",'EaR TNA024'!H35,'EaR TNA024'!H39)","v":15.415000438690186},{"$f":"IF($B$73=\"OFF\",'EaR TNA024'!I35,'EaR TNA024'!I39)","v":16.019999980926514},{"$f":"IF($B$73=\"OFF\",'EaR TNA024'!J35,'EaR TNA024'!J39)","v":16.479999542236332},{"$f":"IF($B$73=\"OFF\",'EaR TNA024'!K35,'EaR TNA024'!K39)","v":16.925000190734863},{"$f":"IF($B$73=\"OFF\",'EaR TNA024'!L35,'EaR TNA024'!L39)","v":17.280000686645508},{"$f":"IF($B$73=\"OFF\",'EaR TNA024'!M35,'EaR TNA024'!M39)","v":17.685000419616699},{"$f":"IF($B$73=\"OFF\",'EaR TNA024'!N35,'EaR TNA024'!N39)","v":18.255000114440918},{"$f":"IF($B$73=\"OFF\",'EaR TNA024'!O35,'EaR TNA024'!O39)","v":18.869999885559082},{"$f":"IF($B$73=\"OFF\",'EaR TNA024'!P35,'EaR TNA024'!P39)","v":19.274999618530273},{"$f":"IF($B$73=\"OFF\",'EaR TNA024'!Q35,'EaR TNA024'!Q39)","v":19.439999580383301},{"$f":"IF($B$73=\"OFF\",'EaR TNA024'!R35,'EaR TNA024'!R39)","v":19.439999580383301},{"$f":"IF($B$73=\"OFF\",'EaR TNA024'!S35,'EaR TNA024'!S39)","v":19.439999580383301},{"$f":"IF($B$73=\"OFF\",'EaR TNA024'!T35,'EaR TNA024'!T39)","v":19.439999580383301},{"$f":"IF($B$73=\"OFF\",'EaR TNA024'!U35,'EaR TNA024'!U39)","v":19.439999580383301},{"$f":"IF($B$73=\"OFF\",'EaR TNA024'!V35,'EaR TNA024'!V39)","v":19.439999580383301},{"$f":"IF($B$73=\"OFF\",'EaR TNA024'!W35,'EaR TNA024'!W39)","v":19.439999580383301},{"$f":"IF($B$73=\"OFF\",'EaR TNA024'!X35,'EaR TNA024'!X39)","v":19.439999580383301},{"$f":"IF($B$73=\"OFF\",'EaR TNA024'!Y35,'EaR TNA024'!Y39)","v":19.439999580383301},{"$f":"IF($B$73=\"OFF\",'EaR TNA024'!Z35,'EaR TNA024'!Z39)","v":19.439999580383301},{"$f":"IF($B$73=\"OFF\",'EaR TNA024'!AA35,'EaR TNA024'!AA39)","v":19.439999580383301},{"$f":"IF($B$73=\"OFF\",'EaR TNA024'!AB35,'EaR TNA024'!AB39)","v":19.439999580383301},{"$f":"IF($B$73=\"OFF\",'EaR TNA024'!AC35,'EaR TNA024'!AC39)","v":19.439999580383301},{"$f":"IF($B$73=\"OFF\",'EaR TNA024'!AD35,'EaR TNA024'!AD39)","v":19.439999580383301},{"$f":"IF($B$73=\"OFF\",'EaR TNA024'!AE35,'EaR TNA024'!AE39)","v":19.439999580383301},{"$f":"IF($B$73=\"OFF\",'EaR TNA024'!AF35,'EaR TNA024'!AF39)","v":19.439999580383301},null,true,true,true,true,true,true]
["Winter","load pf",{"$f":"F104/F106","v":0.98774023675001132},null,"MVAr",{"$f":"F112*F104","v":2.2007632255554199},2.3137647351086414,2.4362488777531364,2.5318654469304547,2.6045656339635475,2.6748953322866753,2.73100104329226,2.7950088354986691,2.8850938875463954,2.982290933252894,3.046298725459303,3.0723759853006207,3.0723759853006207,3.0723759853006207,3.0723759853006207,3.0723759853006207,3.0723759853006207,3.0723759853006207,3.0723759853006207,3.0723759853006207,3.0723759853006207,3.0723759853006207,3.0723759853006207,3.0723759853006207,3.0723759853006207,3.0723759853006207,3.0723759853006207,null,true,true,true,true,true,true]
[null,null,null,null,"MVA",{"$f":"(F104^2+F105^2)^0.5","v":14.097836326434036},14.821711011280806,15.606330354031726,16.218839108587453,16.684548152519252,17.135072118175174,17.494478855597059,17.904505417138964,18.481579908606179,19.10421301419041,19.514239575732311,19.681287505657622,19.681287505657622,19.681287505657622,19.681287505657622,19.681287505657622,19.681287505657622,19.681287505657622,19.681287505657622,19.681287505657622,19.681287505657622,19.681287505657622,19.681287505657622,19.681287505657622,19.681287505657622,19.681287505657622,19.681287505657622,null,true,true,true,true,true,true]
[null,null,null,null,"MVA",{"$f":"(F104^2+(F105-F113)^2)^0.5","v":14.097836326434036},14.821711011280806,15.606330354031726,16.218839108587453,16.684548152519252,17.135072118175174,17.494478855597059,17.904505417138964,18.481579908606179,19.10421301419041,19.514239575732311,19.681287505657622,19.681287505657622,19.681287505657622,19.681287505657622,19.681287505657622,19.681287505657622,19.681287505657622,19.681287505657622,19.681287505657622,19.681287505657622,19.681287505657622,19.681287505657622,19.681287505657622,19.681287505657622,19.681287505657622,19.681287505657622,null,true,true,true,true,true,true]
["50% PoE","N","CR",null,"MVA",{"$f":"$F$27","v":16.389999389648441},16.389999389648441,16.389999389648441,16.389999389648441,16.389999389648441,16.389999389648441,16.389999389648441,16.389999389648441,16.389999389648441,16.389999389648441,16.389999389648441,16.389999389648441,16.389999389648441,16.389999389648441,16.389999389648441,16.389999389648441,16.389999389648441,16.389999389648441,16.389999389648441,16.389999389648441,16.389999389648441,16.389999389648441,16.389999389648441,16.389999389648441,16.389999389648441,16.389999389648441,16.389999389648441,null,true,true,true,true,true,true]
["50% PoE","N-1","CR",null,"MVA",{"$f":"$G$27","v":16.389999389648441},16.389999389648441,16.389999389648441,16.389999389648441,16.389999389648441,16.389999389648441,16.389999389648441,16.389999389648441,16.389999389648441,16.389999389648441,16.389999389648441,16.389999389648441,16.389999389648441,16.389999389648441,16.389999389648441,16.389999389648441,16.389999389648441,16.389999389648441,16.389999389648441,16.389999389648441,16.389999389648441,16.389999389648441,16.389999389648441,16.389999389648441,16.389999389648441,16.389999389648441,16.389999389648441,null,true,true,true,true,true,true]
["50% LAR","N",null,null,"Ratio Rating/Load",{"$f":"IF(F107=0,100,TRUNC(F108/F107,5))","v":1.1625799999999999},1.10581,1.0502100000000001,1.0105500000000001,0.98233999999999999,0.95650999999999997,0.93686000000000003,0.91540999999999995,0.88682000000000005,0.85792000000000002,0.83989000000000003,0.83277000000000001,0.83277000000000001,0.83277000000000001,0.83277000000000001,0.83277000000000001,0.83277000000000001,0.83277000000000001,0.83277000000000001,0.83277000000000001,0.83277000000000001,0.83277000000000001,0.83277000000000001,0.83277000000000001,0.83277000000000001,0.83277000000000001,0.83277000000000001,null,true,true,true,true,true,true]
["50% LAR","N-1",null,null,"Ratio Rating/Load",{"$f":"IF(F107=0,100,TRUNC(F109/F107,5))","v":1.1625799999999999},1.10581,1.0502100000000001,1.0105500000000001,0.98233999999999999,0.95650999999999997,0.93686000000000003,0.91540999999999995,0.88682000000000005,0.85792000000000002,0.83989000000000003,0.83277000000000001,0.83277000000000001,0.83277000000000001,0.83277000000000001,0.83277000000000001,0.83277000000000001,0.83277000000000001,0.83277000000000001,0.83277000000000001,0.83277000000000001,0.83277000000000001,0.83277000000000001,0.83277000000000001,0.83277000000000001,0.83277000000000001,0.83277000000000001,null,true,true,true,true,true,true]
["Load tan Phi",null,{"$f":"$H$27","v":0.15804403557708524},null,"MVA",{"$f":"C112","v":0.15804403557708524},{"$f":"$I$27","v":0.15804403557708524},{"$f":"G112","v":0.15804403557708524},0.15804403557708524,0.15804403557708524,0.15804403557708524,0.15804403557708524,0.15804403557708524,0.15804403557708524,0.15804403557708524,0.15804403557708524,0.15804403557708524,0.15804403557708524,0.15804403557708524,0.15804403557708524,0.15804403557708524,0.15804403557708524,0.15804403557708524,{"$f":"W112","v":0.15804403557708524},0.15804403557708524,0.15804403557708524,0.15804403557708524,0.15804403557708524,0.15804403557708524,0.15804403557708524,0.15804403557708524,0.15804403557708524,null,true,true,true,true,true,true]
["Cap",null,0,null,"MVAr",{"$f":"C113","v":0},{"$f":"$L$27","v":0},0,0,0,0,0,0,0,0,0,0,0,0,0,0,0,0,0,0,0,0,0,0,0,0,0,null,true,true,true,true,true,true]
["10% PoE","10%/50%",{"$f":"$J$27","v":1.0444145776028966},null,"MVA",{"$f":"((F104*$C114)^2+(F104*$C114*F112-F113)^2)^0.5","v":14.723985771987376},15.480011045199044,16.299478924637306,16.939191996804706,17.425585311208586,17.896119108499093,18.27148874435121,18.699726462429961,19.3024314736811,19.952718565651438,20.380956283730189,20.555423576902573,20.555423576902573,20.555423576902573,20.555423576902573,20.555423576902573,20.555423576902573,20.555423576902573,20.555423576902573,20.555423576902573,20.555423576902573,20.555423576902573,20.555423576902573,20.555423576902573,20.555423576902573,20.555423576902573,20.555423576902573,null,true,true,true,true,true,true]
["10% PoE","N","CR",null,"MVA",{"$f":"F108","v":16.389999389648441},16.389999389648441,16.389999389648441,16.389999389648441,16.389999389648441,16.389999389648441,16.389999389648441,16.389999389648441,16.389999389648441,16.389999389648441,16.389999389648441,16.389999389648441,16.389999389648441,16.389999389648441,16.389999389648441,16.389999389648441,16.389999389648441,16.389999389648441,16.389999389648441,16.389999389648441,16.389999389648441,16.389999389648441,16.389999389648441,16.389999389648441,16.389999389648441,16.389999389648441,16.389999389648441,null,true,true,true,true,true,true]
["10% PoE","N-1","CR",null,"MVA",16.389999389648441,16.389999389648441,16.389999389648441,16.389999389648441,16.389999389648441,16.389999389648441,16.389999389648441,16.389999389648441,16.389999389648441,16.389999389648441,16.389999389648441,16.389999389648441,16.389999389648441,16.389999389648441,16.389999389648441,16.389999389648441,16.389999389648441,16.389999389648441,16.389999389648441,16.389999389648441,16.389999389648441,16.389999389648441,16.389999389648441,16.389999389648441,16.389999389648441,16.389999389648441,16.389999389648441,null,true,true,true,true,true,true]
["10% LAR","N",null,null,"Ratio Rating/Load",{"$f":"IF(F114=0,100,TRUNC(F115/F114,5))","v":1.11314},1.0587800000000001,1.0055499999999999,0.96757000000000004,0.94057000000000002,0.91583999999999999,0.89702000000000004,0.87648000000000004,0.84911000000000003,0.82143999999999995,0.80418000000000001,0.79735,0.79735,0.79735,0.79735,0.79735,0.79735,0.79735,0.79735,0.79735,0.79735,0.79735,0.79735,0.79735,0.79735,0.79735,0.79735,null,true,true,true,true,true,true]
["10% LAR","N-1",null,null,"Ratio Rating/Load",{"$f":"IF(F114=0,100,TRUNC(F116/F114,5))","v":1.11314},1.0587800000000001,1.0055499999999999,0.96757000000000004,0.94057000000000002,0.91583999999999999,0.89702000000000004,0.87648000000000004,0.84911000000000003,0.82143999999999995,0.80418000000000001,0.79735,0.79735,0.79735,0.79735,0.79735,0.79735,0.79735,0.79735,0.79735,0.79735,0.79735,0.79735,0.79735,0.79735,0.79735,0.79735,null,true,true,true,true,true,true]
["50% PoE","N",null,null,"EatR, MWhrs",{"$f":"IF(F110<1,F104*((SUMPRODUCT(('EaR TNA024'!$C$200:$C$20063)*('EaR TNA024'!$C$200:$C$20063>F110)))-F110*MATCH(F110,$C$200:$C$20063,-1)),0)","v":0},{"$f":"IF(G110<1,G104*((SUMPRODUCT(('EaR TNA024'!$C$200:$C$20063)*('EaR TNA024'!$C$200:$C$20063>G110)))-G110*MATCH(G110,$C$200:$C$20063,-1)),0)","v":0},{"$f":"IF(H110<1,H104*((SUMPRODUCT(('EaR TNA024'!$C$200:$C$20063)*('EaR TNA024'!$C$200:$C$20063>H110)))-H110*MATCH(H110,$C$200:$C$20063,-1)),0)","v":0},{"$f":"IF(I110<1,I104*((SUMPRODUCT(('EaR TNA024'!$C$200:$C$20063)*('EaR TNA024'!$C$200:$C$20063>I110)))-I110*MATCH(I110,$C$200:$C$20063,-1)),0)","v":0},{"$f":"IF(J110<1,J104*((SUMPRODUCT(('EaR TNA024'!$C$200:$C$20063)*('EaR TNA024'!$C$200:$C$20063>J110)))-J110*MATCH(J110,$C$200:$C$20063,-1)),0)","v":0.814159769385155},{"$f":"IF(K110<1,K104*((SUMPRODUCT(('EaR TNA024'!$C$200:$C$20063)*('EaR TNA024'!$C$200:$C$20063>K110)))-K110*MATCH(K110,$C$200:$C$20063,-1)),0)","v":5.1256347577628842},{"$f":"IF(L110<1,L104*((SUMPRODUCT(('EaR TNA024'!$C$200:$C$20063)*('EaR TNA024'!$C$200:$C$20063>L110)))-L110*MATCH(L110,$C$200:$C$20063,-1)),0)","v":13.169947339326578},{"$f":"IF(M110<1,M104*((SUMPRODUCT(('EaR TNA024'!$C$200:$C$20063)*('EaR TNA024'!$C$200:$C$20063>M110)))-M110*MATCH(M110,$C$200:$C$20063,-1)),0)","v":28.696772845396104},{"$f":"IF(N110<1,N104*((SUMPRODUCT(('EaR TNA024'!$C$200:$C$20063)*('EaR TNA024'!$C$200:$C$20063>N110)))-N110*MATCH(N110,$C$200:$C$20063,-1)),0)","v":63.36216161371857},{"$f":"IF(O110<1,O104*((SUMPRODUCT(('EaR TNA024'!$C$200:$C$20063)*('EaR TNA024'!$C$200:$C$20063>O110)))-O110*MATCH(O110,$C$200:$C$20063,-1)),0)","v":112.40576259229269},{"$f":"IF(P110<1,P104*((SUMPRODUCT(('EaR TNA024'!$C$200:$C$20063)*('EaR TNA024'!$C$200:$C$20063>P110)))-P110*MATCH(P110,$C$200:$C$20063,-1)),0)","v":167.06274774867475},{"$f":"IF(Q110<1,Q104*((SUMPRODUCT(('EaR TNA024'!$C$200:$C$20063)*('EaR TNA024'!$C$200:$C$20063>Q110)))-Q110*MATCH(Q110,$C$200:$C$20063,-1)),0)","v":198.21449502549524},{"$f":"IF(R110<1,R104*((SUMPRODUCT(('EaR TNA024'!$C$200:$C$20063)*('EaR TNA024'!$C$200:$C$20063>R110)))-R110*MATCH(R110,$C$200:$C$20063,-1)),0)","v":198.21449502549524},{"$f":"IF(S110<1,S104*((SUMPRODUCT(('EaR TNA024'!$C$200:$C$20063)*('EaR TNA024'!$C$200:$C$20063>S110)))-S110*MATCH(S110,$C$200:$C$20063,-1)),0)","v":198.21449502549524},{"$f":"IF(T110<1,T104*((SUMPRODUCT(('EaR TNA024'!$C$200:$C$20063)*('EaR TNA024'!$C$200:$C$20063>T110)))-T110*MATCH(T110,$C$200:$C$20063,-1)),0)","v":198.21449502549524},{"$f":"IF(U110<1,U104*((SUMPRODUCT(('EaR TNA024'!$C$200:$C$20063)*('EaR TNA024'!$C$200:$C$20063>U110)))-U110*MATCH(U110,$C$200:$C$20063,-1)),0)","v":198.21449502549524},{"$f":"IF(V110<1,V104*((SUMPRODUCT(('EaR TNA024'!$C$200:$C$20063)*('EaR TNA024'!$C$200:$C$20063>V110)))-V110*MATCH(V110,$C$200:$C$20063,-1)),0)","v":198.21449502549524},{"$f":"IF(W110<1,W104*((SUMPRODUCT(('EaR TNA024'!$C$200:$C$20063)*('EaR TNA024'!$C$200:$C$20063>W110)))-W110*MATCH(W110,$C$200:$C$20063,-1)),0)","v":198.21449502549524},{"$f":"IF(X110<1,X104*((SUMPRODUCT(('EaR TNA024'!$C$200:$C$20063)*('EaR TNA024'!$C$200:$C$20063>X110)))-X110*MATCH(X110,$C$200:$C$20063,-1)),0)","v":198.21449502549524},{"$f":"IF(Y110<1,Y104*((SUMPRODUCT(('EaR TNA024'!$C$200:$C$20063)*('EaR TNA024'!$C$200:$C$20063>Y110)))-Y110*MATCH(Y110,$C$200:$C$20063,-1)),0)","v":198.21449502549524},{"$f":"IF(Z110<1,Z104*((SUMPRODUCT(('EaR TNA024'!$C$200:$C$20063)*('EaR TNA024'!$C$200:$C$20063>Z110)))-Z110*MATCH(Z110,$C$200:$C$20063,-1)),0)","v":198.21449502549524},{"$f":"IF(AA110<1,AA104*((SUMPRODUCT(('EaR TNA024'!$C$200:$C$20063)*('EaR TNA024'!$C$200:$C$20063>AA110)))-AA110*MATCH(AA110,$C$200:$C$20063,-1)),0)","v":198.21449502549524},{"$f":"IF(AB110<1,AB104*((SUMPRODUCT(('EaR TNA024'!$C$200:$C$20063)*('EaR TNA024'!$C$200:$C$20063>AB110)))-AB110*MATCH(AB110,$C$200:$C$20063,-1)),0)","v":198.21449502549524},{"$f":"IF(AC110<1,AC104*((SUMPRODUCT(('EaR TNA024'!$C$200:$C$20063)*('EaR TNA024'!$C$200:$C$20063>AC110)))-AC110*MATCH(AC110,$C$200:$C$20063,-1)),0)","v":198.21449502549524},{"$f":"IF(AD110<1,AD104*((SUMPRODUCT(('EaR TNA024'!$C$200:$C$20063)*('EaR TNA024'!$C$200:$C$20063>AD110)))-AD110*MATCH(AD110,$C$200:$C$20063,-1)),0)","v":198.21449502549524},{"$f":"IF(AE110<1,AE104*((SUMPRODUCT(('EaR TNA024'!$C$200:$C$20063)*('EaR TNA024'!$C$200:$C$20063>AE110)))-AE110*MATCH(AE110,$C$200:$C$20063,-1)),0)","v":198.21449502549524},{"$f":"IF(AF110<1,AF104*((SUMPRODUCT(('EaR TNA024'!$C$200:$C$20063)*('EaR TNA024'!$C$200:$C$20063>AF110)))-AF110*MATCH(AF110,$C$200:$C$20063,-1)),0)","v":198.21449502549524},null,true,true,true,true,true,true]
["50% PoE","N-1",null,null,"EatR, MWhrs",{"$f":"IF(F111<1,IF(F111=0,F97*SUMPRODUCT(('EaR TNA024'!$C$200:$C$20063)*('EaR TNA024'!$C$200:$C$20063>F111)),F104*(SUMPRODUCT(('EaR TNA024'!$C$200:$C$20063)*('EaR TNA024'!$C$200:$C$20063>F111))-F111*MATCH(F111,$C$200:$C$20063,-1)))-F119,0)","v":0},{"$f":"IF(G111<1,IF(G111=0,G97*SUMPRODUCT(('EaR TNA024'!$C$200:$C$20063)*('EaR TNA024'!$C$200:$C$20063>G111)),G104*(SUMPRODUCT(('EaR TNA024'!$C$200:$C$20063)*('EaR TNA024'!$C$200:$C$20063>G111))-G111*MATCH(G111,$C$200:$C$20063,-1)))-G119,0)","v":0},{"$f":"IF(H111<1,IF(H111=0,H97*SUMPRODUCT(('EaR TNA024'!$C$200:$C$20063)*('EaR TNA024'!$C$200:$C$20063>H111)),H104*(SUMPRODUCT(('EaR TNA024'!$C$200:$C$20063)*('EaR TNA024'!$C$200:$C$20063>H111))-H111*MATCH(H111,$C$200:$C$20063,-1)))-H119,0)","v":0},{"$f":"IF(I111<1,IF(I111=0,I97*SUMPRODUCT(('EaR TNA024'!$C$200:$C$20063)*('EaR TNA024'!$C$200:$C$20063>I111)),I104*(SUMPRODUCT(('EaR TNA024'!$C$200:$C$20063)*('EaR TNA024'!$C$200:$C$20063>I111))-I111*MATCH(I111,$C$200:$C$20063,-1)))-I119,0)","v":0},{"$f":"IF(J111<1,IF(J111=0,J97*SUMPRODUCT(('EaR TNA024'!$C$200:$C$20063)*('EaR TNA024'!$C$200:$C$20063>J111)),J104*(SUMPRODUCT(('EaR TNA024'!$C$200:$C$20063)*('EaR TNA024'!$C$200:$C$20063>J111))-J111*MATCH(J111,$C$200:$C$20063,-1)))-J119,0)","v":0},{"$f":"IF(K111<1,IF(K111=0,K97*SUMPRODUCT(('EaR TNA024'!$C$200:$C$20063)*('EaR TNA024'!$C$200:$C$20063>K111)),K104*(SUMPRODUCT(('EaR TNA024'!$C$200:$C$20063)*('EaR TNA024'!$C$200:$C$20063>K111))-K111*MATCH(K111,$C$200:$C$20063,-1)))-K119,0)","v":0},{"$f":"IF(L111<1,IF(L111=0,L97*SUMPRODUCT(('EaR TNA024'!$C$200:$C$20063)*('EaR TNA024'!$C$200:$C$20063>L111)),L104*(SUMPRODUCT(('EaR TNA024'!$C$200:$C$20063)*('EaR TNA024'!$C$200:$C$20063>L111))-L111*MATCH(L111,$C$200:$C$20063,-1)))-L119,0)","v":0},{"$f":"IF(M111<1,IF(M111=0,M97*SUMPRODUCT(('EaR TNA024'!$C$200:$C$20063)*('EaR TNA024'!$C$200:$C$20063>M111)),M104*(SUMPRODUCT(('EaR TNA024'!$C$200:$C$20063)*('EaR TNA024'!$C$200:$C$20063>M111))-M111*MATCH(M111,$C$200:$C$20063,-1)))-M119,0)","v":0},{"$f":"IF(N111<1,IF(N111=0,N97*SUMPRODUCT(('EaR TNA024'!$C$200:$C$20063)*('EaR TNA024'!$C$200:$C$20063>N111)),N104*(SUMPRODUCT(('EaR TNA024'!$C$200:$C$20063)*('EaR TNA024'!$C$200:$C$20063>N111))-N111*MATCH(N111,$C$200:$C$20063,-1)))-N119,0)","v":0},{"$f":"IF(O111<1,IF(O111=0,O97*SUMPRODUCT(('EaR TNA024'!$C$200:$C$20063)*('EaR TNA024'!$C$200:$C$20063>O111)),O104*(SUMPRODUCT(('EaR TNA024'!$C$200:$C$20063)*('EaR TNA024'!$C$200:$C$20063>O111))-O111*MATCH(O111,$C$200:$C$20063,-1)))-O119,0)","v":0},{"$f":"IF(P111<1,IF(P111=0,P97*SUMPRODUCT(('EaR TNA024'!$C$200:$C$20063)*('EaR TNA024'!$C$200:$C$20063>P111)),P104*(SUMPRODUCT(('EaR TNA024'!$C$200:$C$20063)*('EaR TNA024'!$C$200:$C$20063>P111))-P111*MATCH(P111,$C$200:$C$20063,-1)))-P119,0)","v":0},{"$f":"IF(Q111<1,IF(Q111=0,Q97*SUMPRODUCT(('EaR TNA024'!$C$200:$C$20063)*('EaR TNA024'!$C$200:$C$20063>Q111)),Q104*(SUMPRODUCT(('EaR TNA024'!$C$200:$C$20063)*('EaR TNA024'!$C$200:$C$20063>Q111))-Q111*MATCH(Q111,$C$200:$C$20063,-1)))-Q119,0)","v":0},{"$f":"IF(R111<1,IF(R111=0,R97*SUMPRODUCT(('EaR TNA024'!$C$200:$C$20063)*('EaR TNA024'!$C$200:$C$20063>R111)),R104*(SUMPRODUCT(('EaR TNA024'!$C$200:$C$20063)*('EaR TNA024'!$C$200:$C$20063>R111))-R111*MATCH(R111,$C$200:$C$20063,-1)))-R119,0)","v":0},{"$f":"IF(S111<1,IF(S111=0,S97*SUMPRODUCT(('EaR TNA024'!$C$200:$C$20063)*('EaR TNA024'!$C$200:$C$20063>S111)),S104*(SUMPRODUCT(('EaR TNA024'!$C$200:$C$20063)*('EaR TNA024'!$C$200:$C$20063>S111))-S111*MATCH(S111,$C$200:$C$20063,-1)))-S119,0)","v":0},{"$f":"IF(T111<1,IF(T111=0,T97*SUMPRODUCT(('EaR TNA024'!$C$200:$C$20063)*('EaR TNA024'!$C$200:$C$20063>T111)),T104*(SUMPRODUCT(('EaR TNA024'!$C$200:$C$20063)*('EaR TNA024'!$C$200:$C$20063>T111))-T111*MATCH(T111,$C$200:$C$20063,-1)))-T119,0)","v":0},{"$f":"IF(U111<1,IF(U111=0,U97*SUMPRODUCT(('EaR TNA024'!$C$200:$C$20063)*('EaR TNA024'!$C$200:$C$20063>U111)),U104*(SUMPRODUCT(('EaR TNA024'!$C$200:$C$20063)*('EaR TNA024'!$C$200:$C$20063>U111))-U111*MATCH(U111,$C$200:$C$20063,-1)))-U119,0)","v":0},{"$f":"IF(V111<1,IF(V111=0,V97*SUMPRODUCT(('EaR TNA024'!$C$200:$C$20063)*('EaR TNA024'!$C$200:$C$20063>V111)),V104*(SUMPRODUCT(('EaR TNA024'!$C$200:$C$20063)*('EaR TNA024'!$C$200:$C$20063>V111))-V111*MATCH(V111,$C$200:$C$20063,-1)))-V119,0)","v":0},{"$f":"IF(W111<1,IF(W111=0,W97*SUMPRODUCT(('EaR TNA024'!$C$200:$C$20063)*('EaR TNA024'!$C$200:$C$20063>W111)),W104*(SUMPRODUCT(('EaR TNA024'!$C$200:$C$20063)*('EaR TNA024'!$C$200:$C$20063>W111))-W111*MATCH(W111,$C$200:$C$20063,-1)))-W119,0)","v":0},{"$f":"IF(X111<1,IF(X111=0,X97*SUMPRODUCT(('EaR TNA024'!$C$200:$C$20063)*('EaR TNA024'!$C$200:$C$20063>X111)),X104*(SUMPRODUCT(('EaR TNA024'!$C$200:$C$20063)*('EaR TNA024'!$C$200:$C$20063>X111))-X111*MATCH(X111,$C$200:$C$20063,-1)))-X119,0)","v":0},{"$f":"IF(Y111<1,IF(Y111=0,Y97*SUMPRODUCT(('EaR TNA024'!$C$200:$C$20063)*('EaR TNA024'!$C$200:$C$20063>Y111)),Y104*(SUMPRODUCT(('EaR TNA024'!$C$200:$C$20063)*('EaR TNA024'!$C$200:$C$20063>Y111))-Y111*MATCH(Y111,$C$200:$C$20063,-1)))-Y119,0)","v":0},{"$f":"IF(Z111<1,IF(Z111=0,Z97*SUMPRODUCT(('EaR TNA024'!$C$200:$C$20063)*('EaR TNA024'!$C$200:$C$20063>Z111)),Z104*(SUMPRODUCT(('EaR TNA024'!$C$200:$C$20063)*('EaR TNA024'!$C$200:$C$20063>Z111))-Z111*MATCH(Z111,$C$200:$C$20063,-1)))-Z119,0)","v":0},{"$f":"IF(AA111<1,IF(AA111=0,AA97*SUMPRODUCT(('EaR TNA024'!$C$200:$C$20063)*('EaR TNA024'!$C$200:$C$20063>AA111)),AA104*(SUMPRODUCT(('EaR TNA024'!$C$200:$C$20063)*('EaR TNA024'!$C$200:$C$20063>AA111))-AA111*MATCH(AA111,$C$200:$C$20063,-1)))-AA119,0)","v":0},{"$f":"IF(AB111<1,IF(AB111=0,AB97*SUMPRODUCT(('EaR TNA024'!$C$200:$C$20063)*('EaR TNA024'!$C$200:$C$20063>AB111)),AB104*(SUMPRODUCT(('EaR TNA024'!$C$200:$C$20063)*('EaR TNA024'!$C$200:$C$20063>AB111))-AB111*MATCH(AB111,$C$200:$C$20063,-1)))-AB119,0)","v":0},{"$f":"IF(AC111<1,IF(AC111=0,AC97*SUMPRODUCT(('EaR TNA024'!$C$200:$C$20063)*('EaR TNA024'!$C$200:$C$20063>AC111)),AC104*(SUMPRODUCT(('EaR TNA024'!$C$200:$C$20063)*('EaR TNA024'!$C$200:$C$20063>AC111))-AC111*MATCH(AC111,$C$200:$C$20063,-1)))-AC119,0)","v":0},{"$f":"IF(AD111<1,IF(AD111=0,AD97*SUMPRODUCT(('EaR TNA024'!$C$200:$C$20063)*('EaR TNA024'!$C$200:$C$20063>AD111)),AD104*(SUMPRODUCT(('EaR TNA024'!$C$200:$C$20063)*('EaR TNA024'!$C$200:$C$20063>AD111))-AD111*MATCH(AD111,$C$200:$C$20063,-1)))-AD119,0)","v":0},{"$f":"IF(AE111<1,IF(AE111=0,AE97*SUMPRODUCT(('EaR TNA024'!$C$200:$C$20063)*('EaR TNA024'!$C$200:$C$20063>AE111)),AE104*(SUMPRODUCT(('EaR TNA024'!$C$200:$C$20063)*('EaR TNA024'!$C$200:$C$20063>AE111))-AE111*MATCH(AE111,$C$200:$C$20063,-1)))-AE119,0)","v":0},{"$f":"IF(AF111<1,IF(AF111=0,AF97*SUMPRODUCT(('EaR TNA024'!$C$200:$C$20063)*('EaR TNA024'!$C$200:$C$20063>AF111)),AF104*(SUMPRODUCT(('EaR TNA024'!$C$200:$C$20063)*('EaR TNA024'!$C$200:$C$20063>AF111))-AF111*MATCH(AF111,$C$200:$C$20063,-1)))-AF119,0)","v":0},null,true,true,true,true,true,true]
["10% LAR","N",null,null,"EatR, MWhrs",{"$f":"IF(F117<1,F104*$C$114*((SUMPRODUCT(('EaR TNA024'!$C$200:$C$20063)*('EaR TNA024'!$C$200:$C$20063>F117)))-F117*MATCH(F117,$C$200:$C$20063,-1)),0)","v":0},{"$f":"IF(G117<1,G104*$C$114*((SUMPRODUCT(('EaR TNA024'!$C$200:$C$20063)*('EaR TNA024'!$C$200:$C$20063>G117)))-G117*MATCH(G117,$C$200:$C$20063,-1)),0)","v":0},{"$f":"IF(H117<1,H104*$C$114*((SUMPRODUCT(('EaR TNA024'!$C$200:$C$20063)*('EaR TNA024'!$C$200:$C$20063>H117)))-H117*MATCH(H117,$C$200:$C$20063,-1)),0)","v":0},{"$f":"IF(I117<1,I104*$C$114*((SUMPRODUCT(('EaR TNA024'!$C$200:$C$20063)*('EaR TNA024'!$C$200:$C$20063>I117)))-I117*MATCH(I117,$C$200:$C$20063,-1)),0)","v":2.6927811112598032},{"$f":"IF(J117<1,J104*$C$114*((SUMPRODUCT(('EaR TNA024'!$C$200:$C$20063)*('EaR TNA024'!$C$200:$C$20063>J117)))-J117*MATCH(J117,$C$200:$C$20063,-1)),0)","v":11.221559148217143},{"$f":"IF(K117<1,K104*$C$114*((SUMPRODUCT(('EaR TNA024'!$C$200:$C$20063)*('EaR TNA024'!$C$200:$C$20063>K117)))-K117*MATCH(K117,$C$200:$C$20063,-1)),0)","v":28.301871520257848},{"$f":"IF(L117<1,L104*$C$114*((SUMPRODUCT(('EaR TNA024'!$C$200:$C$20063)*('EaR TNA024'!$C$200:$C$20063>L117)))-L117*MATCH(L117,$C$200:$C$20063,-1)),0)","v":49.122726482677812},{"$f":"IF(M117<1,M104*$C$114*((SUMPRODUCT(('EaR TNA024'!$C$200:$C$20063)*('EaR TNA024'!$C$200:$C$20063>M117)))-M117*MATCH(M117,$C$200:$C$20063,-1)),0)","v":78.87528509712682},{"$f":"IF(N117<1,N104*$C$114*((SUMPRODUCT(('EaR TNA024'!$C$200:$C$20063)*('EaR TNA024'!$C$200:$C$20063>N117)))-N117*MATCH(N117,$C$200:$C$20063,-1)),0)","v":135.64810139205827},{"$f":"IF(O117<1,O104*$C$114*((SUMPRODUCT(('EaR TNA024'!$C$200:$C$20063)*('EaR TNA024'!$C$200:$C$20063>O117)))-O117*MATCH(O117,$C$200:$C$20063,-1)),0)","v":263.48186177065566},{"$f":"IF(P117<1,P104*$C$114*((SUMPRODUCT(('EaR TNA024'!$C$200:$C$20063)*('EaR TNA024'!$C$200:$C$20063>P117)))-P117*MATCH(P117,$C$200:$C$20063,-1)),0)","v":407.14161395915795},{"$f":"IF(Q117<1,Q104*$C$114*((SUMPRODUCT(('EaR TNA024'!$C$200:$C$20063)*('EaR TNA024'!$C$200:$C$20063>Q117)))-Q117*MATCH(Q117,$C$200:$C$20063,-1)),0)","v":481.6377916448314},{"$f":"IF(R117<1,R104*$C$114*((SUMPRODUCT(('EaR TNA024'!$C$200:$C$20063)*('EaR TNA024'!$C$200:$C$20063>R117)))-R117*MATCH(R117,$C$200:$C$20063,-1)),0)","v":481.6377916448314},{"$f":"IF(S117<1,S104*$C$114*((SUMPRODUCT(('EaR TNA024'!$C$200:$C$20063)*('EaR TNA024'!$C$200:$C$20063>S117)))-S117*MATCH(S117,$C$200:$C$20063,-1)),0)","v":481.6377916448314},{"$f":"IF(T117<1,T104*$C$114*((SUMPRODUCT(('EaR TNA024'!$C$200:$C$20063)*('EaR TNA024'!$C$200:$C$20063>T117)))-T117*MATCH(T117,$C$200:$C$20063,-1)),0)","v":481.6377916448314},{"$f":"IF(U117<1,U104*$C$114*((SUMPRODUCT(('EaR TNA024'!$C$200:$C$20063)*('EaR TNA024'!$C$200:$C$20063>U117)))-U117*MATCH(U117,$C$200:$C$20063,-1)),0)","v":481.6377916448314},{"$f":"IF(V117<1,V104*$C$114*((SUMPRODUCT(('EaR TNA024'!$C$200:$C$20063)*('EaR TNA024'!$C$200:$C$20063>V117)))-V117*MATCH(V117,$C$200:$C$20063,-1)),0)","v":481.6377916448314},{"$f":"IF(W117<1,W104*$C$114*((SUMPRODUCT(('EaR TNA024'!$C$200:$C$20063)*('EaR TNA024'!$C$200:$C$20063>W117)))-W117*MATCH(W117,$C$200:$C$20063,-1)),0)","v":481.6377916448314},{"$f":"IF(X117<1,X104*$C$114*((SUMPRODUCT(('EaR TNA024'!$C$200:$C$20063)*('EaR TNA024'!$C$200:$C$20063>X117)))-X117*MATCH(X117,$C$200:$C$20063,-1)),0)","v":481.6377916448314},{"$f":"IF(Y117<1,Y104*$C$114*((SUMPRODUCT(('EaR TNA024'!$C$200:$C$20063)*('EaR TNA024'!$C$200:$C$20063>Y117)))-Y117*MATCH(Y117,$C$200:$C$20063,-1)),0)","v":481.6377916448314},{"$f":"IF(Z117<1,Z104*$C$114*((SUMPRODUCT(('EaR TNA024'!$C$200:$C$20063)*('EaR TNA024'!$C$200:$C$20063>Z117)))-Z117*MATCH(Z117,$C$200:$C$20063,-1)),0)","v":481.6377916448314},{"$f":"IF(AA117<1,AA104*$C$114*((SUMPRODUCT(('EaR TNA024'!$C$200:$C$20063)*('EaR TNA024'!$C$200:$C$20063>AA117)))-AA117*MATCH(AA117,$C$200:$C$20063,-1)),0)","v":481.6377916448314},{"$f":"IF(AB117<1,AB104*$C$114*((SUMPRODUCT(('EaR TNA024'!$C$200:$C$20063)*('EaR TNA024'!$C$200:$C$20063>AB117)))-AB117*MATCH(AB117,$C$200:$C$20063,-1)),0)","v":481.6377916448314},{"$f":"IF(AC117<1,AC104*$C$114*((SUMPRODUCT(('EaR TNA024'!$C$200:$C$20063)*('EaR TNA024'!$C$200:$C$20063>AC117)))-AC117*MATCH(AC117,$C$200:$C$20063,-1)),0)","v":481.6377916448314},{"$f":"IF(AD117<1,AD104*$C$114*((SUMPRODUCT(('EaR TNA024'!$C$200:$C$20063)*('EaR TNA024'!$C$200:$C$20063>AD117)))-AD117*MATCH(AD117,$C$200:$C$20063,-1)),0)","v":481.6377916448314},{"$f":"IF(AE117<1,AE104*$C$114*((SUMPRODUCT(('EaR TNA024'!$C$200:$C$20063)*('EaR TNA024'!$C$200:$C$20063>AE117)))-AE117*MATCH(AE117,$C$200:$C$20063,-1)),0)","v":481.6377916448314},{"$f":"IF(AF117<1,AF104*$C$114*((SUMPRODUCT(('EaR TNA024'!$C$200:$C$20063)*('EaR TNA024'!$C$200:$C$20063>AF117)))-AF117*MATCH(AF117,$C$200:$C$20063,-1)),0)","v":481.6377916448314},null,true,true,true,true,true,true]
["10% LAR","N-1",null,null,"EatR, MWhrs",{"$f":"IF(F118<1,IF(F118=0,F104*$C$114*SUMPRODUCT(('EaR TNA024'!$C$200:$C$20063)*('EaR TNA024'!$C$200:$C$20063>F118)),F106*$C$114*(SUMPRODUCT(('EaR TNA024'!$C$200:$C$20063)*('EaR TNA024'!$C$200:$C$20063>F118))-F118*MATCH(F118,$C$200:$C$20063,-1)))-F121,0)","v":0},{"$f":"IF(G118<1,IF(G118=0,G104*$C$114*SUMPRODUCT(('EaR TNA024'!$C$200:$C$20063)*('EaR TNA024'!$C$200:$C$20063>G118)),G106*$C$114*(SUMPRODUCT(('EaR TNA024'!$C$200:$C$20063)*('EaR TNA024'!$C$200:$C$20063>G118))-G118*MATCH(G118,$C$200:$C$20063,-1)))-G121,0)","v":0},{"$f":"IF(H118<1,IF(H118=0,H104*$C$114*SUMPRODUCT(('EaR TNA024'!$C$200:$C$20063)*('EaR TNA024'!$C$200:$C$20063>H118)),H106*$C$114*(SUMPRODUCT(('EaR TNA024'!$C$200:$C$20063)*('EaR TNA024'!$C$200:$C$20063>H118))-H118*MATCH(H118,$C$200:$C$20063,-1)))-H121,0)","v":0},{"$f":"IF(I118<1,IF(I118=0,I104*$C$114*SUMPRODUCT(('EaR TNA024'!$C$200:$C$20063)*('EaR TNA024'!$C$200:$C$20063>I118)),I106*$C$114*(SUMPRODUCT(('EaR TNA024'!$C$200:$C$20063)*('EaR TNA024'!$C$200:$C$20063>I118))-I118*MATCH(I118,$C$200:$C$20063,-1)))-I121,0)","v":3.342261222111409E-2},{"$f":"IF(J118<1,IF(J118=0,J104*$C$114*SUMPRODUCT(('EaR TNA024'!$C$200:$C$20063)*('EaR TNA024'!$C$200:$C$20063>J118)),J106*$C$114*(SUMPRODUCT(('EaR TNA024'!$C$200:$C$20063)*('EaR TNA024'!$C$200:$C$20063>J118))-J118*MATCH(J118,$C$200:$C$20063,-1)))-J121,0)","v":0.13928121315129083},{"$f":"IF(K118<1,IF(K118=0,K104*$C$114*SUMPRODUCT(('EaR TNA024'!$C$200:$C$20063)*('EaR TNA024'!$C$200:$C$20063>K118)),K106*$C$114*(SUMPRODUCT(('EaR TNA024'!$C$200:$C$20063)*('EaR TNA024'!$C$200:$C$20063>K118))-K118*MATCH(K118,$C$200:$C$20063,-1)))-K121,0)","v":0.35128086460425934},{"$f":"IF(L118<1,IF(L118=0,L104*$C$114*SUMPRODUCT(('EaR TNA024'!$C$200:$C$20063)*('EaR TNA024'!$C$200:$C$20063>L118)),L106*$C$114*(SUMPRODUCT(('EaR TNA024'!$C$200:$C$20063)*('EaR TNA024'!$C$200:$C$20063>L118))-L118*MATCH(L118,$C$200:$C$20063,-1)))-L121,0)","v":0.60970787102195345},{"$f":"IF(M118<1,IF(M118=0,M104*$C$114*SUMPRODUCT(('EaR TNA024'!$C$200:$C$20063)*('EaR TNA024'!$C$200:$C$20063>M118)),M106*$C$114*(SUMPRODUCT(('EaR TNA024'!$C$200:$C$20063)*('EaR TNA024'!$C$200:$C$20063>M118))-M118*MATCH(M118,$C$200:$C$20063,-1)))-M121,0)","v":0.97899456313318467},{"$f":"IF(N118<1,IF(N118=0,N104*$C$114*SUMPRODUCT(('EaR TNA024'!$C$200:$C$20063)*('EaR TNA024'!$C$200:$C$20063>N118)),N106*$C$114*(SUMPRODUCT(('EaR TNA024'!$C$200:$C$20063)*('EaR TNA024'!$C$200:$C$20063>N118))-N118*MATCH(N118,$C$200:$C$20063,-1)))-N121,0)","v":1.6836548178385158},{"$f":"IF(O118<1,IF(O118=0,O104*$C$114*SUMPRODUCT(('EaR TNA024'!$C$200:$C$20063)*('EaR TNA024'!$C$200:$C$20063>O118)),O106*$C$114*(SUMPRODUCT(('EaR TNA024'!$C$200:$C$20063)*('EaR TNA024'!$C$200:$C$20063>O118))-O118*MATCH(O118,$C$200:$C$20063,-1)))-O121,0)","v":3.2703185774864778},{"$f":"IF(P118<1,IF(P118=0,P104*$C$114*SUMPRODUCT(('EaR TNA024'!$C$200:$C$20063)*('EaR TNA024'!$C$200:$C$20063>P118)),P106*$C$114*(SUMPRODUCT(('EaR TNA024'!$C$200:$C$20063)*('EaR TNA024'!$C$200:$C$20063>P118))-P118*MATCH(P118,$C$200:$C$20063,-1)))-P121,0)","v":5.053413448844708},{"$f":"IF(Q118<1,IF(Q118=0,Q104*$C$114*SUMPRODUCT(('EaR TNA024'!$C$200:$C$20063)*('EaR TNA024'!$C$200:$C$20063>Q118)),Q106*$C$114*(SUMPRODUCT(('EaR TNA024'!$C$200:$C$20063)*('EaR TNA024'!$C$200:$C$20063>Q118))-Q118*MATCH(Q118,$C$200:$C$20063,-1)))-Q121,0)","v":5.9780548347828812},{"$f":"IF(R118<1,IF(R118=0,R104*$C$114*SUMPRODUCT(('EaR TNA024'!$C$200:$C$20063)*('EaR TNA024'!$C$200:$C$20063>R118)),R106*$C$114*(SUMPRODUCT(('EaR TNA024'!$C$200:$C$20063)*('EaR TNA024'!$C$200:$C$20063>R118))-R118*MATCH(R118,$C$200:$C$20063,-1)))-R121,0)","v":5.9780548347828812},{"$f":"IF(S118<1,IF(S118=0,S104*$C$114*SUMPRODUCT(('EaR TNA024'!$C$200:$C$20063)*('EaR TNA024'!$C$200:$C$20063>S118)),S106*$C$114*(SUMPRODUCT(('EaR TNA024'!$C$200:$C$20063)*('EaR TNA024'!$C$200:$C$20063>S118))-S118*MATCH(S118,$C$200:$C$20063,-1)))-S121,0)","v":5.9780548347828812},{"$f":"IF(T118<1,IF(T118=0,T104*$C$114*SUMPRODUCT(('EaR TNA024'!$C$200:$C$20063)*('EaR TNA024'!$C$200:$C$20063>T118)),T106*$C$114*(SUMPRODUCT(('EaR TNA024'!$C$200:$C$20063)*('EaR TNA024'!$C$200:$C$20063>T118))-T118*MATCH(T118,$C$200:$C$20063,-1)))-T121,0)","v":5.9780548347828812},{"$f":"IF(U118<1,IF(U118=0,U104*$C$114*SUMPRODUCT(('EaR TNA024'!$C$200:$C$20063)*('EaR TNA024'!$C$200:$C$20063>U118)),U106*$C$114*(SUMPRODUCT(('EaR TNA024'!$C$200:$C$20063)*('EaR TNA024'!$C$200:$C$20063>U118))-U118*MATCH(U118,$C$200:$C$20063,-1)))-U121,0)","v":5.9780548347828812},{"$f":"IF(V118<1,IF(V118=0,V104*$C$114*SUMPRODUCT(('EaR TNA024'!$C$200:$C$20063)*('EaR TNA024'!$C$200:$C$20063>V118)),V106*$C$114*(SUMPRODUCT(('EaR TNA024'!$C$200:$C$20063)*('EaR TNA024'!$C$200:$C$20063>V118))-V118*MATCH(V118,$C$200:$C$20063,-1)))-V121,0)","v":5.9780548347828812},{"$f":"IF(W118<1,IF(W118=0,W104*$C$114*SUMPRODUCT(('EaR TNA024'!$C$200:$C$20063)*('EaR TNA024'!$C$200:$C$20063>W118)),W106*$C$114*(SUMPRODUCT(('EaR TNA024'!$C$200:$C$20063)*('EaR TNA024'!$C$200:$C$20063>W118))-W118*MATCH(W118,$C$200:$C$20063,-1)))-W121,0)","v":5.9780548347828812},{"$f":"IF(X118<1,IF(X118=0,X104*$C$114*SUMPRODUCT(('EaR TNA024'!$C$200:$C$20063)*('EaR TNA024'!$C$200:$C$20063>X118)),X106*$C$114*(SUMPRODUCT(('EaR TNA024'!$C$200:$C$20063)*('EaR TNA024'!$C$200:$C$20063>X118))-X118*MATCH(X118,$C$200:$C$20063,-1)))-X121,0)","v":5.9780548347828812},{"$f":"IF(Y118<1,IF(Y118=0,Y104*$C$114*SUMPRODUCT(('EaR TNA024'!$C$200:$C$20063)*('EaR TNA024'!$C$200:$C$20063>Y118)),Y106*$C$114*(SUMPRODUCT(('EaR TNA024'!$C$200:$C$20063)*('EaR TNA024'!$C$200:$C$20063>Y118))-Y118*MATCH(Y118,$C$200:$C$20063,-1)))-Y121,0)","v":5.9780548347828812},{"$f":"IF(Z118<1,IF(Z118=0,Z104*$C$114*SUMPRODUCT(('EaR TNA024'!$C$200:$C$20063)*('EaR TNA024'!$C$200:$C$20063>Z118)),Z106*$C$114*(SUMPRODUCT(('EaR TNA024'!$C$200:$C$20063)*('EaR TNA024'!$C$200:$C$20063>Z118))-Z118*MATCH(Z118,$C$200:$C$20063,-1)))-Z121,0)","v":5.9780548347828812},{"$f":"IF(AA118<1,IF(AA118=0,AA104*$C$114*SUMPRODUCT(('EaR TNA024'!$C$200:$C$20063)*('EaR TNA024'!$C$200:$C$20063>AA118)),AA106*$C$114*(SUMPRODUCT(('EaR TNA024'!$C$200:$C$20063)*('EaR TNA024'!$C$200:$C$20063>AA118))-AA118*MATCH(AA118,$C$200:$C$20063,-1)))-AA121,0)","v":5.9780548347828812},{"$f":"IF(AB118<1,IF(AB118=0,AB104*$C$114*SUMPRODUCT(('EaR TNA024'!$C$200:$C$20063)*('EaR TNA024'!$C$200:$C$20063>AB118)),AB106*$C$114*(SUMPRODUCT(('EaR TNA024'!$C$200:$C$20063)*('EaR TNA024'!$C$200:$C$20063>AB118))-AB118*MATCH(AB118,$C$200:$C$20063,-1)))-AB121,0)","v":5.9780548347828812},{"$f":"IF(AC118<1,IF(AC118=0,AC104*$C$114*SUMPRODUCT(('EaR TNA024'!$C$200:$C$20063)*('EaR TNA024'!$C$200:$C$20063>AC118)),AC106*$C$114*(SUMPRODUCT(('EaR TNA024'!$C$200:$C$20063)*('EaR TNA024'!$C$200:$C$20063>AC118))-AC118*MATCH(AC118,$C$200:$C$20063,-1)))-AC121,0)","v":5.9780548347828812},{"$f":"IF(AD118<1,IF(AD118=0,AD104*$C$114*SUMPRODUCT(('EaR TNA024'!$C$200:$C$20063)*('EaR TNA024'!$C$200:$C$20063>AD118)),AD106*$C$114*(SUMPRODUCT(('EaR TNA024'!$C$200:$C$20063)*('EaR TNA024'!$C$200:$C$20063>AD118))-AD118*MATCH(AD118,$C$200:$C$20063,-1)))-AD121,0)","v":5.9780548347828812},{"$f":"IF(AE118<1,IF(AE118=0,AE104*$C$114*SUMPRODUCT(('EaR TNA024'!$C$200:$C$20063)*('EaR TNA024'!$C$200:$C$20063>AE118)),AE106*$C$114*(SUMPRODUCT(('EaR TNA024'!$C$200:$C$20063)*('EaR TNA024'!$C$200:$C$20063>AE118))-AE118*MATCH(AE118,$C$200:$C$20063,-1)))-AE121,0)","v":5.9780548347828812},{"$f":"IF(AF118<1,IF(AF118=0,AF104*$C$114*SUMPRODUCT(('EaR TNA024'!$C$200:$C$20063)*('EaR TNA024'!$C$200:$C$20063>AF118)),AF106*$C$114*(SUMPRODUCT(('EaR TNA024'!$C$200:$C$20063)*('EaR TNA024'!$C$200:$C$20063>AF118))-AF118*MATCH(AF118,$C$200:$C$20063,-1)))-AF121,0)","v":5.9780548347828812},null,true,true,true,true,true,true]
["No of Tx",null,null,null,null,{"$f":"F93","v":1},1,1,1,1,1,1,1,1,1,1,1,1,1,1,1,1,1,1,1,1,1,1,1,1,1,1,null,true,true,true,true,true,true]
["50% PoE","N",1,null,"EEatR, MWhrs",{"$f":"F119*$C124","v":0},0,0,0,0.814159769385155,5.1256347577628842,13.169947339326578,28.696772845396104,63.36216161371857,112.40576259229269,167.06274774867475,198.21449502549524,198.21449502549524,198.21449502549524,198.21449502549524,198.21449502549524,198.21449502549524,198.21449502549524,198.21449502549524,198.21449502549524,198.21449502549524,198.21449502549524,198.21449502549524,198.21449502549524,198.21449502549524,198.21449502549524,198.21449502549524,null,true,true,true,true,true,true]
["50% PoE","N-1",{"$f":"C72","v":3.744292237442922E-2},null,"EEatR, MWhrs",{"$f":"F120*$C125*F123","v":0},0,0,0,0,0,0,0,0,0,0,0,0,0,0,0,0,0,0,0,0,0,0,0,0,0,0,null,true,true,true,true,true,true]
["10% LAR","N",1,null,"EEatR, MWhrs",{"$f":"F121*$C126","v":0},0,0,2.6927811112598032,11.221559148217143,28.301871520257848,49.122726482677812,78.87528509712682,135.64810139205827,263.48186177065566,407.14161395915795,481.6377916448314,481.6377916448314,481.6377916448314,481.6377916448314,481.6377916448314,481.6377916448314,481.6377916448314,481.6377916448314,481.6377916448314,481.6377916448314,481.6377916448314,481.6377916448314,481.6377916448314,481.6377916448314,481.6377916448314,481.6377916448314,null,true,true,true,true,true,true]
["10% LAR","N-1",{"$f":"C125","v":3.744292237442922E-2},null,"EEatR, MWhrs",{"$f":"F122*$C127*F123","v":0},0,0,1.2514402749458243E-3,5.2150956522401129E-3,1.3152982144999664E-2,2.2829244485753505E-2,3.6656417432384084E-2,6.304095664966132E-2,0.12245028463647999,0.18921456749098906,0.22383584312885671,0.22383584312885671,0.22383584312885671,0.22383584312885671,0.22383584312885671,0.22383584312885671,0.22383584312885671,0.22383584312885671,0.22383584312885671,0.22383584312885671,0.22383584312885671,0.22383584312885671,0.22383584312885671,0.22383584312885671,0.22383584312885671,0.22383584312885671,null,true,true,true,true,true,true]
[]
[]
[{"$f":"\"ENERGY AT RISK: \"&UPPER(A4)","v":"ENERGY AT RISK: "}]
[]
[null,null,null,null,null,2024,2025,2026,2027,2028,2029,2030,2031,2032,2033,2034,2035,2036,2037,2038,2039,2040,2041,2042,2043,2044,2045,2046,2047,2048,2049,2050]
["Summary"]
["50% PoE","N",null,null,"Total EatR, MWhrs",{"$f":"IF('EaR TNA024'!$F$29=\"15m\",(F159+F184)*0.25,F159+F184)","v":0},{"$f":"IF('EaR TNA024'!$F$29=\"15m\",(G159+G184)*0.25,G159+G184)","v":0},{"$f":"IF('EaR TNA024'!$F$29=\"15m\",(H159+H184)*0.25,H159+H184)","v":0},{"$f":"IF('EaR TNA024'!$F$29=\"15m\",(I159+I184)*0.25,I159+I184)","v":0},{"$f":"IF('EaR TNA024'!$F$29=\"15m\",(J159+J184)*0.25,J159+J184)","v":0},{"$f":"IF('EaR TNA024'!$F$29=\"15m\",(K159+K184)*0.25,K159+K184)","v":0},{"$f":"IF('EaR TNA024'!$F$29=\"15m\",(L159+L184)*0.25,L159+L184)","v":0},{"$f":"IF('EaR TNA024'!$F$29=\"15m\",(M159+M184)*0.25,M159+M184)","v":0},{"$f":"IF('EaR TNA024'!$F$29=\"15m\",(N159+N184)*0.25,N159+N184)","v":0},{"$f":"IF('EaR TNA024'!$F$29=\"15m\",(O159+O184)*0.25,O159+O184)","v":0},{"$f":"IF('EaR TNA024'!$F$29=\"15m\",(P159+P184)*0.25,P159+P184)","v":2.5319830656527934E-2},{"$f":"IF('EaR TNA024'!$F$29=\"15m\",(Q159+Q184)*0.25,Q159+Q184)","v":0.15393141507103403},{"$f":"IF('EaR TNA024'!$F$29=\"15m\",(R159+R184)*0.25,R159+R184)","v":0.15393141507103403},{"$f":"IF('EaR TNA024'!$F$29=\"15m\",(S159+S184)*0.25,S159+S184)","v":0.15393141507103403},{"$f":"IF('EaR TNA024'!$F$29=\"15m\",(T159+T184)*0.25,T159+T184)","v":0.15393141507103403},{"$f":"IF('EaR TNA024'!$F$29=\"15m\",(U159+U184)*0.25,U159+U184)","v":0.15393141507103403},{"$f":"IF('EaR TNA024'!$F$29=\"15m\",(V159+V184)*0.25,V159+V184)","v":0.15393141507103403},{"$f":"IF('EaR TNA024'!$F$29=\"15m\",(W159+W184)*0.25,W159+W184)","v":0.15393141507103403},{"$f":"IF('EaR TNA024'!$F$29=\"15m\",(X159+X184)*0.25,X159+X184)","v":0.15393141507103403},{"$f":"IF('EaR TNA024'!$F$29=\"15m\",(Y159+Y184)*0.25,Y159+Y184)","v":0.15393141507103403},{"$f":"IF('EaR TNA024'!$F$29=\"15m\",(Z159+Z184)*0.25,Z159+Z184)","v":0.15393141507103403},{"$f":"IF('EaR TNA024'!$F$29=\"15m\",(AA159+AA184)*0.25,AA159+AA184)","v":0.15393141507103403},{"$f":"IF('EaR TNA024'!$F$29=\"15m\",(AB159+AB184)*0.25,AB159+AB184)","v":0.15393141507103403},{"$f":"IF('EaR TNA024'!$F$29=\"15m\",(AC159+AC184)*0.25,AC159+AC184)","v":0.15393141507103403},{"$f":"IF('EaR TNA024'!$F$29=\"15m\",(AD159+AD184)*0.25,AD159+AD184)","v":0.15393141507103403},{"$f":"IF('EaR TNA024'!$F$29=\"15m\",(AE159+AE184)*0.25,AE159+AE184)","v":0.15393141507103403},{"$f":"IF('EaR TNA024'!$F$29=\"15m\",(AF159+AF184)*0.25,AF159+AF184)","v":0.15393141507103403},null,true,true,true,true,true,true]
["50% PoE","N-1",null,null,"Total EatR, MWhrs",{"$f":"IF('EaR TNA024'!$F$29=\"15m\",(F160+F185)*0.25,F160+F185)","v":0},{"$f":"IF('EaR TNA024'!$F$29=\"15m\",(G160+G185)*0.25,G160+G185)","v":0},{"$f":"IF('EaR TNA024'!$F$29=\"15m\",(H160+H185)*0.25,H160+H185)","v":0},{"$f":"IF('EaR TNA024'!$F$29=\"15m\",(I160+I185)*0.25,I160+I185)","v":0},{"$f":"IF('EaR TNA024'!$F$29=\"15m\",(J160+J185)*0.25,J160+J185)","v":0},{"$f":"IF('EaR TNA024'!$F$29=\"15m\",(K160+K185)*0.25,K160+K185)","v":0},{"$f":"IF('EaR TNA024'!$F$29=\"15m\",(L160+L185)*0.25,L160+L185)","v":0},{"$f":"IF('EaR TNA024'!$F$29=\"15m\",(M160+M185)*0.25,M160+M185)","v":0},{"$f":"IF('EaR TNA024'!$F$29=\"15m\",(N160+N185)*0.25,N160+N185)","v":0},{"$f":"IF('EaR TNA024'!$F$29=\"15m\",(O160+O185)*0.25,O160+O185)","v":0},{"$f":"IF('EaR TNA024'!$F$29=\"15m\",(P160+P185)*0.25,P160+P185)","v":0},{"$f":"IF('EaR TNA024'!$F$29=\"15m\",(Q160+Q185)*0.25,Q160+Q185)","v":0},{"$f":"IF('EaR TNA024'!$F$29=\"15m\",(R160+R185)*0.25,R160+R185)","v":0},{"$f":"IF('EaR TNA024'!$F$29=\"15m\",(S160+S185)*0.25,S160+S185)","v":0},{"$f":"IF('EaR TNA024'!$F$29=\"15m\",(T160+T185)*0.25,T160+T185)","v":0},{"$f":"IF('EaR TNA024'!$F$29=\"15m\",(U160+U185)*0.25,U160+U185)","v":0},{"$f":"IF('EaR TNA024'!$F$29=\"15m\",(V160+V185)*0.25,V160+V185)","v":0},{"$f":"IF('EaR TNA024'!$F$29=\"15m\",(W160+W185)*0.25,W160+W185)","v":0},{"$f":"IF('EaR TNA024'!$F$29=\"15m\",(X160+X185)*0.25,X160+X185)","v":0},{"$f":"IF('EaR TNA024'!$F$29=\"15m\",(Y160+Y185)*0.25,Y160+Y185)","v":0},{"$f":"IF('EaR TNA024'!$F$29=\"15m\",(Z160+Z185)*0.25,Z160+Z185)","v":0},{"$f":"IF('EaR TNA024'!$F$29=\"15m\",(AA160+AA185)*0.25,AA160+AA185)","v":0},{"$f":"IF('EaR TNA024'!$F$29=\"15m\",(AB160+AB185)*0.25,AB160+AB185)","v":0},{"$f":"IF('EaR TNA024'!$F$29=\"15m\",(AC160+AC185)*0.25,AC160+AC185)","v":0},{"$f":"IF('EaR TNA024'!$F$29=\"15m\",(AD160+AD185)*0.25,AD160+AD185)","v":0},{"$f":"IF('EaR TNA024'!$F$29=\"15m\",(AE160+AE185)*0.25,AE160+AE185)","v":0},{"$f":"IF('EaR TNA024'!$F$29=\"15m\",(AF160+AF185)*0.25,AF160+AF185)","v":0},null,true,true,true,true,true,true]
["10% LAR","N",null,null,"Total EatR, MWhrs",{"$f":"IF('EaR TNA024'!$F$29=\"15m\",(F161+F186)*0.25,F161+F186)","v":0},{"$f":"IF('EaR TNA024'!$F$29=\"15m\",(G161+G186)*0.25,G161+G186)","v":0},{"$f":"IF('EaR TNA024'!$F$29=\"15m\",(H161+H186)*0.25,H161+H186)","v":0.51486165841412679},{"$f":"IF('EaR TNA024'!$F$29=\"15m\",(I161+I186)*0.25,I161+I186)","v":2.2148688046980638},{"$f":"IF('EaR TNA024'!$F$29=\"15m\",(J161+J186)*0.25,J161+J186)","v":0},{"$f":"IF('EaR TNA024'!$F$29=\"15m\",(K161+K186)*0.25,K161+K186)","v":0},{"$f":"IF('EaR TNA024'!$F$29=\"15m\",(L161+L186)*0.25,L161+L186)","v":0},{"$f":"IF('EaR TNA024'!$F$29=\"15m\",(M161+M186)*0.25,M161+M186)","v":0},{"$f":"IF('EaR TNA024'!$F$29=\"15m\",(N161+N186)*0.25,N161+N186)","v":0},{"$f":"IF('EaR TNA024'!$F$29=\"15m\",(O161+O186)*0.25,O161+O186)","v":0.3476464842570654},{"$f":"IF('EaR TNA024'!$F$29=\"15m\",(P161+P186)*0.25,P161+P186)","v":1.5975919301480892},{"$f":"IF('EaR TNA024'!$F$29=\"15m\",(Q161+Q186)*0.25,Q161+Q186)","v":2.5401042111568732},{"$f":"IF('EaR TNA024'!$F$29=\"15m\",(R161+R186)*0.25,R161+R186)","v":2.5401042111568732},{"$f":"IF('EaR TNA024'!$F$29=\"15m\",(S161+S186)*0.25,S161+S186)","v":2.5401042111568732},{"$f":"IF('EaR TNA024'!$F$29=\"15m\",(T161+T186)*0.25,T161+T186)","v":2.5401042111568732},{"$f":"IF('EaR TNA024'!$F$29=\"15m\",(U161+U186)*0.25,U161+U186)","v":2.5401042111568732},{"$f":"IF('EaR TNA024'!$F$29=\"15m\",(V161+V186)*0.25,V161+V186)","v":2.5401042111568732},{"$f":"IF('EaR TNA024'!$F$29=\"15m\",(W161+W186)*0.25,W161+W186)","v":2.5401042111568732},{"$f":"IF('EaR TNA024'!$F$29=\"15m\",(X161+X186)*0.25,X161+X186)","v":2.5401042111568732},{"$f":"IF('EaR TNA024'!$F$29=\"15m\",(Y161+Y186)*0.25,Y161+Y186)","v":2.5401042111568732},{"$f":"IF('EaR TNA024'!$F$29=\"15m\",(Z161+Z186)*0.25,Z161+Z186)","v":2.5401042111568732},{"$f":"IF('EaR TNA024'!$F$29=\"15m\",(AA161+AA186)*0.25,AA161+AA186)","v":2.5401042111568732},{"$f":"IF('EaR TNA024'!$F$29=\"15m\",(AB161+AB186)*0.25,AB161+AB186)","v":2.5401042111568732},{"$f":"IF('EaR TNA024'!$F$29=\"15m\",(AC161+AC186)*0.25,AC161+AC186)","v":2.5401042111568732},{"$f":"IF('EaR TNA024'!$F$29=\"15m\",(AD161+AD186)*0.25,AD161+AD186)","v":2.5401042111568732},{"$f":"IF('EaR TNA024'!$F$29=\"15m\",(AE161+AE186)*0.25,AE161+AE186)","v":2.5401042111568732},{"$f":"IF('EaR TNA024'!$F$29=\"15m\",(AF161+AF186)*0.25,AF161+AF186)","v":2.5401042111568732},null,true,true,true,true,true,true]
["10% LAR","N-1",null,null,"Total EatR, MWhrs",{"$f":"IF('EaR TNA024'!$F$29=\"15m\",(F162+F187)*0.25,F162+F187)","v":0},{"$f":"IF('EaR TNA024'!$F$29=\"15m\",(G162+G187)*0.25,G162+G187)","v":0},{"$f":"IF('EaR TNA024'!$F$29=\"15m\",(H162+H187)*0.25,H162+H187)","v":9.9097592575740912E-3},{"$f":"IF('EaR TNA024'!$F$29=\"15m\",(I162+I187)*0.25,I162+I187)","v":3.8028892954797722E-2},{"$f":"IF('EaR TNA024'!$F$29=\"15m\",(J162+J187)*0.25,J162+J187)","v":0},{"$f":"IF('EaR TNA024'!$F$29=\"15m\",(K162+K187)*0.25,K162+K187)","v":0},{"$f":"IF('EaR TNA024'!$F$29=\"15m\",(L162+L187)*0.25,L162+L187)","v":0},{"$f":"IF('EaR TNA024'!$F$29=\"15m\",(M162+M187)*0.25,M162+M187)","v":0},{"$f":"IF('EaR TNA024'!$F$29=\"15m\",(N162+N187)*0.25,N162+N187)","v":0},{"$f":"IF('EaR TNA024'!$F$29=\"15m\",(O162+O187)*0.25,O162+O187)","v":4.3149640291116897E-3},{"$f":"IF('EaR TNA024'!$F$29=\"15m\",(P162+P187)*0.25,P162+P187)","v":1.9829200132772451E-2},{"$f":"IF('EaR TNA024'!$F$29=\"15m\",(Q162+Q187)*0.25,Q162+Q187)","v":3.1527597135808882E-2},{"$f":"IF('EaR TNA024'!$F$29=\"15m\",(R162+R187)*0.25,R162+R187)","v":3.1527597135808882E-2},{"$f":"IF('EaR TNA024'!$F$29=\"15m\",(S162+S187)*0.25,S162+S187)","v":3.1527597135808882E-2},{"$f":"IF('EaR TNA024'!$F$29=\"15m\",(T162+T187)*0.25,T162+T187)","v":3.1527597135808882E-2},{"$f":"IF('EaR TNA024'!$F$29=\"15m\",(U162+U187)*0.25,U162+U187)","v":3.1527597135808882E-2},{"$f":"IF('EaR TNA024'!$F$29=\"15m\",(V162+V187)*0.25,V162+V187)","v":3.1527597135808882E-2},{"$f":"IF('EaR TNA024'!$F$29=\"15m\",(W162+W187)*0.25,W162+W187)","v":3.1527597135808882E-2},{"$f":"IF('EaR TNA024'!$F$29=\"15m\",(X162+X187)*0.25,X162+X187)","v":3.1527597135808882E-2},{"$f":"IF('EaR TNA024'!$F$29=\"15m\",(Y162+Y187)*0.25,Y162+Y187)","v":3.1527597135808882E-2},{"$f":"IF('EaR TNA024'!$F$29=\"15m\",(Z162+Z187)*0.25,Z162+Z187)","v":3.1527597135808882E-2},{"$f":"IF('EaR TNA024'!$F$29=\"15m\",(AA162+AA187)*0.25,AA162+AA187)","v":3.1527597135808882E-2},{"$f":"IF('EaR TNA024'!$F$29=\"15m\",(AB162+AB187)*0.25,AB162+AB187)","v":3.1527597135808882E-2},{"$f":"IF('EaR TNA024'!$F$29=\"15m\",(AC162+AC187)*0.25,AC162+AC187)","v":3.1527597135808882E-2},{"$f":"IF('EaR TNA024'!$F$29=\"15m\",(AD162+AD187)*0.25,AD162+AD187)","v":3.1527597135808882E-2},{"$f":"IF('EaR TNA024'!$F$29=\"15m\",(AE162+AE187)*0.25,AE162+AE187)","v":3.1527597135808882E-2},{"$f":"IF('EaR TNA024'!$F$29=\"15m\",(AF162+AF187)*0.25,AF162+AF187)","v":3.1527597135808882E-2},null,true,true,true,true,true,true]
["50% PoE","N",null,null,"Total EEatR, MWhrs",{"$f":"IF('EaR TNA024'!$F$29=\"15m\",(F164+F189)*0.25,F164+F189)","v":0},{"$f":"IF('EaR TNA024'!$F$29=\"15m\",(G164+G189)*0.25,G164+G189)","v":0},{"$f":"IF('EaR TNA024'!$F$29=\"15m\",(H164+H189)*0.25,H164+H189)","v":0},{"$f":"IF('EaR TNA024'!$F$29=\"15m\",(I164+I189)*0.25,I164+I189)","v":0},{"$f":"IF('EaR TNA024'!$F$29=\"15m\",(J164+J189)*0.25,J164+J189)","v":0},{"$f":"IF('EaR TNA024'!$F$29=\"15m\",(K164+K189)*0.25,K164+K189)","v":0},{"$f":"IF('EaR TNA024'!$F$29=\"15m\",(L164+L189)*0.25,L164+L189)","v":0},{"$f":"IF('EaR TNA024'!$F$29=\"15m\",(M164+M189)*0.25,M164+M189)","v":0},{"$f":"IF('EaR TNA024'!$F$29=\"15m\",(N164+N189)*0.25,N164+N189)","v":0},{"$f":"IF('EaR TNA024'!$F$29=\"15m\",(O164+O189)*0.25,O164+O189)","v":0},{"$f":"IF('EaR TNA024'!$F$29=\"15m\",(P164+P189)*0.25,P164+P189)","v":2.5319830656527934E-2},{"$f":"IF('EaR TNA024'!$F$29=\"15m\",(Q164+Q189)*0.25,Q164+Q189)","v":0.15393141507103403},{"$f":"IF('EaR TNA024'!$F$29=\"15m\",(R164+R189)*0.25,R164+R189)","v":0.15393141507103403},{"$f":"IF('EaR TNA024'!$F$29=\"15m\",(S164+S189)*0.25,S164+S189)","v":0.15393141507103403},{"$f":"IF('EaR TNA024'!$F$29=\"15m\",(T164+T189)*0.25,T164+T189)","v":0.15393141507103403},{"$f":"IF('EaR TNA024'!$F$29=\"15m\",(U164+U189)*0.25,U164+U189)","v":0.15393141507103403},{"$f":"IF('EaR TNA024'!$F$29=\"15m\",(V164+V189)*0.25,V164+V189)","v":0.15393141507103403},{"$f":"IF('EaR TNA024'!$F$29=\"15m\",(W164+W189)*0.25,W164+W189)","v":0.15393141507103403},{"$f":"IF('EaR TNA024'!$F$29=\"15m\",(X164+X189)*0.25,X164+X189)","v":0.15393141507103403},{"$f":"IF('EaR TNA024'!$F$29=\"15m\",(Y164+Y189)*0.25,Y164+Y189)","v":0.15393141507103403},{"$f":"IF('EaR TNA024'!$F$29=\"15m\",(Z164+Z189)*0.25,Z164+Z189)","v":0.15393141507103403},{"$f":"IF('EaR TNA024'!$F$29=\"15m\",(AA164+AA189)*0.25,AA164+AA189)","v":0.15393141507103403},{"$f":"IF('EaR TNA024'!$F$29=\"15m\",(AB164+AB189)*0.25,AB164+AB189)","v":0.15393141507103403},{"$f":"IF('EaR TNA024'!$F$29=\"15m\",(AC164+AC189)*0.25,AC164+AC189)","v":0.15393141507103403},{"$f":"IF('EaR TNA024'!$F$29=\"15m\",(AD164+AD189)*0.25,AD164+AD189)","v":0.15393141507103403},{"$f":"IF('EaR TNA024'!$F$29=\"15m\",(AE164+AE189)*0.25,AE164+AE189)","v":0.15393141507103403},{"$f":"IF('EaR TNA024'!$F$29=\"15m\",(AF164+AF189)*0.25,AF164+AF189)","v":0.15393141507103403},null,true,true,true,true,true,true]
["50% PoE","N-1",null,null,"Total EEatR, MWhrs",{"$f":"IF('EaR TNA024'!$F$29=\"15m\",(F165+F190)*0.25,F165+F190)","v":0},{"$f":"IF('EaR TNA024'!$F$29=\"15m\",(G165+G190)*0.25,G165+G190)","v":0},{"$f":"IF('EaR TNA024'!$F$29=\"15m\",(H165+H190)*0.25,H165+H190)","v":0},{"$f":"IF('EaR TNA024'!$F$29=\"15m\",(I165+I190)*0.25,I165+I190)","v":0},{"$f":"IF('EaR TNA024'!$F$29=\"15m\",(J165+J190)*0.25,J165+J190)","v":0},{"$f":"IF('EaR TNA024'!$F$29=\"15m\",(K165+K190)*0.25,K165+K190)","v":0},{"$f":"IF('EaR TNA024'!$F$29=\"15m\",(L165+L190)*0.25,L165+L190)","v":0},{"$f":"IF('EaR TNA024'!$F$29=\"15m\",(M165+M190)*0.25,M165+M190)","v":0},{"$f":"IF('EaR TNA024'!$F$29=\"15m\",(N165+N190)*0.25,N165+N190)","v":0},{"$f":"IF('EaR TNA024'!$F$29=\"15m\",(O165+O190)*0.25,O165+O190)","v":0},{"$f":"IF('EaR TNA024'!$F$29=\"15m\",(P165+P190)*0.25,P165+P190)","v":0},{"$f":"IF('EaR TNA024'!$F$29=\"15m\",(Q165+Q190)*0.25,Q165+Q190)","v":0},{"$f":"IF('EaR TNA024'!$F$29=\"15m\",(R165+R190)*0.25,R165+R190)","v":0},{"$f":"IF('EaR TNA024'!$F$29=\"15m\",(S165+S190)*0.25,S165+S190)","v":0},{"$f":"IF('EaR TNA024'!$F$29=\"15m\",(T165+T190)*0.25,T165+T190)","v":0},{"$f":"IF('EaR TNA024'!$F$29=\"15m\",(U165+U190)*0.25,U165+U190)","v":0},{"$f":"IF('EaR TNA024'!$F$29=\"15m\",(V165+V190)*0.25,V165+V190)","v":0},{"$f":"IF('EaR TNA024'!$F$29=\"15m\",(W165+W190)*0.25,W165+W190)","v":0},{"$f":"IF('EaR TNA024'!$F$29=\"15m\",(X165+X190)*0.25,X165+X190)","v":0},{"$f":"IF('EaR TNA024'!$F$29=\"15m\",(Y165+Y190)*0.25,Y165+Y190)","v":0},{"$f":"IF('EaR TNA024'!$F$29=\"15m\",(Z165+Z190)*0.25,Z165+Z190)","v":0},{"$f":"IF('EaR TNA024'!$F$29=\"15m\",(AA165+AA190)*0.25,AA165+AA190)","v":0},{"$f":"IF('EaR TNA024'!$F$29=\"15m\",(AB165+AB190)*0.25,AB165+AB190)","v":0},{"$f":"IF('EaR TNA024'!$F$29=\"15m\",(AC165+AC190)*0.25,AC165+AC190)","v":0},{"$f":"IF('EaR TNA024'!$F$29=\"15m\",(AD165+AD190)*0.25,AD165+AD190)","v":0},{"$f":"IF('EaR TNA024'!$F$29=\"15m\",(AE165+AE190)*0.25,AE165+AE190)","v":0},{"$f":"IF('EaR TNA024'!$F$29=\"15m\",(AF165+AF190)*0.25,AF165+AF190)","v":0},null,true,true,true,true,true,true]
["10% LAR","N",null,null,"Total EEatR, MWhrs",{"$f":"IF('EaR TNA024'!$F$29=\"15m\",(F166+F191)*0.25,F166+F191)","v":0},{"$f":"IF('EaR TNA024'!$F$29=\"15m\",(G166+G191)*0.25,G166+G191)","v":0},{"$f":"IF('EaR TNA024'!$F$29=\"15m\",(H166+H191)*0.25,H166+H191)","v":0.51486165841412679},{"$f":"IF('EaR TNA024'!$F$29=\"15m\",(I166+I191)*0.25,I166+I191)","v":2.2148688046980638},{"$f":"IF('EaR TNA024'!$F$29=\"15m\",(J166+J191)*0.25,J166+J191)","v":0},{"$f":"IF('EaR TNA024'!$F$29=\"15m\",(K166+K191)*0.25,K166+K191)","v":0},{"$f":"IF('EaR TNA024'!$F$29=\"15m\",(L166+L191)*0.25,L166+L191)","v":0},{"$f":"IF('EaR TNA024'!$F$29=\"15m\",(M166+M191)*0.25,M166+M191)","v":0},{"$f":"IF('EaR TNA024'!$F$29=\"15m\",(N166+N191)*0.25,N166+N191)","v":0},{"$f":"IF('EaR TNA024'!$F$29=\"15m\",(O166+O191)*0.25,O166+O191)","v":0.3476464842570654},{"$f":"IF('EaR TNA024'!$F$29=\"15m\",(P166+P191)*0.25,P166+P191)","v":1.5975919301480892},{"$f":"IF('EaR TNA024'!$F$29=\"15m\",(Q166+Q191)*0.25,Q166+Q191)","v":2.5401042111568732},{"$f":"IF('EaR TNA024'!$F$29=\"15m\",(R166+R191)*0.25,R166+R191)","v":2.5401042111568732},{"$f":"IF('EaR TNA024'!$F$29=\"15m\",(S166+S191)*0.25,S166+S191)","v":2.5401042111568732},{"$f":"IF('EaR TNA024'!$F$29=\"15m\",(T166+T191)*0.25,T166+T191)","v":2.5401042111568732},{"$f":"IF('EaR TNA024'!$F$29=\"15m\",(U166+U191)*0.25,U166+U191)","v":2.5401042111568732},{"$f":"IF('EaR TNA024'!$F$29=\"15m\",(V166+V191)*0.25,V166+V191)","v":2.5401042111568732},{"$f":"IF('EaR TNA024'!$F$29=\"15m\",(W166+W191)*0.25,W166+W191)","v":2.5401042111568732},{"$f":"IF('EaR TNA024'!$F$29=\"15m\",(X166+X191)*0.25,X166+X191)","v":2.5401042111568732},{"$f":"IF('EaR TNA024'!$F$29=\"15m\",(Y166+Y191)*0.25,Y166+Y191)","v":2.5401042111568732},{"$f":"IF('EaR TNA024'!$F$29=\"15m\",(Z166+Z191)*0.25,Z166+Z191)","v":2.5401042111568732},{"$f":"IF('EaR TNA024'!$F$29=\"15m\",(AA166+AA191)*0.25,AA166+AA191)","v":2.5401042111568732},{"$f":"IF('EaR TNA024'!$F$29=\"15m\",(AB166+AB191)*0.25,AB166+AB191)","v":2.5401042111568732},{"$f":"IF('EaR TNA024'!$F$29=\"15m\",(AC166+AC191)*0.25,AC166+AC191)","v":2.5401042111568732},{"$f":"IF('EaR TNA024'!$F$29=\"15m\",(AD166+AD191)*0.25,AD166+AD191)","v":2.5401042111568732},{"$f":"IF('EaR TNA024'!$F$29=\"15m\",(AE166+AE191)*0.25,AE166+AE191)","v":2.5401042111568732},{"$f":"IF('EaR TNA024'!$F$29=\"15m\",(AF166+AF191)*0.25,AF166+AF191)","v":2.5401042111568732},null,true,true,true,true,true,true]
["10% LAR","N-1",null,null,"Total EEatR, MWhrs",{"$f":"IF('EaR TNA024'!$F$29=\"15m\",(F167+F192)*0.25,F167+F192)","v":0},{"$f":"IF('EaR TNA024'!$F$29=\"15m\",(G167+G192)*0.25,G167+G192)","v":0},{"$f":"IF('EaR TNA024'!$F$29=\"15m\",(H167+H192)*0.25,H167+H192)","v":3.7105034663062806E-4},{"$f":"IF('EaR TNA024'!$F$29=\"15m\",(I167+I192)*0.25,I167+I192)","v":1.4239128868919694E-3},{"$f":"IF('EaR TNA024'!$F$29=\"15m\",(J167+J192)*0.25,J167+J192)","v":0},{"$f":"IF('EaR TNA024'!$F$29=\"15m\",(K167+K192)*0.25,K167+K192)","v":0},{"$f":"IF('EaR TNA024'!$F$29=\"15m\",(L167+L192)*0.25,L167+L192)","v":0},{"$f":"IF('EaR TNA024'!$F$29=\"15m\",(M167+M192)*0.25,M167+M192)","v":0},{"$f":"IF('EaR TNA024'!$F$29=\"15m\",(N167+N192)*0.25,N167+N192)","v":0},{"$f":"IF('EaR TNA024'!$F$29=\"15m\",(O167+O192)*0.25,O167+O192)","v":1.6156486319048334E-4},{"$f":"IF('EaR TNA024'!$F$29=\"15m\",(P167+P192)*0.25,P167+P192)","v":7.4246320131842044E-4},{"$f":"IF('EaR TNA024'!$F$29=\"15m\",(Q167+Q192)*0.25,Q167+Q192)","v":1.1804853722083689E-3},{"$f":"IF('EaR TNA024'!$F$29=\"15m\",(R167+R192)*0.25,R167+R192)","v":1.1804853722083689E-3},{"$f":"IF('EaR TNA024'!$F$29=\"15m\",(S167+S192)*0.25,S167+S192)","v":1.1804853722083689E-3},{"$f":"IF('EaR TNA024'!$F$29=\"15m\",(T167+T192)*0.25,T167+T192)","v":1.1804853722083689E-3},{"$f":"IF('EaR TNA024'!$F$29=\"15m\",(U167+U192)*0.25,U167+U192)","v":1.1804853722083689E-3},{"$f":"IF('EaR TNA024'!$F$29=\"15m\",(V167+V192)*0.25,V167+V192)","v":1.1804853722083689E-3},{"$f":"IF('EaR TNA024'!$F$29=\"15m\",(W167+W192)*0.25,W167+W192)","v":1.1804853722083689E-3},{"$f":"IF('EaR TNA024'!$F$29=\"15m\",(X167+X192)*0.25,X167+X192)","v":1.1804853722083689E-3},{"$f":"IF('EaR TNA024'!$F$29=\"15m\",(Y167+Y192)*0.25,Y167+Y192)","v":1.1804853722083689E-3},{"$f":"IF('EaR TNA024'!$F$29=\"15m\",(Z167+Z192)*0.25,Z167+Z192)","v":1.1804853722083689E-3},{"$f":"IF('EaR TNA024'!$F$29=\"15m\",(AA167+AA192)*0.25,AA167+AA192)","v":1.1804853722083689E-3},{"$f":"IF('EaR TNA024'!$F$29=\"15m\",(AB167+AB192)*0.25,AB167+AB192)","v":1.1804853722083689E-3},{"$f":"IF('EaR TNA024'!$F$29=\"15m\",(AC167+AC192)*0.25,AC167+AC192)","v":1.1804853722083689E-3},{"$f":"IF('EaR TNA024'!$F$29=\"15m\",(AD167+AD192)*0.25,AD167+AD192)","v":1.1804853722083689E-3},{"$f":"IF('EaR TNA024'!$F$29=\"15m\",(AE167+AE192)*0.25,AE167+AE192)","v":1.1804853722083689E-3},{"$f":"IF('EaR TNA024'!$F$29=\"15m\",(AF167+AF192)*0.25,AF167+AF192)","v":1.1804853722083689E-3},null,true,true,true,true,true,true]
[null,null,{"$f":"'EaR TNA024'!$F$30","v":3.744292237442922E-2},null,null,null,null,null,null,null,null,null,null,null,null,null,null,null,null,null,null,null,null,null,null,null,null,null,null,null,null,null,null,false,false,false,false,false,false]
["Transfers","ON",null,null,null,null,null,null,null,null,null,null,null,null,null,null,null,null,null,null,null,null,null,null,null,null,null,null,null,null,null,null,null,false,false,false,false,false,false]
["MLN021","50% PoE",{"$f":"EXP((1/11)*LN(Q144/F144))-1","v":4.5074136718754598E-3},null,"MW",{"$f":"IF($B$143=\"OFF\",F43,F47)","v":14},14.789999961853029,15.61999988555908,16.059999465942379,13.370000839233398,13.610000610351559,13.70999908447266,13.889999389648441,14.25,14.680000305175781,14.819999694824219,14.70999908447266,14.70999908447266,14.70999908447266,14.70999908447266,14.70999908447266,14.70999908447266,14.70999908447266,14.70999908447266,14.70999908447266,14.70999908447266,14.70999908447266,14.70999908447266,14.70999908447266,14.70999908447266,14.70999908447266,14.70999908447266,null,true,true,true,true,true,true]
["Summer","load pf",{"$f":"F144/F146","v":0.98111604610338432},null,"MVAr",{"$f":"F152*F144","v":2.7599999904632568},2.9157428395475664,3.0793713953699382,3.1661141694886341,2.6358001563412801,2.6831143967696591,2.7028283815997001,2.7383141559260245,2.8092857045786723,2.8940571930204118,2.921657072598594,2.8999712380613616,2.8999712380613616,2.8999712380613616,2.8999712380613616,2.8999712380613616,2.8999712380613616,2.8999712380613616,2.8999712380613616,2.8999712380613616,2.8999712380613616,2.8999712380613616,2.8999712380613616,2.8999712380613616,2.8999712380613616,2.8999712380613616,2.8999712380613616,null,true,true,true,true,true,true]
[null,null,null,null,"MVA",{"$f":"(F144^2+F145^2)^0.5","v":14.269463898386553},15.07466932234288,15.920644604270528,16.369113041955149,13.627338878345636,13.87195802617361,13.973881213056808,14.157346059942835,14.524275753714885,14.962552455929242,15.105246472813851,14.993128634370134,14.993128634370134,14.993128634370134,14.993128634370134,14.993128634370134,14.993128634370134,14.993128634370134,14.993128634370134,14.993128634370134,14.993128634370134,14.993128634370134,14.993128634370134,14.993128634370134,14.993128634370134,14.993128634370134,14.993128634370134,null,true,true,true,true,true,true]
[null,null,null,null,"MVA",{"$f":"(F144^2+(F145-F153)^2)^0.5","v":14.269463898386553},15.07466932234288,15.920644604270528,16.369113041955149,13.627338878345636,13.87195802617361,13.973881213056808,14.157346059942835,14.524275753714885,14.962552455929242,15.105246472813851,14.993128634370134,14.993128634370134,14.993128634370134,14.993128634370134,14.993128634370134,14.993128634370134,14.993128634370134,14.993128634370134,14.993128634370134,14.993128634370134,14.993128634370134,14.993128634370134,14.993128634370134,14.993128634370134,14.993128634370134,14.993128634370134,null,true,true,true,true,true,true]
["50% PoE","N","CR",null,"MVA",{"$f":"'EaR TNA024'!F51","v":16.389999389648441},{"$f":"'EaR TNA024'!G51","v":16.389999389648441},{"$f":"'EaR TNA024'!H51","v":16.389999389648441},{"$f":"'EaR TNA024'!I51","v":16.389999389648441},{"$f":"'EaR TNA024'!J51","v":16.389999389648441},{"$f":"'EaR TNA024'!K51","v":16.389999389648441},{"$f":"'EaR TNA024'!L51","v":16.389999389648441},{"$f":"'EaR TNA024'!M51","v":16.389999389648441},{"$f":"'EaR TNA024'!N51","v":16.389999389648441},{"$f":"'EaR TNA024'!O51","v":16.389999389648441},{"$f":"'EaR TNA024'!P51","v":16.389999389648441},{"$f":"'EaR TNA024'!Q51","v":16.389999389648441},{"$f":"'EaR TNA024'!R51","v":16.389999389648441},{"$f":"'EaR TNA024'!S51","v":16.389999389648441},{"$f":"'EaR TNA024'!T51","v":16.389999389648441},{"$f":"'EaR TNA024'!U51","v":16.389999389648441},{"$f":"'EaR TNA024'!V51","v":16.389999389648441},{"$f":"'EaR TNA024'!W51","v":16.389999389648441},{"$f":"'EaR TNA024'!X51","v":16.389999389648441},{"$f":"'EaR TNA024'!Y51","v":16.389999389648441},{"$f":"'EaR TNA024'!Z51","v":16.389999389648441},{"$f":"'EaR TNA024'!AA51","v":16.389999389648441},{"$f":"'EaR TNA024'!AB51","v":16.389999389648441},{"$f":"'EaR TNA024'!AC51","v":16.389999389648441},{"$f":"'EaR TNA024'!AD51","v":16.389999389648441},{"$f":"'EaR TNA024'!AE51","v":16.389999389648441},{"$f":"'EaR TNA024'!AF51","v":16.389999389648441},null,true,true,true,true,true,true]
["50% PoE","N-1","CR",null,"MVA",{"$f":"'EaR TNA024'!F52","v":16.389999389648441},{"$f":"'EaR TNA024'!G52","v":16.389999389648441},{"$f":"'EaR TNA024'!H52","v":16.389999389648441},{"$f":"'EaR TNA024'!I52","v":16.389999389648441},{"$f":"'EaR TNA024'!J52","v":16.389999389648441},{"$f":"'EaR TNA024'!K52","v":16.389999389648441},{"$f":"'EaR TNA024'!L52","v":16.389999389648441},{"$f":"'EaR TNA024'!M52","v":16.389999389648441},{"$f":"'EaR TNA024'!N52","v":16.389999389648441},{"$f":"'EaR TNA024'!O52","v":16.389999389648441},{"$f":"'EaR TNA024'!P52","v":16.389999389648441},{"$f":"'EaR TNA024'!Q52","v":16.389999389648441},{"$f":"'EaR TNA024'!R52","v":16.389999389648441},{"$f":"'EaR TNA024'!S52","v":16.389999389648441},{"$f":"'EaR TNA024'!T52","v":16.389999389648441},{"$f":"'EaR TNA024'!U52","v":16.389999389648441},{"$f":"'EaR TNA024'!V52","v":16.389999389648441},{"$f":"'EaR TNA024'!W52","v":16.389999389648441},{"$f":"'EaR TNA024'!X52","v":16.389999389648441},{"$f":"'EaR TNA024'!Y52","v":16.389999389648441},{"$f":"'EaR TNA024'!Z52","v":16.389999389648441},{"$f":"'EaR TNA024'!AA52","v":16.389999389648441},{"$f":"'EaR TNA024'!AB52","v":16.389999389648441},{"$f":"'EaR TNA024'!AC52","v":16.389999389648441},{"$f":"'EaR TNA024'!AD52","v":16.389999389648441},{"$f":"'EaR TNA024'!AE52","v":16.389999389648441},{"$f":"'EaR TNA024'!AF52","v":16.389999389648441},null,true,true,true,true,true,true]
["50% LAR","N",null,null,"Ratio Rating/Load",{"$f":"IF(F147=0,100,TRUNC(F148/F147,5))","v":1.1486000000000001},1.08725,1.02948,1.0012700000000001,1.20272,1.1815199999999999,1.1729000000000001,1.1577,1.12845,1.0953999999999999,1.0850500000000001,1.0931599999999999,1.0931599999999999,1.0931599999999999,1.0931599999999999,1.0931599999999999,1.0931599999999999,1.0931599999999999,1.0931599999999999,1.0931599999999999,1.0931599999999999,1.0931599999999999,1.0931599999999999,1.0931599999999999,1.0931599999999999,1.0931599999999999,1.0931599999999999,null,true,true,true,true,true,true]
["50% LAR","N-1",null,null,"Ratio Rating/Load",{"$f":"IF(F147=0,100,TRUNC(F149/F147,5))","v":1.1486000000000001},1.08725,1.02948,1.0012700000000001,1.20272,1.1815199999999999,1.1729000000000001,1.1577,1.12845,1.0953999999999999,1.0850500000000001,1.0931599999999999,1.0931599999999999,1.0931599999999999,1.0931599999999999,1.0931599999999999,1.0931599999999999,1.0931599999999999,1.0931599999999999,1.0931599999999999,1.0931599999999999,1.0931599999999999,1.0931599999999999,1.0931599999999999,1.0931599999999999,1.0931599999999999,1.0931599999999999,null,true,true,true,true,true,true]
["Load tan Phi",null,{"$f":"'EaR TNA024'!$H$26","v":0.19714285646166121},null,null,{"$f":"C152","v":0.19714285646166121},{"$f":"'EaR TNA024'!I26","v":0.19714285646166121},{"$f":"G152","v":0.19714285646166121},0.19714285646166121,0.19714285646166121,0.19714285646166121,0.19714285646166121,0.19714285646166121,0.19714285646166121,0.19714285646166121,0.19714285646166121,0.19714285646166121,0.19714285646166121,0.19714285646166121,0.19714285646166121,0.19714285646166121,0.19714285646166121,0.19714285646166121,{"$f":"W152","v":0.19714285646166121},0.19714285646166121,0.19714285646166121,0.19714285646166121,0.19714285646166121,0.19714285646166121,0.19714285646166121,0.19714285646166121,0.19714285646166121,null,true,true,true,true,true,true]
["Cap",null,0,null,"MVAr",{"$f":"C153","v":0},{"$f":"'EaR TNA024'!L26","v":0},0,0,0,0,0,0,0,0,0,0,0,0,0,0,0,0,0,0,0,0,0,0,0,0,0,null,true,true,true,true,true,true]
["10% PoE","10%/50%",{"$f":"'EaR TNA024'!J26","v":1.078159050445892},null,"MVA",{"$f":"((F144*$C154)^2+(F144*$C154*F152-F153)^2)^0.5","v":15.384751647056381},16.252891162363017,17.164987069026825,17.64850737395583,14.692438745181517,14.956177093324607,15.06606649971302,15.263870784821858,15.659479355039531,16.132011348131524,16.285858193880141,16.164977331645616,16.164977331645616,16.164977331645616,16.164977331645616,16.164977331645616,16.164977331645616,16.164977331645616,16.164977331645616,16.164977331645616,16.164977331645616,16.164977331645616,16.164977331645616,16.164977331645616,16.164977331645616,16.164977331645616,16.164977331645616,null,true,true,true,true,true,true]
["10% PoE","N","CR",null,"MVA",{"$f":"F148","v":16.389999389648441},16.389999389648441,16.389999389648441,16.389999389648441,16.389999389648441,16.389999389648441,16.389999389648441,16.389999389648441,16.389999389648441,16.389999389648441,16.389999389648441,16.389999389648441,16.389999389648441,16.389999389648441,16.389999389648441,16.389999389648441,16.389999389648441,16.389999389648441,16.389999389648441,16.389999389648441,16.389999389648441,16.389999389648441,16.389999389648441,16.389999389648441,16.389999389648441,16.389999389648441,16.389999389648441,null,true,true,true,true,true,true]
["10% PoE","N-1","CR",null,"MVA",16.389999389648441,16.389999389648441,16.389999389648441,16.389999389648441,16.389999389648441,16.389999389648441,16.389999389648441,16.389999389648441,16.389999389648441,16.389999389648441,16.389999389648441,16.389999389648441,16.389999389648441,16.389999389648441,16.389999389648441,16.389999389648441,16.389999389648441,16.389999389648441,16.389999389648441,16.389999389648441,16.389999389648441,16.389999389648441,16.389999389648441,16.389999389648441,16.389999389648441,16.389999389648441,16.389999389648441,null,true,true,true,true,true,true]
["10% LAR","N",null,null,"Ratio Rating/Load",{"$f":"IF(F154=0,100,TRUNC(F155/F154,5))","v":1.06534},1.0084299999999999,0.95484999999999998,0.92869000000000002,1.1155299999999999,1.0958600000000001,1.0878699999999999,1.0737699999999999,1.0466500000000001,1.0159899999999999,1.0063899999999999,1.0139199999999999,1.0139199999999999,1.0139199999999999,1.0139199999999999,1.0139199999999999,1.0139199999999999,1.0139199999999999,1.0139199999999999,1.0139199999999999,1.0139199999999999,1.0139199999999999,1.0139199999999999,1.0139199999999999,1.0139199999999999,1.0139199999999999,1.0139199999999999,null,true,true,true,true,true,true]
["10% LAR","N-1",null,null,"Ratio Rating/Load",{"$f":"IF(F154=0,100,TRUNC(F156/F154,5))","v":1.06534},1.0084299999999999,0.95484999999999998,0.92869000000000002,1.1155299999999999,1.0958600000000001,1.0878699999999999,1.0737699999999999,1.0466500000000001,1.0159899999999999,1.0063899999999999,1.0139199999999999,1.0139199999999999,1.0139199999999999,1.0139199999999999,1.0139199999999999,1.0139199999999999,1.0139199999999999,1.0139199999999999,1.0139199999999999,1.0139199999999999,1.0139199999999999,1.0139199999999999,1.0139199999999999,1.0139199999999999,1.0139199999999999,1.0139199999999999,null,true,true,true,true,true,true]
["50% PoE","N",null,null,"EatR, MWhrs",{"$f":"IF(F150<1,F144*((SUMPRODUCT(('EaR TNA024'!$A$200:$A$20063)*('EaR TNA024'!$A$200:$A$20063>F150)))-F150*MATCH(F150,'EaR TNA024'!$A$200:$A$20063,-1)),0)","v":0},{"$f":"IF(G150<1,G144*((SUMPRODUCT(('EaR TNA024'!$A$200:$A$20063)*('EaR TNA024'!$A$200:$A$20063>G150)))-G150*MATCH(G150,'EaR TNA024'!$A$200:$A$20063,-1)),0)","v":0},{"$f":"IF(H150<1,H144*((SUMPRODUCT(('EaR TNA024'!$A$200:$A$20063)*('EaR TNA024'!$A$200:$A$20063>H150)))-H150*MATCH(H150,'EaR TNA024'!$A$200:$A$20063,-1)),0)","v":0},{"$f":"IF(I150<1,I144*((SUMPRODUCT(('EaR TNA024'!$A$200:$A$20063)*('EaR TNA024'!$A$200:$A$20063>I150)))-I150*MATCH(I150,'EaR TNA024'!$A$200:$A$20063,-1)),0)","v":0},{"$f":"IF(J150<1,J144*((SUMPRODUCT(('EaR TNA024'!$A$200:$A$20063)*('EaR TNA024'!$A$200:$A$20063>J150)))-J150*MATCH(J150,'EaR TNA024'!$A$200:$A$20063,-1)),0)","v":0},{"$f":"IF(K150<1,K144*((SUMPRODUCT(('EaR TNA024'!$A$200:$A$20063)*('EaR TNA024'!$A$200:$A$20063>K150)))-K150*MATCH(K150,'EaR TNA024'!$A$200:$A$20063,-1)),0)","v":0},{"$f":"IF(L150<1,L144*((SUMPRODUCT(('EaR TNA024'!$A$200:$A$20063)*('EaR TNA024'!$A$200:$A$20063>L150)))-L150*MATCH(L150,'EaR TNA024'!$A$200:$A$20063,-1)),0)","v":0},{"$f":"IF(M150<1,M144*((SUMPRODUCT(('EaR TNA024'!$A$200:$A$20063)*('EaR TNA024'!$A$200:$A$20063>M150)))-M150*MATCH(M150,'EaR TNA024'!$A$200:$A$20063,-1)),0)","v":0},{"$f":"IF(N150<1,N144*((SUMPRODUCT(('EaR TNA024'!$A$200:$A$20063)*('EaR TNA024'!$A$200:$A$20063>N150)))-N150*MATCH(N150,'EaR TNA024'!$A$200:$A$20063,-1)),0)","v":0},{"$f":"IF(O150<1,O144*((SUMPRODUCT(('EaR TNA024'!$A$200:$A$20063)*('EaR TNA024'!$A$200:$A$20063>O150)))-O150*MATCH(O150,'EaR TNA024'!$A$200:$A$20063,-1)),0)","v":0},{"$f":"IF(P150<1,P144*((SUMPRODUCT(('EaR TNA024'!$A$200:$A$20063)*('EaR TNA024'!$A$200:$A$20063>P150)))-P150*MATCH(P150,'EaR TNA024'!$A$200:$A$20063,-1)),0)","v":0},{"$f":"IF(Q150<1,Q144*((SUMPRODUCT(('EaR TNA024'!$A$200:$A$20063)*('EaR TNA024'!$A$200:$A$20063>Q150)))-Q150*MATCH(Q150,'EaR TNA024'!$A$200:$A$20063,-1)),0)","v":0},{"$f":"IF(R150<1,R144*((SUMPRODUCT(('EaR TNA024'!$A$200:$A$20063)*('EaR TNA024'!$A$200:$A$20063>R150)))-R150*MATCH(R150,'EaR TNA024'!$A$200:$A$20063,-1)),0)","v":0},{"$f":"IF(S150<1,S144*((SUMPRODUCT(('EaR TNA024'!$A$200:$A$20063)*('EaR TNA024'!$A$200:$A$20063>S150)))-S150*MATCH(S150,'EaR TNA024'!$A$200:$A$20063,-1)),0)","v":0},{"$f":"IF(T150<1,T144*((SUMPRODUCT(('EaR TNA024'!$A$200:$A$20063)*('EaR TNA024'!$A$200:$A$20063>T150)))-T150*MATCH(T150,'EaR TNA024'!$A$200:$A$20063,-1)),0)","v":0},{"$f":"IF(U150<1,U144*((SUMPRODUCT(('EaR TNA024'!$A$200:$A$20063)*('EaR TNA024'!$A$200:$A$20063>U150)))-U150*MATCH(U150,'EaR TNA024'!$A$200:$A$20063,-1)),0)","v":0},{"$f":"IF(V150<1,V144*((SUMPRODUCT(('EaR TNA024'!$A$200:$A$20063)*('EaR TNA024'!$A$200:$A$20063>V150)))-V150*MATCH(V150,'EaR TNA024'!$A$200:$A$20063,-1)),0)","v":0},{"$f":"IF(W150<1,W144*((SUMPRODUCT(('EaR TNA024'!$A$200:$A$20063)*('EaR TNA024'!$A$200:$A$20063>W150)))-W150*MATCH(W150,'EaR TNA024'!$A$200:$A$20063,-1)),0)","v":0},{"$f":"IF(X150<1,X144*((SUMPRODUCT(('EaR TNA024'!$A$200:$A$20063)*('EaR TNA024'!$A$200:$A$20063>X150)))-X150*MATCH(X150,'EaR TNA024'!$A$200:$A$20063,-1)),0)","v":0},{"$f":"IF(Y150<1,Y144*((SUMPRODUCT(('EaR TNA024'!$A$200:$A$20063)*('EaR TNA024'!$A$200:$A$20063>Y150)))-Y150*MATCH(Y150,'EaR TNA024'!$A$200:$A$20063,-1)),0)","v":0},{"$f":"IF(Z150<1,Z144*((SUMPRODUCT(('EaR TNA024'!$A$200:$A$20063)*('EaR TNA024'!$A$200:$A$20063>Z150)))-Z150*MATCH(Z150,'EaR TNA024'!$A$200:$A$20063,-1)),0)","v":0},{"$f":"IF(AA150<1,AA144*((SUMPRODUCT(('EaR TNA024'!$A$200:$A$20063)*('EaR TNA024'!$A$200:$A$20063>AA150)))-AA150*MATCH(AA150,'EaR TNA024'!$A$200:$A$20063,-1)),0)","v":0},{"$f":"IF(AB150<1,AB144*((SUMPRODUCT(('EaR TNA024'!$A$200:$A$20063)*('EaR TNA024'!$A$200:$A$20063>AB150)))-AB150*MATCH(AB150,'EaR TNA024'!$A$200:$A$20063,-1)),0)","v":0},{"$f":"IF(AC150<1,AC144*((SUMPRODUCT(('EaR TNA024'!$A$200:$A$20063)*('EaR TNA024'!$A$200:$A$20063>AC150)))-AC150*MATCH(AC150,'EaR TNA024'!$A$200:$A$20063,-1)),0)","v":0},{"$f":"IF(AD150<1,AD144*((SUMPRODUCT(('EaR TNA024'!$A$200:$A$20063)*('EaR TNA024'!$A$200:$A$20063>AD150)))-AD150*MATCH(AD150,'EaR TNA024'!$A$200:$A$20063,-1)),0)","v":0},{"$f":"IF(AE150<1,AE144*((SUMPRODUCT(('EaR TNA024'!$A$200:$A$20063)*('EaR TNA024'!$A$200:$A$20063>AE150)))-AE150*MATCH(AE150,'EaR TNA024'!$A$200:$A$20063,-1)),0)","v":0},{"$f":"IF(AF150<1,AF144*((SUMPRODUCT(('EaR TNA024'!$A$200:$A$20063)*('EaR TNA024'!$A$200:$A$20063>AF150)))-AF150*MATCH(AF150,'EaR TNA024'!$A$200:$A$20063,-1)),0)","v":0},null,true,true,true,true,true,true]
["50% PoE","N-1",null,null,"EatR, MWhrs",{"$f":"IF(F151<1,IF(F151=0,F142*SUMPRODUCT(('EaR TNA024'!$A$200:$A$20063)*('EaR TNA024'!$A$200:$A$20063>F151)),F144*(SUMPRODUCT(('EaR TNA024'!$A$200:$A$20063)*('EaR TNA024'!$A$200:$A$20063>F151))-F151*MATCH(F151,'EaR TNA024'!$A$200:$A$20063,-1)))-F159,0)","v":0},{"$f":"IF(G151<1,IF(G151=0,G142*SUMPRODUCT(('EaR TNA024'!$A$200:$A$20063)*('EaR TNA024'!$A$200:$A$20063>G151)),G144*(SUMPRODUCT(('EaR TNA024'!$A$200:$A$20063)*('EaR TNA024'!$A$200:$A$20063>G151))-G151*MATCH(G151,'EaR TNA024'!$A$200:$A$20063,-1)))-G159,0)","v":0},{"$f":"IF(H151<1,IF(H151=0,H142*SUMPRODUCT(('EaR TNA024'!$A$200:$A$20063)*('EaR TNA024'!$A$200:$A$20063>H151)),H144*(SUMPRODUCT(('EaR TNA024'!$A$200:$A$20063)*('EaR TNA024'!$A$200:$A$20063>H151))-H151*MATCH(H151,'EaR TNA024'!$A$200:$A$20063,-1)))-H159,0)","v":0},{"$f":"IF(I151<1,IF(I151=0,I142*SUMPRODUCT(('EaR TNA024'!$A$200:$A$20063)*('EaR TNA024'!$A$200:$A$20063>I151)),I144*(SUMPRODUCT(('EaR TNA024'!$A$200:$A$20063)*('EaR TNA024'!$A$200:$A$20063>I151))-I151*MATCH(I151,'EaR TNA024'!$A$200:$A$20063,-1)))-I159,0)","v":0},{"$f":"IF(J151<1,IF(J151=0,J142*SUMPRODUCT(('EaR TNA024'!$A$200:$A$20063)*('EaR TNA024'!$A$200:$A$20063>J151)),J144*(SUMPRODUCT(('EaR TNA024'!$A$200:$A$20063)*('EaR TNA024'!$A$200:$A$20063>J151))-J151*MATCH(J151,'EaR TNA024'!$A$200:$A$20063,-1)))-J159,0)","v":0},{"$f":"IF(K151<1,IF(K151=0,K142*SUMPRODUCT(('EaR TNA024'!$A$200:$A$20063)*('EaR TNA024'!$A$200:$A$20063>K151)),K144*(SUMPRODUCT(('EaR TNA024'!$A$200:$A$20063)*('EaR TNA024'!$A$200:$A$20063>K151))-K151*MATCH(K151,'EaR TNA024'!$A$200:$A$20063,-1)))-K159,0)","v":0},{"$f":"IF(L151<1,IF(L151=0,L142*SUMPRODUCT(('EaR TNA024'!$A$200:$A$20063)*('EaR TNA024'!$A$200:$A$20063>L151)),L144*(SUMPRODUCT(('EaR TNA024'!$A$200:$A$20063)*('EaR TNA024'!$A$200:$A$20063>L151))-L151*MATCH(L151,'EaR TNA024'!$A$200:$A$20063,-1)))-L159,0)","v":0},{"$f":"IF(M151<1,IF(M151=0,M142*SUMPRODUCT(('EaR TNA024'!$A$200:$A$20063)*('EaR TNA024'!$A$200:$A$20063>M151)),M144*(SUMPRODUCT(('EaR TNA024'!$A$200:$A$20063)*('EaR TNA024'!$A$200:$A$20063>M151))-M151*MATCH(M151,'EaR TNA024'!$A$200:$A$20063,-1)))-M159,0)","v":0},{"$f":"IF(N151<1,IF(N151=0,N142*SUMPRODUCT(('EaR TNA024'!$A$200:$A$20063)*('EaR TNA024'!$A$200:$A$20063>N151)),N144*(SUMPRODUCT(('EaR TNA024'!$A$200:$A$20063)*('EaR TNA024'!$A$200:$A$20063>N151))-N151*MATCH(N151,'EaR TNA024'!$A$200:$A$20063,-1)))-N159,0)","v":0},{"$f":"IF(O151<1,IF(O151=0,O142*SUMPRODUCT(('EaR TNA024'!$A$200:$A$20063)*('EaR TNA024'!$A$200:$A$20063>O151)),O144*(SUMPRODUCT(('EaR TNA024'!$A$200:$A$20063)*('EaR TNA024'!$A$200:$A$20063>O151))-O151*MATCH(O151,'EaR TNA024'!$A$200:$A$20063,-1)))-O159,0)","v":0},{"$f":"IF(P151<1,IF(P151=0,P142*SUMPRODUCT(('EaR TNA024'!$A$200:$A$20063)*('EaR TNA024'!$A$200:$A$20063>P151)),P144*(SUMPRODUCT(('EaR TNA024'!$A$200:$A$20063)*('EaR TNA024'!$A$200:$A$20063>P151))-P151*MATCH(P151,'EaR TNA024'!$A$200:$A$20063,-1)))-P159,0)","v":0},{"$f":"IF(Q151<1,IF(Q151=0,Q142*SUMPRODUCT(('EaR TNA024'!$A$200:$A$20063)*('EaR TNA024'!$A$200:$A$20063>Q151)),Q144*(SUMPRODUCT(('EaR TNA024'!$A$200:$A$20063)*('EaR TNA024'!$A$200:$A$20063>Q151))-Q151*MATCH(Q151,'EaR TNA024'!$A$200:$A$20063,-1)))-Q159,0)","v":0},{"$f":"IF(R151<1,IF(R151=0,R142*SUMPRODUCT(('EaR TNA024'!$A$200:$A$20063)*('EaR TNA024'!$A$200:$A$20063>R151)),R144*(SUMPRODUCT(('EaR TNA024'!$A$200:$A$20063)*('EaR TNA024'!$A$200:$A$20063>R151))-R151*MATCH(R151,'EaR TNA024'!$A$200:$A$20063,-1)))-R159,0)","v":0},{"$f":"IF(S151<1,IF(S151=0,S142*SUMPRODUCT(('EaR TNA024'!$A$200:$A$20063)*('EaR TNA024'!$A$200:$A$20063>S151)),S144*(SUMPRODUCT(('EaR TNA024'!$A$200:$A$20063)*('EaR TNA024'!$A$200:$A$20063>S151))-S151*MATCH(S151,'EaR TNA024'!$A$200:$A$20063,-1)))-S159,0)","v":0},{"$f":"IF(T151<1,IF(T151=0,T142*SUMPRODUCT(('EaR TNA024'!$A$200:$A$20063)*('EaR TNA024'!$A$200:$A$20063>T151)),T144*(SUMPRODUCT(('EaR TNA024'!$A$200:$A$20063)*('EaR TNA024'!$A$200:$A$20063>T151))-T151*MATCH(T151,'EaR TNA024'!$A$200:$A$20063,-1)))-T159,0)","v":0},{"$f":"IF(U151<1,IF(U151=0,U142*SUMPRODUCT(('EaR TNA024'!$A$200:$A$20063)*('EaR TNA024'!$A$200:$A$20063>U151)),U144*(SUMPRODUCT(('EaR TNA024'!$A$200:$A$20063)*('EaR TNA024'!$A$200:$A$20063>U151))-U151*MATCH(U151,'EaR TNA024'!$A$200:$A$20063,-1)))-U159,0)","v":0},{"$f":"IF(V151<1,IF(V151=0,V142*SUMPRODUCT(('EaR TNA024'!$A$200:$A$20063)*('EaR TNA024'!$A$200:$A$20063>V151)),V144*(SUMPRODUCT(('EaR TNA024'!$A$200:$A$20063)*('EaR TNA024'!$A$200:$A$20063>V151))-V151*MATCH(V151,'EaR TNA024'!$A$200:$A$20063,-1)))-V159,0)","v":0},{"$f":"IF(W151<1,IF(W151=0,W142*SUMPRODUCT(('EaR TNA024'!$A$200:$A$20063)*('EaR TNA024'!$A$200:$A$20063>W151)),W144*(SUMPRODUCT(('EaR TNA024'!$A$200:$A$20063)*('EaR TNA024'!$A$200:$A$20063>W151))-W151*MATCH(W151,'EaR TNA024'!$A$200:$A$20063,-1)))-W159,0)","v":0},{"$f":"IF(X151<1,IF(X151=0,X142*SUMPRODUCT(('EaR TNA024'!$A$200:$A$20063)*('EaR TNA024'!$A$200:$A$20063>X151)),X144*(SUMPRODUCT(('EaR TNA024'!$A$200:$A$20063)*('EaR TNA024'!$A$200:$A$20063>X151))-X151*MATCH(X151,'EaR TNA024'!$A$200:$A$20063,-1)))-X159,0)","v":0},{"$f":"IF(Y151<1,IF(Y151=0,Y142*SUMPRODUCT(('EaR TNA024'!$A$200:$A$20063)*('EaR TNA024'!$A$200:$A$20063>Y151)),Y144*(SUMPRODUCT(('EaR TNA024'!$A$200:$A$20063)*('EaR TNA024'!$A$200:$A$20063>Y151))-Y151*MATCH(Y151,'EaR TNA024'!$A$200:$A$20063,-1)))-Y159,0)","v":0},{"$f":"IF(Z151<1,IF(Z151=0,Z142*SUMPRODUCT(('EaR TNA024'!$A$200:$A$20063)*('EaR TNA024'!$A$200:$A$20063>Z151)),Z144*(SUMPRODUCT(('EaR TNA024'!$A$200:$A$20063)*('EaR TNA024'!$A$200:$A$20063>Z151))-Z151*MATCH(Z151,'EaR TNA024'!$A$200:$A$20063,-1)))-Z159,0)","v":0},{"$f":"IF(AA151<1,IF(AA151=0,AA142*SUMPRODUCT(('EaR TNA024'!$A$200:$A$20063)*('EaR TNA024'!$A$200:$A$20063>AA151)),AA144*(SUMPRODUCT(('EaR TNA024'!$A$200:$A$20063)*('EaR TNA024'!$A$200:$A$20063>AA151))-AA151*MATCH(AA151,'EaR TNA024'!$A$200:$A$20063,-1)))-AA159,0)","v":0},{"$f":"IF(AB151<1,IF(AB151=0,AB142*SUMPRODUCT(('EaR TNA024'!$A$200:$A$20063)*('EaR TNA024'!$A$200:$A$20063>AB151)),AB144*(SUMPRODUCT(('EaR TNA024'!$A$200:$A$20063)*('EaR TNA024'!$A$200:$A$20063>AB151))-AB151*MATCH(AB151,'EaR TNA024'!$A$200:$A$20063,-1)))-AB159,0)","v":0},{"$f":"IF(AC151<1,IF(AC151=0,AC142*SUMPRODUCT(('EaR TNA024'!$A$200:$A$20063)*('EaR TNA024'!$A$200:$A$20063>AC151)),AC144*(SUMPRODUCT(('EaR TNA024'!$A$200:$A$20063)*('EaR TNA024'!$A$200:$A$20063>AC151))-AC151*MATCH(AC151,'EaR TNA024'!$A$200:$A$20063,-1)))-AC159,0)","v":0},{"$f":"IF(AD151<1,IF(AD151=0,AD142*SUMPRODUCT(('EaR TNA024'!$A$200:$A$20063)*('EaR TNA024'!$A$200:$A$20063>AD151)),AD144*(SUMPRODUCT(('EaR TNA024'!$A$200:$A$20063)*('EaR TNA024'!$A$200:$A$20063>AD151))-AD151*MATCH(AD151,'EaR TNA024'!$A$200:$A$20063,-1)))-AD159,0)","v":0},{"$f":"IF(AE151<1,IF(AE151=0,AE142*SUMPRODUCT(('EaR TNA024'!$A$200:$A$20063)*('EaR TNA024'!$A$200:$A$20063>AE151)),AE144*(SUMPRODUCT(('EaR TNA024'!$A$200:$A$20063)*('EaR TNA024'!$A$200:$A$20063>AE151))-AE151*MATCH(AE151,'EaR TNA024'!$A$200:$A$20063,-1)))-AE159,0)","v":0},{"$f":"IF(AF151<1,IF(AF151=0,AF142*SUMPRODUCT(('EaR TNA024'!$A$200:$A$20063)*('EaR TNA024'!$A$200:$A$20063>AF151)),AF144*(SUMPRODUCT(('EaR TNA024'!$A$200:$A$20063)*('EaR TNA024'!$A$200:$A$20063>AF151))-AF151*MATCH(AF151,'EaR TNA024'!$A$200:$A$20063,-1)))-AF159,0)","v":0},null,true,true,true,true,true,true]
["10% LAR","N",null,null,"EatR, MWhrs",{"$f":"IF(F157<1,F144*$C$154*((SUMPRODUCT(('EaR TNA024'!$A$200:$A$20063)*('EaR TNA024'!$A$200:$A$20063>F157)))-F157*MATCH(F157,'EaR TNA024'!$A$200:$A$20063,-1)),0)","v":0},{"$f":"IF(G157<1,G144*$C$154*((SUMPRODUCT(('EaR TNA024'!$A$200:$A$20063)*('EaR TNA024'!$A$200:$A$20063>G157)))-G157*MATCH(G157,'EaR TNA024'!$A$200:$A$20063,-1)),0)","v":0},{"$f":"IF(H157<1,H144*$C$154*((SUMPRODUCT(('EaR TNA024'!$A$200:$A$20063)*('EaR TNA024'!$A$200:$A$20063>H157)))-H157*MATCH(H157,'EaR TNA024'!$A$200:$A$20063,-1)),0)","v":2.0594466336565072},{"$f":"IF(I157<1,I144*$C$154*((SUMPRODUCT(('EaR TNA024'!$A$200:$A$20063)*('EaR TNA024'!$A$200:$A$20063>I157)))-I157*MATCH(I157,'EaR TNA024'!$A$200:$A$20063,-1)),0)","v":6.1666941075324528},{"$f":"IF(J157<1,J144*$C$154*((SUMPRODUCT(('EaR TNA024'!$A$200:$A$20063)*('EaR TNA024'!$A$200:$A$20063>J157)))-J157*MATCH(J157,'EaR TNA024'!$A$200:$A$20063,-1)),0)","v":0},{"$f":"IF(K157<1,K144*$C$154*((SUMPRODUCT(('EaR TNA024'!$A$200:$A$20063)*('EaR TNA024'!$A$200:$A$20063>K157)))-K157*MATCH(K157,'EaR TNA024'!$A$200:$A$20063,-1)),0)","v":0},{"$f":"IF(L157<1,L144*$C$154*((SUMPRODUCT(('EaR TNA024'!$A$200:$A$20063)*('EaR TNA024'!$A$200:$A$20063>L157)))-L157*MATCH(L157,'EaR TNA024'!$A$200:$A$20063,-1)),0)","v":0},{"$f":"IF(M157<1,M144*$C$154*((SUMPRODUCT(('EaR TNA024'!$A$200:$A$20063)*('EaR TNA024'!$A$200:$A$20063>M157)))-M157*MATCH(M157,'EaR TNA024'!$A$200:$A$20063,-1)),0)","v":0},{"$f":"IF(N157<1,N144*$C$154*((SUMPRODUCT(('EaR TNA024'!$A$200:$A$20063)*('EaR TNA024'!$A$200:$A$20063>N157)))-N157*MATCH(N157,'EaR TNA024'!$A$200:$A$20063,-1)),0)","v":0},{"$f":"IF(O157<1,O144*$C$154*((SUMPRODUCT(('EaR TNA024'!$A$200:$A$20063)*('EaR TNA024'!$A$200:$A$20063>O157)))-O157*MATCH(O157,'EaR TNA024'!$A$200:$A$20063,-1)),0)","v":0},{"$f":"IF(P157<1,P144*$C$154*((SUMPRODUCT(('EaR TNA024'!$A$200:$A$20063)*('EaR TNA024'!$A$200:$A$20063>P157)))-P157*MATCH(P157,'EaR TNA024'!$A$200:$A$20063,-1)),0)","v":0},{"$f":"IF(Q157<1,Q144*$C$154*((SUMPRODUCT(('EaR TNA024'!$A$200:$A$20063)*('EaR TNA024'!$A$200:$A$20063>Q157)))-Q157*MATCH(Q157,'EaR TNA024'!$A$200:$A$20063,-1)),0)","v":0},{"$f":"IF(R157<1,R144*$C$154*((SUMPRODUCT(('EaR TNA024'!$A$200:$A$20063)*('EaR TNA024'!$A$200:$A$20063>R157)))-R157*MATCH(R157,'EaR TNA024'!$A$200:$A$20063,-1)),0)","v":0},{"$f":"IF(S157<1,S144*$C$154*((SUMPRODUCT(('EaR TNA024'!$A$200:$A$20063)*('EaR TNA024'!$A$200:$A$20063>S157)))-S157*MATCH(S157,'EaR TNA024'!$A$200:$A$20063,-1)),0)","v":0},{"$f":"IF(T157<1,T144*$C$154*((SUMPRODUCT(('EaR TNA024'!$A$200:$A$20063)*('EaR TNA024'!$A$200:$A$20063>T157)))-T157*MATCH(T157,'EaR TNA024'!$A$200:$A$20063,-1)),0)","v":0},{"$f":"IF(U157<1,U144*$C$154*((SUMPRODUCT(('EaR TNA024'!$A$200:$A$20063)*('EaR TNA024'!$A$200:$A$20063>U157)))-U157*MATCH(U157,'EaR TNA024'!$A$200:$A$20063,-1)),0)","v":0},{"$f":"IF(V157<1,V144*$C$154*((SUMPRODUCT(('EaR TNA024'!$A$200:$A$20063)*('EaR TNA024'!$A$200:$A$20063>V157)))-V157*MATCH(V157,'EaR TNA024'!$A$200:$A$20063,-1)),0)","v":0},{"$f":"IF(W157<1,W144*$C$154*((SUMPRODUCT(('EaR TNA024'!$A$200:$A$20063)*('EaR TNA024'!$A$200:$A$20063>W157)))-W157*MATCH(W157,'EaR TNA024'!$A$200:$A$20063,-1)),0)","v":0},{"$f":"IF(X157<1,X144*$C$154*((SUMPRODUCT(('EaR TNA024'!$A$200:$A$20063)*('EaR TNA024'!$A$200:$A$20063>X157)))-X157*MATCH(X157,'EaR TNA024'!$A$200:$A$20063,-1)),0)","v":0},{"$f":"IF(Y157<1,Y144*$C$154*((SUMPRODUCT(('EaR TNA024'!$A$200:$A$20063)*('EaR TNA024'!$A$200:$A$20063>Y157)))-Y157*MATCH(Y157,'EaR TNA024'!$A$200:$A$20063,-1)),0)","v":0},{"$f":"IF(Z157<1,Z144*$C$154*((SUMPRODUCT(('EaR TNA024'!$A$200:$A$20063)*('EaR TNA024'!$A$200:$A$20063>Z157)))-Z157*MATCH(Z157,'EaR TNA024'!$A$200:$A$20063,-1)),0)","v":0},{"$f":"IF(AA157<1,AA144*$C$154*((SUMPRODUCT(('EaR TNA024'!$A$200:$A$20063)*('EaR TNA024'!$A$200:$A$20063>AA157)))-AA157*MATCH(AA157,'EaR TNA024'!$A$200:$A$20063,-1)),0)","v":0},{"$f":"IF(AB157<1,AB144*$C$154*((SUMPRODUCT(('EaR TNA024'!$A$200:$A$20063)*('EaR TNA024'!$A$200:$A$20063>AB157)))-AB157*MATCH(AB157,'EaR TNA024'!$A$200:$A$20063,-1)),0)","v":0},{"$f":"IF(AC157<1,AC144*$C$154*((SUMPRODUCT(('EaR TNA024'!$A$200:$A$20063)*('EaR TNA024'!$A$200:$A$20063>AC157)))-AC157*MATCH(AC157,'EaR TNA024'!$A$200:$A$20063,-1)),0)","v":0},{"$f":"IF(AD157<1,AD144*$C$154*((SUMPRODUCT(('EaR TNA024'!$A$200:$A$20063)*('EaR TNA024'!$A$200:$A$20063>AD157)))-AD157*MATCH(AD157,'EaR TNA024'!$A$200:$A$20063,-1)),0)","v":0},{"$f":"IF(AE157<1,AE144*$C$154*((SUMPRODUCT(('EaR TNA024'!$A$200:$A$20063)*('EaR TNA024'!$A$200:$A$20063>AE157)))-AE157*MATCH(AE157,'EaR TNA024'!$A$200:$A$20063,-1)),0)","v":0},{"$f":"IF(AF157<1,AF144*$C$154*((SUMPRODUCT(('EaR TNA024'!$A$200:$A$20063)*('EaR TNA024'!$A$200:$A$20063>AF157)))-AF157*MATCH(AF157,'EaR TNA024'!$A$200:$A$20063,-1)),0)","v":0},null,true,true,true,true,true,true]
["10% LAR","N-1",null,null,"EatR, MWhrs",{"$f":"IF(F158<1,IF(F158=0,F144*$C$154*SUMPRODUCT(('EaR TNA024'!$A$200:$A$20063)*('EaR TNA024'!$A$200:$A$20063>F158)),F146*$C$154*(SUMPRODUCT(('EaR TNA024'!$A$200:$A$20063)*('EaR TNA024'!$A$200:$A$20063>F158))-F158*MATCH(F158,'EaR TNA024'!$A$200:$A$20063,-1)))-F161,0)","v":0},{"$f":"IF(G158<1,IF(G158=0,G144*$C$154*SUMPRODUCT(('EaR TNA024'!$A$200:$A$20063)*('EaR TNA024'!$A$200:$A$20063>G158)),G146*$C$154*(SUMPRODUCT(('EaR TNA024'!$A$200:$A$20063)*('EaR TNA024'!$A$200:$A$20063>G158))-G158*MATCH(G158,'EaR TNA024'!$A$200:$A$20063,-1)))-G161,0)","v":0},{"$f":"IF(H158<1,IF(H158=0,H144*$C$154*SUMPRODUCT(('EaR TNA024'!$A$200:$A$20063)*('EaR TNA024'!$A$200:$A$20063>H158)),H146*$C$154*(SUMPRODUCT(('EaR TNA024'!$A$200:$A$20063)*('EaR TNA024'!$A$200:$A$20063>H158))-H158*MATCH(H158,'EaR TNA024'!$A$200:$A$20063,-1)))-H161,0)","v":3.9639037030296365E-2},{"$f":"IF(I158<1,IF(I158=0,I144*$C$154*SUMPRODUCT(('EaR TNA024'!$A$200:$A$20063)*('EaR TNA024'!$A$200:$A$20063>I158)),I146*$C$154*(SUMPRODUCT(('EaR TNA024'!$A$200:$A$20063)*('EaR TNA024'!$A$200:$A$20063>I158))-I158*MATCH(I158,'EaR TNA024'!$A$200:$A$20063,-1)))-I161,0)","v":0.1186929595980768},{"$f":"IF(J158<1,IF(J158=0,J144*$C$154*SUMPRODUCT(('EaR TNA024'!$A$200:$A$20063)*('EaR TNA024'!$A$200:$A$20063>J158)),J146*$C$154*(SUMPRODUCT(('EaR TNA024'!$A$200:$A$20063)*('EaR TNA024'!$A$200:$A$20063>J158))-J158*MATCH(J158,'EaR TNA024'!$A$200:$A$20063,-1)))-J161,0)","v":0},{"$f":"IF(K158<1,IF(K158=0,K144*$C$154*SUMPRODUCT(('EaR TNA024'!$A$200:$A$20063)*('EaR TNA024'!$A$200:$A$20063>K158)),K146*$C$154*(SUMPRODUCT(('EaR TNA024'!$A$200:$A$20063)*('EaR TNA024'!$A$200:$A$20063>K158))-K158*MATCH(K158,'EaR TNA024'!$A$200:$A$20063,-1)))-K161,0)","v":0},{"$f":"IF(L158<1,IF(L158=0,L144*$C$154*SUMPRODUCT(('EaR TNA024'!$A$200:$A$20063)*('EaR TNA024'!$A$200:$A$20063>L158)),L146*$C$154*(SUMPRODUCT(('EaR TNA024'!$A$200:$A$20063)*('EaR TNA024'!$A$200:$A$20063>L158))-L158*MATCH(L158,'EaR TNA024'!$A$200:$A$20063,-1)))-L161,0)","v":0},{"$f":"IF(M158<1,IF(M158=0,M144*$C$154*SUMPRODUCT(('EaR TNA024'!$A$200:$A$20063)*('EaR TNA024'!$A$200:$A$20063>M158)),M146*$C$154*(SUMPRODUCT(('EaR TNA024'!$A$200:$A$20063)*('EaR TNA024'!$A$200:$A$20063>M158))-M158*MATCH(M158,'EaR TNA024'!$A$200:$A$20063,-1)))-M161,0)","v":0},{"$f":"IF(N158<1,IF(N158=0,N144*$C$154*SUMPRODUCT(('EaR TNA024'!$A$200:$A$20063)*('EaR TNA024'!$A$200:$A$20063>N158)),N146*$C$154*(SUMPRODUCT(('EaR TNA024'!$A$200:$A$20063)*('EaR TNA024'!$A$200:$A$20063>N158))-N158*MATCH(N158,'EaR TNA024'!$A$200:$A$20063,-1)))-N161,0)","v":0},{"$f":"IF(O158<1,IF(O158=0,O144*$C$154*SUMPRODUCT(('EaR TNA024'!$A$200:$A$20063)*('EaR TNA024'!$A$200:$A$20063>O158)),O146*$C$154*(SUMPRODUCT(('EaR TNA024'!$A$200:$A$20063)*('EaR TNA024'!$A$200:$A$20063>O158))-O158*MATCH(O158,'EaR TNA024'!$A$200:$A$20063,-1)))-O161,0)","v":0},{"$f":"IF(P158<1,IF(P158=0,P144*$C$154*SUMPRODUCT(('EaR TNA024'!$A$200:$A$20063)*('EaR TNA024'!$A$200:$A$20063>P158)),P146*$C$154*(SUMPRODUCT(('EaR TNA024'!$A$200:$A$20063)*('EaR TNA024'!$A$200:$A$20063>P158))-P158*MATCH(P158,'EaR TNA024'!$A$200:$A$20063,-1)))-P161,0)","v":0},{"$f":"IF(Q158<1,IF(Q158=0,Q144*$C$154*SUMPRODUCT(('EaR TNA024'!$A$200:$A$20063)*('EaR TNA024'!$A$200:$A$20063>Q158)),Q146*$C$154*(SUMPRODUCT(('EaR TNA024'!$A$200:$A$20063)*('EaR TNA024'!$A$200:$A$20063>Q158))-Q158*MATCH(Q158,'EaR TNA024'!$A$200:$A$20063,-1)))-Q161,0)","v":0},{"$f":"IF(R158<1,IF(R158=0,R144*$C$154*SUMPRODUCT(('EaR TNA024'!$A$200:$A$20063)*('EaR TNA024'!$A$200:$A$20063>R158)),R146*$C$154*(SUMPRODUCT(('EaR TNA024'!$A$200:$A$20063)*('EaR TNA024'!$A$200:$A$20063>R158))-R158*MATCH(R158,'EaR TNA024'!$A$200:$A$20063,-1)))-R161,0)","v":0},{"$f":"IF(S158<1,IF(S158=0,S144*$C$154*SUMPRODUCT(('EaR TNA024'!$A$200:$A$20063)*('EaR TNA024'!$A$200:$A$20063>S158)),S146*$C$154*(SUMPRODUCT(('EaR TNA024'!$A$200:$A$20063)*('EaR TNA024'!$A$200:$A$20063>S158))-S158*MATCH(S158,'EaR TNA024'!$A$200:$A$20063,-1)))-S161,0)","v":0},{"$f":"IF(T158<1,IF(T158=0,T144*$C$154*SUMPRODUCT(('EaR TNA024'!$A$200:$A$20063)*('EaR TNA024'!$A$200:$A$20063>T158)),T146*$C$154*(SUMPRODUCT(('EaR TNA024'!$A$200:$A$20063)*('EaR TNA024'!$A$200:$A$20063>T158))-T158*MATCH(T158,'EaR TNA024'!$A$200:$A$20063,-1)))-T161,0)","v":0},{"$f":"IF(U158<1,IF(U158=0,U144*$C$154*SUMPRODUCT(('EaR TNA024'!$A$200:$A$20063)*('EaR TNA024'!$A$200:$A$20063>U158)),U146*$C$154*(SUMPRODUCT(('EaR TNA024'!$A$200:$A$20063)*('EaR TNA024'!$A$200:$A$20063>U158))-U158*MATCH(U158,'EaR TNA024'!$A$200:$A$20063,-1)))-U161,0)","v":0},{"$f":"IF(V158<1,IF(V158=0,V144*$C$154*SUMPRODUCT(('EaR TNA024'!$A$200:$A$20063)*('EaR TNA024'!$A$200:$A$20063>V158)),V146*$C$154*(SUMPRODUCT(('EaR TNA024'!$A$200:$A$20063)*('EaR TNA024'!$A$200:$A$20063>V158))-V158*MATCH(V158,'EaR TNA024'!$A$200:$A$20063,-1)))-V161,0)","v":0},{"$f":"IF(W158<1,IF(W158=0,W144*$C$154*SUMPRODUCT(('EaR TNA024'!$A$200:$A$20063)*('EaR TNA024'!$A$200:$A$20063>W158)),W146*$C$154*(SUMPRODUCT(('EaR TNA024'!$A$200:$A$20063)*('EaR TNA024'!$A$200:$A$20063>W158))-W158*MATCH(W158,'EaR TNA024'!$A$200:$A$20063,-1)))-W161,0)","v":0},{"$f":"IF(X158<1,IF(X158=0,X144*$C$154*SUMPRODUCT(('EaR TNA024'!$A$200:$A$20063)*('EaR TNA024'!$A$200:$A$20063>X158)),X146*$C$154*(SUMPRODUCT(('EaR TNA024'!$A$200:$A$20063)*('EaR TNA024'!$A$200:$A$20063>X158))-X158*MATCH(X158,'EaR TNA024'!$A$200:$A$20063,-1)))-X161,0)","v":0},{"$f":"IF(Y158<1,IF(Y158=0,Y144*$C$154*SUMPRODUCT(('EaR TNA024'!$A$200:$A$20063)*('EaR TNA024'!$A$200:$A$20063>Y158)),Y146*$C$154*(SUMPRODUCT(('EaR TNA024'!$A$200:$A$20063)*('EaR TNA024'!$A$200:$A$20063>Y158))-Y158*MATCH(Y158,'EaR TNA024'!$A$200:$A$20063,-1)))-Y161,0)","v":0},{"$f":"IF(Z158<1,IF(Z158=0,Z144*$C$154*SUMPRODUCT(('EaR TNA024'!$A$200:$A$20063)*('EaR TNA024'!$A$200:$A$20063>Z158)),Z146*$C$154*(SUMPRODUCT(('EaR TNA024'!$A$200:$A$20063)*('EaR TNA024'!$A$200:$A$20063>Z158))-Z158*MATCH(Z158,'EaR TNA024'!$A$200:$A$20063,-1)))-Z161,0)","v":0},{"$f":"IF(AA158<1,IF(AA158=0,AA144*$C$154*SUMPRODUCT(('EaR TNA024'!$A$200:$A$20063)*('EaR TNA024'!$A$200:$A$20063>AA158)),AA146*$C$154*(SUMPRODUCT(('EaR TNA024'!$A$200:$A$20063)*('EaR TNA024'!$A$200:$A$20063>AA158))-AA158*MATCH(AA158,'EaR TNA024'!$A$200:$A$20063,-1)))-AA161,0)","v":0},{"$f":"IF(AB158<1,IF(AB158=0,AB144*$C$154*SUMPRODUCT(('EaR TNA024'!$A$200:$A$20063)*('EaR TNA024'!$A$200:$A$20063>AB158)),AB146*$C$154*(SUMPRODUCT(('EaR TNA024'!$A$200:$A$20063)*('EaR TNA024'!$A$200:$A$20063>AB158))-AB158*MATCH(AB158,'EaR TNA024'!$A$200:$A$20063,-1)))-AB161,0)","v":0},{"$f":"IF(AC158<1,IF(AC158=0,AC144*$C$154*SUMPRODUCT(('EaR TNA024'!$A$200:$A$20063)*('EaR TNA024'!$A$200:$A$20063>AC158)),AC146*$C$154*(SUMPRODUCT(('EaR TNA024'!$A$200:$A$20063)*('EaR TNA024'!$A$200:$A$20063>AC158))-AC158*MATCH(AC158,'EaR TNA024'!$A$200:$A$20063,-1)))-AC161,0)","v":0},{"$f":"IF(AD158<1,IF(AD158=0,AD144*$C$154*SUMPRODUCT(('EaR TNA024'!$A$200:$A$20063)*('EaR TNA024'!$A$200:$A$20063>AD158)),AD146*$C$154*(SUMPRODUCT(('EaR TNA024'!$A$200:$A$20063)*('EaR TNA024'!$A$200:$A$20063>AD158))-AD158*MATCH(AD158,'EaR TNA024'!$A$200:$A$20063,-1)))-AD161,0)","v":0},{"$f":"IF(AE158<1,IF(AE158=0,AE144*$C$154*SUMPRODUCT(('EaR TNA024'!$A$200:$A$20063)*('EaR TNA024'!$A$200:$A$20063>AE158)),AE146*$C$154*(SUMPRODUCT(('EaR TNA024'!$A$200:$A$20063)*('EaR TNA024'!$A$200:$A$20063>AE158))-AE158*MATCH(AE158,'EaR TNA024'!$A$200:$A$20063,-1)))-AE161,0)","v":0},{"$f":"IF(AF158<1,IF(AF158=0,AF144*$C$154*SUMPRODUCT(('EaR TNA024'!$A$200:$A$20063)*('EaR TNA024'!$A$200:$A$20063>AF158)),AF146*$C$154*(SUMPRODUCT(('EaR TNA024'!$A$200:$A$20063)*('EaR TNA024'!$A$200:$A$20063>AF158))-AF158*MATCH(AF158,'EaR TNA024'!$A$200:$A$20063,-1)))-AF161,0)","v":0},null,true,true,true,true,true,true]
["No of Tx",null,null,null,null,{"$f":"'EaR TNA024'!F23","v":1},{"$f":"F163","v":1},1,1,1,1,1,1,1,1,1,1,1,1,1,1,1,1,1,1,1,1,1,1,1,1,1,null,true,true,true,true,true,true]
["50% PoE","N",1,null,"EEatR, MWhrs",{"$f":"F159*$C164","v":0},0,0,0,0,0,0,0,0,0,0,0,0,0,0,0,0,0,0,0,0,0,0,0,0,0,0,null,true,true,true,true,true,true]
["50% PoE","N-1",null,null,"EEatR, MWhrs",{"$f":"F160*$C142*F163","v":0},0,0,0,0,0,0,0,0,0,0,0,0,0,0,0,0,0,0,0,0,0,0,0,0,0,0,null,true,true,true,true,true,true]
["10% LAR","N",1,null,"EEatR, MWhrs",{"$f":"F161*$C166","v":0},0,2.0594466336565072,6.1666941075324528,0,0,0,0,0,0,0,0,0,0,0,0,0,0,0,0,0,0,0,0,0,0,0,null,true,true,true,true,true,true]
["10% LAR","N-1",{"$f":"C142","v":3.744292237442922E-2},null,"EEatR, MWhrs",{"$f":"F162*$C167*F163","v":0},0,1.4842013865225122E-3,4.4442112726220534E-3,0,0,0,0,0,0,0,0,0,0,0,0,0,0,0,0,0,0,0,0,0,0,0,null,true,true,true,true,true,true]
[]
["MLN021","50% PoE",{"$f":"EXP((1/11)*LN(Q169/F169))-1","v":1.5208264960945961E-2},null,"MW",{"$f":"IF($B$143=\"OFF\",F44,F48)","v":13.925000190734865},14.640000343322754,15.415000438690186,16.019999980926514,13.479999542236332,13.925000190734863,14.280000686645508,14.685000419616699,15.255000114440918,15.869999885559082,16.274999618530273,16.439999580383301,16.439999580383301,16.439999580383301,16.439999580383301,16.439999580383301,16.439999580383301,16.439999580383301,16.439999580383301,16.439999580383301,16.439999580383301,16.439999580383301,16.439999580383301,16.439999580383301,16.439999580383301,16.439999580383301,16.439999580383301,null,true,true,true,true,true,true]
["Winter","load pf",{"$f":"F169/F171","v":0.98774023675001132},null,"MVAr",{"$f":"F177*F169","v":2.2007632255554199},2.3137647351086414,2.4362488777531364,2.5318654469304547,2.1304335272322916,2.2007632255554195,2.2568689365610042,2.3208767287674132,2.41096178081514,2.5081588265216381,2.5721666187280472,2.5982438785693649,2.5982438785693649,2.5982438785693649,2.5982438785693649,2.5982438785693649,2.5982438785693649,2.5982438785693649,2.5982438785693649,2.5982438785693649,2.5982438785693649,2.5982438785693649,2.5982438785693649,2.5982438785693649,2.5982438785693649,2.5982438785693649,2.5982438785693649,null,true,true,true,true,true,true]
[null,null,null,null,"MVA",{"$f":"(F169^2+F170^2)^0.5","v":14.097836326434036},14.821711011280806,15.606330354031726,16.218839108587453,13.647312360778114,14.097836326434035,14.457243063855922,14.867269625397824,15.444344116865039,16.066977222449271,16.477003783991172,16.644051713916486,16.644051713916486,16.644051713916486,16.644051713916486,16.644051713916486,16.644051713916486,16.644051713916486,16.644051713916486,16.644051713916486,16.644051713916486,16.644051713916486,16.644051713916486,16.644051713916486,16.644051713916486,16.644051713916486,16.644051713916486,null,true,true,true,true,true,true]
[null,null,null,null,"MVA",{"$f":"(F169^2+(F170-F178)^2)^0.5","v":14.097836326434036},14.821711011280806,15.606330354031726,16.218839108587453,13.647312360778114,14.097836326434035,14.457243063855922,14.867269625397824,15.444344116865039,16.066977222449271,16.477003783991172,16.644051713916486,16.644051713916486,16.644051713916486,16.644051713916486,16.644051713916486,16.644051713916486,16.644051713916486,16.644051713916486,16.644051713916486,16.644051713916486,16.644051713916486,16.644051713916486,16.644051713916486,16.644051713916486,16.644051713916486,16.644051713916486,null,true,true,true,true,true,true]
["50% PoE","N","CR",null,"MVA",{"$f":"'EaR TNA024'!F53","v":16.389999389648441},{"$f":"'EaR TNA024'!G53","v":16.389999389648441},{"$f":"'EaR TNA024'!H53","v":16.389999389648441},{"$f":"'EaR TNA024'!I53","v":16.389999389648441},{"$f":"'EaR TNA024'!J53","v":16.389999389648441},{"$f":"'EaR TNA024'!K53","v":16.389999389648441},{"$f":"'EaR TNA024'!L53","v":16.389999389648441},{"$f":"'EaR TNA024'!M53","v":16.389999389648441},{"$f":"'EaR TNA024'!N53","v":16.389999389648441},{"$f":"'EaR TNA024'!O53","v":16.389999389648441},{"$f":"'EaR TNA024'!P53","v":16.389999389648441},{"$f":"'EaR TNA024'!Q53","v":16.389999389648441},{"$f":"'EaR TNA024'!R53","v":16.389999389648441},{"$f":"'EaR TNA024'!S53","v":16.389999389648441},{"$f":"'EaR TNA024'!T53","v":16.389999389648441},{"$f":"'EaR TNA024'!U53","v":16.389999389648441},{"$f":"'EaR TNA024'!V53","v":16.389999389648441},{"$f":"'EaR TNA024'!W53","v":16.389999389648441},{"$f":"'EaR TNA024'!X53","v":16.389999389648441},{"$f":"'EaR TNA024'!Y53","v":16.389999389648441},{"$f":"'EaR TNA024'!Z53","v":16.389999389648441},{"$f":"'EaR TNA024'!AA53","v":16.389999389648441},{"$f":"'EaR TNA024'!AB53","v":16.389999389648441},{"$f":"'EaR TNA024'!AC53","v":16.389999389648441},{"$f":"'EaR TNA024'!AD53","v":16.389999389648441},{"$f":"'EaR TNA024'!AE53","v":16.389999389648441},{"$f":"'EaR TNA024'!AF53","v":16.389999389648441},null,true,true,true,true,true,true]
["50% PoE","N-1","CR",null,"MVA",{"$f":"'EaR TNA024'!F54","v":16.389999389648441},{"$f":"'EaR TNA024'!G54","v":16.389999389648441},{"$f":"'EaR TNA024'!H54","v":16.389999389648441},{"$f":"'EaR TNA024'!I54","v":16.389999389648441},{"$f":"'EaR TNA024'!J54","v":16.389999389648441},{"$f":"'EaR TNA024'!K54","v":16.389999389648441},{"$f":"'EaR TNA024'!L54","v":16.389999389648441},{"$f":"'EaR TNA024'!M54","v":16.389999389648441},{"$f":"'EaR TNA024'!N54","v":16.389999389648441},{"$f":"'EaR TNA024'!O54","v":16.389999389648441},{"$f":"'EaR TNA024'!P54","v":16.389999389648441},{"$f":"'EaR TNA024'!Q54","v":16.389999389648441},{"$f":"'EaR TNA024'!R54","v":16.389999389648441},{"$f":"'EaR TNA024'!S54","v":16.389999389648441},{"$f":"'EaR TNA024'!T54","v":16.389999389648441},{"$f":"'EaR TNA024'!U54","v":16.389999389648441},{"$f":"'EaR TNA024'!V54","v":16.389999389648441},{"$f":"'EaR TNA024'!W54","v":16.389999389648441},{"$f":"'EaR TNA024'!X54","v":16.389999389648441},{"$f":"'EaR TNA024'!Y54","v":16.389999389648441},{"$f":"'EaR TNA024'!Z54","v":16.389999389648441},{"$f":"'EaR TNA024'!AA54","v":16.389999389648441},{"$f":"'EaR TNA024'!AB54","v":16.389999389648441},{"$f":"'EaR TNA024'!AC54","v":16.389999389648441},{"$f":"'EaR TNA024'!AD54","v":16.389999389648441},{"$f":"'EaR TNA024'!AE54","v":16.389999389648441},{"$f":"'EaR TNA024'!AF54","v":16.389999389648441},null,true,true,true,true,true,true]
["50% LAR","N",null,null,"Ratio Rating/Load",{"$f":"IF(F172=0,100,TRUNC(F173/F172,5))","v":1.1625799999999999},1.10581,1.0502100000000001,1.0105500000000001,1.20096,1.1625799999999999,1.13368,1.10242,1.0612200000000001,1.0201,0.99470999999999998,0.98472999999999999,0.98472999999999999,0.98472999999999999,0.98472999999999999,0.98472999999999999,0.98472999999999999,0.98472999999999999,0.98472999999999999,0.98472999999999999,0.98472999999999999,0.98472999999999999,0.98472999999999999,0.98472999999999999,0.98472999999999999,0.98472999999999999,0.98472999999999999,null,true,true,true,true,true,true]
["50% LAR","N-1",null,null,"Ratio Rating/Load",{"$f":"IF(F172=0,100,TRUNC(F174/F172,5))","v":1.1625799999999999},1.10581,1.0502100000000001,1.0105500000000001,1.20096,1.1625799999999999,1.13368,1.10242,1.0612200000000001,1.0201,0.99470999999999998,0.98472999999999999,0.98472999999999999,0.98472999999999999,0.98472999999999999,0.98472999999999999,0.98472999999999999,0.98472999999999999,0.98472999999999999,0.98472999999999999,0.98472999999999999,0.98472999999999999,0.98472999999999999,0.98472999999999999,0.98472999999999999,0.98472999999999999,0.98472999999999999,null,true,true,true,true,true,true]
["Load tan Phi",null,{"$f":"'EaR TNA024'!$H$27","v":0.15804403557708524},null,"MVA",{"$f":"C177","v":0.15804403557708524},{"$f":"'EaR TNA024'!$I$27","v":0.15804403557708524},{"$f":"G177","v":0.15804403557708524},0.15804403557708524,0.15804403557708524,0.15804403557708524,0.15804403557708524,0.15804403557708524,0.15804403557708524,0.15804403557708524,0.15804403557708524,0.15804403557708524,0.15804403557708524,0.15804403557708524,0.15804403557708524,0.15804403557708524,0.15804403557708524,0.15804403557708524,{"$f":"W177","v":0.15804403557708524},0.15804403557708524,0.15804403557708524,0.15804403557708524,0.15804403557708524,0.15804403557708524,0.15804403557708524,0.15804403557708524,0.15804403557708524,null,true,true,true,true,true,true]
["Cap",null,0,null,"MVAr",{"$f":"C178","v":0},{"$f":"'EaR TNA024'!$L$27","v":0},0,0,0,0,0,0,0,0,0,0,0,0,0,0,0,0,0,0,0,0,0,0,0,0,0,null,true,true,true,true,true,true]
["10% PoE","10%/50%",{"$f":"'EaR TNA024'!$J$27","v":1.0444145776028966},null,"MVA",{"$f":"((F169*$C179)^2+(F169*$C179*F177-F178)^2)^0.5","v":14.723985771987376},15.480011045199044,16.299478924637306,16.939191996804706,14.253451974696864,14.723985771987374,15.099355407839489,15.527593125918242,16.13029813716938,16.780585229139717,17.208822947218469,17.383290240390853,17.383290240390853,17.383290240390853,17.383290240390853,17.383290240390853,17.383290240390853,17.383290240390853,17.383290240390853,17.383290240390853,17.383290240390853,17.383290240390853,17.383290240390853,17.383290240390853,17.383290240390853,17.383290240390853,17.383290240390853,null,true,true,true,true,true,true]
["10% PoE","N","CR",null,"MVA",{"$f":"F173","v":16.389999389648441},16.389999389648441,16.389999389648441,16.389999389648441,16.389999389648441,16.389999389648441,16.389999389648441,16.389999389648441,16.389999389648441,16.389999389648441,16.389999389648441,16.389999389648441,16.389999389648441,16.389999389648441,16.389999389648441,16.389999389648441,16.389999389648441,16.389999389648441,16.389999389648441,16.389999389648441,16.389999389648441,16.389999389648441,16.389999389648441,16.389999389648441,16.389999389648441,16.389999389648441,16.389999389648441,null,true,true,true,true,true,true]
["10% PoE","N-1","CR",null,"MVA",16.389999389648441,16.389999389648441,16.389999389648441,16.389999389648441,16.389999389648441,16.389999389648441,16.389999389648441,16.389999389648441,16.389999389648441,16.389999389648441,16.389999389648441,16.389999389648441,16.389999389648441,16.389999389648441,16.389999389648441,16.389999389648441,16.389999389648441,16.389999389648441,16.389999389648441,16.389999389648441,16.389999389648441,16.389999389648441,16.389999389648441,16.389999389648441,16.389999389648441,16.389999389648441,16.389999389648441,null,true,true,true,true,true,true]
["10% LAR","N",null,null,"Ratio Rating/Load",{"$f":"IF(F179=0,100,TRUNC(F180/F179,5))","v":1.11314},1.0587800000000001,1.0055499999999999,0.96757000000000004,1.1498900000000001,1.11314,1.0854699999999999,1.0555399999999999,1.0161,0.97672000000000003,0.95240999999999998,0.94284999999999997,0.94284999999999997,0.94284999999999997,0.94284999999999997,0.94284999999999997,0.94284999999999997,0.94284999999999997,0.94284999999999997,0.94284999999999997,0.94284999999999997,0.94284999999999997,0.94284999999999997,0.94284999999999997,0.94284999999999997,0.94284999999999997,0.94284999999999997,null,true,true,true,true,true,true]
["10% LAR","N-1",null,null,"Ratio Rating/Load",{"$f":"IF(F179=0,100,TRUNC(F181/F179,5))","v":1.11314},1.0587800000000001,1.0055499999999999,0.96757000000000004,1.1498900000000001,1.11314,1.0854699999999999,1.0555399999999999,1.0161,0.97672000000000003,0.95240999999999998,0.94284999999999997,0.94284999999999997,0.94284999999999997,0.94284999999999997,0.94284999999999997,0.94284999999999997,0.94284999999999997,0.94284999999999997,0.94284999999999997,0.94284999999999997,0.94284999999999997,0.94284999999999997,0.94284999999999997,0.94284999999999997,0.94284999999999997,0.94284999999999997,null,true,true,true,true,true,true]
["50% PoE","N",null,null,"EatR, MWhrs",{"$f":"IF(F175<1,F169*((SUMPRODUCT(('EaR TNA024'!$C$200:$C$20063)*('EaR TNA024'!$C$200:$C$20063>F175)))-F175*MATCH(F175,'EaR TNA024'!$C$200:$C$20063,-1)),0)","v":0},{"$f":"IF(G175<1,G169*((SUMPRODUCT(('EaR TNA024'!$C$200:$C$20063)*('EaR TNA024'!$C$200:$C$20063>G175)))-G175*MATCH(G175,'EaR TNA024'!$C$200:$C$20063,-1)),0)","v":0},{"$f":"IF(H175<1,H169*((SUMPRODUCT(('EaR TNA024'!$C$200:$C$20063)*('EaR TNA024'!$C$200:$C$20063>H175)))-H175*MATCH(H175,'EaR TNA024'!$C$200:$C$20063,-1)),0)","v":0},{"$f":"IF(I175<1,I169*((SUMPRODUCT(('EaR TNA024'!$C$200:$C$20063)*('EaR TNA024'!$C$200:$C$20063>I175)))-I175*MATCH(I175,'EaR TNA024'!$C$200:$C$20063,-1)),0)","v":0},{"$f":"IF(J175<1,J169*((SUMPRODUCT(('EaR TNA024'!$C$200:$C$20063)*('EaR TNA024'!$C$200:$C$20063>J175)))-J175*MATCH(J175,'EaR TNA024'!$C$200:$C$20063,-1)),0)","v":0},{"$f":"IF(K175<1,K169*((SUMPRODUCT(('EaR TNA024'!$C$200:$C$20063)*('EaR TNA024'!$C$200:$C$20063>K175)))-K175*MATCH(K175,'EaR TNA024'!$C$200:$C$20063,-1)),0)","v":0},{"$f":"IF(L175<1,L169*((SUMPRODUCT(('EaR TNA024'!$C$200:$C$20063)*('EaR TNA024'!$C$200:$C$20063>L175)))-L175*MATCH(L175,'EaR TNA024'!$C$200:$C$20063,-1)),0)","v":0},{"$f":"IF(M175<1,M169*((SUMPRODUCT(('EaR TNA024'!$C$200:$C$20063)*('EaR TNA024'!$C$200:$C$20063>M175)))-M175*MATCH(M175,'EaR TNA024'!$C$200:$C$20063,-1)),0)","v":0},{"$f":"IF(N175<1,N169*((SUMPRODUCT(('EaR TNA024'!$C$200:$C$20063)*('EaR TNA024'!$C$200:$C$20063>N175)))-N175*MATCH(N175,'EaR TNA024'!$C$200:$C$20063,-1)),0)","v":0},{"$f":"IF(O175<1,O169*((SUMPRODUCT(('EaR TNA024'!$C$200:$C$20063)*('EaR TNA024'!$C$200:$C$20063>O175)))-O175*MATCH(O175,'EaR TNA024'!$C$200:$C$20063,-1)),0)","v":0},{"$f":"IF(P175<1,P169*((SUMPRODUCT(('EaR TNA024'!$C$200:$C$20063)*('EaR TNA024'!$C$200:$C$20063>P175)))-P175*MATCH(P175,'EaR TNA024'!$C$200:$C$20063,-1)),0)","v":0.10127932262611174},{"$f":"IF(Q175<1,Q169*((SUMPRODUCT(('EaR TNA024'!$C$200:$C$20063)*('EaR TNA024'!$C$200:$C$20063>Q175)))-Q175*MATCH(Q175,'EaR TNA024'!$C$200:$C$20063,-1)),0)","v":0.61572566028413611},{"$f":"IF(R175<1,R169*((SUMPRODUCT(('EaR TNA024'!$C$200:$C$20063)*('EaR TNA024'!$C$200:$C$20063>R175)))-R175*MATCH(R175,'EaR TNA024'!$C$200:$C$20063,-1)),0)","v":0.61572566028413611},{"$f":"IF(S175<1,S169*((SUMPRODUCT(('EaR TNA024'!$C$200:$C$20063)*('EaR TNA024'!$C$200:$C$20063>S175)))-S175*MATCH(S175,'EaR TNA024'!$C$200:$C$20063,-1)),0)","v":0.61572566028413611},{"$f":"IF(T175<1,T169*((SUMPRODUCT(('EaR TNA024'!$C$200:$C$20063)*('EaR TNA024'!$C$200:$C$20063>T175)))-T175*MATCH(T175,'EaR TNA024'!$C$200:$C$20063,-1)),0)","v":0.61572566028413611},{"$f":"IF(U175<1,U169*((SUMPRODUCT(('EaR TNA024'!$C$200:$C$20063)*('EaR TNA024'!$C$200:$C$20063>U175)))-U175*MATCH(U175,'EaR TNA024'!$C$200:$C$20063,-1)),0)","v":0.61572566028413611},{"$f":"IF(V175<1,V169*((SUMPRODUCT(('EaR TNA024'!$C$200:$C$20063)*('EaR TNA024'!$C$200:$C$20063>V175)))-V175*MATCH(V175,'EaR TNA024'!$C$200:$C$20063,-1)),0)","v":0.61572566028413611},{"$f":"IF(W175<1,W169*((SUMPRODUCT(('EaR TNA024'!$C$200:$C$20063)*('EaR TNA024'!$C$200:$C$20063>W175)))-W175*MATCH(W175,'EaR TNA024'!$C$200:$C$20063,-1)),0)","v":0.61572566028413611},{"$f":"IF(X175<1,X169*((SUMPRODUCT(('EaR TNA024'!$C$200:$C$20063)*('EaR TNA024'!$C$200:$C$20063>X175)))-X175*MATCH(X175,'EaR TNA024'!$C$200:$C$20063,-1)),0)","v":0.61572566028413611},{"$f":"IF(Y175<1,Y169*((SUMPRODUCT(('EaR TNA024'!$C$200:$C$20063)*('EaR TNA024'!$C$200:$C$20063>Y175)))-Y175*MATCH(Y175,'EaR TNA024'!$C$200:$C$20063,-1)),0)","v":0.61572566028413611},{"$f":"IF(Z175<1,Z169*((SUMPRODUCT(('EaR TNA024'!$C$200:$C$20063)*('EaR TNA024'!$C$200:$C$20063>Z175)))-Z175*MATCH(Z175,'EaR TNA024'!$C$200:$C$20063,-1)),0)","v":0.61572566028413611},{"$f":"IF(AA175<1,AA169*((SUMPRODUCT(('EaR TNA024'!$C$200:$C$20063)*('EaR TNA024'!$C$200:$C$20063>AA175)))-AA175*MATCH(AA175,'EaR TNA024'!$C$200:$C$20063,-1)),0)","v":0.61572566028413611},{"$f":"IF(AB175<1,AB169*((SUMPRODUCT(('EaR TNA024'!$C$200:$C$20063)*('EaR TNA024'!$C$200:$C$20063>AB175)))-AB175*MATCH(AB175,'EaR TNA024'!$C$200:$C$20063,-1)),0)","v":0.61572566028413611},{"$f":"IF(AC175<1,AC169*((SUMPRODUCT(('EaR TNA024'!$C$200:$C$20063)*('EaR TNA024'!$C$200:$C$20063>AC175)))-AC175*MATCH(AC175,'EaR TNA024'!$C$200:$C$20063,-1)),0)","v":0.61572566028413611},{"$f":"IF(AD175<1,AD169*((SUMPRODUCT(('EaR TNA024'!$C$200:$C$20063)*('EaR TNA024'!$C$200:$C$20063>AD175)))-AD175*MATCH(AD175,'EaR TNA024'!$C$200:$C$20063,-1)),0)","v":0.61572566028413611},{"$f":"IF(AE175<1,AE169*((SUMPRODUCT(('EaR TNA024'!$C$200:$C$20063)*('EaR TNA024'!$C$200:$C$20063>AE175)))-AE175*MATCH(AE175,'EaR TNA024'!$C$200:$C$20063,-1)),0)","v":0.61572566028413611},{"$f":"IF(AF175<1,AF169*((SUMPRODUCT(('EaR TNA024'!$C$200:$C$20063)*('EaR TNA024'!$C$200:$C$20063>AF175)))-AF175*MATCH(AF175,'EaR TNA024'!$C$200:$C$20063,-1)),0)","v":0.61572566028413611},null,true,true,true,true,true,true]
["50% PoE","N-1",null,null,"EatR, MWhrs",{"$f":"IF(F176<1,IF(F176=0,F167*SUMPRODUCT(('EaR TNA024'!$C$200:$C$20063)*('EaR TNA024'!$C$200:$C$20063>F176)),F169*(SUMPRODUCT(('EaR TNA024'!$C$200:$C$20063)*('EaR TNA024'!$C$200:$C$20063>F176))-F176*MATCH(F176,'EaR TNA024'!$C$200:$C$20063,-1)))-F184,0)","v":0},{"$f":"IF(G176<1,IF(G176=0,G167*SUMPRODUCT(('EaR TNA024'!$C$200:$C$20063)*('EaR TNA024'!$C$200:$C$20063>G176)),G169*(SUMPRODUCT(('EaR TNA024'!$C$200:$C$20063)*('EaR TNA024'!$C$200:$C$20063>G176))-G176*MATCH(G176,'EaR TNA024'!$C$200:$C$20063,-1)))-G184,0)","v":0},{"$f":"IF(H176<1,IF(H176=0,H167*SUMPRODUCT(('EaR TNA024'!$C$200:$C$20063)*('EaR TNA024'!$C$200:$C$20063>H176)),H169*(SUMPRODUCT(('EaR TNA024'!$C$200:$C$20063)*('EaR TNA024'!$C$200:$C$20063>H176))-H176*MATCH(H176,'EaR TNA024'!$C$200:$C$20063,-1)))-H184,0)","v":0},{"$f":"IF(I176<1,IF(I176=0,I167*SUMPRODUCT(('EaR TNA024'!$C$200:$C$20063)*('EaR TNA024'!$C$200:$C$20063>I176)),I169*(SUMPRODUCT(('EaR TNA024'!$C$200:$C$20063)*('EaR TNA024'!$C$200:$C$20063>I176))-I176*MATCH(I176,'EaR TNA024'!$C$200:$C$20063,-1)))-I184,0)","v":0},{"$f":"IF(J176<1,IF(J176=0,J167*SUMPRODUCT(('EaR TNA024'!$C$200:$C$20063)*('EaR TNA024'!$C$200:$C$20063>J176)),J169*(SUMPRODUCT(('EaR TNA024'!$C$200:$C$20063)*('EaR TNA024'!$C$200:$C$20063>J176))-J176*MATCH(J176,'EaR TNA024'!$C$200:$C$20063,-1)))-J184,0)","v":0},{"$f":"IF(K176<1,IF(K176=0,K167*SUMPRODUCT(('EaR TNA024'!$C$200:$C$20063)*('EaR TNA024'!$C$200:$C$20063>K176)),K169*(SUMPRODUCT(('EaR TNA024'!$C$200:$C$20063)*('EaR TNA024'!$C$200:$C$20063>K176))-K176*MATCH(K176,'EaR TNA024'!$C$200:$C$20063,-1)))-K184,0)","v":0},{"$f":"IF(L176<1,IF(L176=0,L167*SUMPRODUCT(('EaR TNA024'!$C$200:$C$20063)*('EaR TNA024'!$C$200:$C$20063>L176)),L169*(SUMPRODUCT(('EaR TNA024'!$C$200:$C$20063)*('EaR TNA024'!$C$200:$C$20063>L176))-L176*MATCH(L176,'EaR TNA024'!$C$200:$C$20063,-1)))-L184,0)","v":0},{"$f":"IF(M176<1,IF(M176=0,M167*SUMPRODUCT(('EaR TNA024'!$C$200:$C$20063)*('EaR TNA024'!$C$200:$C$20063>M176)),M169*(SUMPRODUCT(('EaR TNA024'!$C$200:$C$20063)*('EaR TNA024'!$C$200:$C$20063>M176))-M176*MATCH(M176,'EaR TNA024'!$C$200:$C$20063,-1)))-M184,0)","v":0},{"$f":"IF(N176<1,IF(N176=0,N167*SUMPRODUCT(('EaR TNA024'!$C$200:$C$20063)*('EaR TNA024'!$C$200:$C$20063>N176)),N169*(SUMPRODUCT(('EaR TNA024'!$C$200:$C$20063)*('EaR TNA024'!$C$200:$C$20063>N176))-N176*MATCH(N176,'EaR TNA024'!$C$200:$C$20063,-1)))-N184,0)","v":0},{"$f":"IF(O176<1,IF(O176=0,O167*SUMPRODUCT(('EaR TNA024'!$C$200:$C$20063)*('EaR TNA024'!$C$200:$C$20063>O176)),O169*(SUMPRODUCT(('EaR TNA024'!$C$200:$C$20063)*('EaR TNA024'!$C$200:$C$20063>O176))-O176*MATCH(O176,'EaR TNA024'!$C$200:$C$20063,-1)))-O184,0)","v":0},{"$f":"IF(P176<1,IF(P176=0,P167*SUMPRODUCT(('EaR TNA024'!$C$200:$C$20063)*('EaR TNA024'!$C$200:$C$20063>P176)),P169*(SUMPRODUCT(('EaR TNA024'!$C$200:$C$20063)*('EaR TNA024'!$C$200:$C$20063>P176))-P176*MATCH(P176,'EaR TNA024'!$C$200:$C$20063,-1)))-P184,0)","v":0},{"$f":"IF(Q176<1,IF(Q176=0,Q167*SUMPRODUCT(('EaR TNA024'!$C$200:$C$20063)*('EaR TNA024'!$C$200:$C$20063>Q176)),Q169*(SUMPRODUCT(('EaR TNA024'!$C$200:$C$20063)*('EaR TNA024'!$C$200:$C$20063>Q176))-Q176*MATCH(Q176,'EaR TNA024'!$C$200:$C$20063,-1)))-Q184,0)","v":0},{"$f":"IF(R176<1,IF(R176=0,R167*SUMPRODUCT(('EaR TNA024'!$C$200:$C$20063)*('EaR TNA024'!$C$200:$C$20063>R176)),R169*(SUMPRODUCT(('EaR TNA024'!$C$200:$C$20063)*('EaR TNA024'!$C$200:$C$20063>R176))-R176*MATCH(R176,'EaR TNA024'!$C$200:$C$20063,-1)))-R184,0)","v":0},{"$f":"IF(S176<1,IF(S176=0,S167*SUMPRODUCT(('EaR TNA024'!$C$200:$C$20063)*('EaR TNA024'!$C$200:$C$20063>S176)),S169*(SUMPRODUCT(('EaR TNA024'!$C$200:$C$20063)*('EaR TNA024'!$C$200:$C$20063>S176))-S176*MATCH(S176,'EaR TNA024'!$C$200:$C$20063,-1)))-S184,0)","v":0},{"$f":"IF(T176<1,IF(T176=0,T167*SUMPRODUCT(('EaR TNA024'!$C$200:$C$20063)*('EaR TNA024'!$C$200:$C$20063>T176)),T169*(SUMPRODUCT(('EaR TNA024'!$C$200:$C$20063)*('EaR TNA024'!$C$200:$C$20063>T176))-T176*MATCH(T176,'EaR TNA024'!$C$200:$C$20063,-1)))-T184,0)","v":0},{"$f":"IF(U176<1,IF(U176=0,U167*SUMPRODUCT(('EaR TNA024'!$C$200:$C$20063)*('EaR TNA024'!$C$200:$C$20063>U176)),U169*(SUMPRODUCT(('EaR TNA024'!$C$200:$C$20063)*('EaR TNA024'!$C$200:$C$20063>U176))-U176*MATCH(U176,'EaR TNA024'!$C$200:$C$20063,-1)))-U184,0)","v":0},{"$f":"IF(V176<1,IF(V176=0,V167*SUMPRODUCT(('EaR TNA024'!$C$200:$C$20063)*('EaR TNA024'!$C$200:$C$20063>V176)),V169*(SUMPRODUCT(('EaR TNA024'!$C$200:$C$20063)*('EaR TNA024'!$C$200:$C$20063>V176))-V176*MATCH(V176,'EaR TNA024'!$C$200:$C$20063,-1)))-V184,0)","v":0},{"$f":"IF(W176<1,IF(W176=0,W167*SUMPRODUCT(('EaR TNA024'!$C$200:$C$20063)*('EaR TNA024'!$C$200:$C$20063>W176)),W169*(SUMPRODUCT(('EaR TNA024'!$C$200:$C$20063)*('EaR TNA024'!$C$200:$C$20063>W176))-W176*MATCH(W176,'EaR TNA024'!$C$200:$C$20063,-1)))-W184,0)","v":0},{"$f":"IF(X176<1,IF(X176=0,X167*SUMPRODUCT(('EaR TNA024'!$C$200:$C$20063)*('EaR TNA024'!$C$200:$C$20063>X176)),X169*(SUMPRODUCT(('EaR TNA024'!$C$200:$C$20063)*('EaR TNA024'!$C$200:$C$20063>X176))-X176*MATCH(X176,'EaR TNA024'!$C$200:$C$20063,-1)))-X184,0)","v":0},{"$f":"IF(Y176<1,IF(Y176=0,Y167*SUMPRODUCT(('EaR TNA024'!$C$200:$C$20063)*('EaR TNA024'!$C$200:$C$20063>Y176)),Y169*(SUMPRODUCT(('EaR TNA024'!$C$200:$C$20063)*('EaR TNA024'!$C$200:$C$20063>Y176))-Y176*MATCH(Y176,'EaR TNA024'!$C$200:$C$20063,-1)))-Y184,0)","v":0},{"$f":"IF(Z176<1,IF(Z176=0,Z167*SUMPRODUCT(('EaR TNA024'!$C$200:$C$20063)*('EaR TNA024'!$C$200:$C$20063>Z176)),Z169*(SUMPRODUCT(('EaR TNA024'!$C$200:$C$20063)*('EaR TNA024'!$C$200:$C$20063>Z176))-Z176*MATCH(Z176,'EaR TNA024'!$C$200:$C$20063,-1)))-Z184,0)","v":0},{"$f":"IF(AA176<1,IF(AA176=0,AA167*SUMPRODUCT(('EaR TNA024'!$C$200:$C$20063)*('EaR TNA024'!$C$200:$C$20063>AA176)),AA169*(SUMPRODUCT(('EaR TNA024'!$C$200:$C$20063)*('EaR TNA024'!$C$200:$C$20063>AA176))-AA176*MATCH(AA176,'EaR TNA024'!$C$200:$C$20063,-1)))-AA184,0)","v":0},{"$f":"IF(AB176<1,IF(AB176=0,AB167*SUMPRODUCT(('EaR TNA024'!$C$200:$C$20063)*('EaR TNA024'!$C$200:$C$20063>AB176)),AB169*(SUMPRODUCT(('EaR TNA024'!$C$200:$C$20063)*('EaR TNA024'!$C$200:$C$20063>AB176))-AB176*MATCH(AB176,'EaR TNA024'!$C$200:$C$20063,-1)))-AB184,0)","v":0},{"$f":"IF(AC176<1,IF(AC176=0,AC167*SUMPRODUCT(('EaR TNA024'!$C$200:$C$20063)*('EaR TNA024'!$C$200:$C$20063>AC176)),AC169*(SUMPRODUCT(('EaR TNA024'!$C$200:$C$20063)*('EaR TNA024'!$C$200:$C$20063>AC176))-AC176*MATCH(AC176,'EaR TNA024'!$C$200:$C$20063,-1)))-AC184,0)","v":0},{"$f":"IF(AD176<1,IF(AD176=0,AD167*SUMPRODUCT(('EaR TNA024'!$C$200:$C$20063)*('EaR TNA024'!$C$200:$C$20063>AD176)),AD169*(SUMPRODUCT(('EaR TNA024'!$C$200:$C$20063)*('EaR TNA024'!$C$200:$C$20063>AD176))-AD176*MATCH(AD176,'EaR TNA024'!$C$200:$C$20063,-1)))-AD184,0)","v":0},{"$f":"IF(AE176<1,IF(AE176=0,AE167*SUMPRODUCT(('EaR TNA024'!$C$200:$C$20063)*('EaR TNA024'!$C$200:$C$20063>AE176)),AE169*(SUMPRODUCT(('EaR TNA024'!$C$200:$C$20063)*('EaR TNA024'!$C$200:$C$20063>AE176))-AE176*MATCH(AE176,'EaR TNA024'!$C$200:$C$20063,-1)))-AE184,0)","v":0},{"$f":"IF(AF176<1,IF(AF176=0,AF167*SUMPRODUCT(('EaR TNA024'!$C$200:$C$20063)*('EaR TNA024'!$C$200:$C$20063>AF176)),AF169*(SUMPRODUCT(('EaR TNA024'!$C$200:$C$20063)*('EaR TNA024'!$C$200:$C$20063>AF176))-AF176*MATCH(AF176,'EaR TNA024'!$C$200:$C$20063,-1)))-AF184,0)","v":0},null,true,true,true,true,true,true]
["10% LAR","N",null,null,"EatR, MWhrs",{"$f":"IF(F182<1,F169*$C$179*((SUMPRODUCT(('EaR TNA024'!$C$200:$C$20063)*('EaR TNA024'!$C$200:$C$20063>F182)))-F182*MATCH(F182,'EaR TNA024'!$C$200:$C$20063,-1)),0)","v":0},{"$f":"IF(G182<1,G169*$C$179*((SUMPRODUCT(('EaR TNA024'!$C$200:$C$20063)*('EaR TNA024'!$C$200:$C$20063>G182)))-G182*MATCH(G182,'EaR TNA024'!$C$200:$C$20063,-1)),0)","v":0},{"$f":"IF(H182<1,H169*$C$179*((SUMPRODUCT(('EaR TNA024'!$C$200:$C$20063)*('EaR TNA024'!$C$200:$C$20063>H182)))-H182*MATCH(H182,'EaR TNA024'!$C$200:$C$20063,-1)),0)","v":0},{"$f":"IF(I182<1,I169*$C$179*((SUMPRODUCT(('EaR TNA024'!$C$200:$C$20063)*('EaR TNA024'!$C$200:$C$20063>I182)))-I182*MATCH(I182,'EaR TNA024'!$C$200:$C$20063,-1)),0)","v":2.6927811112598032},{"$f":"IF(J182<1,J169*$C$179*((SUMPRODUCT(('EaR TNA024'!$C$200:$C$20063)*('EaR TNA024'!$C$200:$C$20063>J182)))-J182*MATCH(J182,'EaR TNA024'!$C$200:$C$20063,-1)),0)","v":0},{"$f":"IF(K182<1,K169*$C$179*((SUMPRODUCT(('EaR TNA024'!$C$200:$C$20063)*('EaR TNA024'!$C$200:$C$20063>K182)))-K182*MATCH(K182,'EaR TNA024'!$C$200:$C$20063,-1)),0)","v":0},{"$f":"IF(L182<1,L169*$C$179*((SUMPRODUCT(('EaR TNA024'!$C$200:$C$20063)*('EaR TNA024'!$C$200:$C$20063>L182)))-L182*MATCH(L182,'EaR TNA024'!$C$200:$C$20063,-1)),0)","v":0},{"$f":"IF(M182<1,M169*$C$179*((SUMPRODUCT(('EaR TNA024'!$C$200:$C$20063)*('EaR TNA024'!$C$200:$C$20063>M182)))-M182*MATCH(M182,'EaR TNA024'!$C$200:$C$20063,-1)),0)","v":0},{"$f":"IF(N182<1,N169*$C$179*((SUMPRODUCT(('EaR TNA024'!$C$200:$C$20063)*('EaR TNA024'!$C$200:$C$20063>N182)))-N182*MATCH(N182,'EaR TNA024'!$C$200:$C$20063,-1)),0)","v":0},{"$f":"IF(O182<1,O169*$C$179*((SUMPRODUCT(('EaR TNA024'!$C$200:$C$20063)*('EaR TNA024'!$C$200:$C$20063>O182)))-O182*MATCH(O182,'EaR TNA024'!$C$200:$C$20063,-1)),0)","v":1.3905859370282616},{"$f":"IF(P182<1,P169*$C$179*((SUMPRODUCT(('EaR TNA024'!$C$200:$C$20063)*('EaR TNA024'!$C$200:$C$20063>P182)))-P182*MATCH(P182,'EaR TNA024'!$C$200:$C$20063,-1)),0)","v":6.3903677205923568},{"$f":"IF(Q182<1,Q169*$C$179*((SUMPRODUCT(('EaR TNA024'!$C$200:$C$20063)*('EaR TNA024'!$C$200:$C$20063>Q182)))-Q182*MATCH(Q182,'EaR TNA024'!$C$200:$C$20063,-1)),0)","v":10.160416844627493},{"$f":"IF(R182<1,R169*$C$179*((SUMPRODUCT(('EaR TNA024'!$C$200:$C$20063)*('EaR TNA024'!$C$200:$C$20063>R182)))-R182*MATCH(R182,'EaR TNA024'!$C$200:$C$20063,-1)),0)","v":10.160416844627493},{"$f":"IF(S182<1,S169*$C$179*((SUMPRODUCT(('EaR TNA024'!$C$200:$C$20063)*('EaR TNA024'!$C$200:$C$20063>S182)))-S182*MATCH(S182,'EaR TNA024'!$C$200:$C$20063,-1)),0)","v":10.160416844627493},{"$f":"IF(T182<1,T169*$C$179*((SUMPRODUCT(('EaR TNA024'!$C$200:$C$20063)*('EaR TNA024'!$C$200:$C$20063>T182)))-T182*MATCH(T182,'EaR TNA024'!$C$200:$C$20063,-1)),0)","v":10.160416844627493},{"$f":"IF(U182<1,U169*$C$179*((SUMPRODUCT(('EaR TNA024'!$C$200:$C$20063)*('EaR TNA024'!$C$200:$C$20063>U182)))-U182*MATCH(U182,'EaR TNA024'!$C$200:$C$20063,-1)),0)","v":10.160416844627493},{"$f":"IF(V182<1,V169*$C$179*((SUMPRODUCT(('EaR TNA024'!$C$200:$C$20063)*('EaR TNA024'!$C$200:$C$20063>V182)))-V182*MATCH(V182,'EaR TNA024'!$C$200:$C$20063,-1)),0)","v":10.160416844627493},{"$f":"IF(W182<1,W169*$C$179*((SUMPRODUCT(('EaR TNA024'!$C$200:$C$20063)*('EaR TNA024'!$C$200:$C$20063>W182)))-W182*MATCH(W182,'EaR TNA024'!$C$200:$C$20063,-1)),0)","v":10.160416844627493},{"$f":"IF(X182<1,X169*$C$179*((SUMPRODUCT(('EaR TNA024'!$C$200:$C$20063)*('EaR TNA024'!$C$200:$C$20063>X182)))-X182*MATCH(X182,'EaR TNA024'!$C$200:$C$20063,-1)),0)","v":10.160416844627493},{"$f":"IF(Y182<1,Y169*$C$179*((SUMPRODUCT(('EaR TNA024'!$C$200:$C$20063)*('EaR TNA024'!$C$200:$C$20063>Y182)))-Y182*MATCH(Y182,'EaR TNA024'!$C$200:$C$20063,-1)),0)","v":10.160416844627493},{"$f":"IF(Z182<1,Z169*$C$179*((SUMPRODUCT(('EaR TNA024'!$C$200:$C$20063)*('EaR TNA024'!$C$200:$C$20063>Z182)))-Z182*MATCH(Z182,'EaR TNA024'!$C$200:$C$20063,-1)),0)","v":10.160416844627493},{"$f":"IF(AA182<1,AA169*$C$179*((SUMPRODUCT(('EaR TNA024'!$C$200:$C$20063)*('EaR TNA024'!$C$200:$C$20063>AA182)))-AA182*MATCH(AA182,'EaR TNA024'!$C$200:$C$20063,-1)),0)","v":10.160416844627493},{"$f":"IF(AB182<1,AB169*$C$179*((SUMPRODUCT(('EaR TNA024'!$C$200:$C$20063)*('EaR TNA024'!$C$200:$C$20063>AB182)))-AB182*MATCH(AB182,'EaR TNA024'!$C$200:$C$20063,-1)),0)","v":10.160416844627493},{"$f":"IF(AC182<1,AC169*$C$179*((SUMPRODUCT(('EaR TNA024'!$C$200:$C$20063)*('EaR TNA024'!$C$200:$C$20063>AC182)))-AC182*MATCH(AC182,'EaR TNA024'!$C$200:$C$20063,-1)),0)","v":10.160416844627493},{"$f":"IF(AD182<1,AD169*$C$179*((SUMPRODUCT(('EaR TNA024'!$C$200:$C$20063)*('EaR TNA024'!$C$200:$C$20063>AD182)))-AD182*MATCH(AD182,'EaR TNA024'!$C$200:$C$20063,-1)),0)","v":10.160416844627493},{"$f":"IF(AE182<1,AE169*$C$179*((SUMPRODUCT(('EaR TNA024'!$C$200:$C$20063)*('EaR TNA024'!$C$200:$C$20063>AE182)))-AE182*MATCH(AE182,'EaR TNA024'!$C$200:$C$20063,-1)),0)","v":10.160416844627493},{"$f":"IF(AF182<1,AF169*$C$179*((SUMPRODUCT(('EaR TNA024'!$C$200:$C$20063)*('EaR TNA024'!$C$200:$C$20063>AF182)))-AF182*MATCH(AF182,'EaR TNA024'!$C$200:$C$20063,-1)),0)","v":10.160416844627493},null,true,true,true,true,true,true]
["10% LAR","N-1",null,null,"EatR, MWhrs",{"$f":"IF(F183<1,IF(F183=0,F169*$C$179*SUMPRODUCT(('EaR TNA024'!$C$200:$C$20063)*('EaR TNA024'!$C$200:$C$20063>F183)),F171*$C$179*(SUMPRODUCT(('EaR TNA024'!$C$200:$C$20063)*('EaR TNA024'!$C$200:$C$20063>F183))-F183*MATCH(F183,'EaR TNA024'!$C$200:$C$20063,-1)))-F186,0)","v":0},{"$f":"IF(G183<1,IF(G183=0,G169*$C$179*SUMPRODUCT(('EaR TNA024'!$C$200:$C$20063)*('EaR TNA024'!$C$200:$C$20063>G183)),G171*$C$179*(SUMPRODUCT(('EaR TNA024'!$C$200:$C$20063)*('EaR TNA024'!$C$200:$C$20063>G183))-G183*MATCH(G183,'EaR TNA024'!$C$200:$C$20063,-1)))-G186,0)","v":0},{"$f":"IF(H183<1,IF(H183=0,H169*$C$179*SUMPRODUCT(('EaR TNA024'!$C$200:$C$20063)*('EaR TNA024'!$C$200:$C$20063>H183)),H171*$C$179*(SUMPRODUCT(('EaR TNA024'!$C$200:$C$20063)*('EaR TNA024'!$C$200:$C$20063>H183))-H183*MATCH(H183,'EaR TNA024'!$C$200:$C$20063,-1)))-H186,0)","v":0},{"$f":"IF(I183<1,IF(I183=0,I169*$C$179*SUMPRODUCT(('EaR TNA024'!$C$200:$C$20063)*('EaR TNA024'!$C$200:$C$20063>I183)),I171*$C$179*(SUMPRODUCT(('EaR TNA024'!$C$200:$C$20063)*('EaR TNA024'!$C$200:$C$20063>I183))-I183*MATCH(I183,'EaR TNA024'!$C$200:$C$20063,-1)))-I186,0)","v":3.342261222111409E-2},{"$f":"IF(J183<1,IF(J183=0,J169*$C$179*SUMPRODUCT(('EaR TNA024'!$C$200:$C$20063)*('EaR TNA024'!$C$200:$C$20063>J183)),J171*$C$179*(SUMPRODUCT(('EaR TNA024'!$C$200:$C$20063)*('EaR TNA024'!$C$200:$C$20063>J183))-J183*MATCH(J183,'EaR TNA024'!$C$200:$C$20063,-1)))-J186,0)","v":0},{"$f":"IF(K183<1,IF(K183=0,K169*$C$179*SUMPRODUCT(('EaR TNA024'!$C$200:$C$20063)*('EaR TNA024'!$C$200:$C$20063>K183)),K171*$C$179*(SUMPRODUCT(('EaR TNA024'!$C$200:$C$20063)*('EaR TNA024'!$C$200:$C$20063>K183))-K183*MATCH(K183,'EaR TNA024'!$C$200:$C$20063,-1)))-K186,0)","v":0},{"$f":"IF(L183<1,IF(L183=0,L169*$C$179*SUMPRODUCT(('EaR TNA024'!$C$200:$C$20063)*('EaR TNA024'!$C$200:$C$20063>L183)),L171*$C$179*(SUMPRODUCT(('EaR TNA024'!$C$200:$C$20063)*('EaR TNA024'!$C$200:$C$20063>L183))-L183*MATCH(L183,'EaR TNA024'!$C$200:$C$20063,-1)))-L186,0)","v":0},{"$f":"IF(M183<1,IF(M183=0,M169*$C$179*SUMPRODUCT(('EaR TNA024'!$C$200:$C$20063)*('EaR TNA024'!$C$200:$C$20063>M183)),M171*$C$179*(SUMPRODUCT(('EaR TNA024'!$C$200:$C$20063)*('EaR TNA024'!$C$200:$C$20063>M183))-M183*MATCH(M183,'EaR TNA024'!$C$200:$C$20063,-1)))-M186,0)","v":0},{"$f":"IF(N183<1,IF(N183=0,N169*$C$179*SUMPRODUCT(('EaR TNA024'!$C$200:$C$20063)*('EaR TNA024'!$C$200:$C$20063>N183)),N171*$C$179*(SUMPRODUCT(('EaR TNA024'!$C$200:$C$20063)*('EaR TNA024'!$C$200:$C$20063>N183))-N183*MATCH(N183,'EaR TNA024'!$C$200:$C$20063,-1)))-N186,0)","v":0},{"$f":"IF(O183<1,IF(O183=0,O169*$C$179*SUMPRODUCT(('EaR TNA024'!$C$200:$C$20063)*('EaR TNA024'!$C$200:$C$20063>O183)),O171*$C$179*(SUMPRODUCT(('EaR TNA024'!$C$200:$C$20063)*('EaR TNA024'!$C$200:$C$20063>O183))-O183*MATCH(O183,'EaR TNA024'!$C$200:$C$20063,-1)))-O186,0)","v":1.7259856116446759E-2},{"$f":"IF(P183<1,IF(P183=0,P169*$C$179*SUMPRODUCT(('EaR TNA024'!$C$200:$C$20063)*('EaR TNA024'!$C$200:$C$20063>P183)),P171*$C$179*(SUMPRODUCT(('EaR TNA024'!$C$200:$C$20063)*('EaR TNA024'!$C$200:$C$20063>P183))-P183*MATCH(P183,'EaR TNA024'!$C$200:$C$20063,-1)))-P186,0)","v":7.9316800531089804E-2},{"$f":"IF(Q183<1,IF(Q183=0,Q169*$C$179*SUMPRODUCT(('EaR TNA024'!$C$200:$C$20063)*('EaR TNA024'!$C$200:$C$20063>Q183)),Q171*$C$179*(SUMPRODUCT(('EaR TNA024'!$C$200:$C$20063)*('EaR TNA024'!$C$200:$C$20063>Q183))-Q183*MATCH(Q183,'EaR TNA024'!$C$200:$C$20063,-1)))-Q186,0)","v":0.12611038854323553},{"$f":"IF(R183<1,IF(R183=0,R169*$C$179*SUMPRODUCT(('EaR TNA024'!$C$200:$C$20063)*('EaR TNA024'!$C$200:$C$20063>R183)),R171*$C$179*(SUMPRODUCT(('EaR TNA024'!$C$200:$C$20063)*('EaR TNA024'!$C$200:$C$20063>R183))-R183*MATCH(R183,'EaR TNA024'!$C$200:$C$20063,-1)))-R186,0)","v":0.12611038854323553},{"$f":"IF(S183<1,IF(S183=0,S169*$C$179*SUMPRODUCT(('EaR TNA024'!$C$200:$C$20063)*('EaR TNA024'!$C$200:$C$20063>S183)),S171*$C$179*(SUMPRODUCT(('EaR TNA024'!$C$200:$C$20063)*('EaR TNA024'!$C$200:$C$20063>S183))-S183*MATCH(S183,'EaR TNA024'!$C$200:$C$20063,-1)))-S186,0)","v":0.12611038854323553},{"$f":"IF(T183<1,IF(T183=0,T169*$C$179*SUMPRODUCT(('EaR TNA024'!$C$200:$C$20063)*('EaR TNA024'!$C$200:$C$20063>T183)),T171*$C$179*(SUMPRODUCT(('EaR TNA024'!$C$200:$C$20063)*('EaR TNA024'!$C$200:$C$20063>T183))-T183*MATCH(T183,'EaR TNA024'!$C$200:$C$20063,-1)))-T186,0)","v":0.12611038854323553},{"$f":"IF(U183<1,IF(U183=0,U169*$C$179*SUMPRODUCT(('EaR TNA024'!$C$200:$C$20063)*('EaR TNA024'!$C$200:$C$20063>U183)),U171*$C$179*(SUMPRODUCT(('EaR TNA024'!$C$200:$C$20063)*('EaR TNA024'!$C$200:$C$20063>U183))-U183*MATCH(U183,'EaR TNA024'!$C$200:$C$20063,-1)))-U186,0)","v":0.12611038854323553},{"$f":"IF(V183<1,IF(V183=0,V169*$C$179*SUMPRODUCT(('EaR TNA024'!$C$200:$C$20063)*('EaR TNA024'!$C$200:$C$20063>V183)),V171*$C$179*(SUMPRODUCT(('EaR TNA024'!$C$200:$C$20063)*('EaR TNA024'!$C$200:$C$20063>V183))-V183*MATCH(V183,'EaR TNA024'!$C$200:$C$20063,-1)))-V186,0)","v":0.12611038854323553},{"$f":"IF(W183<1,IF(W183=0,W169*$C$179*SUMPRODUCT(('EaR TNA024'!$C$200:$C$20063)*('EaR TNA024'!$C$200:$C$20063>W183)),W171*$C$179*(SUMPRODUCT(('EaR TNA024'!$C$200:$C$20063)*('EaR TNA024'!$C$200:$C$20063>W183))-W183*MATCH(W183,'EaR TNA024'!$C$200:$C$20063,-1)))-W186,0)","v":0.12611038854323553},{"$f":"IF(X183<1,IF(X183=0,X169*$C$179*SUMPRODUCT(('EaR TNA024'!$C$200:$C$20063)*('EaR TNA024'!$C$200:$C$20063>X183)),X171*$C$179*(SUMPRODUCT(('EaR TNA024'!$C$200:$C$20063)*('EaR TNA024'!$C$200:$C$20063>X183))-X183*MATCH(X183,'EaR TNA024'!$C$200:$C$20063,-1)))-X186,0)","v":0.12611038854323553},{"$f":"IF(Y183<1,IF(Y183=0,Y169*$C$179*SUMPRODUCT(('EaR TNA024'!$C$200:$C$20063)*('EaR TNA024'!$C$200:$C$20063>Y183)),Y171*$C$179*(SUMPRODUCT(('EaR TNA024'!$C$200:$C$20063)*('EaR TNA024'!$C$200:$C$20063>Y183))-Y183*MATCH(Y183,'EaR TNA024'!$C$200:$C$20063,-1)))-Y186,0)","v":0.12611038854323553},{"$f":"IF(Z183<1,IF(Z183=0,Z169*$C$179*SUMPRODUCT(('EaR TNA024'!$C$200:$C$20063)*('EaR TNA024'!$C$200:$C$20063>Z183)),Z171*$C$179*(SUMPRODUCT(('EaR TNA024'!$C$200:$C$20063)*('EaR TNA024'!$C$200:$C$20063>Z183))-Z183*MATCH(Z183,'EaR TNA024'!$C$200:$C$20063,-1)))-Z186,0)","v":0.12611038854323553},{"$f":"IF(AA183<1,IF(AA183=0,AA169*$C$179*SUMPRODUCT(('EaR TNA024'!$C$200:$C$20063)*('EaR TNA024'!$C$200:$C$20063>AA183)),AA171*$C$179*(SUMPRODUCT(('EaR TNA024'!$C$200:$C$20063)*('EaR TNA024'!$C$200:$C$20063>AA183))-AA183*MATCH(AA183,'EaR TNA024'!$C$200:$C$20063,-1)))-AA186,0)","v":0.12611038854323553},{"$f":"IF(AB183<1,IF(AB183=0,AB169*$C$179*SUMPRODUCT(('EaR TNA024'!$C$200:$C$20063)*('EaR TNA024'!$C$200:$C$20063>AB183)),AB171*$C$179*(SUMPRODUCT(('EaR TNA024'!$C$200:$C$20063)*('EaR TNA024'!$C$200:$C$20063>AB183))-AB183*MATCH(AB183,'EaR TNA024'!$C$200:$C$20063,-1)))-AB186,0)","v":0.12611038854323553},{"$f":"IF(AC183<1,IF(AC183=0,AC169*$C$179*SUMPRODUCT(('EaR TNA024'!$C$200:$C$20063)*('EaR TNA024'!$C$200:$C$20063>AC183)),AC171*$C$179*(SUMPRODUCT(('EaR TNA024'!$C$200:$C$20063)*('EaR TNA024'!$C$200:$C$20063>AC183))-AC183*MATCH(AC183,'EaR TNA024'!$C$200:$C$20063,-1)))-AC186,0)","v":0.12611038854323553},{"$f":"IF(AD183<1,IF(AD183=0,AD169*$C$179*SUMPRODUCT(('EaR TNA024'!$C$200:$C$20063)*('EaR TNA024'!$C$200:$C$20063>AD183)),AD171*$C$179*(SUMPRODUCT(('EaR TNA024'!$C$200:$C$20063)*('EaR TNA024'!$C$200:$C$20063>AD183))-AD183*MATCH(AD183,'EaR TNA024'!$C$200:$C$20063,-1)))-AD186,0)","v":0.12611038854323553},{"$f":"IF(AE183<1,IF(AE183=0,AE169*$C$179*SUMPRODUCT(('EaR TNA024'!$C$200:$C$20063)*('EaR TNA024'!$C$200:$C$20063>AE183)),AE171*$C$179*(SUMPRODUCT(('EaR TNA024'!$C$200:$C$20063)*('EaR TNA024'!$C$200:$C$20063>AE183))-AE183*MATCH(AE183,'EaR TNA024'!$C$200:$C$20063,-1)))-AE186,0)","v":0.12611038854323553},{"$f":"IF(AF183<1,IF(AF183=0,AF169*$C$179*SUMPRODUCT(('EaR TNA024'!$C$200:$C$20063)*('EaR TNA024'!$C$200:$C$20063>AF183)),AF171*$C$179*(SUMPRODUCT(('EaR TNA024'!$C$200:$C$20063)*('EaR TNA024'!$C$200:$C$20063>AF183))-AF183*MATCH(AF183,'EaR TNA024'!$C$200:$C$20063,-1)))-AF186,0)","v":0.12611038854323553},null,true,true,true,true,true,true]
["No of Tx",null,null,null,null,{"$f":"F163","v":1},1,1,1,1,1,1,1,1,1,1,1,1,1,1,1,1,1,1,1,1,1,1,1,1,1,1,null,true,true,true,true,true,true]
["50% PoE","N",1,null,"EEatR, MWhrs",{"$f":"F184*$C189","v":0},0,0,0,0,0,0,0,0,0,0.10127932262611174,0.61572566028413611,0.61572566028413611,0.61572566028413611,0.61572566028413611,0.61572566028413611,0.61572566028413611,0.61572566028413611,0.61572566028413611,0.61572566028413611,0.61572566028413611,0.61572566028413611,0.61572566028413611,0.61572566028413611,0.61572566028413611,0.61572566028413611,0.61572566028413611,null,true,true,true,true,true,true]
["50% PoE","N-1",{"$f":"C142","v":3.744292237442922E-2},null,"EEatR, MWhrs",{"$f":"F185*$C190*F188","v":0},0,0,0,0,0,0,0,0,0,0,0,0,0,0,0,0,0,0,0,0,0,0,0,0,0,0,null,true,true,true,true,true,true]
["10% LAR","N",1,null,"EEatR, MWhrs",{"$f":"F186*$C191","v":0},0,0,2.6927811112598032,0,0,0,0,0,1.3905859370282616,6.3903677205923568,10.160416844627493,10.160416844627493,10.160416844627493,10.160416844627493,10.160416844627493,10.160416844627493,10.160416844627493,10.160416844627493,10.160416844627493,10.160416844627493,10.160416844627493,10.160416844627493,10.160416844627493,10.160416844627493,10.160416844627493,10.160416844627493,null,true,true,true,true,true,true]
["10% LAR","N-1",{"$f":"C190","v":3.744292237442922E-2},null,"EEatR, MWhrs",{"$f":"F187*$C192*F188","v":0},0,0,1.2514402749458243E-3,0,0,0,0,0,6.4625945276193335E-4,2.9698528052736818E-3,4.7219414888334758E-3,4.7219414888334758E-3,4.7219414888334758E-3,4.7219414888334758E-3,4.7219414888334758E-3,4.7219414888334758E-3,4.7219414888334758E-3,4.7219414888334758E-3,4.7219414888334758E-3,4.7219414888334758E-3,4.7219414888334758E-3,4.7219414888334758E-3,4.7219414888334758E-3,4.7219414888334758E-3,4.7219414888334758E-3,4.7219414888334758E-3,null,true,true,true,true,true,true]
[]
[]
[]
["LDC"]
[]
["Summer (Oct to Mar)",null,"Winter (Apr to Sep)"]
["MW pu","MVA pu","MW pu","MVA pu"]
[1,null,1]
[0.99074430000000002,null,0.99564299999999994]
[0.9783809,null,0.99100469999999996]
[0.96678770000000003,null,0.9895079]
[0.95948979999999995,null,0.98494729999999997]
[0.95598609999999995,null,0.98113309999999998]
[0.94938230000000001,null,0.9787013]
[0.94772449999999997,null,0.97375199999999995]
[0.94472040000000002,null,0.97120530000000005]
[0.94138790000000006,null,0.97031999999999996]
[0.93485430000000003,null,0.96799599999999997]
[0.93096449999999997,null,0.96568489999999996]
[0.92580989999999996,null,0.96398470000000003]
[0.92035310000000004,null,0.95863860000000001]
[0.91812939999999998,null,0.95797520000000003]
[0.91485530000000004,null,0.9563836]
[0.9122844,null,0.95593360000000005]
[0.90812879999999996,null,0.9548297]
[0.90700570000000003,null,0.95394789999999996]
[0.90303920000000004,null,0.95256280000000004]
[0.9010956,null,0.95203170000000004]
[0.89822690000000005,null,0.94902819999999999]
[0.89315389999999995,null,0.94680359999999997]
[0.89121530000000004,null,0.94627249999999996]
[0.88908279999999995,null,0.94471039999999995]
[0.88609709999999997,null,0.94273629999999997]
[0.88396569999999997,null,0.9413357]
[0.88133870000000003,null,0.94085319999999995]
[0.87559500000000001,null,0.94014229999999999]
[0.87427980000000005,null,0.93871490000000002]
[0.8728226,null,0.93802929999999995]
[0.87084910000000004,null,0.93555359999999999]
[0.8703864,null,0.93365189999999998]
[0.86778390000000005,null,0.93271959999999998]
[0.86660950000000003,null,0.93167250000000001]
[0.86554830000000005,null,0.93099849999999995]
[0.86410540000000002,null,0.92968470000000003]
[0.86319979999999996,null,0.92878289999999997]
[0.86191620000000002,null,0.9272456]
[0.86007619999999996,null,0.92630679999999999]
[0.85943449999999999,null,0.92541859999999998]
[0.85828550000000003,null,0.92490260000000002]
[0.85746909999999998,null,0.92450739999999998]
[0.85681700000000005,null,0.92343920000000002]
[0.85625720000000005,null,0.92295150000000004]
[0.85590929999999998,null,0.9200332]
[0.85515620000000003,null,0.91907179999999999]
[0.85381949999999995,null,0.91847529999999999]
[0.85185750000000005,null,0.91666990000000004]
[0.85073810000000005,null,0.91618659999999996]
[0.85055460000000005,null,0.91548980000000002]
[0.84939799999999999,null,0.91472679999999995]
[0.84902569999999999,null,0.91334919999999997]
[0.84862839999999995,null,0.91025880000000003]
[0.84769740000000005,null,0.90974350000000004]
[0.84681399999999996,null,0.90879980000000005]
[0.84562059999999994,null,0.90794079999999999]
[0.84523079999999995,null,0.90767100000000001]
[0.84396780000000005,null,0.9069893]
[0.84296269999999995,null,0.90568139999999997]
[0.84115879999999998,null,0.90550399999999998]
[0.84005070000000004,null,0.904339]
[0.83969340000000003,null,0.90339519999999995]
[0.83913329999999997,null,0.90287139999999999]
[0.83845800000000004,null,0.90248059999999997]
[0.83714840000000001,null,0.90217460000000005]
[0.83576890000000004,null,0.90156179999999997]
[0.83219589999999999,null,0.89966820000000003]
[0.82889970000000002,null,0.8993949]
[0.828627,null,0.89813799999999999]
[0.82751960000000002,null,0.89674880000000001]
[0.82681930000000003,null,0.89577960000000001]
[0.82632850000000002,null,0.89436749999999998]
[0.82587200000000005,null,0.89158939999999998]
[0.82517220000000002,null,0.89070300000000002]
[0.82393729999999998,null,0.88499260000000002]
[0.82336739999999997,null,0.88273829999999998]
[0.82296610000000003,null,0.8823027]
[0.82139019999999996,null,0.87978290000000003]
[0.82037919999999998,null,0.87317820000000002]
[0.8199031,null,0.87195129999999998]
[0.8189092,null,0.87164529999999996]
[0.81706420000000002,null,0.87108070000000004]
[0.81668200000000002,null,0.86915370000000003]
[0.81547179999999997,null,0.86891810000000003]
[0.81488640000000001,null,0.86841710000000005]
[0.81396360000000001,null,0.86814100000000005]
[0.81283720000000004,null,0.86746979999999996]
[0.81256410000000001,null,0.86688339999999997]
[0.81053909999999996,null,0.86577459999999995]
[0.81006739999999999,null,0.86547629999999998]
[0.80947250000000004,null,0.8649675]
[0.80912110000000004,null,0.86464280000000004]
[0.80833670000000002,null,0.864425]
[0.80729660000000003,null,0.86407480000000003]
[0.80631489999999995,null,0.86367689999999997]
[0.79517059999999995,null,0.86304440000000004]
[0.79472989999999999,null,0.86272579999999999]
[0.79390499999999997,null,0.8625408]
[0.79261720000000002,null,0.86223830000000001]
[0.79086219999999996,null,0.86208739999999995]
[0.79053510000000005,null,0.86184740000000004]
[0.78963660000000002,null,0.86166659999999995]
[0.78902039999999996,null,0.86136840000000003]
[0.78830739999999999,null,0.86108810000000002]
[0.78771659999999999,null,0.86090719999999998]
[0.7864873,null,0.86066379999999998]
[0.78615550000000001,null,0.8604908]
[0.78547140000000004,null,0.86031349999999995]
[0.78511739999999997,null,0.8600487]
[0.78449800000000003,null,0.85976280000000005]
[0.78396129999999997,null,0.85932969999999997]
[0.78352869999999997,null,0.85876169999999996]
[0.78294969999999997,null,0.85858080000000003]
[0.78234979999999998,null,0.85804270000000005]
[0.781864,null,0.85786609999999996]
[0.78156780000000003,null,0.85756359999999998]
[0.78122469999999999,null,0.85732370000000002]
[0.78099240000000003,null,0.85690730000000004]
[0.78050629999999999,null,0.85673010000000005]
[0.78036760000000005,null,0.85649019999999998]
[0.77981180000000005,null,0.8563094]
[0.77924660000000001,null,0.85603960000000001]
[0.77882980000000002,null,0.85569930000000005]
[0.7785917,null,0.85552620000000001]
[0.77819519999999998,null,0.85526069999999998]
[0.77765530000000005,null,0.85492900000000005]
[0.77712859999999995,null,0.85458999999999996]
[0.77682059999999997,null,0.85440930000000004]
[0.77676599999999996,null,0.85425410000000002]
[0.77638969999999996,null,0.85374439999999996]
[0.77612559999999997,null,0.85359350000000001]
[0.77561930000000001,null,0.85335019999999995]
[0.77508290000000002,null,0.85322489999999995]
[0.77465640000000002,null,0.853074]
[0.77415279999999997,null,0.85289669999999995]
[0.77364790000000005,null,0.85238360000000002]
[0.77327109999999999,null,0.85159119999999999]
[0.77286949999999999,null,0.85119610000000001]
[0.77229409999999998,null,0.85096050000000001]
[0.77196240000000005,null,0.85083529999999996]
[0.77160519999999999,null,0.85057320000000003]
[0.77146110000000001,null,0.85023439999999995]
[0.77137109999999998,null,0.84999100000000005]
[0.771227,null,0.8496629]
[0.77099479999999998,null,0.8495703]
[0.77068709999999996,null,0.8494777]
[0.770513,null,0.84899429999999998]
[0.77036850000000001,null,0.84875100000000003]
[0.77022400000000002,null,0.84857369999999999]
[0.77007990000000004,null,0.84839279999999995]
[0.76970360000000004,null,0.84820770000000001]
[0.76933689999999999,null,0.84803470000000003]
[0.76910820000000002,null,0.84744830000000004]
[0.76890919999999996,null,0.84736350000000005]
[0.76876509999999998,null,0.84710580000000002]
[0.76851190000000003,null,0.8470432]
[0.76833819999999997,null,0.84685809999999995]
[0.76798140000000004,null,0.84653769999999995]
[0.76784269999999999,null,0.84639030000000004]
[0.76784269999999999,null,0.84596959999999999]
[0.76769860000000001,null,0.84578880000000001]
[0.76720270000000002,null,0.84554890000000005]
[0.76688990000000001,null,0.84548630000000002]
[0.76683539999999994,null,0.84525410000000001]
[0.76664220000000005,null,0.84507339999999997]
[0.76664220000000005,null,0.84492599999999995]
[0.76628499999999999,null,0.84474879999999997]
[0.76605089999999998,null,0.84450890000000001]
[0.76596129999999996,null,0.84435369999999998]
[0.7659068,null,0.84417279999999995]
[0.76558459999999995,null,0.84399559999999996]
[0.76540140000000001,null,0.84366739999999996]
[0.76520820000000001,null,0.84342399999999995]
[0.76491960000000003,null,0.84300679999999995]
[0.76463689999999995,null,0.84285940000000004]
[0.76439880000000004,null,0.84279680000000001]
[0.76425430000000005,null,0.84239819999999999]
[0.76401660000000005,null,0.84225079999999997]
[0.76369339999999997,null,0.84202770000000005]
[0.76333030000000002,null,0.8417076]
[0.7630981,null,0.84164499999999998]
[0.76300809999999997,null,0.8414315]
[0.76295360000000001,null,0.84128060000000005]
[0.76285999999999998,null,0.8411959]
[0.7625963,null,0.84094820000000003]
[0.76250669999999998,null,0.84069039999999995]
[0.76250669999999998,null,0.84062780000000004]
[0.76218450000000004,null,0.84047260000000001]
[0.76209490000000002,null,0.84023700000000001]
[0.76209490000000002,null,0.84005189999999996]
[0.76209490000000002,null,0.84005189999999996]
[0.76183129999999999,null,0.83973149999999996]
[0.76157410000000003,null,0.83954640000000003]
[0.76143539999999998,null,0.83954640000000003]
[0.76134590000000002,null,0.83936129999999998]
[0.76094360000000005,null,0.83927649999999998]
[0.76094349999999999,null,0.83897829999999995]
[0.76062169999999996,null,0.83897829999999995]
[0.76053179999999998,null,0.83888580000000001]
[0.76029769999999997,null,0.83880100000000002]
[0.7600654,null,0.83855760000000001]
[0.75988630000000001,null,0.83847280000000002]
[0.75963320000000001,null,0.83828760000000002]
[0.75954900000000003,null,0.8378968]
[0.7590827,null,0.83783419999999997]
[0.7590827,null,0.83750610000000003]
[0.75890860000000004,null,0.83735519999999997]
[0.75876410000000005,null,0.83726270000000003]
[0.75861599999999996,null,0.83702270000000001]
[0.75829380000000002,null,0.83684619999999998]
[0.75788100000000003,null,0.83684619999999998]
[0.75779680000000005,null,0.83652159999999998]
[0.75768780000000002,null,0.8363486]
[0.75768780000000002,null,0.8362638]
[0.75753970000000004,null,0.83620119999999998]
[0.7572818,null,0.83602390000000004]
[0.75695420000000002,null,0.83569579999999999]
[0.75678049999999997,null,0.83563310000000002]
[0.75678049999999997,null,0.83539330000000001]
[0.75654639999999995,null,0.83520539999999999]
[0.75622460000000002,null,0.83514279999999996]
[0.756135,null,0.83496190000000003]
[0.7557623,null,0.83475200000000005]
[0.75556369999999995,null,0.83459680000000003]
[0.75538419999999995,null,0.83451209999999998]
[0.75522060000000002,null,0.83444949999999996]
[0.75504689999999997,null,0.83436120000000003]
[0.75486370000000003,null,0.83427649999999998]
[0.75468420000000003,null,0.83427649999999998]
[0.7544556,null,0.83391130000000002]
[0.75445549999999995,null,0.83382299999999998]
[0.75419190000000003,null,0.83355749999999995]
[0.75413739999999996,null,0.83346489999999995]
[0.75408280000000005,null,0.83346489999999995]
[0.7537296,null,0.83322499999999999]
[0.75349189999999999,null,0.83313250000000005]
[0.75322460000000002,null,0.8330478]
[0.752996,null,0.8328044]
[0.75284790000000001,null,0.83256450000000004]
[0.75276370000000004,null,0.83241710000000002]
[0.75252969999999997,null,0.83233230000000002]
[0.75252969999999997,null,0.83218139999999996]
[0.7522664,null,0.83200419999999997]
[0.75212190000000001,null,0.83194159999999995]
[0.75203779999999998,null,0.83176859999999997]
[0.7518937,null,0.8317059]
[0.75162050000000002,null,0.83139560000000001]
[0.75144679999999997,null,0.83130740000000003]
[0.75139230000000001,null,0.83130740000000003]
[0.75098600000000004,null,0.83130729999999997]
[0.75089640000000002,null,0.83107169999999997]
[0.75069370000000002,null,0.83107169999999997]
[0.75050059999999996,null,0.83074709999999996]
[0.75032100000000002,null,0.83074709999999996]
[0.75013790000000002,null,0.83046949999999997]
[0.74999380000000004,null,0.83025599999999999]
[0.74999380000000004,null,0.83007880000000001]
[0.74999380000000004,null,0.82992790000000005]
[0.74981019999999998,null,0.82983960000000001]
[0.74972609999999995,null,0.82968450000000005]
[0.74949779999999999,null,0.82959620000000001]
[0.74926559999999998,null,0.82935289999999995]
[0.748942,null,0.82917549999999995]
[0.748942,null,0.82908729999999997]
[0.74871330000000003,null,0.82893640000000002]
[0.74853020000000003,null,0.82878130000000005]
[0.74839149999999999,null,0.82854139999999998]
[0.7482124,null,0.82844890000000004]
[0.74811879999999997,null,0.82820119999999997]
[0.74797429999999998,null,0.82820119999999997]
[0.74797429999999998,null,0.82805030000000002]
[0.74779660000000003,null,0.82781039999999995]
[0.74765250000000005,null,0.82772219999999996]
[0.74747300000000005,null,0.82754479999999997]
[0.74733430000000001,null,0.82745230000000003]
[0.74706119999999998,null,0.82730139999999996]
[0.74691669999999999,null,0.82730139999999996]
[0.74666900000000003,null,0.82720879999999997]
[0.74666889999999997,null,0.82703159999999998]
[0.74649520000000003,null,0.82694679999999998]
[0.74635110000000005,null,0.82688419999999996]
[0.74599389999999999,null,0.82664079999999995]
[0.74599389999999999,null,0.82646350000000002]
[0.74599389999999999,null,0.82646350000000002]
[0.74599389999999999,null,0.82637099999999997]
[0.74584980000000001,null,0.82627850000000003]
[0.74584980000000001,null,0.82595030000000003]
[0.74558210000000003,null,0.82595030000000003]
[0.7454925,null,0.82576240000000001]
[0.74535390000000001,null,0.82567769999999996]
[0.74535390000000001,null,0.82567760000000001]
[0.74517069999999996,null,0.82549689999999998]
[0.74494210000000005,null,0.82534169999999996]
[0.74485250000000003,null,0.82525700000000002]
[0.74476299999999995,null,0.82519430000000005]
[0.74467879999999997,null,0.82504699999999997]
[0.74449560000000004,null,0.82489179999999995]
[0.74426740000000002,null,0.82462630000000003]
[0.74408390000000002,null,0.82453799999999999]
[0.74408390000000002,null,0.82453799999999999]
[0.74393980000000004,null,0.82435720000000001]
[0.74393980000000004,null,0.82402909999999996]
[0.74375659999999999,null,0.82402909999999996]
[0.74358250000000004,null,0.82393649999999996]
[0.74347339999999995,null,0.82387390000000005]
[0.74338389999999999,null,0.82369650000000005]
[0.74315529999999996,null,0.82352349999999996]
[0.74307109999999998,null,0.82343100000000002]
[0.74279759999999995,null,0.8233684]
[0.742618,null,0.82327589999999995]
[0.74247399999999997,null,0.82301029999999997]
[0.74241939999999995,null,0.82282949999999999]
[0.74233530000000003,null,0.82274480000000005]
[0.74233530000000003,null,0.82256819999999997]
[0.74210710000000002,null,0.82242090000000001]
[0.74201349999999999,null,0.82214750000000003]
[0.74183940000000004,null,0.82206279999999998]
[0.74183940000000004,null,0.82200019999999996]
[0.74161109999999997,null,0.82191190000000003]
[0.74146299999999998,null,0.82182719999999998]
[0.74123479999999997,null,0.82167199999999996]
[0.74106110000000003,null,0.82149899999999998]
[0.74103110000000005,null,0.82143639999999996]
[0.74082300000000001,null,0.82126339999999998]
[0.74076850000000005,null,0.82117090000000004]
[0.74067890000000003,null,0.82110830000000001]
[0.74040760000000005,null,0.82083839999999997]
[0.74035309999999999,null,0.82068759999999996]
[0.73999579999999998,null,0.82068750000000001]
[0.73990219999999995,null,0.82060279999999997]
[0.73976359999999997,null,0.82032950000000004]
[0.73956500000000003,null,0.82026679999999996]
[0.73956489999999997,null,0.82008599999999998]
[0.73956489999999997,null,0.81990870000000005]
[0.73938539999999997,null,0.81982049999999995]
[0.73929180000000005,null,0.81975779999999998]
[0.7391181,null,0.81971159999999998]
[0.73900909999999997,null,0.81948799999999999]
[0.73886499999999999,null,0.81925239999999999]
[0.73877499999999996,null,0.81918979999999997]
[0.73877499999999996,null,0.81909719999999997]
[0.73863860000000003,null,0.81894199999999995]
[0.73853729999999995,null,0.81877250000000001]
[0.73844779999999999,null,0.81859959999999998]
[0.73836360000000001,null,0.81859950000000004]
[0.73836360000000001,null,0.81844430000000001]
[0.73821550000000002,null,0.81826710000000002]
[0.73804139999999996,null,0.81818230000000003]
[0.73794780000000004,null,0.8180016]
[0.73785820000000002,null,0.81785070000000004]
[0.73780369999999995,null,0.81758160000000002]
[0.73771370000000003,null,0.81758160000000002]
[0.73753599999999997,null,0.81749680000000002]
[0.7374465,null,0.81740429999999997]
[0.7374465,null,0.81740429999999997]
[0.7372687,null,0.81716869999999997]
[0.73712460000000002,null,0.81716869999999997]
[0.73703470000000004,null,0.81710609999999995]
[0.73689059999999995,null,0.81692880000000001]
[0.73674649999999997,null,0.81692880000000001]
[0.73665650000000005,null,0.81675149999999996]
[0.73647879999999999,null,0.81666669999999997]
[0.73638919999999997,null,0.81657420000000003]
[0.73629560000000005,null,0.81639689999999998]
[0.73615109999999995,null,0.81629189999999996]
[0.73606159999999998,null,0.81616129999999998]
[0.73606159999999998,null,0.81609860000000001]
[0.7359774,null,0.81592140000000002]
[0.73579969999999995,null,0.81583309999999998]
[0.73565559999999997,null,0.81583309999999998]
[0.73556200000000005,null,0.81583309999999998]
[0.73547200000000001,null,0.81564800000000004]
[0.73538250000000005,null,0.81556329999999999]
[0.73520839999999998,null,0.81541240000000004]
[0.7350603,null,0.81523939999999995]
[0.73497610000000002,null,0.81517680000000003]
[0.7348865,null,0.81509200000000004]
[0.73479300000000003,null,0.81491119999999995]
[0.73470299999999999,null,0.81476029999999999]
[0.73455890000000001,null,0.8145831]
[0.73446529999999999,null,0.8145831]
[0.73432120000000001,null,0.81443569999999998]
[0.73414710000000005,null,0.81434320000000004]
[0.73414710000000005,null,0.81434320000000004]
[0.73396939999999999,null,0.81407339999999995]
[0.73388529999999996,null,0.81390039999999997]
[0.73374119999999998,null,0.81390030000000002]
[0.73368659999999997,null,0.81368459999999998]
[0.73368659999999997,null,0.81354579999999999]
[0.73345260000000001,null,0.81346110000000005]
[0.73345260000000001,null,0.8133686]
[0.73319069999999997,null,0.81321339999999998]
[0.73313620000000002,null,0.81312510000000005]
[0.73304659999999999,null,0.81294789999999995]
[0.73304659999999999,null,0.8129478]
[0.73296249999999996,null,0.81286309999999995]
[0.73296249999999996,null,0.81270790000000004]
[0.73272440000000005,null,0.81253489999999995]
[0.73263440000000002,null,0.81240000000000001]
[0.73263440000000002,null,0.81220239999999999]
[0.73263440000000002,null,0.81211770000000005]
[0.73245669999999996,null,0.81202940000000001]
[0.73245669999999996,null,0.81194469999999996]
[0.73237249999999998,null,0.81185220000000002]
[0.73219889999999999,null,0.8117048]
[0.73205439999999999,null,0.81161660000000002]
[0.73205430000000005,null,0.81153180000000003]
[0.73196479999999997,null,0.81143920000000003]
[0.73188059999999999,null,0.81129189999999995]
[0.73173659999999996,null,0.81119929999999996]
[0.73164660000000004,null,0.81101860000000003]
[0.73155300000000001,null,0.81083769999999999]
[0.73136409999999996,null,0.81068260000000003]
[0.73131930000000001,null,0.81059780000000003]
[0.73122940000000003,null,0.81044700000000003]
[0.73122940000000003,null,0.81035449999999998]
[0.73099170000000002,null,0.81035449999999998]
[0.73099170000000002,null,0.81035449999999998]
[0.73072400000000004,null,0.81019929999999996]
[0.73072400000000004,null,0.81019920000000001]
[0.73072400000000004,null,0.80987109999999995]
[0.73072400000000004,null,0.80987109999999995]
[0.73048590000000002,null,0.80962769999999995]
[0.73039639999999995,null,0.80956499999999998]
[0.73031219999999997,null,0.8094768]
[0.73025770000000001,null,0.80932939999999998]
[0.73025770000000001,null,0.80932939999999998]
[0.73008399999999996,null,0.80908950000000002]
[0.72999040000000004,null,0.80908950000000002]
[0.72990630000000001,null,0.80891650000000004]
[0.72985169999999999,null,0.80867310000000003]
[0.72976169999999996,null,0.80858839999999998]
[0.72966819999999999,null,0.80849579999999999]
[0.72957859999999997,null,0.80843319999999996]
[0.72948900000000005,null,0.80843319999999996]
[0.72943449999999999,null,0.80828580000000005]
[0.72935039999999995,null,0.80801250000000002]
[0.72917080000000001,null,0.80801250000000002]
[0.72917080000000001,null,0.80801250000000002]
[0.72903220000000002,null,0.80791990000000002]
[0.72903220000000002,null,0.80785720000000005]
[0.72884859999999996,null,0.8077725]
[0.72875909999999999,null,0.8077725]
[0.72866949999999997,null,0.80759179999999997]
[0.72853080000000003,null,0.80759170000000002]
[0.72853080000000003,null,0.80744439999999995]
[0.72853080000000003,null,0.80726350000000002]
[0.72826310000000005,null,0.80717099999999997]
[0.72811899999999996,null,0.80699379999999998]
[0.72811899999999996,null,0.80693110000000001]
[0.72802909999999998,null,0.80693110000000001]
[0.72779680000000002,null,0.80668779999999995]
[0.72770729999999995,null,0.80668779999999995]
[0.7277072,null,0.80668770000000001]
[0.7277072,null,0.80654040000000005]
[0.72765270000000004,null,0.8064479]
[0.72738910000000001,null,0.80626710000000001]
[0.72738899999999995,null,0.80602720000000005]
[0.72729549999999998,null,0.80602720000000005]
[0.72729540000000004,null,0.80594239999999995]
[0.72729540000000004,null,0.80569900000000005]
[0.72729540000000004,null,0.80563640000000003]
[0.72712129999999997,null,0.80563640000000003]
[0.72703180000000001,null,0.80554809999999999]
[0.72703180000000001,null,0.80545560000000005]
[0.72693819999999998,null,0.80518650000000003]
[0.72693819999999998,null,0.80510179999999998]
[0.72670409999999996,null,0.80510179999999998]
[0.72662000000000004,null,0.80503919999999995]
[0.72656549999999998,null,0.80486190000000002]
[0.7264813,null,0.80468110000000004]
[0.72638769999999997,null,0.80461850000000001]
[0.72638769999999997,null,0.80452590000000002]
[0.72620819999999997,null,0.80434870000000003]
[0.72620819999999997,null,0.80434870000000003]
[0.72615370000000001,null,0.80434870000000003]
[0.72606009999999999,null,0.80411310000000003]
[0.72597590000000001,null,0.80411310000000003]
[0.72597590000000001,null,0.80392799999999998]
[0.72588229999999998,null,0.80392799999999998]
[0.7255547,null,0.80392799999999998]
[0.7255547,null,0.80392790000000003]
[0.7255547,null,0.80377270000000001]
[0.7255547,null,0.80350730000000004]
[0.7255547,null,0.80350719999999998]
[0.7255547,null,0.8033264]
[0.72541020000000001,null,0.80317130000000003]
[0.72532609999999997,null,0.80308299999999999]
[0.72514290000000003,null,0.80308299999999999]
[0.72508839999999997,null,0.80291000000000001]
[0.72500430000000005,null,0.80281749999999996]
[0.72500419999999999,null,0.80266230000000005]
[0.72482469999999999,null,0.80257750000000005]
[0.72473109999999996,null,0.802485]
[0.7246766,null,0.80239680000000002]
[0.72459249999999997,null,0.80222369999999998]
[0.72459249999999997,null,0.80207640000000002]
[0.72441290000000003,null,0.80198380000000002]
[0.7243193,null,0.8019212]
[0.72422980000000003,null,0.8019212]
[0.72417520000000002,null,0.80174040000000002]
[0.72408170000000005,null,0.80165220000000004]
[0.72399749999999996,null,0.80156740000000004]
[0.72391340000000004,null,0.80156740000000004]
[0.72385880000000002,null,0.80132749999999997]
[0.72367930000000003,null,0.80124269999999997]
[0.72367930000000003,null,0.80115800000000004]
[0.72367930000000003,null,0.80100709999999997]
[0.72367930000000003,null,0.80100709999999997]
[0.7235857,null,0.80091449999999997]
[0.72349620000000003,null,0.80075940000000001]
[0.72344160000000002,null,0.80045690000000003]
[0.72326749999999995,null,0.80036859999999999]
[0.72326749999999995,null,0.80036859999999999]
[0.72317399999999998,null,0.80036859999999999]
[0.72311939999999997,null,0.80028390000000005]
[0.72311939999999997,null,0.80001049999999996]
[0.72311939999999997,null,0.79992580000000002]
[0.72289119999999996,null,0.79977489999999996]
[0.72289119999999996,null,0.79977489999999996]
[0.72289119999999996,null,0.79961970000000004]
[0.72289119999999996,null,0.79961970000000004]
[0.72289119999999996,null,0.79961970000000004]
[0.72262349999999997,null,0.79953490000000005]
[0.72253389999999995,null,0.79953490000000005]
[0.72253389999999995,null,0.79926160000000002]
[0.72238579999999997,null,0.79919899999999999]
[0.72238579999999997,null,0.79919890000000005]
[0.72238579999999997,null,0.7991142]
[0.72229620000000005,null,0.79896330000000004]
[0.72220629999999997,null,0.79896330000000004]
[0.72206760000000003,null,0.79877819999999999]
[0.721974,null,0.79877819999999999]
[0.721974,null,0.79869349999999995]
[0.721974,null,0.79852049999999997]
[0.721974,null,0.79842789999999997]
[0.72174579999999999,null,0.79833540000000003]
[0.72174579999999999,null,0.79818800000000001]
[0.72174579999999999,null,0.79818800000000001]
[0.72147269999999997,null,0.79792249999999998]
[0.72147269999999997,null,0.79792249999999998]
[0.72147269999999997,null,0.79792249999999998]
[0.72132859999999999,null,0.79785989999999996]
[0.72115450000000003,null,0.79785989999999996]
[0.72107030000000005,null,0.79767480000000002]
[0.72107030000000005,null,0.79767480000000002]
[0.72107030000000005,null,0.79740920000000004]
[0.72098079999999998,null,0.79725829999999998]
[0.72092619999999996,null,0.79716580000000004]
[0.7208717,null,0.79708109999999999]
[0.72078759999999997,null,0.79708100000000004]
[0.72078759999999997,null,0.79693369999999997]
[0.72060400000000002,null,0.79684540000000004]
[0.7205144,null,0.79676069999999999]
[0.72045990000000004,null,0.79657560000000005]
[0.72045990000000004,null,0.79649080000000005]
[0.72045990000000004,null,0.79642820000000003]
[0.72028219999999998,null,0.79642820000000003]
[0.72028219999999998,null,0.79636560000000001]
[0.72028219999999998,null,0.79603749999999995]
[0.72010269999999998,null,0.79603749999999995]
[0.72010269999999998,null,0.79603749999999995]
[0.72004809999999997,null,0.79603749999999995]
[0.71996400000000005,null,0.79578979999999999]
[0.71996400000000005,null,0.79578979999999999]
[0.71969090000000002,null,0.79578970000000004]
[0.71969090000000002,null,0.79578970000000004]
[0.71969090000000002,null,0.79578970000000004]
[0.71955219999999998,null,0.79564239999999997]
[0.71955219999999998,null,0.79546510000000004]
[0.71946259999999995,null,0.79537679999999999]
[0.71946259999999995,null,0.79528430000000006]
[0.71946259999999995,null,0.79528430000000006]
[0.71946259999999995,null,0.79519949999999995]
[0.71937269999999998,null,0.79519949999999995]
[0.71905090000000005,null,0.79519949999999995]
[0.71905079999999999,null,0.79495179999999999]
[0.71895730000000002,null,0.79477880000000001]
[0.71881280000000003,null,0.79468629999999996]
[0.71881280000000003,null,0.79468629999999996]
[0.71881280000000003,null,0.79468629999999996]
[0.71875820000000001,null,0.79468629999999996]
[0.71867409999999998,null,0.79451329999999998]
[0.71849099999999999,null,0.79435820000000001]
[0.71840099999999996,null,0.79426560000000002]
[0.71840099999999996,null,0.79426560000000002]
[0.71840099999999996,null,0.79417729999999997]
[0.71840099999999996,null,0.79417729999999997]
[0.71828009999999998,null,0.79408469999999998]
[0.71825289999999997,null,0.79400000000000004]
[0.71807920000000003,null,0.79384489999999996]
[0.71807920000000003,null,0.79384489999999996]
[0.71802460000000001,null,0.79369400000000001]
[0.71776099999999998,null,0.79360920000000001]
[0.71767139999999996,null,0.79342840000000003]
[0.71757780000000004,null,0.79342840000000003]
[0.71757780000000004,null,0.79333589999999998]
[0.71757780000000004,null,0.79324760000000005]
[0.7174391,null,0.79310029999999998]
[0.7174391,null,0.79300769999999998]
[0.7174391,null,0.79300760000000003]
[0.71729469999999995,null,0.79300760000000003]
[0.71711150000000001,null,0.79292289999999999]
[0.71711150000000001,null,0.79276780000000002]
[0.71711150000000001,null,0.79258689999999998]
[0.71702189999999999,null,0.79258689999999998]
[0.7168774,null,0.79243609999999998]
[0.7168774,null,0.79235129999999998]
[0.71679329999999997,null,0.79235129999999998]
[0.71679329999999997,null,0.79225880000000004]
[0.71670370000000005,null,0.79216629999999999]
[0.71670370000000005,null,0.79192629999999997]
[0.71661010000000003,null,0.79192629999999997]
[0.71661010000000003,null,0.79192629999999997]
[0.71652020000000005,null,0.79183809999999999]
[0.71637609999999996,null,0.79183809999999999]
[0.71637609999999996,null,0.79166510000000001]
[0.71637609999999996,null,0.79166510000000001]
[0.71620200000000001,null,0.79151769999999999]
[0.71620200000000001,null,0.79142520000000005]
[0.7160242,null,0.7912479]
[0.7160242,null,0.7912479]
[0.71593470000000003,null,0.7912479]
[0.71578660000000005,null,0.79107490000000003]
[0.71578660000000005,null,0.79101220000000005]
[0.71570239999999996,null,0.79091959999999994]
[0.71570239999999996,null,0.79091959999999994]
[0.71570239999999996,null,0.79074239999999996]
[0.71560880000000004,null,0.79067980000000004]
[0.71551929999999997,null,0.7905915]
[0.71551929999999997,null,0.79050679999999995]
[0.71534520000000001,null,0.79041419999999996]
[0.7152906,null,0.79032170000000002]
[0.71519699999999997,null,0.79023339999999997]
[0.71510750000000001,null,0.79023339999999997]
[0.71510750000000001,null,0.79008250000000002]
[0.71510750000000001,null,0.79008250000000002]
[0.71501389999999998,null,0.78998999999999997]
[0.71501389999999998,null,0.78981270000000003]
[0.7148698,null,0.78965759999999996]
[0.7148698,null,0.78941419999999995]
[0.7148698,null,0.78941419999999995]
[0.71469570000000004,null,0.78923690000000002]
[0.71469570000000004,null,0.7890817]
[0.71464119999999998,null,0.7890817]
[0.71464110000000003,null,0.78899339999999996]
[0.714557,null,0.78890870000000002]
[0.71446339999999997,null,0.78890870000000002]
[0.71437390000000001,null,0.78875360000000005]
[0.71437390000000001,null,0.78866099999999995]
[0.71428970000000003,null,0.78857619999999995]
[0.71428970000000003,null,0.78857619999999995]
[0.71420019999999995,null,0.78848799999999997]
[0.71420019999999995,null,0.78839550000000003]
[0.71405209999999997,null,0.78831070000000003]
[0.71396210000000004,null,0.78831070000000003]
[0.71396210000000004,null,0.78806730000000003]
[0.71396210000000004,null,0.78806730000000003]
[0.71387789999999995,null,0.78806719999999997]
[0.71387789999999995,null,0.78797470000000003]
[0.71369839999999996,null,0.78797459999999997]
[0.71369839999999996,null,0.78782730000000001]
[0.71369839999999996,null,0.78782730000000001]
[0.71369839999999996,null,0.78782730000000001]
[0.71346069999999995,null,0.78756170000000003]
[0.71346069999999995,null,0.78756170000000003]
[0.71319299999999997,null,0.78746919999999998]
[0.71319299999999997,null,0.78738439999999998]
[0.71319299999999997,null,0.78738439999999998]
[0.71319299999999997,null,0.78723359999999998]
[0.71319299999999997,null,0.78719119999999998]
[0.71309940000000005,null,0.78714879999999998]
[0.71296079999999995,null,0.78714879999999998]
[0.71278129999999995,null,0.78705619999999998]
[0.7127812,null,0.78705619999999998]
[0.7127812,null,0.786879]
[0.7127812,null,0.78679069999999995]
[0.71263710000000002,null,0.78679069999999995]
[0.71254360000000005,null,0.78672810000000004]
[0.71240490000000001,null,0.78663559999999999]
[0.71240490000000001,null,0.78663559999999999]
[0.71240490000000001,null,0.78663559999999999]
[0.71240490000000001,null,0.78645830000000005]
[0.71222129999999995,null,0.7864582]
[0.71222129999999995,null,0.7864582]
[0.71213179999999998,null,0.78619280000000002]
[0.71195410000000003,null,0.78613010000000005]
[0.71189950000000002,null,0.78603749999999994]
[0.71189950000000002,null,0.78603749999999994]
[0.71180949999999998,null,0.78595280000000001]
[0.71180949999999998,null,0.78595280000000001]
[0.71172000000000002,null,0.78586029999999996]
[0.71172000000000002,null,0.7857094]
[0.71162639999999999,null,0.7857094]
[0.71153639999999996,null,0.7857094]
[0.7114819,null,0.78562460000000001]
[0.71138829999999997,null,0.78553640000000002]
[0.71138829999999997,null,0.78544380000000003]
[0.71129869999999995,null,0.78529640000000001]
[0.71121460000000003,null,0.78520389999999995]
[0.71116009999999996,null,0.78520389999999995]
[0.71116009999999996,null,0.78511569999999997]
[0.71098059999999996,null,0.785053]
[0.71098059999999996,null,0.78496829999999995]
[0.71098050000000002,null,0.78487569999999995]
[0.71089639999999998,null,0.78479100000000002]
[0.71084190000000003,null,0.78479100000000002]
[0.71084190000000003,null,0.78479100000000002]
[0.71084190000000003,null,0.78479100000000002]
[0.71079510000000001,null,0.78461020000000004]
[0.71065869999999998,null,0.78454760000000001]
[0.71065869999999998,null,0.78446280000000002]
[0.71051059999999999,null,0.78430770000000005]
[0.71051059999999999,null,0.78430770000000005]
[0.71051059999999999,null,0.78421510000000005]
[0.71042099999999997,null,0.78421510000000005]
[0.71033690000000005,null,0.78421510000000005]
[0.71024330000000002,null,0.78413040000000001]
[0.71015329999999999,null,0.78413040000000001]
[0.71015329999999999,null,0.78394960000000002]
[0.71015329999999999,null,0.7838022]
[0.71006380000000002,null,0.7838022]
[0.71000929999999995,null,0.78371400000000002]
[0.71000920000000001,null,0.78371400000000002]
[0.70974159999999997,null,0.78355889999999995]
[0.70974159999999997,null,0.78355889999999995]
[0.70974159999999997,null,0.7835588]
[0.70974150000000003,null,0.78338149999999995]
[0.70965199999999995,null,0.78329329999999997]
[0.70956790000000003,null,0.78329320000000002]
[0.70956779999999997,null,0.78311249999999999]
[0.70951330000000001,null,0.78302769999999999]
[0.70942919999999998,null,0.78302769999999999]
[0.70924560000000003,null,0.78296509999999997]
[0.70924560000000003,null,0.78296509999999997]
[0.70924560000000003,null,0.78287260000000003]
[0.70915609999999996,null,0.78287260000000003]
[0.70915609999999996,null,0.78278429999999999]
[0.70901740000000002,null,0.78269960000000005]
[0.70901740000000002,null,0.78260700000000005]
[0.70901740000000002,null,0.78254440000000003]
[0.70892379999999999,null,0.78245189999999998]
[0.70892379999999999,null,0.78245189999999998]
[0.70892379999999999,null,0.78236709999999998]
[0.70883019999999997,null,0.78227460000000004]
[0.70874060000000005,null,0.78209379999999995]
[0.70868609999999999,null,0.78207289999999996]
[0.70868609999999999,null,0.78194640000000004]
[0.70868609999999999,null,0.78194640000000004]
[0.70859620000000001,null,0.78185389999999999]
[0.70851200000000003,null,0.78185389999999999]
[0.70836790000000005,null,0.78176140000000005]
[0.70836790000000005,null,0.78176140000000005]
[0.70827430000000002,null,0.78176140000000005]
[0.70827430000000002,null,0.78160620000000003]
[0.70827430000000002,null,0.78160620000000003]
[0.70813570000000003,null,0.78143320000000005]
[0.70813570000000003,null,0.78143320000000005]
[0.7080457,null,0.7813407]
[0.7080457,null,0.7812481]
[0.7080457,null,0.78114309999999998]
[0.70795609999999998,null,0.7810125]
[0.70787199999999995,null,0.7810125]
[0.70787199999999995,null,0.7810125]
[0.70787199999999995,null,0.78091999999999995]
[0.70768850000000005,null,0.78091999999999995]
[0.7076884,null,0.78083170000000002]
[0.70762530000000001,null,0.78074690000000002]
[0.7075148,null,0.78066219999999997]
[0.70746019999999998,null,0.78050699999999995]
[0.70746019999999998,null,0.78050699999999995]
[0.70746019999999998,null,0.78041870000000002]
[0.70746019999999998,null,0.78024150000000003]
[0.70736659999999996,null,0.78024150000000003]
[0.70727709999999999,null,0.78017890000000001]
[0.70718709999999996,null,0.78017890000000001]
[0.70700940000000001,null,0.78009410000000001]
[0.70695490000000005,null,0.78000590000000003]
[0.70695479999999999,null,0.77985070000000001]
[0.70695479999999999,null,0.77985059999999995]
[0.70686119999999997,null,0.77985059999999995]
[0.70686119999999997,null,0.77978800000000004]
[0.70686119999999997,null,0.77961080000000005]
[0.70677710000000005,null,0.77952250000000001]
[0.70668750000000002,null,0.77952250000000001]
[0.70668750000000002,null,0.77952250000000001]
[0.7064144,null,0.77952250000000001]
[0.70635990000000004,null,0.77927480000000005]
[0.70635990000000004,null,0.77914419999999995]
[0.70627580000000001,null,0.77910179999999996]
[0.70627580000000001,null,0.77910179999999996]
[0.70627569999999995,null,0.77910179999999996]
[0.70627569999999995,null,0.77900930000000002]
[0.70627569999999995,null,0.77900930000000002]
[0.70619160000000003,null,0.77885839999999995]
[0.70610200000000001,null,0.77877370000000001]
[0.70577979999999996,null,0.77877370000000001]
[0.70577979999999996,null,0.77868890000000002]
[0.7057253,null,0.77868890000000002]
[0.7057253,null,0.77868890000000002]
[0.7057253,null,0.77859639999999997]
[0.70563569999999998,null,0.77855399999999997]
[0.70545800000000003,null,0.77851159999999997]
[0.70545800000000003,null,0.77835650000000001]
[0.70545800000000003,null,0.77826390000000001]
[0.70545800000000003,null,0.77826390000000001]
[0.70540349999999996,null,0.77817919999999996]
[0.70540349999999996,null,0.77809099999999998]
[0.70531390000000005,null,0.77802830000000001]
[0.70531390000000005,null,0.77793579999999996]
[0.70531390000000005,null,0.77793579999999996]
[0.70522980000000002,null,0.77784319999999996]
[0.70504619999999996,null,0.77784319999999996]
[0.70504619999999996,null,0.77775499999999997]
[0.70495660000000004,null,0.7776923]
[0.70490209999999998,null,0.7776923]
[0.70490209999999998,null,0.77759979999999995]
[0.70480849999999995,null,0.77742679999999997]
[0.70480849999999995,null,0.77733419999999998]
[0.70480849999999995,null,0.77733419999999998]
[0.70480849999999995,null,0.77724950000000004]
[0.70463439999999999,null,0.77718690000000001]
[0.70463439999999999,null,0.77718690000000001]
[0.70454450000000002,null,0.77709430000000002]
[0.70454450000000002,null,0.77700950000000002]
[0.70454450000000002,null,0.77691699999999997]
[0.70446030000000004,null,0.77683230000000003]
[0.70446030000000004,null,0.77674399999999999]
[0.70437070000000002,null,0.77668139999999997]
[0.70422260000000003,null,0.77668139999999997]
[0.70413309999999996,null,0.77668139999999997]
[0.70413309999999996,null,0.77668139999999997]
[0.70413309999999996,null,0.77658890000000003]
[0.70413309999999996,null,0.77649630000000003]
[0.70404310000000003,null,0.77641159999999998]
[0.70404310000000003,null,0.77632330000000005]
[0.70404310000000003,null,0.7762308]
[0.70390439999999999,null,0.7762308]
[0.70390439999999999,null,0.77616819999999997]
[0.70382029999999995,null,0.77616819999999997]
[0.70382029999999995,null,0.77616819999999997]
[0.70382029999999995,null,0.77616819999999997]
[0.70373070000000004,null,0.77616819999999997]
[0.70359210000000005,null,0.77599079999999998]
[0.70340849999999999,null,0.7759026]
[0.70340849999999999,null,0.77583990000000003]
[0.70340849999999999,null,0.77566270000000004]
[0.70340849999999999,null,0.77566270000000004]
[0.70335400000000003,null,0.77566270000000004]
[0.70326440000000001,null,0.77557010000000004]
[0.70326440000000001,null,0.7754818]
[0.70308669999999995,null,0.7754818]
[0.70308669999999995,null,0.77539709999999995]
[0.70308669999999995,null,0.77521989999999996]
[0.70294219999999996,null,0.77515719999999999]
[0.70294219999999996,null,0.77515719999999999]
[0.70285260000000005,null,0.77515719999999999]
[0.70285260000000005,null,0.77507250000000005]
[0.70275909999999997,null,0.77489160000000001]
[0.70275900000000002,null,0.77489160000000001]
[0.70275900000000002,null,0.77480689999999997]
[0.70266949999999995,null,0.77456700000000001]
[0.70253080000000001,null,0.77456700000000001]
[0.70244079999999998,null,0.77456700000000001]
[0.70244079999999998,null,0.77447440000000001]
[0.70244079999999998,null,0.77447440000000001]
[0.70244079999999998,null,0.77447440000000001]
[0.70244079999999998,null,0.77447440000000001]
[0.70234730000000001,null,0.77438969999999996]
[0.70234719999999995,null,0.77414620000000001]
[0.70220859999999996,null,0.77414620000000001]
[0.70220859999999996,null,0.77405369999999996]
[0.70220859999999996,null,0.77405369999999996]
[0.70202909999999996,null,0.77405369999999996]
[0.70202909999999996,null,0.77381809999999995]
[0.70202909999999996,null,0.77381809999999995]
[0.70202909999999996,null,0.77381809999999995]
[0.70193550000000005,null,0.77363300000000002]
[0.70193550000000005,null,0.77354820000000002]
[0.70188090000000003,null,0.77354820000000002]
[0.70170679999999996,null,0.77346000000000004]
[0.7016173,null,0.77331260000000002]
[0.7016173,null,0.77331260000000002]
[0.7016173,null,0.77322000000000002]
[0.7016173,null,0.77313180000000004]
[0.70138500000000004,null,0.77313180000000004]
[0.70138500000000004,null,0.77303920000000004]
[0.70138500000000004,null,0.77297660000000001]
[0.701295,null,0.77297660000000001]
[0.701295,null,0.77279929999999997]
[0.70121089999999997,null,0.77279929999999997]
[0.70112129999999995,null,0.77271100000000004]
[0.70112129999999995,null,0.77271100000000004]
[0.70102779999999998,null,0.77253380000000005]
[0.70102770000000003,null,0.77244550000000001]
[0.70097319999999996,null,0.77236079999999996]
[0.70088329999999999,null,0.77236079999999996]
[0.70088329999999999,null,0.77220560000000005]
[0.70079910000000001,null,0.7721131]
[0.70079910000000001,null,0.7721131]
[0.70079910000000001,null,0.77211300000000005]
[0.70070949999999999,null,0.77205040000000003]
[0.70070949999999999,null,0.77196569999999998]
[0.70061589999999996,null,0.77196569999999998]
[0.70053180000000004,null,0.77187320000000004]
[0.70047729999999997,null,0.7716923]
[0.70038730000000005,null,0.77162969999999997]
[0.70029779999999997,null,0.77154500000000004]
[0.70029779999999997,null,0.77154500000000004]
[0.70029779999999997,null,0.77154500000000004]
[0.70029779999999997,null,0.77154500000000004]
[0.70021359999999999,null,0.77154500000000004]
[0.70021359999999999,null,0.77154500000000004]
[0.70021359999999999,null,0.7714567]
[0.70021359999999999,null,0.77139409999999997]
[0.70015910000000003,null,0.77121680000000004]
[0.7000691,null,0.77112860000000005]
[0.69980180000000003,null,0.77103600000000005]
[0.69980180000000003,null,0.77103600000000005]
[0.69980180000000003,null,0.7709435]
[0.69980180000000003,null,0.77079609999999998]
[0.69980180000000003,null,0.77071140000000005]
[0.69980180000000003,null,0.77071140000000005]
[0.69980180000000003,null,0.77061880000000005]
[0.69971229999999995,null,0.77061880000000005]
[0.6995382,null,0.77044579999999996]
[0.6995382,null,0.77044579999999996]
[0.69939010000000001,null,0.77038309999999999]
[0.69938999999999996,null,0.77029060000000005]
[0.69930049999999999,null,0.77029060000000005]
[0.69930049999999999,null,0.7702059]
[0.69930049999999999,null,0.7701133]
[0.69921630000000001,null,0.76993250000000002]
[0.69921630000000001,null,0.76993250000000002]
[0.69916180000000006,null,0.76993250000000002]
[0.69916180000000006,null,0.76983990000000002]
[0.69907180000000002,null,0.7697773]
[0.69889809999999997,null,0.76969259999999995]
[0.6988046,null,0.76959999999999995]
[0.6988046,null,0.76959999999999995]
[0.6988046,null,0.76953740000000004]
[0.6988046,null,0.76944489999999999]
[0.69880450000000005,null,0.76944489999999999]
[0.69862500000000005,null,0.76944489999999999]
[0.69862500000000005,null,0.76936009999999999]
[0.69862500000000005,null,0.76936009999999999]
[0.69844729999999999,null,0.76927190000000001]
[0.69839280000000004,null,0.76927179999999995]
[0.69839280000000004,null,0.76920920000000004]
[0.69839280000000004,null,0.76911660000000004]
[0.6983028,null,0.76911660000000004]
[0.6983028,null,0.76911660000000004]
[0.69820919999999997,null,0.76896929999999997]
[0.69820919999999997,null,0.76887669999999997]
[0.69803550000000003,null,0.76878420000000003]
[0.69803550000000003,null,0.76861120000000005]
[0.69803550000000003,null,0.76861120000000005]
[0.69803550000000003,null,0.76854860000000003]
[0.69803550000000003,null,0.76854860000000003]
[0.69798099999999996,null,0.76854860000000003]
[0.69789679999999998,null,0.76854849999999997]
[0.69789679999999998,null,0.76836769999999999]
[0.69780690000000001,null,0.76827520000000005]
[0.69780690000000001,null,0.76827520000000005]
[0.69780690000000001,null,0.7681905]
[0.69780690000000001,null,0.76819040000000005]
[0.69762369999999996,null,0.76819040000000005]
[0.69762369999999996,null,0.76800539999999995]
[0.69762369999999996,null,0.7680053]
[0.69762369999999996,null,0.7678545]
[0.69762369999999996,null,0.7677697]
[0.69753370000000003,null,0.7677697]
[0.69753370000000003,null,0.7677697]
[0.69738560000000005,null,0.7677697]
[0.69738560000000005,null,0.76768499999999995]
[0.69730150000000002,null,0.76759670000000002]
[0.6972119,null,0.76750419999999997]
[0.6972119,null,0.76750419999999997]
[0.6972119,null,0.76741950000000003]
[0.6972119,null,0.76726430000000001]
[0.69715740000000004,null,0.76726419999999995]
[0.69707319999999995,null,0.76717599999999997]
[0.69698329999999997,null,0.76708350000000003]
[0.69680010000000003,null,0.76708350000000003]
[0.69680010000000003,null,0.76702090000000001]
[0.69680010000000003,null,0.76688590000000001]
[0.69680010000000003,null,0.76684350000000001]
[0.69674559999999996,null,0.76684350000000001]
[0.69665560000000004,null,0.76684350000000001]
[0.69657150000000001,null,0.76666279999999998]
[0.69657150000000001,null,0.76666279999999998]
[0.69657150000000001,null,0.76660010000000001]
[0.69657150000000001,null,0.76646910000000001]
[0.69657150000000001,null,0.76642279999999996]
[0.69651700000000005,null,0.76633030000000002]
[0.69651700000000005,null,0.76633030000000002]
[0.69633339999999999,null,0.76633030000000002]
[0.69624390000000003,null,0.7661751]
[0.69610519999999998,null,0.76609039999999995]
[0.69610519999999998,null,0.76600210000000002]
[0.69601559999999996,null,0.76600210000000002]
[0.69592200000000004,null,0.76600210000000002]
[0.69592200000000004,null,0.76600210000000002]
[0.69592200000000004,null,0.76591730000000002]
[0.69592200000000004,null,0.76567750000000001]
[0.69592200000000004,null,0.76558490000000001]
[0.69583790000000001,null,0.76558490000000001]
[0.69569380000000003,null,0.76549239999999996]
[0.69569380000000003,null,0.76534150000000001]
[0.69569380000000003,null,0.76515639999999996]
[0.69564700000000002,null,0.76507159999999996]
[0.6956002,null,0.76507159999999996]
[0.69551059999999998,null,0.76497910000000002]
[0.69537199999999999,null,0.76491640000000005]
[0.69528199999999996,null,0.76491640000000005]
[0.69528199999999996,null,0.76482819999999996]
[0.69519240000000004,null,0.76482819999999996]
[0.69513789999999998,null,0.76465090000000002]
[0.69505380000000005,null,0.7645883]
[0.69505380000000005,null,0.7644957]
[0.6948706,null,0.7644957]
[0.6948706,null,0.7644957]
[0.6948706,null,0.76425220000000005]
[0.6948706,null,0.76425220000000005]
[0.6948706,null,0.76425220000000005]
[0.6948706,null,0.7641675]
[0.69455239999999996,null,0.76399030000000001]
[0.69455239999999996,null,0.76399019999999995]
[0.69445880000000004,null,0.76389759999999995]
[0.69445880000000004,null,0.76383500000000004]
[0.69445880000000004,null,0.76383500000000004]
[0.69445880000000004,null,0.76365780000000005]
[0.69440429999999997,null,0.76356950000000001]
[0.69432020000000005,null,0.76356950000000001]
[0.69423020000000002,null,0.76350689999999999]
[0.69423020000000002,null,0.76341429999999999]
[0.69423020000000002,null,0.76332599999999995]
[0.6941406,null,0.76332599999999995]
[0.6941406,null,0.76317869999999999]
[0.69396290000000005,null,0.76308620000000005]
[0.69396290000000005,null,0.76302360000000002]
[0.69396290000000005,null,0.76297729999999997]
[0.69396290000000005,null,0.76284269999999998]
[0.69390839999999998,null,0.76284269999999998]
[0.69373430000000003,null,0.76284269999999998]
[0.6936447,null,0.76275020000000004]
[0.6936447,null,0.7626655]
[0.6936447,null,0.76266540000000005]
[0.6936447,null,0.76260280000000003]
[0.6936447,null,0.76260280000000003]
[0.6936447,null,0.76260280000000003]
[0.69356059999999997,null,0.76232949999999999]
[0.69337740000000003,null,0.7622447]
[0.69337740000000003,null,0.7622447]
[0.69323290000000004,null,0.7622447]
[0.69323290000000004,null,0.76215999999999995]
[0.69314339999999997,null,0.76209740000000004]
[0.69305919999999999,null,0.76209740000000004]
[0.69305919999999999,null,0.76201260000000004]
[0.69305919999999999,null,0.76201260000000004]
[0.69296959999999996,null,0.76201260000000004]
[0.69287969999999999,null,0.76201260000000004]
[0.69287969999999999,null,0.76183179999999995]
[0.69287969999999999,null,0.76183179999999995]
[0.69278609999999996,null,0.76174699999999995]
[0.69269610000000004,null,0.76168440000000004]
[0.69269610000000004,null,0.76168440000000004]
[0.69255199999999995,null,0.76159189999999999]
[0.69246790000000003,null,0.76159189999999999]
[0.69246790000000003,null,0.76159189999999999]
[0.69246790000000003,null,0.76159189999999999]
[0.69246790000000003,null,0.76141460000000005]
[0.69228469999999998,null,0.76132630000000001]
[0.6921948,null,0.76123799999999997]
[0.6921948,null,0.76123799999999997]
[0.6921948,null,0.76114550000000003]
[0.6921948,null,0.76108290000000001]
[0.69219470000000005,null,0.76099030000000001]
[0.69210519999999998,null,0.76089779999999996]
[0.69193110000000002,null,0.76089779999999996]
[0.69187659999999995,null,0.76080959999999997]
[0.69187659999999995,null,0.76072479999999998]
[0.69187659999999995,null,0.76072479999999998]
[0.69187659999999995,null,0.76072479999999998]
[0.69178300000000004,null,0.76056970000000002]
[0.69178300000000004,null,0.76048139999999997]
[0.69178300000000004,null,0.76048139999999997]
[0.69164429999999999,null,0.76048139999999997]
[0.69164429999999999,null,0.76048139999999997]
[0.69155469999999997,null,0.76041879999999995]
[0.69155469999999997,null,0.76033410000000001]
[0.69146479999999999,null,0.76027140000000004]
[0.69137119999999996,null,0.76027140000000004]
[0.69137119999999996,null,0.76017880000000004]
[0.69128160000000005,null,0.76009059999999995]
[0.69128160000000005,null,0.76009059999999995]
[0.69119750000000002,null,0.76009059999999995]
[0.69119750000000002,null,0.76009059999999995]
[0.69114299999999995,null,0.75991330000000001]
[0.69114299999999995,null,0.75991330000000001]
[0.69109620000000005,null,0.75982070000000002]
[0.69095980000000001,null,0.75975809999999999]
[0.69095980000000001,null,0.75975809999999999]
[0.69087569999999998,null,0.75975809999999999]
[0.69087569999999998,null,0.75975809999999999]
[0.69087569999999998,null,0.75966990000000001]
[0.69087569999999998,null,0.75952249999999999]
[0.69087569999999998,null,0.75942989999999999]
[0.69082109999999997,null,0.75942989999999999]
[0.69072750000000005,null,0.75933740000000005]
[0.69063799999999997,null,0.75927480000000003]
[0.69054800000000005,null,0.75919000000000003]
[0.69054800000000005,null,0.75919000000000003]
[0.69054800000000005,null,0.75903920000000002]
[0.69054800000000005,null,0.75903909999999997]
[0.69046390000000002,null,0.75903909999999997]
[0.69046390000000002,null,0.75886180000000003]
[0.69046390000000002,null,0.75879920000000001]
[0.69040939999999995,null,0.75870669999999996]
[0.6904093,null,0.75870669999999996]
[0.69032519999999997,null,0.75870669999999996]
[0.69023559999999995,null,0.75870669999999996]
[0.69005209999999995,null,0.75862200000000002]
[0.69005209999999995,null,0.75853369999999998]
[0.69005209999999995,null,0.75847109999999995]
[0.69005209999999995,null,0.75847109999999995]
[0.68996789999999997,null,0.75837849999999996]
[0.68996789999999997,null,0.75837849999999996]
[0.68982390000000005,null,0.75837849999999996]
[0.68982390000000005,null,0.75837849999999996]
[0.68982379999999999,null,0.75829020000000003]
[0.68982379999999999,null,0.75820549999999998]
[0.68982379999999999,null,0.75814289999999995]
[0.68964029999999998,null,0.75805040000000001]
[0.68955619999999995,null,0.75805029999999995]
[0.68955619999999995,null,0.75795780000000001]
[0.68955619999999995,null,0.75795769999999996]
[0.68955610000000001,null,0.75787300000000002]
[0.68955610000000001,null,0.75787300000000002]
[0.68955610000000001,null,0.75787300000000002]
[0.68937839999999995,null,0.75771790000000006]
[0.68923400000000001,null,0.75762960000000001]
[0.68914439999999999,null,0.75753700000000002]
[0.68914439999999999,null,0.75753700000000002]
[0.68914439999999999,null,0.75735629999999998]
[0.68905479999999997,null,0.75735629999999998]
[0.68905479999999997,null,0.75717889999999999]
[0.68905479999999997,null,0.75717889999999999]
[0.68905479999999997,null,0.75717889999999999]
[0.68905479999999997,null,0.75717889999999999]
[0.68905479999999997,null,0.75711629999999996]
[0.68890669999999998,null,0.75693909999999998]
[0.68882259999999995,null,0.75685080000000005]
[0.68882259999999995,null,0.75675820000000005]
[0.68873260000000003,null,0.75675820000000005]
[0.68873260000000003,null,0.75675820000000005]
[0.68864300000000001,null,0.75675820000000005]
[0.68864300000000001,null,0.75666990000000001]
[0.68864300000000001,null,0.75666990000000001]
[0.68855889999999997,null,0.75666990000000001]
[0.68846890000000005,null,0.75649270000000002]
[0.68846890000000005,null,0.7563375]
[0.68846890000000005,null,0.7563375]
[0.68846890000000005,null,0.7563375]
[0.68846890000000005,null,0.7563375]
[0.68828579999999995,null,0.75615239999999995]
[0.68823120000000004,null,0.75606410000000002]
[0.68814710000000001,null,0.75606410000000002]
[0.68814710000000001,null,0.75606410000000002]
[0.68814710000000001,null,0.75591680000000006]
[0.68814710000000001,null,0.75591680000000006]
[0.68814710000000001,null,0.75591680000000006]
[0.68805709999999998,null,0.7559167]
[0.68796760000000001,null,0.75582850000000001]
[0.68796760000000001,null,0.75573590000000002]
[0.68796760000000001,null,0.75573590000000002]
[0.68796749999999995,null,0.75567329999999999]
[0.68796749999999995,null,0.75567329999999999]
[0.687913,null,0.75558080000000005]
[0.68782350000000003,null,0.75545010000000001]
[0.68763989999999997,null,0.75525260000000005]
[0.68763989999999997,null,0.75525260000000005]
[0.68755580000000005,null,0.75525260000000005]
[0.68755580000000005,null,0.75525249999999999]
[0.68755580000000005,null,0.75498710000000002]
[0.68747159999999996,null,0.75498699999999996]
[0.68732760000000004,null,0.75498699999999996]
[0.68732749999999998,null,0.75489439999999997]
[0.6872376,null,0.75489439999999997]
[0.6872376,null,0.75489439999999997]
[0.6872376,null,0.7547471]
[0.6872376,null,0.75465459999999995]
[0.68714799999999998,null,0.75465459999999995]
[0.68714799999999998,null,0.75456199999999995]
[0.68714799999999998,null,0.75447370000000002]
[0.68705799999999995,null,0.75438899999999998]
[0.68697390000000003,null,0.75438899999999998]
[0.68673620000000002,null,0.75438899999999998]
[0.68673620000000002,null,0.75438899999999998]
[0.68673620000000002,null,0.75432639999999995]
[0.68673620000000002,null,0.75414130000000001]
[0.68673620000000002,null,0.75414130000000001]
[0.68673620000000002,null,0.75405650000000002]
[0.68673620000000002,null,0.75405650000000002]
[0.68668169999999995,null,0.75405650000000002]
[0.68659210000000004,null,0.75396399999999997]
[0.68640860000000004,null,0.75396399999999997]
[0.68632439999999995,null,0.75372059999999996]
[0.68632439999999995,null,0.75372050000000002]
[0.68632439999999995,null,0.75372050000000002]
[0.68632439999999995,null,0.75372050000000002]
[0.68624030000000003,null,0.75372050000000002]
[0.6861507,null,0.75372050000000002]
[0.68606080000000003,null,0.75354330000000003]
[0.68606069999999997,null,0.7533881]
[0.68600620000000001,null,0.7533881]
[0.68591259999999998,null,0.7533881]
[0.68582849999999995,null,0.7533881]
[0.68582849999999995,null,0.75329559999999995]
[0.68573890000000004,null,0.75329559999999995]
[0.68573890000000004,null,0.75329559999999995]
[0.68573890000000004,null,0.75323289999999998]
[0.68573890000000004,null,0.7531447]
[0.68573890000000004,null,0.7530521]
[0.68564899999999995,null,0.75296730000000001]
[0.68541669999999999,null,0.75296730000000001]
[0.68541669999999999,null,0.75287479999999996]
[0.68541669999999999,null,0.75287479999999996]
[0.68541669999999999,null,0.75287479999999996]
[0.68532709999999997,null,0.75263919999999995]
[0.68532709999999997,null,0.75263919999999995]
[0.68532709999999997,null,0.75263919999999995]
[0.68532709999999997,null,0.75263919999999995]
[0.68532709999999997,null,0.75263919999999995]
[0.6852376,null,0.75254670000000001]
[0.68514399999999998,null,0.75245410000000001]
[0.68514399999999998,null,0.75236939999999997]
[0.68514399999999998,null,0.75236939999999997]
[0.6850598,null,0.75230680000000005]
[0.68496990000000002,null,0.75221850000000001]
[0.68496990000000002,null,0.75221850000000001]
[0.68491539999999995,null,0.75221850000000001]
[0.6849153,null,0.75207109999999999]
[0.6849153,null,0.75207109999999999]
[0.68482580000000004,null,0.75207109999999999]
[0.68473220000000001,null,0.75207109999999999]
[0.68473220000000001,null,0.75207109999999999]
[0.68473220000000001,null,0.75189379999999995]
[0.68464809999999998,null,0.75174289999999999]
[0.68450359999999999,null,0.75165040000000005]
[0.68450359999999999,null,0.75165040000000005]
[0.68450359999999999,null,0.75165040000000005]
[0.68450359999999999,null,0.75165040000000005]
[0.68450359999999999,null,0.7515657]
[0.68441399999999997,null,0.75156559999999994]
[0.68441399999999997,null,0.75156559999999994]
[0.68441399999999997,null,0.75138839999999996]
[0.68441399999999997,null,0.75138839999999996]
[0.68423630000000002,null,0.75138839999999996]
[0.68423630000000002,null,0.75123320000000005]
[0.68423630000000002,null,0.75123320000000005]
[0.68423630000000002,null,0.75123320000000005]
[0.68423630000000002,null,0.7511449]
[0.6841817,null,0.7511449]
[0.6841817,null,0.7511449]
[0.6841817,null,0.75106019999999996]
[0.68400760000000005,null,0.75099760000000004]
[0.68400760000000005,null,0.75099760000000004]
[0.68391409999999997,null,0.75099760000000004]
[0.68382449999999995,null,0.75090500000000004]
[0.68382449999999995,null,0.75090500000000004]
[0.68376999999999999,null,0.7507277]
[0.68376999999999999,null,0.7507277]
[0.68376990000000004,null,0.75063950000000002]
[0.68368039999999997,null,0.75063950000000002]
[0.68368039999999997,null,0.75063950000000002]
[0.68358680000000005,null,0.75063939999999996]
[0.68349680000000002,null,0.7504921]
[0.68349680000000002,null,0.7503995]
[0.68341269999999998,null,0.75031130000000001]
[0.68341269999999998,null,0.75031130000000001]
[0.68341269999999998,null,0.75021879999999996]
[0.68332309999999996,null,0.75021870000000002]
[0.68332309999999996,null,0.75021870000000002]
[0.68322950000000005,null,0.75004570000000004]
[0.68322950000000005,null,0.75004570000000004]
[0.68322950000000005,null,0.74998310000000001]
[0.68317499999999998,null,0.74998310000000001]
[0.68308539999999995,null,0.74980579999999997]
[0.68308539999999995,null,0.74971330000000003]
[0.68291139999999995,null,0.74971330000000003]
[0.6829113,null,0.74971330000000003]
[0.6829113,null,0.74962850000000003]
[0.6829113,null,0.74962850000000003]
[0.6829113,null,0.74956590000000001]
[0.6829113,null,0.74947759999999997]
[0.6829113,null,0.74947759999999997]
[0.68281769999999997,null,0.74930039999999998]
[0.68276320000000001,null,0.74930039999999998]
[0.68267370000000005,null,0.74930039999999998]
[0.68258949999999996,null,0.74920779999999998]
[0.68258949999999996,null,0.74920779999999998]
[0.68249990000000005,null,0.74920779999999998]
[0.68249990000000005,null,0.74905270000000002]
[0.68240999999999996,null,0.74896439999999997]
[0.68240999999999996,null,0.74896439999999997]
[0.68231640000000005,null,0.74887970000000004]
[0.68231640000000005,null,0.74887970000000004]
[0.68223230000000001,null,0.74887970000000004]
[0.68223230000000001,null,0.74887970000000004]
[0.68223230000000001,null,0.74878710000000004]
[0.68223219999999996,null,0.74865219999999999]
[0.68223219999999996,null,0.74860979999999999]
[0.6821777,null,0.74860979999999999]
[0.6821777,null,0.74860979999999999]
[0.68208820000000003,null,0.74852160000000001]
[0.68191409999999997,null,0.74845890000000004]
[0.68191409999999997,null,0.74845890000000004]
[0.68182050000000005,null,0.74828159999999999]
[0.68182050000000005,null,0.74828159999999999]
[0.68176590000000004,null,0.74818910000000005]
[0.68176590000000004,null,0.74818910000000005]
[0.68176590000000004,null,0.74812650000000003]
[0.68176590000000004,null,0.74804170000000003]
[0.68176590000000004,null,0.74804170000000003]
[0.68167599999999995,null,0.74786870000000005]
[0.68158640000000004,null,0.74786870000000005]
[0.68149280000000001,null,0.74786870000000005]
[0.68149280000000001,null,0.74777610000000005]
[0.68140869999999998,null,0.7476836]
[0.68140869999999998,null,0.7476836]
[0.68140869999999998,null,0.7476836]
[0.68140869999999998,null,0.7476836]
[0.68140869999999998,null,0.74762099999999998]
[0.68131870000000005,null,0.7474864]
[0.68131870000000005,null,0.74726289999999995]
[0.68118009999999996,null,0.74726289999999995]
[0.68109050000000004,null,0.74726289999999995]
[0.68109050000000004,null,0.74726289999999995]
[0.68099690000000002,null,0.74726289999999995]
[0.68099690000000002,null,0.74726289999999995]
[0.68099690000000002,null,0.74717820000000001]
[0.68099690000000002,null,0.74711550000000004]
[0.68090689999999998,null,0.74702729999999995]
[0.68081740000000002,null,0.74702729999999995]
[0.68081740000000002,null,0.74693480000000001]
[0.68072379999999999,null,0.74687219999999999]
[0.68072379999999999,null,0.74687219999999999]
[0.68072379999999999,null,0.74687210000000004]
[0.68063419999999997,null,0.74672479999999997]
[0.68063419999999997,null,0.74663650000000004]
[0.68063419999999997,null,0.74645150000000005]
[0.68063419999999997,null,0.74645150000000005]
[0.68055010000000005,null,0.74638879999999996]
[0.68054999999999999,null,0.74638879999999996]
[0.68040560000000005,null,0.74638879999999996]
[0.68040560000000005,null,0.74638879999999996]
[0.68031600000000003,null,0.74638879999999996]
[0.68031600000000003,null,0.74638879999999996]
[0.68031600000000003,null,0.74614899999999995]
[0.68026920000000002,null,0.74614899999999995]
[0.6802224,null,0.7461489]
[0.68013239999999997,null,0.74605639999999995]
[0.68004830000000005,null,0.74596810000000002]
[0.67995879999999997,null,0.74596810000000002]
[0.67990419999999996,null,0.74596810000000002]
[0.67990419999999996,null,0.7459055]
[0.67990419999999996,null,0.7458207]
[0.67990419999999996,null,0.7458207]
[0.67981429999999998,null,0.7458207]
[0.67981420000000004,null,0.74572819999999995]
[0.67981420000000004,null,0.74555090000000002]
[0.67963110000000004,null,0.74555090000000002]
[0.67963110000000004,null,0.74555090000000002]
[0.67963110000000004,null,0.74548829999999999]
[0.67957659999999998,null,0.7454035]
[0.6794924,null,0.74531099999999995]
[0.6794924,null,0.74531099999999995]
[0.6794924,null,0.74522279999999996]
[0.67940250000000002,null,0.74522279999999996]
[0.67940250000000002,null,0.74522270000000002]
[0.6793479,null,0.74522270000000002]
[0.67925429999999998,null,0.74513019999999996]
[0.67916480000000001,null,0.74497500000000005]
[0.67916480000000001,null,0.74489030000000001]
[0.67916480000000001,null,0.74489030000000001]
[0.67916480000000001,null,0.74489030000000001]
[0.67916480000000001,null,0.74489030000000001]
[0.67916480000000001,null,0.74489030000000001]
[0.67908060000000003,null,0.74480550000000001]
[0.67908060000000003,null,0.74474289999999999]
[0.67899109999999996,null,0.74465029999999999]
[0.67890110000000004,null,0.74455780000000005]
[0.67884659999999997,null,0.74455780000000005]
[0.67884659999999997,null,0.74446959999999995]
[0.67884659999999997,null,0.74440700000000004]
[0.67875300000000005,null,0.74440700000000004]
[0.67875300000000005,null,0.74440700000000004]
[0.67866890000000002,null,0.74440700000000004]
[0.67866879999999996,null,0.74440689999999998]
[0.67857889999999998,null,0.74440689999999998]
[0.67857889999999998,null,0.74432220000000004]
[0.67848929999999996,null,0.74432220000000004]
[0.6784348,null,0.74432220000000004]
[0.6784348,null,0.74425960000000002]
[0.6784348,null,0.74408229999999997]
[0.67825709999999995,null,0.74398969999999998]
[0.67825709999999995,null,0.74390149999999999]
[0.67825709999999995,null,0.74390149999999999]
[0.67825709999999995,null,0.7438089]
[0.67825709999999995,null,0.7437241]
[0.67825709999999995,null,0.74366149999999998]
[0.678257,null,0.74348080000000005]
[0.67816710000000002,null,0.74348080000000005]
[0.67816710000000002,null,0.74348080000000005]
[0.67816710000000002,null,0.74338820000000005]
[0.67799339999999997,null,0.74338820000000005]
[0.67799339999999997,null,0.74338820000000005]
[0.67790919999999999,null,0.74330339999999995]
[0.67781570000000002,null,0.74330339999999995]
[0.67781570000000002,null,0.74330339999999995]
[0.67781570000000002,null,0.74324080000000003]
[0.67781559999999996,null,0.74314829999999998]
[0.67767120000000003,null,0.74314829999999998]
[0.67767120000000003,null,0.74306000000000005]
[0.67767120000000003,null,0.74297530000000001]
[0.67767120000000003,null,0.74297530000000001]
[0.6775776,null,0.74297530000000001]
[0.6775776,null,0.74288270000000001]
[0.6775776,null,0.74288270000000001]
[0.67740350000000005,null,0.74272760000000004]
[0.67734890000000003,null,0.74272760000000004]
[0.67734890000000003,null,0.74272760000000004]
[0.67725939999999996,null,0.7426393]
[0.67725939999999996,null,0.7426393]
[0.67725939999999996,null,0.7426393]
[0.67717519999999998,null,0.74255459999999995]
[0.67717519999999998,null,0.74255459999999995]
[0.67708159999999995,null,0.74255459999999995]
[0.67708159999999995,null,0.74246630000000002]
[0.67699209999999999,null,0.7424037]
[0.67699209999999999,null,0.7424037]
[0.67690209999999995,null,0.7424037]
[0.67690209999999995,null,0.74222630000000001]
[0.67690209999999995,null,0.74222630000000001]
[0.67690209999999995,null,0.74204559999999997]
[0.67675799999999997,null,0.74198299999999995]
[0.67675799999999997,null,0.74198299999999995]
[0.67666440000000005,null,0.74198299999999995]
[0.67666440000000005,null,0.74198299999999995]
[0.67666440000000005,null,0.74189470000000002]
[0.67658030000000002,null,0.7417473]
[0.6764907,null,0.7417473]
[0.6764907,null,0.74156219999999995]
[0.6764907,null,0.74147750000000001]
[0.67639709999999997,null,0.74138919999999997]
[0.6763072,null,0.74138919999999997]
[0.6763072,null,0.74138919999999997]
[0.67616849999999995,null,0.74138919999999997]
[0.67616849999999995,null,0.74138919999999997]
[0.67616849999999995,null,0.74121190000000003]
[0.67616849999999995,null,0.74114930000000001]
[0.67607890000000004,null,0.74114930000000001]
[0.67607890000000004,null,0.74105679999999996]
[0.67607890000000004,null,0.74105679999999996]
[0.67602439999999997,null,0.74105679999999996]
[0.67593440000000005,null,0.74097199999999996]
[0.67575669999999999,null,0.74097199999999996]
[0.67575669999999999,null,0.74097199999999996]
[0.67575669999999999,null,0.74088379999999998]
[0.67575669999999999,null,0.74088379999999998]
[0.67567259999999996,null,0.74070650000000005]
[0.67558300000000004,null,0.74064390000000002]
[0.67558300000000004,null,0.74064390000000002]
[0.67549309999999996,null,0.74064390000000002]
[0.67549300000000001,null,0.74064390000000002]
[0.67539939999999998,null,0.74055130000000002]
[0.67539939999999998,null,0.74037830000000004]
[0.67530990000000002,null,0.74037830000000004]
[0.67530990000000002,null,0.74037830000000004]
[0.67521989999999998,null,0.74022319999999997]
[0.67521989999999998,null,0.74022319999999997]
[0.67521989999999998,null,0.74022319999999997]
[0.67521989999999998,null,0.74004579999999998]
[0.67504620000000004,null,0.74004579999999998]
[0.67504620000000004,null,0.74004579999999998]
[0.67499169999999997,null,0.73986499999999999]
[0.67489809999999995,null,0.73977250000000006]
[0.67480810000000002,null,0.73977250000000006]
[0.67480810000000002,null,0.73967989999999995]
[0.67480810000000002,null,0.73967989999999995]
[0.67480810000000002,null,0.73967989999999995]
[0.67480810000000002,null,0.73961730000000003]
[0.67471859999999995,null,0.73953250000000004]
[0.67463439999999997,null,0.73953250000000004]
[0.67454449999999999,null,0.73953250000000004]
[0.67454449999999999,null,0.73944430000000005]
[0.67454440000000004,null,0.73944430000000005]
[0.67454440000000004,null,0.7394442]
[0.67454440000000004,null,0.7394442]
[0.67440580000000006,null,0.73935169999999995]
[0.67431620000000003,null,0.73926700000000001]
[0.67431620000000003,null,0.73920439999999998]
[0.67431620000000003,null,0.73911179999999999]
[0.67431620000000003,null,0.73911179999999999]
[0.67422260000000001,null,0.73911179999999999]
[0.67413270000000003,null,0.73911179999999999]
[0.67404310000000001,null,0.738931]
[0.67404310000000001,null,0.738931]
[0.67404310000000001,null,0.738931]
[0.67398860000000005,null,0.73884629999999996]
[0.67398860000000005,null,0.73884629999999996]
[0.67398860000000005,null,0.73884629999999996]
[0.67390439999999996,null,0.73884629999999996]
[0.67390439999999996,null,0.73875369999999996]
[0.67381089999999999,null,0.73859859999999999]
[0.67381089999999999,null,0.73842560000000002]
[0.67381080000000004,null,0.73842560000000002]
[0.67363130000000004,null,0.73842560000000002]
[0.67363130000000004,null,0.73842560000000002]
[0.67363130000000004,null,0.73842549999999996]
[0.67363130000000004,null,0.73842549999999996]
[0.67363130000000004,null,0.73842549999999996]
[0.67357679999999998,null,0.73833300000000002]
[0.67357679999999998,null,0.73824040000000002]
[0.67357679999999998,null,0.7381778]
[0.67357679999999998,null,0.7381778]
[0.67357679999999998,null,0.73800060000000001]
[0.67340310000000003,null,0.73800060000000001]
[0.67340310000000003,null,0.73800060000000001]
[0.67330950000000001,null,0.73800060000000001]
[0.67321949999999997,null,0.73800060000000001]
[0.67321949999999997,null,0.73800060000000001]
[0.67321949999999997,null,0.73800060000000001]
[0.67321949999999997,null,0.73784970000000005]
[0.67313540000000005,null,0.73784970000000005]
[0.67304580000000003,null,0.73784970000000005]
[0.67304580000000003,null,0.73784970000000005]
[0.6729522,null,0.73776489999999995]
[0.6729522,null,0.73776489999999995]
[0.67289770000000004,null,0.73751730000000004]
[0.67289770000000004,null,0.73751719999999998]
[0.67289770000000004,null,0.73751719999999998]
[0.67280810000000002,null,0.73751719999999998]
[0.67271820000000004,null,0.73734420000000001]
[0.67271820000000004,null,0.73734420000000001]
[0.67271820000000004,null,0.73725169999999995]
[0.67271820000000004,null,0.73716689999999996]
[0.67271820000000004,null,0.73710430000000005]
[0.67271820000000004,null,0.73710430000000005]
[0.67262460000000002,null,0.73701179999999999]
[0.67262460000000002,null,0.73701179999999999]
[0.67262460000000002,null,0.73701179999999999]
[0.67253459999999998,null,0.73701179999999999]
[0.67236090000000004,null,0.73701179999999999]
[0.67226730000000001,null,0.73701179999999999]
[0.67226730000000001,null,0.73701179999999999]
[0.67226730000000001,null,0.736927]
[0.67226730000000001,null,0.73686439999999997]
[0.67226730000000001,null,0.73659110000000005]
[0.67226730000000001,null,0.73659110000000005]
[0.67209359999999996,null,0.736591]
[0.67209359999999996,null,0.736591]
[0.67209359999999996,null,0.736591]
[0.67209359999999996,null,0.73650629999999995]
[0.67200000000000004,null,0.73641380000000001]
[0.67191009999999995,null,0.73641380000000001]
[0.67185550000000005,null,0.73641380000000001]
[0.67176599999999997,null,0.73641380000000001]
[0.67176599999999997,null,0.73632120000000001]
[0.67176599999999997,null,0.73632120000000001]
[0.67176599999999997,null,0.73623289999999997]
[0.67176599999999997,null,0.73617030000000006]
[0.67158819999999997,null,0.73617030000000006]
[0.67158819999999997,null,0.73617030000000006]
[0.67158819999999997,null,0.73617030000000006]
[0.67158819999999997,null,0.73608560000000001]
[0.67149829999999999,null,0.73608560000000001]
[0.67149829999999999,null,0.73608560000000001]
[0.67149829999999999,null,0.73608560000000001]
[0.67149829999999999,null,0.73581220000000003]
[0.67149820000000005,null,0.73581220000000003]
[0.67140869999999997,null,0.7357496]
[0.67123100000000002,null,0.7357496]
[0.67123100000000002,null,0.7357496]
[0.67117649999999995,null,0.73565700000000001]
[0.67117640000000001,null,0.73556869999999996]
[0.67117640000000001,null,0.73548400000000003]
[0.67117640000000001,null,0.73548400000000003]
[0.67108650000000003,null,0.73548400000000003]
[0.67108650000000003,null,0.73532889999999995]
[0.67099690000000001,null,0.73532889999999995]
[0.67099690000000001,null,0.73532889999999995]
[0.67099690000000001,null,0.73532889999999995]
[0.67099690000000001,null,0.73532889999999995]
[0.67099690000000001,null,0.73524409999999996]
[0.67099690000000001,null,0.73524409999999996]
[0.67099690000000001,null,0.73515149999999996]
[0.67085240000000002,null,0.73508890000000005]
[0.67085240000000002,null,0.73508890000000005]
[0.67076829999999998,null,0.73499639999999999]
[0.67076829999999998,null,0.73499639999999999]
[0.67058510000000005,null,0.73499639999999999]
[0.67058510000000005,null,0.73499639999999999]
[0.67058510000000005,null,0.73482340000000002]
[0.67049519999999996,null,0.73482340000000002]
[0.67049519999999996,null,0.73473080000000002]
[0.67040160000000004,null,0.73473080000000002]
[0.67040160000000004,null,0.73473080000000002]
[0.67040160000000004,null,0.73473080000000002]
[0.67022789999999999,null,0.73463829999999997]
[0.67022789999999999,null,0.73449089999999995]
[0.67022789999999999,null,0.73449089999999995]
[0.6700834,null,0.73449089999999995]
[0.66999920000000002,null,0.73449089999999995]
[0.66999920000000002,null,0.73449089999999995]
[0.66999920000000002,null,0.73439829999999995]
[0.66999920000000002,null,0.73439829999999995]
[0.66990559999999999,null,0.73439829999999995]
[0.66990559999999999,null,0.73430580000000001]
[0.66981610000000003,null,0.73421760000000003]
[0.66981610000000003,null,0.73421760000000003]
[0.66981610000000003,null,0.73421760000000003]
[0.66981610000000003,null,0.73407020000000001]
[0.66981610000000003,null,0.73407020000000001]
[0.66981610000000003,null,0.73400759999999998]
[0.6697225,null,0.73391499999999998]
[0.6697225,null,0.73391499999999998]
[0.66963249999999996,null,0.73391499999999998]
[0.66963249999999996,null,0.73391499999999998]
[0.66945480000000002,null,0.73382250000000004]
[0.66945480000000002,null,0.73382250000000004]
[0.66931070000000004,null,0.73364169999999995]
[0.66931070000000004,null,0.73357899999999998]
[0.66931070000000004,null,0.73357899999999998]
[0.66931070000000004,null,0.73340179999999999]
[0.66931070000000004,null,0.73340179999999999]
[0.6692207,null,0.73340179999999999]
[0.6692207,null,0.73333919999999997]
[0.6692207,null,0.73325439999999997]
[0.6692207,null,0.73325439999999997]
[0.6692207,null,0.73316190000000003]
[0.66913659999999997,null,0.73316190000000003]
[0.66913659999999997,null,0.73316190000000003]
[0.66894569999999998,null,0.73316190000000003]
[0.66889889999999996,null,0.73306930000000003]
[0.66889889999999996,null,0.73300670000000001]
[0.66889889999999996,null,0.73300670000000001]
[0.66880890000000004,null,0.73300670000000001]
[0.66880890000000004,null,0.73291839999999997]
[0.66880890000000004,null,0.73291839999999997]
[0.66880890000000004,null,0.73283370000000003]
[0.66871530000000001,null,0.73283370000000003]
[0.66871530000000001,null,0.73264859999999998]
[0.66863119999999998,null,0.73258599999999996]
[0.66854159999999996,null,0.73258599999999996]
[0.66854159999999996,null,0.73258599999999996]
[0.66854159999999996,null,0.73249770000000003]
[0.6684871,null,0.73249770000000003]
[0.6684871,null,0.73240519999999998]
[0.6684871,null,0.73240519999999998]
[0.6684871,null,0.73225790000000002]
[0.6684871,null,0.73225779999999996]
[0.6684871,null,0.73225779999999996]
[0.66839709999999997,null,0.73225779999999996]
[0.66821940000000002,null,0.73216959999999998]
[0.66821940000000002,null,0.73208479999999998]
[0.66812990000000005,null,0.73199230000000004]
[0.66812990000000005,null,0.73199219999999998]
[0.66812990000000005,null,0.73199219999999998]
[0.66812990000000005,null,0.73189970000000004]
[0.66812990000000005,null,0.73189970000000004]
[0.6681298,null,0.73174890000000004]
[0.6681298,null,0.73174890000000004]
[0.6681298,null,0.73174890000000004]
[0.6681298,null,0.73165630000000004]
[0.66803630000000003,null,0.73165630000000004]
[0.66794629999999999,null,0.73165630000000004]
[0.66780220000000001,null,0.73165630000000004]
[0.66780220000000001,null,0.73150890000000002]
[0.66780220000000001,null,0.73150890000000002]
[0.66771809999999998,null,0.73150890000000002]
[0.66771809999999998,null,0.73150890000000002]
[0.66771809999999998,null,0.73141639999999997]
[0.66771809999999998,null,0.73141639999999997]
[0.66762809999999995,null,0.73123550000000004]
[0.66762809999999995,null,0.73115079999999999]
[0.66753850000000003,null,0.73115079999999999]
[0.66753850000000003,null,0.73115079999999999]
[0.66753850000000003,null,0.73108819999999997]
[0.66753850000000003,null,0.73108819999999997]
[0.66753850000000003,null,0.73099559999999997]
[0.66753850000000003,null,0.73081830000000003]
[0.66753850000000003,null,0.73075570000000001]
[0.6674544,null,0.73075570000000001]
[0.6674544,null,0.73075570000000001]
[0.66736079999999998,null,0.73075570000000001]
[0.66727119999999995,null,0.73075570000000001]
[0.6672167,null,0.73057490000000003]
[0.6672167,null,0.73049010000000003]
[0.66712669999999996,null,0.73049010000000003]
[0.66712669999999996,null,0.73033499999999996]
[0.66712669999999996,null,0.73033499999999996]
[0.6670372,null,0.73033499999999996]
[0.66694719999999996,null,0.73033499999999996]
[0.66676950000000001,null,0.73033499999999996]
[0.66676950000000001,null,0.73033499999999996]
[0.66676950000000001,null,0.73033499999999996]
[0.66671499999999995,null,0.73033499999999996]
[0.66671499999999995,null,0.73017989999999999]
[0.6667149,null,0.73017989999999999]
[0.66663079999999997,null,0.7300951]
[0.66663079999999997,null,0.7300951]
[0.66663079999999997,null,0.7300951]
[0.66663079999999997,null,0.7300951]
[0.66663079999999997,null,0.7300025]
[0.66663079999999997,null,0.72985169999999999]
[0.66644729999999996,null,0.7297669]
[0.66644720000000002,null,0.72967439999999995]
[0.66639269999999995,null,0.72961180000000003]
[0.66630319999999998,null,0.72961180000000003]
[0.66621900000000001,null,0.72961180000000003]
[0.66621900000000001,null,0.72961180000000003]
[0.6660355,null,0.72952349999999999]
[0.6660355,null,0.72946089999999997]
[0.6660355,null,0.72946089999999997]
[0.6660355,null,0.72928360000000003]
[0.6660355,null,0.72928360000000003]
[0.66594589999999998,null,0.72928360000000003]
[0.66594589999999998,null,0.72928360000000003]
[0.66594589999999998,null,0.72928360000000003]
[0.66594589999999998,null,0.72928360000000003]
[0.66589140000000002,null,0.72919109999999998]
[0.66589140000000002,null,0.72912840000000001]
[0.66589140000000002,null,0.72912840000000001]
[0.66584639999999995,null,0.72904020000000003]
[0.66580139999999999,null,0.72904020000000003]
[0.66571729999999996,null,0.72904020000000003]
[0.66571729999999996,null,0.72895540000000003]
[0.66562370000000004,null,0.72877029999999998]
[0.66553410000000002,null,0.72877029999999998]
[0.66553410000000002,null,0.72877029999999998]
[0.66553410000000002,null,0.72877029999999998]
[0.66553410000000002,null,0.72877029999999998]
[0.66553410000000002,null,0.72877029999999998]
[0.66553410000000002,null,0.72877029999999998]
[0.66538960000000003,null,0.7285973]
[0.665296,null,0.7285973]
[0.665296,null,0.72850479999999995]
[0.66521189999999997,null,0.72844220000000004]
[0.66521189999999997,null,0.72844220000000004]
[0.66521189999999997,null,0.72844220000000004]
[0.66512230000000006,null,0.72834960000000004]
[0.66512230000000006,null,0.72825709999999999]
[0.66503239999999997,null,0.72825709999999999]
[0.66503239999999997,null,0.72825709999999999]
[0.66503230000000002,null,0.72816879999999995]
[0.66503230000000002,null,0.72802149999999999]
[0.66497779999999995,null,0.72802149999999999]
[0.66488829999999999,null,0.72792900000000005]
[0.66480410000000001,null,0.72792900000000005]
[0.66471420000000003,null,0.72792900000000005]
[0.66462060000000001,null,0.72784420000000005]
[0.66462060000000001,null,0.72784420000000005]
[0.66462060000000001,null,0.72784420000000005]
[0.66462060000000001,null,0.72784420000000005]
[0.66462060000000001,null,0.72775160000000005]
[0.66462060000000001,null,0.72775160000000005]
[0.66462060000000001,null,0.72766339999999996]
[0.66453099999999998,null,0.72766339999999996]
[0.66443739999999996,null,0.72757090000000002]
[0.6643829,null,0.72757090000000002]
[0.66429879999999997,null,0.72757090000000002]
[0.66429870000000002,null,0.72750820000000005]
[0.66429870000000002,null,0.72750820000000005]
[0.66429870000000002,null,0.7274235]
[0.66420880000000004,null,0.7274235]
[0.66420880000000004,null,0.7274235]
[0.66420880000000004,null,0.72733519999999996]
[0.66420880000000004,null,0.72724270000000002]
[0.66411520000000002,null,0.72724259999999996]
[0.66402559999999999,null,0.72724259999999996]
[0.66402559999999999,null,0.72724259999999996]
[0.66394149999999996,null,0.72718000000000005]
[0.66379699999999997,null,0.72700279999999995]
[0.66379699999999997,null,0.72700279999999995]
[0.66379699999999997,null,0.72700279999999995]
[0.66379699999999997,null,0.72700279999999995]
[0.66370739999999995,null,0.72700279999999995]
[0.66370739999999995,null,0.72684760000000004]
[0.66365289999999999,null,0.7267593]
[0.66365289999999999,null,0.7267593]
[0.66365289999999999,null,0.72658210000000001]
[0.66365289999999999,null,0.72658210000000001]
[0.66356879999999996,null,0.72658199999999995]
[0.66347880000000004,null,0.72651940000000004]
[0.66347880000000004,null,0.72643469999999999]
[0.66347880000000004,null,0.72643469999999999]
[0.66338520000000001,null,0.72643469999999999]
[0.66338520000000001,null,0.72625390000000001]
[0.66338520000000001,null,0.72616130000000001]
[0.66329559999999999,null,0.72616130000000001]
[0.66329559999999999,null,0.72601400000000005]
[0.66324110000000003,null,0.72601400000000005]
[0.66324110000000003,null,0.72601400000000005]
[0.66315109999999999,null,0.72592140000000005]
[0.66297340000000005,null,0.72592140000000005]
[0.66297340000000005,null,0.72592140000000005]
[0.66297340000000005,null,0.72592140000000005]
[0.66297340000000005,null,0.72583660000000005]
[0.66288380000000002,null,0.72577400000000003]
[0.66270030000000002,null,0.72568569999999999]
[0.66270030000000002,null,0.72568569999999999]
[0.66270030000000002,null,0.72559320000000005]
[0.66270030000000002,null,0.72559320000000005]
[0.66270030000000002,null,0.7255007]
[0.66270030000000002,null,0.72550060000000005]
[0.66270030000000002,null,0.72550060000000005]
[0.66270030000000002,null,0.72534549999999998]
[0.66261610000000004,null,0.72526080000000004]
[0.66261610000000004,null,0.7251725]
[0.66252259999999996,null,0.7250799]
[0.66246799999999995,null,0.7250799]
[0.66246799999999995,null,0.7250799]
[0.66246799999999995,null,0.7250799]
[0.66246799999999995,null,0.7250799]
[0.66228849999999995,null,0.7250799]
[0.66228849999999995,null,0.7250799]
[0.66228849999999995,null,0.7250799]
[0.66228849999999995,null,0.72498739999999995]
[0.66228849999999995,null,0.72483649999999999]
[0.66228849999999995,null,0.72483649999999999]
[0.66219490000000003,null,0.72465919999999995]
[0.6621108,null,0.72465919999999995]
[0.6621108,null,0.72465919999999995]
[0.6621108,null,0.72465919999999995]
[0.6621108,null,0.72456670000000001]
[0.66205619999999998,null,0.72433110000000001]
[0.66205619999999998,null,0.72426849999999998]
[0.66196630000000001,null,0.72426849999999998]
[0.66183530000000002,null,0.72426849999999998]
[0.66169900000000004,null,0.72426849999999998]
[0.66169900000000004,null,0.72426849999999998]
[0.66169900000000004,null,0.72426849999999998]
[0.66169900000000004,null,0.72426840000000003]
[0.66169900000000004,null,0.72426840000000003]
[0.66156029999999999,null,0.72418369999999999]
[0.66147040000000001,null,0.72409120000000005]
[0.66147040000000001,null,0.72409120000000005]
[0.66147040000000001,null,0.72409120000000005]
[0.66147040000000001,null,0.72402860000000002]
[0.66147029999999996,null,0.72393600000000002]
[0.66137679999999999,null,0.72384769999999998]
[0.66137679999999999,null,0.72384769999999998]
[0.66137679999999999,null,0.72375520000000004]
[0.66137679999999999,null,0.72375520000000004]
[0.66128679999999995,null,0.72375520000000004]
[0.66128679999999995,null,0.72375520000000004]
[0.66128679999999995,null,0.72367049999999999]
[0.66120270000000003,null,0.72367049999999999]
[0.66120270000000003,null,0.72357800000000005]
[0.6611127,null,0.72357800000000005]
[0.66102309999999997,null,0.72357800000000005]
[0.66102309999999997,null,0.72357800000000005]
[0.66096860000000002,null,0.72351529999999997]
[0.66096860000000002,null,0.72342709999999999]
[0.66096860000000002,null,0.72334229999999999]
[0.66070090000000004,null,0.72334229999999999]
[0.66070090000000004,null,0.72334229999999999]
[0.66070090000000004,null,0.72334229999999999]
[0.66070090000000004,null,0.72324980000000005]
[0.66070090000000004,null,0.72324980000000005]
[0.66070090000000004,null,0.72315719999999994]
[0.66061130000000001,null,0.72315719999999994]
[0.66061130000000001,null,0.72315719999999994]
[0.66061130000000001,null,0.72315719999999994]
[0.66061130000000001,null,0.72309460000000003]
[0.66052719999999998,null,0.72300640000000005]
[0.66043719999999995,null,0.72300640000000005]
[0.66034360000000003,null,0.72282900000000005]
[0.66034360000000003,null,0.72282900000000005]
[0.66034360000000003,null,0.72282900000000005]
[0.66025370000000005,null,0.7227365]
[0.66025370000000005,null,0.7227365]
[0.66025370000000005,null,0.72264830000000002]
[0.66019910000000004,null,0.72256350000000003]
[0.66019910000000004,null,0.72256350000000003]
[0.66011500000000001,null,0.7225009]
[0.65993190000000002,null,0.7225009]
[0.65993179999999996,null,0.7225009]
[0.65993179999999996,null,0.72232359999999995]
[0.65993179999999996,null,0.72223110000000001]
[0.65974829999999995,null,0.72223110000000001]
[0.65974829999999995,null,0.72223099999999996]
[0.65974829999999995,null,0.72223099999999996]
[0.65974829999999995,null,0.72223099999999996]
[0.65974829999999995,null,0.72213850000000002]
[0.65974829999999995,null,0.72213850000000002]
[0.65974829999999995,null,0.72205030000000003]
[0.65974829999999995,null,0.72205030000000003]
[0.65969370000000005,null,0.72181039999999996]
[0.65960019999999997,null,0.72181039999999996]
[0.65942650000000003,null,0.72181039999999996]
[0.65942650000000003,null,0.72181039999999996]
[0.65942650000000003,null,0.72181039999999996]
[0.65942650000000003,null,0.72172570000000003]
[0.65942650000000003,null,0.72172570000000003]
[0.65933649999999999,null,0.72172570000000003]
[0.65924289999999997,null,0.72166300000000005]
[0.65924289999999997,null,0.72166300000000005]
[0.65924289999999997,null,0.72157039999999995]
[0.65906920000000002,null,0.72157039999999995]
[0.65906920000000002,null,0.72157039999999995]
[0.65906920000000002,null,0.72157039999999995]
[0.65906920000000002,null,0.72157039999999995]
[0.65906920000000002,null,0.72148219999999996]
[0.65901469999999995,null,0.72148219999999996]
[0.65901469999999995,null,0.72138970000000002]
[0.65901469999999995,null,0.72138970000000002]
[0.65892470000000003,null,0.7213271]
[0.65892470000000003,null,0.7212423]
[0.6588406,null,0.7212423]
[0.65874699999999997,null,0.7212423]
[0.65874699999999997,null,0.7211497]
[0.65874699999999997,null,0.7211497]
[0.65865739999999995,null,0.7211497]
[0.65865739999999995,null,0.72106150000000002]
[0.65865739999999995,null,0.72096899999999997]
[0.65856740000000002,null,0.72096899999999997]
[0.65856740000000002,null,0.72088419999999998]
[0.65838969999999997,null,0.72082159999999995]
[0.65838969999999997,null,0.72082159999999995]
[0.65838969999999997,null,0.72082159999999995]
[0.65838969999999997,null,0.72082159999999995]
[0.65838969999999997,null,0.72082159999999995]
[0.6583002,null,0.72073679999999996]
[0.6583002,null,0.72073679999999996]
[0.65830010000000005,null,0.72073679999999996]
[0.65824559999999999,null,0.72064430000000002]
[0.65824559999999999,null,0.72058160000000004]
[0.65807150000000003,null,0.72049339999999995]
[0.6579779,null,0.72049339999999995]
[0.6579779,null,0.72040859999999995]
[0.6579779,null,0.72031610000000001]
[0.6579779,null,0.72031610000000001]
[0.65788840000000004,null,0.72031610000000001]
[0.65788840000000004,null,0.72031610000000001]
[0.65783380000000002,null,0.72031610000000001]
[0.65783380000000002,null,0.72031610000000001]
[0.65783380000000002,null,0.72013879999999997]
[0.65774969999999999,null,0.72013879999999997]
[0.65765609999999997,null,0.71998790000000001]
[0.65765609999999997,null,0.71998790000000001]
[0.65765609999999997,null,0.71998790000000001]
[0.65765609999999997,null,0.71998790000000001]
[0.65747659999999997,null,0.71998790000000001]
[0.65747659999999997,null,0.71998790000000001]
[0.65747659999999997,null,0.71989539999999996]
[0.65747659999999997,null,0.71989539999999996]
[0.65742210000000001,null,0.71981070000000003]
[0.65742210000000001,null,0.71981070000000003]
[0.65742199999999995,null,0.71981070000000003]
[0.65742199999999995,null,0.7196555]
[0.65742199999999995,null,0.7196555]
[0.6572443,null,0.7196555]
[0.65715480000000004,null,0.7196555]
[0.65715480000000004,null,0.7196555]
[0.65715480000000004,null,0.71965539999999995]
[0.65715480000000004,null,0.71965539999999995]
[0.6570648,null,0.71956290000000001]
[0.6570648,null,0.71956290000000001]
[0.6570648,null,0.71947470000000002]
[0.6570648,null,0.71947470000000002]
[0.6570648,null,0.71938990000000003]
[0.65692609999999996,null,0.71938990000000003]
[0.65692609999999996,null,0.7192347]
[0.65683659999999999,null,0.71914219999999995]
[0.65674659999999996,null,0.71914219999999995]
[0.65674659999999996,null,0.71914219999999995]
[0.65674659999999996,null,0.71914219999999995]
[0.65665300000000004,null,0.71905750000000002]
[0.65656890000000001,null,0.71905750000000002]
[0.65656890000000001,null,0.71905750000000002]
[0.65656890000000001,null,0.71905750000000002]
[0.65656890000000001,null,0.71896919999999997]
[0.65656879999999995,null,0.71892679999999998]
[0.65647889999999998,null,0.71882190000000001]
[0.65647889999999998,null,0.71872930000000002]
[0.65647889999999998,null,0.71872930000000002]
[0.65642440000000002,null,0.71872930000000002]
[0.65642429999999996,null,0.71863679999999996]
[0.65634020000000004,null,0.71863679999999996]
[0.65625069999999996,null,0.71863670000000002]
[0.65625069999999996,null,0.71863670000000002]
[0.65625069999999996,null,0.71863670000000002]
[0.65615710000000005,null,0.71854419999999997]
[0.65606710000000001,null,0.71854419999999997]
[0.65606710000000001,null,0.7183969]
[0.65606710000000001,null,0.7183969]
[0.65606710000000001,null,0.71830859999999996]
[0.65606710000000001,null,0.71830859999999996]
[0.65606710000000001,null,0.71821599999999997]
[0.65606710000000001,null,0.71821599999999997]
[0.65589339999999996,null,0.71821599999999997]
[0.6558389,null,0.71815340000000005]
[0.65574889999999997,null,0.71815340000000005]
[0.65574889999999997,null,0.7180609]
[0.65574889999999997,null,0.7180609]
[0.65574889999999997,null,0.7180609]
[0.65557120000000002,null,0.7180609]
[0.65557120000000002,null,0.71797259999999996]
[0.65557120000000002,null,0.71779530000000002]
[0.6554816,null,0.71779530000000002]
[0.6554816,null,0.7177327]
[0.6554816,null,0.7177327]
[0.65539159999999996,null,0.7177327]
[0.65539159999999996,null,0.71764790000000001]
[0.65539159999999996,null,0.71764790000000001]
[0.65533710000000001,null,0.71764790000000001]
[0.65533710000000001,null,0.71764790000000001]
[0.65524349999999998,null,0.71755970000000002]
[0.65515939999999995,null,0.71755970000000002]
[0.65515939999999995,null,0.71755970000000002]
[0.65515939999999995,null,0.71755970000000002]
[0.65515939999999995,null,0.7174045]
[0.65506940000000002,null,0.7173197]
[0.65506940000000002,null,0.7173197]
[0.65506940000000002,null,0.71722719999999995]
[0.65506940000000002,null,0.71722719999999995]
[0.65492530000000004,null,0.71722719999999995]
[0.65483170000000002,null,0.71722719999999995]
[0.65474759999999999,null,0.71713899999999997]
[0.65474759999999999,null,0.71705419999999997]
[0.65474759999999999,null,0.71705419999999997]
[0.65474759999999999,null,0.71705419999999997]
[0.65474759999999999,null,0.71689910000000001]
[0.65465759999999995,null,0.71689910000000001]
[0.65465759999999995,null,0.71671819999999997]
[0.65460309999999999,null,0.71671819999999997]
[0.65460309999999999,null,0.71661330000000001]
[0.65442900000000004,null,0.71657090000000001]
[0.65433940000000002,null,0.71657090000000001]
[0.65424590000000005,null,0.71657090000000001]
[0.65424579999999999,null,0.71657090000000001]
[0.65424579999999999,null,0.71647830000000001]
[0.65424579999999999,null,0.71630099999999997]
[0.65424579999999999,null,0.71630099999999997]
[0.65419130000000003,null,0.71630099999999997]
[0.65410170000000001,null,0.71630099999999997]
[0.65410170000000001,null,0.71630099999999997]
[0.65401759999999998,null,0.71620850000000003]
[0.65392399999999995,null,0.71620850000000003]
[0.65392399999999995,null,0.71620850000000003]
[0.65392399999999995,null,0.71606119999999995]
[0.65392399999999995,null,0.71606119999999995]
[0.65383400000000003,null,0.71606110000000001]
[0.65374049999999995,null,0.71606110000000001]
[0.65368590000000004,null,0.71597290000000002]
[0.65368590000000004,null,0.71597290000000002]
[0.65360180000000001,null,0.71597290000000002]
[0.65360180000000001,null,0.71597290000000002]
[0.65351219999999999,null,0.71588039999999997]
[0.65351219999999999,null,0.71581779999999995]
[0.65351219999999999,null,0.71573299999999995]
[0.65351219999999999,null,0.71564039999999995]
[0.65341859999999996,null,0.71564039999999995]
[0.65341859999999996,null,0.71564039999999995]
[0.65332869999999998,null,0.71564039999999995]
[0.65332869999999998,null,0.71564039999999995]
[0.65332869999999998,null,0.71555219999999997]
[0.65332869999999998,null,0.71555219999999997]
[0.65332869999999998,null,0.71555219999999997]
[0.65315460000000003,null,0.71555219999999997]
[0.65306500000000001,null,0.71545970000000003]
[0.65306500000000001,null,0.71545970000000003]
[0.65301050000000005,null,0.71537490000000004]
[0.65301050000000005,null,0.71531230000000001]
[0.65291690000000002,null,0.71531230000000001]
[0.65291690000000002,null,0.71522399999999997]
[0.65291690000000002,null,0.71522399999999997]
[0.65291690000000002,null,0.71513930000000003]
[0.65274319999999997,null,0.71504679999999998]
[0.65274319999999997,null,0.71498419999999996]
[0.65274319999999997,null,0.71498419999999996]
[0.65265320000000004,null,0.71498419999999996]
[0.65265320000000004,null,0.71498410000000001]
[0.65265320000000004,null,0.71480330000000003]
[0.65265320000000004,null,0.71480330000000003]
[0.65250509999999995,null,0.71476090000000003]
[0.65250509999999995,null,0.71471859999999998]
[0.65250509999999995,null,0.71471859999999998]
[0.65250509999999995,null,0.71471859999999998]
[0.65250509999999995,null,0.71465590000000001]
[0.65241550000000004,null,0.71465590000000001]
[0.65241550000000004,null,0.71465590000000001]
[0.65241550000000004,null,0.71465590000000001]
[0.65233140000000001,null,0.71447090000000002]
[0.65233140000000001,null,0.71447079999999996]
[0.65233140000000001,null,0.71440820000000005]
[0.65233140000000001,null,0.71431999999999995]
[0.65233140000000001,null,0.71431999999999995]
[0.65224139999999997,null,0.71423519999999996]
[0.65205829999999998,null,0.71423519999999996]
[0.65205829999999998,null,0.71423519999999996]
[0.65205829999999998,null,0.71423519999999996]
[0.65205829999999998,null,0.71423519999999996]
[0.65205829999999998,null,0.71423519999999996]
[0.6519142,null,0.71423519999999996]
[0.65183000000000002,null,0.71417260000000005]
[0.65183000000000002,null,0.71408430000000001]
[0.65174010000000004,null,0.71399179999999995]
[0.65174010000000004,null,0.71399179999999995]
[0.65174010000000004,null,0.71399179999999995]
[0.65164650000000002,null,0.71399179999999995]
[0.65164650000000002,null,0.71389919999999996]
[0.65164650000000002,null,0.71389919999999996]
[0.65164650000000002,null,0.71375189999999999]
[0.65164650000000002,null,0.71375189999999999]
[0.65164650000000002,null,0.71375189999999999]
[0.65164650000000002,null,0.71365940000000005]
[0.65155689999999999,null,0.71365940000000005]
[0.65150240000000004,null,0.71365940000000005]
[0.65150240000000004,null,0.71365940000000005]
[0.65150240000000004,null,0.71356679999999995]
[0.65141819999999995,null,0.71356679999999995]
[0.65132829999999997,null,0.71348199999999995]
[0.65132829999999997,null,0.71339379999999997]
[0.65132829999999997,null,0.71330130000000003]
[0.65123470000000006,null,0.71330130000000003]
[0.65123470000000006,null,0.71330130000000003]
[0.65123470000000006,null,0.71330130000000003]
[0.65123470000000006,null,0.71330130000000003]
[0.65123470000000006,null,0.71314610000000001]
[0.65123470000000006,null,0.71314610000000001]
[0.65109019999999995,null,0.71306139999999996]
[0.65109019999999995,null,0.71296879999999996]
[0.65100610000000003,null,0.71296879999999996]
[0.65100599999999997,null,0.71296879999999996]
[0.65091650000000001,null,0.71296879999999996]
[0.65082289999999998,null,0.71296879999999996]
[0.65082289999999998,null,0.71290620000000005]
[0.65082289999999998,null,0.7128179]
[0.65082289999999998,null,0.7128179]
[0.65073879999999995,null,0.7128179]
[0.65073879999999995,null,0.7128179]
[0.6507387,null,0.7128179]
[0.6505552,null,0.71264070000000002]
[0.6505552,null,0.71254810000000002]
[0.65050070000000004,null,0.71254810000000002]
[0.65050070000000004,null,0.71254810000000002]
[0.65032699999999999,null,0.71248549999999999]
[0.65032699999999999,null,0.71248549999999999]
[0.65032699999999999,null,0.71239719999999995]
[0.65032699999999999,null,0.71230470000000001]
[0.65032699999999999,null,0.71230470000000001]
[0.65032699999999999,null,0.71230470000000001]
[0.65023699999999995,null,0.71221999999999996]
[0.65023699999999995,null,0.71221990000000002]
[0.65008889999999997,null,0.71221990000000002]
[0.65008889999999997,null,0.71221990000000002]
[0.65008889999999997,null,0.71215729999999999]
[0.65000469999999999,null,0.71215729999999999]
[0.64991520000000003,null,0.71207260000000006]
[0.64991520000000003,null,0.71207260000000006]
[0.64991520000000003,null,0.71197999999999995]
[0.64982519999999999,null,0.71197999999999995]
[0.64982519999999999,null,0.71197999999999995]
[0.64982519999999999,null,0.71188750000000001]
[0.64982519999999999,null,0.71182489999999998]
[0.64982519999999999,null,0.71182489999999998]
[0.64977070000000003,null,0.71173660000000005]
[0.64977070000000003,null,0.7116519]
[0.64967710000000001,null,0.7116519]
[0.64958709999999997,null,0.7116519]
[0.64950300000000005,null,0.7116519]
[0.64950300000000005,null,0.71155939999999995]
[0.64950300000000005,null,0.71155930000000001]
[0.64950300000000005,null,0.71149669999999998]
[0.64941340000000003,null,0.71149669999999998]
[0.64941340000000003,null,0.71149669999999998]
[0.64941340000000003,null,0.71149669999999998]
[0.64941340000000003,null,0.71140409999999998]
[0.64935889999999996,null,0.71140409999999998]
[0.64926890000000004,null,0.71122339999999995]
[0.64926890000000004,null,0.71122339999999995]
[0.64917539999999996,null,0.71122339999999995]
[0.64917530000000001,null,0.71122339999999995]
[0.64917530000000001,null,0.71116080000000004]
[0.64908580000000005,null,0.71116069999999998]
[0.64908580000000005,null,0.71098779999999995]
[0.64900159999999996,null,0.71098779999999995]
[0.64900159999999996,null,0.71098779999999995]
[0.64900159999999996,null,0.71098779999999995]
[0.64900159999999996,null,0.71098779999999995]
[0.64900159999999996,null,0.71098779999999995]
[0.64891750000000004,null,0.7109877]
[0.64886299999999997,null,0.71089519999999995]
[0.64877300000000004,null,0.7108951]
[0.64877300000000004,null,0.71071790000000001]
[0.64868340000000002,null,0.71071790000000001]
[0.64868340000000002,null,0.71065529999999999]
[0.64858990000000005,null,0.71065529999999999]
[0.64850569999999996,null,0.71065529999999999]
[0.64850569999999996,null,0.71065529999999999]
[0.64850569999999996,null,0.71065529999999999]
[0.64850569999999996,null,0.71048230000000001]
[0.64850569999999996,null,0.71048230000000001]
[0.64850569999999996,null,0.71038970000000001]
[0.64841210000000005,null,0.71038970000000001]
[0.64841210000000005,null,0.71038970000000001]
[0.64841210000000005,null,0.71038970000000001]
[0.64832210000000001,null,0.71038970000000001]
[0.64823799999999998,null,0.71029719999999996]
[0.64818350000000002,null,0.71029719999999996]
[0.64818350000000002,null,0.71023460000000005]
[0.64818350000000002,null,0.71023460000000005]
[0.64818350000000002,null,0.71014980000000005]
[0.64818350000000002,null,0.71014980000000005]
[0.64818350000000002,null,0.71014980000000005]
[0.6480939,null,0.71014980000000005]
[0.64800029999999997,null,0.71006159999999996]
[0.64800029999999997,null,0.71006159999999996]
[0.64800029999999997,null,0.71006150000000001]
[0.64791620000000005,null,0.70990640000000005]
[0.64791620000000005,null,0.70990640000000005]
[0.64791620000000005,null,0.70990640000000005]
[0.64791620000000005,null,0.70990629999999999]
[0.64777169999999995,null,0.70990629999999999]
[0.64777169999999995,null,0.70990629999999999]
[0.64777169999999995,null,0.70982160000000005]
[0.64777169999999995,null,0.7097291]
[0.64777169999999995,null,0.7097291]
[0.64768210000000004,null,0.7096365]
[0.64768210000000004,null,0.70957389999999998]
[0.64750439999999998,null,0.70957389999999998]
[0.64750439999999998,null,0.70948560000000005]
[0.64750439999999998,null,0.7094009]
[0.64750439999999998,null,0.7094009]
[0.64750439999999998,null,0.7094009]
[0.64750439999999998,null,0.7094009]
[0.64744990000000002,null,0.7094009]
[0.64735989999999999,null,0.7094009]
[0.64735989999999999,null,0.7094009]
[0.64735989999999999,null,0.7094009]
[0.64735989999999999,null,0.7094009]
[0.64735989999999999,null,0.7094009]
[0.64735989999999999,null,0.70925349999999998]
[0.64718620000000004,null,0.7090727]
[0.64709260000000002,null,0.7090727]
[0.64709260000000002,null,0.7090727]
[0.64709260000000002,null,0.7090727]
[0.64700270000000004,null,0.7090727]
[0.64700259999999998,null,0.70898019999999995]
[0.64700259999999998,null,0.70898019999999995]
[0.64690910000000001,null,0.7089801]
[0.64690910000000001,null,0.7089801]
[0.64677039999999997,null,0.70889539999999995]
[0.64668079999999994,null,0.70889539999999995]
[0.64668079999999994,null,0.70883280000000004]
[0.64668079999999994,null,0.70883280000000004]
[0.64668079999999994,null,0.70883280000000004]
[0.64668079999999994,null,0.70874020000000004]
[0.64668079999999994,null,0.7086519]
[0.64659089999999997,null,0.7086519]
[0.64650129999999995,null,0.7086519]
[0.64650129999999995,null,0.7086519]
[0.64650129999999995,null,0.70856719999999995]
[0.64640770000000003,null,0.70856719999999995]
[0.6463236,null,0.70856719999999995]
[0.64617910000000001,null,0.70847470000000001]
[0.64617910000000001,null,0.70841209999999999]
[0.64617910000000001,null,0.70841209999999999]
[0.64617910000000001,null,0.70841209999999999]
[0.64617910000000001,null,0.70841209999999999]
[0.64617910000000001,null,0.70841209999999999]
[0.64617910000000001,null,0.70841209999999999]
[0.64617910000000001,null,0.70841200000000004]
[0.64617910000000001,null,0.70816860000000004]
[0.64604810000000001,null,0.70812620000000004]
[0.6460013,null,0.70812620000000004]
[0.6460013,null,0.70808389999999999]
[0.6460013,null,0.70799140000000005]
[0.6458218,null,0.70799140000000005]
[0.6458218,null,0.70799129999999999]
[0.6458218,null,0.70799129999999999]
[0.6458218,null,0.70799129999999999]
[0.6458218,null,0.70799129999999999]
[0.64573769999999997,null,0.70792869999999997]
[0.64559319999999998,null,0.70792869999999997]
[0.64549959999999995,null,0.70784049999999998]
[0.64549959999999995,null,0.70774789999999999]
[0.64549959999999995,null,0.70774789999999999]
[0.64549959999999995,null,0.70774789999999999]
[0.64532009999999995,null,0.70774789999999999]
[0.64532009999999995,null,0.70774789999999999]
[0.64532009999999995,null,0.70760049999999997]
[0.64532,null,0.70760049999999997]
[0.64532,null,0.70760049999999997]
[0.64532,null,0.70750800000000003]
[0.64523589999999997,null,0.70750800000000003]
[0.64514229999999995,null,0.70750800000000003]
[0.64514229999999995,null,0.70750800000000003]
[0.64514229999999995,null,0.70750800000000003]
[0.64514229999999995,null,0.70733069999999998]
[0.64514229999999995,null,0.70724240000000005]
[0.64514229999999995,null,0.70724240000000005]
[0.64508779999999999,null,0.70724240000000005]
[0.64499779999999995,null,0.70717980000000003]
[0.64490420000000004,null,0.70709500000000003]
[0.64481469999999996,null,0.70709500000000003]
[0.64481469999999996,null,0.70709500000000003]
[0.64481469999999996,null,0.70700249999999998]
[0.64481469999999996,null,0.70700249999999998]
[0.64473049999999998,null,0.70700249999999998]
[0.64473049999999998,null,0.70690989999999998]
[0.64473049999999998,null,0.70690989999999998]
[0.64473049999999998,null,0.70673699999999995]
[0.64473049999999998,null,0.7067369]
[0.64473049999999998,null,0.70667429999999998]
[0.64473049999999998,null,0.70667429999999998]
[0.64454699999999998,null,0.70667429999999998]
[0.64454699999999998,null,0.70667429999999998]
[0.64454699999999998,null,0.70658180000000004]
[0.64454699999999998,null,0.70649709999999999]
[0.64445739999999996,null,0.70649709999999999]
[0.64445739999999996,null,0.70649709999999999]
[0.64437330000000004,null,0.70640879999999995]
[0.64427970000000001,null,0.70640879999999995]
[0.64422520000000005,null,0.70640879999999995]
[0.64422520000000005,null,0.70640879999999995]
[0.64422520000000005,null,0.70640879999999995]
[0.64422520000000005,null,0.70640879999999995]
[0.64422520000000005,null,0.70640879999999995]
[0.64422509999999999,null,0.70616889999999999]
[0.64422509999999999,null,0.70607629999999999]
[0.64422509999999999,null,0.70607629999999999]
[0.64413520000000002,null,0.70599160000000005]
[0.64395749999999996,null,0.70592900000000003]
[0.64395749999999996,null,0.70592900000000003]
[0.64386790000000005,null,0.70592900000000003]
[0.64386790000000005,null,0.70592900000000003]
[0.64386790000000005,null,0.70584420000000003]
[0.64386790000000005,null,0.70575169999999998]
[0.64386790000000005,null,0.7056635]
[0.64386790000000005,null,0.7056635]
[0.64377790000000001,null,0.7056635]
[0.64377790000000001,null,0.7056635]
[0.64369379999999998,null,0.7056635]
[0.64363930000000003,null,0.7056635]
[0.64363930000000003,null,0.7056635]
[0.64363930000000003,null,0.7055709]
[0.64363930000000003,null,0.7055709]
[0.64363919999999997,null,0.70550829999999998]
[0.6435457,null,0.70550829999999998]
[0.6435457,null,0.70550829999999998]
[0.64345609999999998,null,0.70550829999999998]
[0.64345609999999998,null,0.70550820000000003]
[0.64345609999999998,null,0.70550820000000003]
[0.64345609999999998,null,0.70550820000000003]
[0.64345609999999998,null,0.70541569999999998]
[0.64345609999999998,null,0.70524279999999995]
[0.64327250000000002,null,0.70518009999999998]
[0.64327250000000002,null,0.70518009999999998]
[0.64309890000000003,null,0.70518009999999998]
[0.64304430000000001,null,0.70518009999999998]
[0.64304430000000001,null,0.70518009999999998]
[0.64304430000000001,null,0.70508749999999998]
[0.64304430000000001,null,0.70508749999999998]
[0.64304430000000001,null,0.70500280000000004]
[0.64304430000000001,null,0.70494020000000002]
[0.64304430000000001,null,0.70484769999999997]
[0.64295429999999998,null,0.70484769999999997]
[0.64286080000000001,null,0.70484769999999997]
[0.64286080000000001,null,0.70475940000000004]
[0.64286080000000001,null,0.70475940000000004]
[0.64286069999999995,null,0.70475940000000004]
[0.64277119999999999,null,0.70475940000000004]
[0.64277119999999999,null,0.70475940000000004]
[0.64268709999999996,null,0.70475940000000004]
[0.64263250000000005,null,0.70475940000000004]
[0.64263250000000005,null,0.70457860000000005]
[0.64263250000000005,null,0.70451589999999997]
[0.64263250000000005,null,0.70442340000000003]
[0.64263250000000005,null,0.70442340000000003]
[0.64263250000000005,null,0.70442340000000003]
[0.64263250000000005,null,0.70433869999999998]
[0.64254299999999998,null,0.70433869999999998]
[0.64239489999999999,null,0.70433869999999998]
[0.64239480000000004,null,0.70433869999999998]
[0.64230489999999996,null,0.70433869999999998]
[0.64230489999999996,null,0.70433869999999998]
[0.64230489999999996,null,0.70433869999999998]
[0.64230489999999996,null,0.70427609999999996]
[0.64230489999999996,null,0.70427609999999996]
[0.64230489999999996,null,0.70427609999999996]
[0.64230489999999996,null,0.70418780000000003]
[0.64212720000000001,null,0.70409529999999998]
[0.64207259999999999,null,0.70409529999999998]
[0.64207259999999999,null,0.70400269999999998]
[0.64207259999999999,null,0.70400269999999998]
[0.64207259999999999,null,0.70400269999999998]
[0.64189309999999999,null,0.70385529999999996]
[0.64189309999999999,null,0.70385529999999996]
[0.64189309999999999,null,0.70385529999999996]
[0.64189309999999999,null,0.70385529999999996]
[0.64189309999999999,null,0.70385529999999996]
[0.64189309999999999,null,0.70376709999999998]
[0.64183860000000004,null,0.70376709999999998]
[0.64183860000000004,null,0.70376709999999998]
[0.64175439999999995,null,0.70376709999999998]
[0.64175439999999995,null,0.70376709999999998]
[0.64175439999999995,null,0.70376709999999998]
[0.64166080000000003,null,0.70376709999999998]
[0.64166080000000003,null,0.70352720000000002]
[0.64157129999999996,null,0.70352720000000002]
[0.64157129999999996,null,0.70343460000000002]
[0.64157129999999996,null,0.70343460000000002]
[0.64157129999999996,null,0.70343460000000002]
[0.64148709999999998,null,0.70343460000000002]
[0.64148709999999998,null,0.70343460000000002]
[0.64134259999999998,null,0.70343460000000002]
[0.64124910000000002,null,0.70343460000000002]
[0.64124910000000002,null,0.70343460000000002]
[0.64124910000000002,null,0.703372]
[0.64124899999999996,null,0.703372]
[0.64124899999999996,null,0.70319900000000002]
[0.64124899999999996,null,0.70319900000000002]
[0.64124899999999996,null,0.70319900000000002]
[0.64116490000000004,null,0.70310649999999997]
[0.64107530000000001,null,0.70310649999999997]
[0.64102079999999995,null,0.70310649999999997]
[0.64102079999999995,null,0.70310649999999997]
[0.64102079999999995,null,0.70310649999999997]
[0.64093089999999997,null,0.70310649999999997]
[0.64093080000000002,null,0.70310649999999997]
[0.64084669999999999,null,0.70310649999999997]
[0.64084669999999999,null,0.70310649999999997]
[0.64084669999999999,null,0.7029514]
[0.64075309999999996,null,0.7029514]
[0.64075309999999996,null,0.70295129999999995]
[0.64057359999999997,null,0.70286660000000001]
[0.64057359999999997,null,0.70286660000000001]
[0.64057359999999997,null,0.70277400000000001]
[0.64057359999999997,null,0.70277400000000001]
[0.64057359999999997,null,0.70277400000000001]
[0.64048939999999999,null,0.70277400000000001]
[0.64039590000000002,null,0.70277400000000001]
[0.6403413,null,0.70268569999999997]
[0.6403413,null,0.70268569999999997]
[0.6403413,null,0.70259320000000003]
[0.64025140000000003,null,0.70243800000000001]
[0.64025140000000003,null,0.70235329999999996]
[0.6401618,null,0.70235329999999996]
[0.6401618,null,0.70235329999999996]
[0.64007179999999997,null,0.70235329999999996]
[0.64007179999999997,null,0.70235329999999996]
[0.64007179999999997,null,0.70235329999999996]
[0.63989410000000002,null,0.70235329999999996]
[0.63989410000000002,null,0.70235329999999996]
[0.63989410000000002,null,0.70217600000000002]
[0.63983959999999995,null,0.70208780000000004]
[0.63983959999999995,null,0.70208780000000004]
[0.63983959999999995,null,0.70208780000000004]
[0.63983959999999995,null,0.70204540000000004]
[0.63974960000000003,null,0.70200300000000004]
[0.63974960000000003,null,0.70194040000000002]
[0.63974960000000003,null,0.70184780000000002]
[0.639656,null,0.70184780000000002]
[0.639656,null,0.70175960000000004]
[0.63956650000000004,null,0.70166709999999999]
[0.63956650000000004,null,0.70166709999999999]
[0.63956639999999998,null,0.70166709999999999]
[0.63948229999999995,null,0.70166709999999999]
[0.63939230000000002,null,0.70166709999999999]
[0.63939230000000002,null,0.70166709999999999]
[0.63939230000000002,null,0.70166700000000004]
[0.63939230000000002,null,0.70166700000000004]
[0.63939230000000002,null,0.70140159999999996]
[0.63925370000000004,null,0.70130899999999996]
[0.63925370000000004,null,0.70130899999999996]
[0.63925370000000004,null,0.70130899999999996]
[0.63925370000000004,null,0.70124629999999999]
[0.63916010000000001,null,0.70124629999999999]
[0.63916010000000001,null,0.70124629999999999]
[0.63907009999999997,null,0.70124629999999999]
[0.63898060000000001,null,0.70124629999999999]
[0.63898060000000001,null,0.70124629999999999]
[0.63898060000000001,null,0.70124629999999999]
[0.63898060000000001,null,0.70124629999999999]
[0.63898049999999995,null,0.70109109999999997]
[0.63898049999999995,null,0.70109109999999997]
[0.63889059999999998,null,0.70091809999999999]
[0.63889059999999998,null,0.70091809999999999]
[0.63889059999999998,null,0.70091809999999999]
[0.63883610000000002,null,0.70091809999999999]
[0.63883599999999996,null,0.70082560000000005]
[0.63874649999999999,null,0.70082560000000005]
[0.63865289999999997,null,0.70082560000000005]
[0.63865289999999997,null,0.70082560000000005]
[0.63856880000000005,null,0.70082560000000005]
[0.63856880000000005,null,0.70076300000000002]
[0.63847880000000001,null,0.70076300000000002]
[0.63847880000000001,null,0.70076300000000002]
[0.63847880000000001,null,0.70076300000000002]
[0.63847880000000001,null,0.70067820000000003]
[0.63847880000000001,null,0.70059000000000005]
[0.63847880000000001,null,0.70052740000000002]
[0.63847880000000001,null,0.70052740000000002]
[0.63839460000000003,null,0.70052740000000002]
[0.63821110000000003,null,0.70052740000000002]
[0.63821110000000003,null,0.70034229999999997]
[0.63812150000000001,null,0.70034229999999997]
[0.63812150000000001,null,0.70034229999999997]
[0.63812150000000001,null,0.70034229999999997]
[0.63806700000000005,null,0.70025749999999998]
[0.63806700000000005,null,0.70025749999999998]
[0.63798290000000002,null,0.70025749999999998]
[0.63798290000000002,null,0.70016500000000004]
[0.63788929999999999,null,0.70016500000000004]
[0.63788929999999999,null,0.70016500000000004]
[0.63788929999999999,null,0.7000767]
[0.63788929999999999,null,0.69998419999999995]
[0.63788929999999999,null,0.69998419999999995]
[0.63783469999999998,null,0.69998419999999995]
[0.63783469999999998,null,0.69992149999999997]
[0.63775059999999995,null,0.69982900000000003]
[0.63757109999999995,null,0.69982900000000003]
[0.63757109999999995,null,0.69974429999999999]
[0.63757109999999995,null,0.69974429999999999]
[0.63757109999999995,null,0.69974429999999999]
[0.63757109999999995,null,0.69974429999999999]
[0.63747750000000003,null,0.69968169999999996]
[0.63747750000000003,null,0.69958909999999996]
[0.63747750000000003,null,0.69958909999999996]
[0.63747750000000003,null,0.69950080000000003]
[0.63742299999999996,null,0.69950080000000003]
[0.63742299999999996,null,0.69941609999999999]
[0.63733879999999998,null,0.69941609999999999]
[0.63715929999999998,null,0.69935349999999996]
[0.63715929999999998,null,0.69935349999999996]
[0.63715929999999998,null,0.69935340000000001]
[0.63715929999999998,null,0.69935340000000001]
[0.63706569999999996,null,0.69935340000000001]
[0.63706569999999996,null,0.69935340000000001]
[0.63706569999999996,null,0.69935340000000001]
[0.63706569999999996,null,0.69935340000000001]
[0.63698160000000004,null,0.69917620000000003]
[0.63692700000000002,null,0.69908360000000003]
[0.63692700000000002,null,0.69893280000000002]
[0.63683710000000004,null,0.69893269999999996]
[0.63683710000000004,null,0.69893269999999996]
[0.63683710000000004,null,0.69893269999999996]
[0.63683710000000004,null,0.69893269999999996]
[0.63674750000000002,null,0.69893269999999996]
[0.63674750000000002,null,0.69887010000000005]
[0.63674750000000002,null,0.69887010000000005]
[0.63665389999999999,null,0.6987854]
[0.63656979999999996,null,0.6987854]
[0.63656979999999996,null,0.69869289999999995]
[0.63656979999999996,null,0.69869289999999995]
[0.63656979999999996,null,0.6986928]
[0.63656979999999996,null,0.6986928]
[0.63656979999999996,null,0.69860460000000002]
[0.63643110000000003,null,0.69860460000000002]
[0.63643110000000003,null,0.69851200000000002]
[0.63643110000000003,null,0.6984494]
[0.63634109999999999,null,0.6984494]
[0.63634109999999999,null,0.69835689999999995]
[0.63634109999999999,null,0.69835689999999995]
[0.63634109999999999,null,0.69827209999999995]
[0.63634109999999999,null,0.69827209999999995]
[0.63624749999999997,null,0.69827209999999995]
[0.63624749999999997,null,0.69818740000000001]
[0.63624749999999997,null,0.69818740000000001]
[0.63624749999999997,null,0.69809909999999997]
[0.636158,null,0.69809909999999997]
[0.63601929999999995,null,0.69800649999999997]
[0.63601929999999995,null,0.69800649999999997]
[0.63601929999999995,null,0.69794389999999995]
[0.63601929999999995,null,0.69794389999999995]
[0.63601929999999995,null,0.69785140000000001]
[0.63592939999999998,null,0.69785140000000001]
[0.63592930000000003,null,0.69785140000000001]
[0.63592930000000003,null,0.69785140000000001]
[0.63592930000000003,null,0.69776669999999996]
[0.63592930000000003,null,0.69776669999999996]
[0.63587479999999996,null,0.69776669999999996]
[0.63578120000000005,null,0.69776660000000001]
[0.63578120000000005,null,0.69770399999999999]
[0.63569710000000001,null,0.69770399999999999]
[0.63551760000000002,null,0.69761150000000005]
[0.63551760000000002,null,0.69752329999999996]
[0.63551760000000002,null,0.69743069999999996]
[0.63551760000000002,null,0.69743069999999996]
[0.63551760000000002,null,0.69743069999999996]
[0.63551760000000002,null,0.69743069999999996]
[0.63551760000000002,null,0.69734589999999996]
[0.63551760000000002,null,0.69734589999999996]
[0.63551760000000002,null,0.69725340000000002]
[0.63542399999999999,null,0.69725340000000002]
[0.63533399999999995,null,0.69725340000000002]
[0.63524990000000003,null,0.69725340000000002]
[0.63524990000000003,null,0.69725340000000002]
[0.63524990000000003,null,0.69725340000000002]
[0.63519530000000002,null,0.69725340000000002]
[0.63519530000000002,null,0.69725340000000002]
[0.63510580000000005,null,0.6970982]
[0.63510580000000005,null,0.6970982]
[0.63510580000000005,null,0.6970982]
[0.63510580000000005,null,0.6970982]
[0.63510580000000005,null,0.6970982]
[0.63501580000000002,null,0.6970982]
[0.63483809999999996,null,0.6970982]
[0.63483809999999996,null,0.69701349999999995]
[0.63483809999999996,null,0.69692100000000001]
[0.63483809999999996,null,0.69683269999999997]
[0.63483809999999996,null,0.69683269999999997]
[0.63483809999999996,null,0.69677009999999995]
[0.63478349999999995,null,0.69677009999999995]
[0.63478349999999995,null,0.69677009999999995]
[0.63478349999999995,null,0.69677009999999995]
[0.63478349999999995,null,0.69677009999999995]
[0.63478349999999995,null,0.69667749999999995]
[0.63469359999999997,null,0.69667749999999995]
[0.63469359999999997,null,0.69650029999999996]
[0.63469359999999997,null,0.69650029999999996]
[0.63460399999999995,null,0.69643759999999999]
[0.63451990000000003,null,0.69643759999999999]
[0.63451990000000003,null,0.69643759999999999]
[0.63451990000000003,null,0.69643759999999999]
[0.63451990000000003,null,0.69643759999999999]
[0.63451990000000003,null,0.69643759999999999]
[0.63451990000000003,null,0.69643759999999999]
[0.6344263,null,0.69626460000000001]
[0.63437180000000004,null,0.69626460000000001]
[0.63428180000000001,null,0.69617209999999996]
[0.63428180000000001,null,0.69607949999999996]
[0.63428180000000001,null,0.69607949999999996]
[0.63428180000000001,null,0.69607949999999996]
[0.63419219999999998,null,0.69601690000000005]
[0.63419219999999998,null,0.69601690000000005]
[0.63419219999999998,null,0.69601690000000005]
[0.63419219999999998,null,0.6959322]
[0.63419219999999998,null,0.69593210000000005]
[0.63410809999999995,null,0.69575140000000002]
[0.63410809999999995,null,0.69575140000000002]
[0.63410809999999995,null,0.69575140000000002]
[0.63405359999999999,null,0.69566669999999997]
[0.63405359999999999,null,0.69566660000000002]
[0.63405359999999999,null,0.69566660000000002]
[0.63396359999999996,null,0.695604]
[0.63396359999999996,null,0.69551149999999995]
[0.63396359999999996,null,0.6955114]
[0.63396359999999996,null,0.6955114]
[0.63396359999999996,null,0.6955114]
[0.63396359999999996,null,0.6955114]
[0.63396359999999996,null,0.6955114]
[0.63387400000000005,null,0.69526809999999994]
[0.63378040000000002,null,0.69526809999999994]
[0.63378040000000002,null,0.695268]
[0.63378040000000002,null,0.69518329999999995]
[0.63378040000000002,null,0.69518329999999995]
[0.63369629999999999,null,0.69518329999999995]
[0.63369629999999999,null,0.69518329999999995]
[0.63369629999999999,null,0.69518329999999995]
[0.63369629999999999,null,0.69509849999999995]
[0.63369629999999999,null,0.69503590000000004]
[0.63369629999999999,null,0.69503590000000004]
[0.63351270000000004,null,0.69494339999999999]
[0.63345819999999997,null,0.69485509999999995]
[0.63345819999999997,null,0.69485509999999995]
[0.63345819999999997,null,0.69485509999999995]
[0.63337410000000005,null,0.69476260000000001]
[0.63328450000000003,null,0.69476260000000001]
[0.63328450000000003,null,0.69476260000000001]
[0.63328450000000003,null,0.69461519999999999]
[0.63328450000000003,null,0.69461519999999999]
[0.63328450000000003,null,0.69461519999999999]
[0.63328450000000003,null,0.69461519999999999]
[0.63328450000000003,null,0.69461519999999999]
[0.63322999999999996,null,0.69461519999999999]
[0.63322999999999996,null,0.69452700000000001]
[0.63304640000000001,null,0.69446430000000003]
[0.63304640000000001,null,0.69446430000000003]
[0.63296229999999998,null,0.69446430000000003]
[0.63287269999999995,null,0.69437179999999998]
[0.63287269999999995,null,0.69437179999999998]
[0.63287269999999995,null,0.69428710000000005]
[0.63287269999999995,null,0.69419450000000005]
[0.63287269999999995,null,0.69419450000000005]
[0.63287269999999995,null,0.69419450000000005]
[0.63287269999999995,null,0.69419450000000005]
[0.63269500000000001,null,0.69419450000000005]
[0.63269500000000001,null,0.69419450000000005]
[0.63264050000000005,null,0.69419450000000005]
[0.63255050000000002,null,0.69419450000000005]
[0.63255050000000002,null,0.69410620000000001]
[0.63255050000000002,null,0.69404359999999998]
[0.63255050000000002,null,0.69404359999999998]
[0.63246089999999999,null,0.69395890000000005]
[0.63246089999999999,null,0.69395890000000005]
[0.63236740000000002,null,0.69395890000000005]
[0.63236740000000002,null,0.69395890000000005]
[0.63236729999999997,null,0.69395890000000005]
[0.63236729999999997,null,0.69395890000000005]
[0.63236729999999997,null,0.69386630000000005]
[0.63236729999999997,null,0.69368549999999995]
[0.63227739999999999,null,0.69368549999999995]
[0.63219320000000001,null,0.69368549999999995]
[0.63219320000000001,null,0.69368549999999995]
[0.63219320000000001,null,0.69353819999999999]
[0.63219320000000001,null,0.69353819999999999]
[0.63219320000000001,null,0.69353810000000005]
[0.63219320000000001,null,0.69353810000000005]
[0.63219320000000001,null,0.6934534]
[0.63204910000000003,null,0.6934534]
[0.63195559999999995,null,0.6934534]
[0.63195559999999995,null,0.6934534]
[0.63187139999999997,null,0.6934534]
[0.63187139999999997,null,0.6934534]
[0.63187139999999997,null,0.6934534]
[0.63187139999999997,null,0.69336509999999996]
[0.63187139999999997,null,0.69336509999999996]
[0.63187139999999997,null,0.69330250000000004]
[0.63187139999999997,null,0.69330250000000004]
[0.63187139999999997,null,0.69311739999999999]
[0.63178140000000005,null,0.69311739999999999]
[0.63178140000000005,null,0.69311739999999999]
[0.63172689999999998,null,0.69303269999999995]
[0.63155320000000004,null,0.69303269999999995]
[0.63155320000000004,null,0.69303269999999995]
[0.63145960000000001,null,0.69303269999999995]
[0.63145960000000001,null,0.69303269999999995]
[0.63145960000000001,null,0.69303269999999995]
[0.63145960000000001,null,0.69303269999999995]
[0.63145960000000001,null,0.6930326]
[0.63145960000000001,null,0.69294009999999995]
[0.63145960000000001,null,0.69294009999999995]
[0.63145960000000001,null,0.69261200000000001]
[0.63145960000000001,null,0.69261200000000001]
[0.63140510000000005,null,0.69261200000000001]
[0.63140510000000005,null,0.69261200000000001]
[0.63140510000000005,null,0.69261200000000001]
[0.63132100000000002,null,0.69261200000000001]
[0.63123099999999999,null,0.69261189999999995]
[0.63114139999999996,null,0.69261189999999995]
[0.63114139999999996,null,0.69254930000000003]
[0.63104789999999999,null,0.69254930000000003]
[0.63104780000000005,null,0.69254930000000003]
[0.63104780000000005,null,0.69237629999999994]
[0.63104780000000005,null,0.69237629999999994]
[0.63104780000000005,null,0.69237629999999994]
[0.63104780000000005,null,0.69237629999999994]
[0.63096370000000002,null,0.69237629999999994]
[0.63096370000000002,null,0.69228369999999995]
[0.63096370000000002,null,0.69219120000000001]
[0.63096370000000002,null,0.69219120000000001]
[0.63081920000000002,null,0.69219120000000001]
[0.63081920000000002,null,0.69210649999999996]
[0.63081920000000002,null,0.69204390000000005]
[0.63081920000000002,null,0.69204390000000005]
[0.6307256,null,0.6919556]
[0.6307256,null,0.6919556]
[0.6307256,null,0.6919556]
[0.6307256,null,0.6919556]
[0.63055190000000005,null,0.6919556]
[0.63055190000000005,null,0.6919556]
[0.63055190000000005,null,0.6919556]
[0.63055190000000005,null,0.69186300000000001]
[0.63055190000000005,null,0.69177049999999995]
[0.63046190000000002,null,0.69177049999999995]
[0.63036840000000005,null,0.69168580000000002]
[0.63036840000000005,null,0.69168580000000002]
[0.63036829999999999,null,0.69168580000000002]
[0.63036829999999999,null,0.69168580000000002]
[0.63031380000000004,null,0.69159749999999998]
[0.63031380000000004,null,0.69153489999999995]
[0.63031380000000004,null,0.69153489999999995]
[0.63014009999999998,null,0.69153489999999995]
[0.63014009999999998,null,0.69153489999999995]
[0.63014009999999998,null,0.69153489999999995]
[0.6300502,null,0.69153489999999995]
[0.6300502,null,0.69153489999999995]
[0.6300502,null,0.69144240000000001]
[0.6300502,null,0.69144240000000001]
[0.6300502,null,0.69128719999999999]
[0.62999559999999999,null,0.69120239999999999]
[0.62999559999999999,null,0.69120239999999999]
[0.62990210000000002,null,0.69120239999999999]
[0.62990199999999996,null,0.69111420000000001]
[0.62990199999999996,null,0.69111420000000001]
[0.62990199999999996,null,0.69111409999999995]
[0.62990199999999996,null,0.69105150000000004]
[0.62990199999999996,null,0.69096679999999999]
[0.62990199999999996,null,0.69096679999999999]
[0.6298125,null,0.69096679999999999]
[0.6298125,null,0.69087419999999999]
[0.6298125,null,0.69087419999999999]
[0.62972249999999996,null,0.69087419999999999]
[0.62972249999999996,null,0.69087419999999999]
[0.62972249999999996,null,0.69087419999999999]
[0.62962890000000005,null,0.69069700000000001]
[0.62962890000000005,null,0.69069700000000001]
[0.62957439999999998,null,0.69069689999999995]
[0.62957439999999998,null,0.69069689999999995]
[0.62957439999999998,null,0.69069689999999995]
[0.6294902,null,0.69069689999999995]
[0.6294902,null,0.69060869999999996]
[0.62940070000000004,null,0.69060869999999996]
[0.62930710000000001,null,0.69051620000000002]
[0.62930710000000001,null,0.69051620000000002]
[0.62930710000000001,null,0.69042360000000003]
[0.62930710000000001,null,0.69033889999999998]
[0.62921709999999997,null,0.69033880000000003]
[0.62921709999999997,null,0.69033880000000003]
[0.62921709999999997,null,0.69033880000000003]
[0.62921709999999997,null,0.69033880000000003]
[0.62921709999999997,null,0.69033880000000003]
[0.62921709999999997,null,0.69027620000000001]
[0.62916260000000002,null,0.69018369999999996]
[0.62916260000000002,null,0.69018369999999996]
[0.62907299999999999,null,0.69009549999999997]
[0.62907299999999999,null,0.69009540000000003]
[0.62907299999999999,null,0.69000289999999997]
[0.62907299999999999,null,0.69000289999999997]
[0.62907299999999999,null,0.69000289999999997]
[0.62889530000000005,null,0.68991809999999998]
[0.62880539999999996,null,0.68985549999999995]
[0.62880530000000001,null,0.68985549999999995]
[0.62880530000000001,null,0.68985549999999995]
[0.62880530000000001,null,0.68985549999999995]
[0.62880530000000001,null,0.68976300000000001]
[0.62880530000000001,null,0.68976300000000001]
[0.62880530000000001,null,0.68976300000000001]
[0.62880530000000001,null,0.68967469999999997]
[0.62880530000000001,null,0.68967469999999997]
[0.62875080000000005,null,0.68967469999999997]
[0.62866080000000002,null,0.68959000000000004]
[0.62866080000000002,null,0.68952740000000001]
[0.62866080000000002,null,0.68952740000000001]
[0.62866080000000002,null,0.68943480000000001]
[0.62857669999999999,null,0.68943480000000001]
[0.62848709999999997,null,0.68934649999999997]
[0.62848709999999997,null,0.68934649999999997]
[0.62848709999999997,null,0.68934649999999997]
[0.62848709999999997,null,0.68934649999999997]
[0.62834259999999997,null,0.68934649999999997]
[0.6282491,null,0.68925400000000003]
[0.6282491,null,0.68925400000000003]
[0.6282491,null,0.68925400000000003]
[0.6282491,null,0.68916929999999998]
[0.6282491,null,0.68916929999999998]
[0.62824899999999995,null,0.68910660000000001]
[0.62816490000000003,null,0.68910660000000001]
[0.62807539999999995,null,0.68910660000000001]
[0.62798540000000003,null,0.68910660000000001]
[0.62798540000000003,null,0.68901400000000002]
[0.62798540000000003,null,0.68901400000000002]
[0.62798540000000003,null,0.68901400000000002]
[0.62798540000000003,null,0.68901400000000002]
[0.6278918,null,0.68892580000000003]
[0.6278918,null,0.68892580000000003]
[0.6278918,null,0.68892580000000003]
[0.6278918,null,0.68892580000000003]
[0.62783730000000004,null,0.68865600000000005]
[0.62774770000000002,null,0.68865600000000005]
[0.62774770000000002,null,0.68865589999999999]
[0.62766359999999999,null,0.68859329999999996]
[0.62766359999999999,null,0.68859329999999996]
[0.62757359999999995,null,0.68859329999999996]
[0.62757359999999995,null,0.68850509999999998]
[0.62757359999999995,null,0.68850509999999998]
[0.62757359999999995,null,0.68842029999999999]
[0.62757359999999995,null,0.68842029999999999]
[0.62757359999999995,null,0.68842029999999999]
[0.62757359999999995,null,0.68842029999999999]
[0.62748000000000004,null,0.68832780000000005]
[0.62748000000000004,null,0.68832780000000005]
[0.62748000000000004,null,0.68826520000000002]
[0.62748000000000004,null,0.68817260000000002]
[0.62742549999999997,null,0.68817260000000002]
[0.62734129999999999,null,0.68817260000000002]
[0.62725140000000001,null,0.68817260000000002]
[0.62716179999999999,null,0.68811]
[0.62716179999999999,null,0.68793700000000002]
[0.62716179999999999,null,0.68793700000000002]
[0.62716179999999999,null,0.68793700000000002]
[0.62716179999999999,null,0.68793700000000002]
[0.62716179999999999,null,0.68793700000000002]
[0.62716179999999999,null,0.68793700000000002]
[0.62716179999999999,null,0.68793700000000002]
[0.62706819999999996,null,0.68793700000000002]
[0.62706819999999996,null,0.68793700000000002]
[0.62706819999999996,null,0.68793700000000002]
[0.62706819999999996,null,0.68793700000000002]
[0.62701370000000001,null,0.68784440000000002]
[0.62692369999999997,null,0.68784440000000002]
[0.62683420000000001,null,0.68775189999999997]
[0.62675000000000003,null,0.68757889999999999]
[0.62675000000000003,null,0.68757889999999999]
[0.62675000000000003,null,0.68751629999999997]
[0.62675000000000003,null,0.68751629999999997]
[0.62675000000000003,null,0.68751629999999997]
[0.62666010000000005,null,0.68751629999999997]
[0.62666010000000005,null,0.68751629999999997]
[0.62665999999999999,null,0.68751620000000002]
[0.62665999999999999,null,0.68751620000000002]
[0.62665999999999999,null,0.6874536]
[0.62657589999999996,null,0.68727640000000001]
[0.62657589999999996,null,0.68718380000000001]
[0.62652140000000001,null,0.68718380000000001]
[0.62643179999999998,null,0.68718380000000001]
[0.62643179999999998,null,0.68718380000000001]
[0.62633819999999996,null,0.68709549999999997]
[0.62633819999999996,null,0.68709549999999997]
[0.62633819999999996,null,0.68709549999999997]
[0.62633819999999996,null,0.68703289999999995]
[0.62625410000000004,null,0.68703289999999995]
[0.62625410000000004,null,0.68699049999999995]
[0.62625410000000004,null,0.68685569999999996]
[0.62625410000000004,null,0.68685569999999996]
[0.62625410000000004,null,0.68685569999999996]
[0.62625410000000004,null,0.68676309999999996]
[0.6261641,null,0.68676309999999996]
[0.6261641,null,0.68661220000000001]
[0.6261641,null,0.68661220000000001]
[0.62598100000000001,null,0.68661220000000001]
[0.62598100000000001,null,0.68661220000000001]
[0.62592650000000005,null,0.68661220000000001]
[0.62592639999999999,null,0.68661220000000001]
[0.62584229999999996,null,0.68661220000000001]
[0.62575230000000004,null,0.68652740000000001]
[0.62575230000000004,null,0.68652740000000001]
[0.62575230000000004,null,0.68635020000000002]
[0.62575230000000004,null,0.68635020000000002]
[0.62575230000000004,null,0.68635020000000002]
[0.62565879999999996,null,0.68635020000000002]
[0.62565870000000001,null,0.6862876]
[0.62565870000000001,null,0.6862876]
[0.62565870000000001,null,0.68611460000000002]
[0.62557459999999998,null,0.68611460000000002]
[0.62557459999999998,null,0.68611460000000002]
[0.62557459999999998,null,0.68611460000000002]
[0.62557459999999998,null,0.68611460000000002]
[0.62552010000000002,null,0.68611460000000002]
[0.62552010000000002,null,0.68602200000000002]
[0.62543009999999999,null,0.68602200000000002]
[0.62533649999999996,null,0.68602200000000002]
[0.62533649999999996,null,0.68602200000000002]
[0.62533649999999996,null,0.68593369999999998]
[0.625247,null,0.68584120000000004]
[0.625247,null,0.68577860000000002]
[0.625247,null,0.68577860000000002]
[0.625247,null,0.68577860000000002]
[0.62524690000000005,null,0.68569380000000002]
[0.62524690000000005,null,0.68560129999999997]
[0.62524690000000005,null,0.68560129999999997]
[0.62516280000000002,null,0.68560129999999997]
[0.62510829999999995,null,0.68560129999999997]
[0.62510829999999995,null,0.68560129999999997]
[0.62510829999999995,null,0.68560120000000002]
[0.62510829999999995,null,0.6855386]
[0.62501470000000003,null,0.6855386]
[0.62501470000000003,null,0.6855386]
[0.62501470000000003,null,0.6855386]
[0.62492510000000001,null,0.6855386]
[0.62492510000000001,null,0.68526529999999997]
[0.62492510000000001,null,0.68518060000000003]
[0.62483520000000004,null,0.68518049999999997]
[0.62474160000000001,null,0.68518049999999997]
[0.62474160000000001,null,0.68518049999999997]
[0.62474160000000001,null,0.68518049999999997]
[0.62474160000000001,null,0.68509580000000003]
[0.62474160000000001,null,0.68509580000000003]
[0.62474160000000001,null,0.68509580000000003]
[0.62468699999999999,null,0.68509580000000003]
[0.62468699999999999,null,0.68509580000000003]
[0.62451330000000005,null,0.68503320000000001]
[0.62451330000000005,null,0.68503320000000001]
[0.62451330000000005,null,0.68503320000000001]
[0.62442339999999996,null,0.68503320000000001]
[0.62442339999999996,null,0.68503320000000001]
[0.62442339999999996,null,0.68503320000000001]
[0.62442339999999996,null,0.68503309999999995]
[0.62432980000000005,null,0.68503309999999995]
[0.62432980000000005,null,0.68494489999999997]
[0.62424020000000002,null,0.68485240000000003]
[0.62424020000000002,null,0.68467509999999998]
[0.62424020000000002,null,0.68467509999999998]
[0.62415609999999999,null,0.68467509999999998]
[0.62415609999999999,null,0.68467509999999998]
[0.62415609999999999,null,0.68467509999999998]
[0.62415609999999999,null,0.68467509999999998]
[0.62410160000000003,null,0.68467500000000003]
[0.62410149999999998,null,0.68467500000000003]
[0.62410149999999998,null,0.68467500000000003]
[0.62410149999999998,null,0.68452769999999996]
[0.6240116,null,0.68452769999999996]
[0.6240116,null,0.68452769999999996]
[0.6240116,null,0.68443940000000003]
[0.62382839999999995,null,0.68443940000000003]
[0.62382839999999995,null,0.68443940000000003]
[0.62382839999999995,null,0.68443940000000003]
[0.62382839999999995,null,0.68434689999999998]
[0.62374430000000003,null,0.68434689999999998]
[0.62374430000000003,null,0.68434689999999998]
[0.62374430000000003,null,0.68425429999999998]
[0.62374430000000003,null,0.68425429999999998]
[0.62374430000000003,null,0.68416960000000004]
[0.62374430000000003,null,0.68416960000000004]
[0.62374430000000003,null,0.68410700000000002]
[0.62374430000000003,null,0.68410700000000002]
[0.62368979999999996,null,0.68410700000000002]
[0.62368979999999996,null,0.68410700000000002]
[0.62359980000000004,null,0.68401869999999998]
[0.62359980000000004,null,0.68401869999999998]
[0.62359980000000004,null,0.68401869999999998]
[0.62351570000000001,null,0.68401869999999998]
[0.62342609999999998,null,0.68395609999999996]
[0.62342609999999998,null,0.68387140000000002]
[0.62342609999999998,null,0.68387129999999996]
[0.62342609999999998,null,0.68387129999999996]
[0.62324250000000003,null,0.68377880000000002]
[0.62324250000000003,null,0.68377880000000002]
[0.62324250000000003,null,0.68377880000000002]
[0.62324250000000003,null,0.68377880000000002]
[0.62324250000000003,null,0.68377880000000002]
[0.62324250000000003,null,0.68368620000000002]
[0.62324250000000003,null,0.68359800000000004]
[0.62324250000000003,null,0.68359800000000004]
[0.62318799999999996,null,0.68359800000000004]
[0.62318799999999996,null,0.68359800000000004]
[0.62318799999999996,null,0.68351320000000004]
[0.62318799999999996,null,0.68342069999999999]
[0.62309840000000005,null,0.68342069999999999]
[0.62309840000000005,null,0.68342069999999999]
[0.62301430000000002,null,0.68335809999999997]
[0.62292429999999999,null,0.68335809999999997]
[0.62292429999999999,null,0.68326549999999997]
[0.62292429999999999,null,0.68317729999999999]
[0.62283080000000002,null,0.68317729999999999]
[0.62283080000000002,null,0.68317729999999999]
[0.62283080000000002,null,0.68317729999999999]
[0.6227762,null,0.68317729999999999]
[0.6227762,null,0.68317729999999999]
[0.6227762,null,0.68309249999999999]
[0.6227762,null,0.68309249999999999]
[0.6227762,null,0.68309249999999999]
[0.6227762,null,0.68309249999999999]
[0.6227762,null,0.68309249999999999]
[0.6227762,null,0.68302989999999997]
[0.62269209999999997,null,0.68294160000000004]
[0.62250890000000003,null,0.68294160000000004]
[0.62241899999999994,null,0.68294160000000004]
[0.62241899999999994,null,0.68284900000000004]
[0.62241899999999994,null,0.68275649999999999]
[0.62241899999999994,null,0.68267180000000005]
[0.62241899999999994,null,0.68267180000000005]
[0.62236440000000004,null,0.68267180000000005]
[0.62236440000000004,null,0.68267180000000005]
[0.62218090000000004,null,0.68267180000000005]
[0.62218090000000004,null,0.68267180000000005]
[0.62218090000000004,null,0.68267180000000005]
[0.62218090000000004,null,0.68267180000000005]
[0.62218090000000004,null,0.6825793]
[0.62209669999999995,null,0.6825793]
[0.62209669999999995,null,0.6825793]
[0.62200719999999998,null,0.6825793]
[0.62200719999999998,null,0.6824945]
[0.62200719999999998,null,0.6824945]
[0.62200719999999998,null,0.6824945]
[0.62200719999999998,null,0.68243189999999998]
[0.621923,null,0.6823437]
[0.621923,null,0.6823437]
[0.621923,null,0.6822511]
[0.62177490000000002,null,0.6821663]
[0.62177490000000002,null,0.6821663]
[0.62168500000000004,null,0.6821663]
[0.62168500000000004,null,0.68207379999999995]
[0.62168500000000004,null,0.68207379999999995]
[0.62168489999999998,null,0.68207379999999995]
[0.62168489999999998,null,0.68207379999999995]
[0.62160079999999995,null,0.68207379999999995]
[0.62160079999999995,null,0.68207379999999995]
[0.62160079999999995,null,0.68207379999999995]
[0.62160079999999995,null,0.68198119999999995]
[0.62160079999999995,null,0.68183039999999995]
[0.62151120000000004,null,0.6818303]
[0.62141769999999996,null,0.68174559999999995]
[0.62141760000000001,null,0.68174559999999995]
[0.62132770000000004,null,0.68174559999999995]
[0.62118899999999999,null,0.68174559999999995]
[0.62118899999999999,null,0.68174559999999995]
[0.62118899999999999,null,0.68165310000000001]
[0.62118899999999999,null,0.68165310000000001]
[0.62118899999999999,null,0.68165310000000001]
[0.62118899999999999,null,0.68165310000000001]
[0.62118899999999999,null,0.68165310000000001]
[0.62118899999999999,null,0.68156479999999997]
[0.62118899999999999,null,0.68156479999999997]
[0.62118899999999999,null,0.68156479999999997]
[0.62118899999999999,null,0.68156479999999997]
[0.62118899999999999,null,0.68140959999999995]
[0.62118899999999999,null,0.68140959999999995]
[0.62118899999999999,null,0.68140959999999995]
[0.62109939999999997,null,0.68140959999999995]
[0.62092170000000002,null,0.68132490000000001]
[0.62083180000000004,null,0.68132490000000001]
[0.62083180000000004,null,0.68132490000000001]
[0.62077720000000003,null,0.68123239999999996]
[0.62077720000000003,null,0.68123239999999996]
[0.62077720000000003,null,0.68116969999999999]
[0.62077720000000003,null,0.68116969999999999]
[0.62077720000000003,null,0.68116969999999999]
[0.62077720000000003,null,0.68107720000000005]
[0.62077720000000003,null,0.68107720000000005]
[0.62077720000000003,null,0.68107709999999999]
[0.62077720000000003,null,0.68099240000000005]
[0.62077720000000003,null,0.68099240000000005]
[0.62077720000000003,null,0.68090419999999996]
[0.62077720000000003,null,0.68090419999999996]
[0.6206931,null,0.68090419999999996]
[0.62060349999999997,null,0.68090410000000001]
[0.62060349999999997,null,0.68084149999999999]
[0.62060349999999997,null,0.68074889999999999]
[0.62041999999999997,null,0.68065640000000005]
[0.62041999999999997,null,0.68065640000000005]
[0.62041999999999997,null,0.68065640000000005]
[0.62041999999999997,null,0.68065640000000005]
[0.62041999999999997,null,0.68065640000000005]
[0.62041999999999997,null,0.68065640000000005]
[0.62041999999999997,null,0.68050909999999998]
[0.62036539999999996,null,0.68050909999999998]
[0.62027589999999999,null,0.68042080000000005]
[0.62027589999999999,null,0.68042080000000005]
[0.62018229999999996,null,0.68042080000000005]
[0.62018229999999996,null,0.68042080000000005]
[0.62009820000000004,null,0.68032820000000005]
[0.62009809999999999,null,0.68032820000000005]
[0.62000820000000001,null,0.68032820000000005]
[0.62000820000000001,null,0.68032820000000005]
[0.62000820000000001,null,0.68018089999999998]
[0.62000820000000001,null,0.68008840000000004]
[0.61991859999999999,null,0.68008840000000004]
[0.61991859999999999,null,0.68008829999999998]
[0.61983449999999995,null,0.68008829999999998]
[0.61983449999999995,null,0.68008829999999998]
[0.61978,null,0.67999580000000004]
[0.61978,null,0.67999580000000004]
[0.61978,null,0.67999569999999998]
[0.61977990000000005,null,0.6799075]
[0.61977990000000005,null,0.67980249999999998]
[0.61977990000000005,null,0.67976009999999998]
[0.61968999999999996,null,0.67976009999999998]
[0.61968999999999996,null,0.67976009999999998]
[0.61968999999999996,null,0.67976009999999998]
[0.61968999999999996,null,0.67976009999999998]
[0.61963539999999995,null,0.67976009999999998]
[0.61954189999999998,null,0.6796719]
[0.61954189999999998,null,0.67960929999999997]
[0.61954189999999998,null,0.67951669999999997]
[0.61945229999999996,null,0.67951669999999997]
[0.61945229999999996,null,0.67942420000000003]
[0.61936820000000004,null,0.67942420000000003]
[0.61936820000000004,null,0.67933940000000004]
[0.6192782,null,0.67933940000000004]
[0.6192782,null,0.67933940000000004]
[0.6192782,null,0.67933940000000004]
[0.61922370000000004,null,0.67933940000000004]
[0.61922370000000004,null,0.67933940000000004]
[0.61922370000000004,null,0.6792511]
[0.61922370000000004,null,0.6792511]
[0.61922370000000004,null,0.67918849999999997]
[0.61913010000000002,null,0.67918849999999997]
[0.61913010000000002,null,0.67909600000000003]
[0.61913010000000002,null,0.67909600000000003]
[0.61904049999999999,null,0.67909600000000003]
[0.61904049999999999,null,0.67909600000000003]
[0.61895639999999996,null,0.67900340000000003]
[0.61895639999999996,null,0.67900340000000003]
[0.61886640000000004,null,0.67900340000000003]
[0.61881189999999997,null,0.67885609999999996]
[0.61881189999999997,null,0.67885609999999996]
[0.61881189999999997,null,0.67885609999999996]
[0.61881189999999997,null,0.67885609999999996]
[0.61871830000000005,null,0.67885609999999996]
[0.61871830000000005,null,0.67876780000000003]
[0.61871830000000005,null,0.67876780000000003]
[0.61862870000000003,null,0.67876780000000003]
[0.61862870000000003,null,0.67876780000000003]
[0.61862870000000003,null,0.67876780000000003]
[0.61862870000000003,null,0.67862040000000001]
[0.61862870000000003,null,0.67852789999999996]
[0.6185446,null,0.67852789999999996]
[0.61849010000000004,null,0.67843540000000002]
[0.61849010000000004,null,0.67843540000000002]
[0.61849010000000004,null,0.67843529999999996]
[0.61840010000000001,null,0.67843529999999996]
[0.61840010000000001,null,0.67843529999999996]
[0.61840010000000001,null,0.67834709999999998]
[0.61840010000000001,null,0.67834709999999998]
[0.61840010000000001,null,0.67826229999999998]
[0.61840010000000001,null,0.67819969999999996]
[0.61840010000000001,null,0.67810720000000002]
[0.61840010000000001,null,0.67810720000000002]
[0.61840010000000001,null,0.67810720000000002]
[0.61840010000000001,null,0.67810720000000002]
[0.61831049999999999,null,0.67810720000000002]
[0.6181624,null,0.67810720000000002]
[0.6181624,null,0.67810720000000002]
[0.61807829999999997,null,0.67801889999999998]
[0.61807829999999997,null,0.67795629999999996]
[0.61807829999999997,null,0.67795629999999996]
[0.61807829999999997,null,0.67786369999999996]
[0.61807829999999997,null,0.67786369999999996]
[0.61798830000000005,null,0.67786369999999996]
[0.61798830000000005,null,0.67786369999999996]
[0.61798830000000005,null,0.67777120000000002]
[0.61798830000000005,null,0.67768649999999997]
[0.61798830000000005,null,0.67768649999999997]
[0.61798830000000005,null,0.67762389999999995]
[0.61798830000000005,null,0.67762389999999995]
[0.61798830000000005,null,0.67762389999999995]
[0.61793379999999998,null,0.67762389999999995]
[0.61784419999999995,null,0.67762389999999995]
[0.61766650000000001,null,0.67762389999999995]
[0.61766650000000001,null,0.67753560000000002]
[0.61766650000000001,null,0.67753560000000002]
[0.61766650000000001,null,0.67744300000000002]
[0.61766650000000001,null,0.67744300000000002]
[0.61766650000000001,null,0.67744300000000002]
[0.61766650000000001,null,0.67744300000000002]
[0.61766650000000001,null,0.67735049999999997]
[0.61757649999999997,null,0.67735049999999997]
[0.61757649999999997,null,0.67728790000000005]
[0.61757649999999997,null,0.67720320000000001]
[0.61757649999999997,null,0.67720320000000001]
[0.61757649999999997,null,0.67720309999999995]
[0.61748289999999995,null,0.67720309999999995]
[0.61725470000000005,null,0.67720309999999995]
[0.61725470000000005,null,0.67711489999999996]
[0.61725470000000005,null,0.67711489999999996]
[0.61725470000000005,null,0.67711489999999996]
[0.61725470000000005,null,0.67711489999999996]
[0.61725470000000005,null,0.6768672]
[0.61725470000000005,null,0.6768672]
[0.61725470000000005,null,0.6768672]
[0.61725470000000005,null,0.6768672]
[0.61725470000000005,null,0.6768672]
[0.61716470000000001,null,0.6768672]
[0.61707109999999998,null,0.67678240000000001]
[0.61707109999999998,null,0.67669420000000002]
[0.61707109999999998,null,0.67669420000000002]
[0.61693249999999999,null,0.67669420000000002]
[0.61693249999999999,null,0.67669409999999997]
[0.61684289999999997,null,0.67669409999999997]
[0.61684289999999997,null,0.67669409999999997]
[0.61684289999999997,null,0.67669409999999997]
[0.61684289999999997,null,0.67660160000000003]
[0.61675880000000005,null,0.676539]
[0.61675880000000005,null,0.67645429999999995]
[0.61675880000000005,null,0.67645429999999995]
[0.61670420000000004,null,0.67645429999999995]
[0.61670420000000004,null,0.67636169999999995]
[0.61670420000000004,null,0.67636169999999995]
[0.61670420000000004,null,0.67627340000000002]
[0.61670420000000004,null,0.67627340000000002]
[0.61661429999999995,null,0.67627340000000002]
[0.61656750000000005,null,0.67627340000000002]
[0.61652070000000003,null,0.67627340000000002]
[0.61652070000000003,null,0.67627340000000002]
[0.61634699999999998,null,0.67627340000000002]
[0.61634699999999998,null,0.67627340000000002]
[0.61634699999999998,null,0.6762108]
[0.61634699999999998,null,0.67603360000000001]
[0.61634699999999998,null,0.67603360000000001]
[0.61629250000000002,null,0.67594100000000001]
[0.61629239999999996,null,0.67594100000000001]
[0.61629239999999996,null,0.67594100000000001]
[0.61629239999999996,null,0.67594100000000001]
[0.61629239999999996,null,0.67585269999999997]
[0.61629239999999996,null,0.67576800000000004]
[0.61620249999999999,null,0.67576800000000004]
[0.61611830000000001,null,0.67576800000000004]
[0.61611830000000001,null,0.67567540000000004]
[0.61611830000000001,null,0.67561280000000001]
[0.61611830000000001,null,0.67561280000000001]
[0.61611830000000001,null,0.67561280000000001]
[0.61611830000000001,null,0.67552020000000002]
[0.61611830000000001,null,0.67552020000000002]
[0.61593520000000002,null,0.67552020000000002]
[0.61593520000000002,null,0.67543200000000003]
[0.61593520000000002,null,0.67534729999999998]
[0.61593520000000002,null,0.67534729999999998]
[0.61588069999999995,null,0.67534720000000004]
[0.61588069999999995,null,0.67534720000000004]
[0.61588069999999995,null,0.67534720000000004]
[0.61588069999999995,null,0.67534720000000004]
[0.6158806,null,0.67534720000000004]
[0.61579649999999997,null,0.67534720000000004]
[0.61579649999999997,null,0.67525469999999999]
[0.61579649999999997,null,0.67519209999999996]
[0.61570659999999999,null,0.67519209999999996]
[0.61570650000000005,null,0.67519209999999996]
[0.61570650000000005,null,0.67510740000000002]
[0.61570650000000005,null,0.67501480000000003]
[0.61570650000000005,null,0.67501480000000003]
[0.61570650000000005,null,0.67492649999999998]
[0.61570650000000005,null,0.67492649999999998]
[0.61565199999999998,null,0.67492649999999998]
[0.61565199999999998,null,0.67492649999999998]
[0.61556250000000001,null,0.67492649999999998]
[0.61547249999999998,null,0.67486389999999996]
[0.61547249999999998,null,0.67486389999999996]
[0.61547249999999998,null,0.67486389999999996]
[0.61547249999999998,null,0.67477920000000002]
[0.61529480000000003,null,0.67477909999999997]
[0.61529480000000003,null,0.67477909999999997]
[0.61529480000000003,null,0.67477909999999997]
[0.61529480000000003,null,0.67477909999999997]
[0.61529480000000003,null,0.67469089999999998]
[0.61529480000000003,null,0.67459829999999998]
[0.61515070000000005,null,0.67459829999999998]
[0.61515070000000005,null,0.67459829999999998]
[0.61515070000000005,null,0.67450580000000004]
[0.61515070000000005,null,0.67450580000000004]
[0.61515070000000005,null,0.67444320000000002]
[0.61515070000000005,null,0.67444320000000002]
[0.61515070000000005,null,0.67444320000000002]
[0.61506070000000002,null,0.67444320000000002]
[0.61506070000000002,null,0.67435840000000002]
[0.61506070000000002,null,0.67427020000000004]
[0.61506070000000002,null,0.67427020000000004]
[0.61506070000000002,null,0.67427020000000004]
[0.61506070000000002,null,0.67427020000000004]
[0.61506070000000002,null,0.67427020000000004]
[0.61496709999999999,null,0.67417760000000004]
[0.61488299999999996,null,0.67417760000000004]
[0.61482840000000005,null,0.67417760000000004]
[0.61482840000000005,null,0.67417760000000004]
[0.61482840000000005,null,0.67411489999999996]
[0.61482840000000005,null,0.67411489999999996]
[0.61464890000000005,null,0.67393769999999997]
[0.61464890000000005,null,0.67393769999999997]
[0.61464890000000005,null,0.67393769999999997]
[0.61464890000000005,null,0.67393769999999997]
[0.61464890000000005,null,0.67393769999999997]
[0.61464890000000005,null,0.67384940000000004]
[0.61464890000000005,null,0.67384940000000004]
[0.61464890000000005,null,0.67384940000000004]
[0.61464890000000005,null,0.67384940000000004]
[0.61464890000000005,null,0.67384940000000004]
[0.61456480000000002,null,0.67384940000000004]
[0.61456480000000002,null,0.67384940000000004]
[0.61456480000000002,null,0.67369420000000002]
[0.61456480000000002,null,0.67360949999999997]
[0.61442030000000003,null,0.67360949999999997]
[0.61442030000000003,null,0.67342869999999999]
[0.61433070000000001,null,0.67342869999999999]
[0.61433070000000001,null,0.67342869999999999]
[0.61423709999999998,null,0.67342869999999999]
[0.61423709999999998,null,0.67342869999999999]
[0.61423709999999998,null,0.67342869999999999]
[0.61423709999999998,null,0.67336609999999997]
[0.61423709999999998,null,0.67336609999999997]
[0.61423709999999998,null,0.67336609999999997]
[0.61423709999999998,null,0.67327349999999997]
[0.61423709999999998,null,0.67327349999999997]
[0.61423709999999998,null,0.67327349999999997]
[0.61418260000000002,null,0.67327349999999997]
[0.61418260000000002,null,0.67318880000000003]
[0.61418260000000002,null,0.67318880000000003]
[0.61418260000000002,null,0.67318869999999997]
[0.61409840000000004,null,0.67309629999999998]
[0.61400889999999997,null,0.67300800000000005]
[0.61400889999999997,null,0.67294540000000003]
[0.61400889999999997,null,0.67294540000000003]
[0.61382530000000002,null,0.67294540000000003]
[0.61382530000000002,null,0.67294540000000003]
[0.61382530000000002,null,0.67294540000000003]
[0.61382530000000002,null,0.67294540000000003]
[0.61382530000000002,null,0.67286060000000003]
[0.61382530000000002,null,0.67286060000000003]
[0.61382530000000002,null,0.67286060000000003]
[0.61382530000000002,null,0.67279800000000001]
[0.61377079999999995,null,0.67279800000000001]
[0.61377079999999995,null,0.67279800000000001]
[0.61377079999999995,null,0.67279800000000001]
[0.61377079999999995,null,0.67270980000000002]
[0.61368120000000004,null,0.67270980000000002]
[0.61359710000000001,null,0.67270969999999997]
[0.61359710000000001,null,0.67261720000000003]
[0.61350349999999998,null,0.67261720000000003]
[0.61350349999999998,null,0.67261720000000003]
[0.6134136,null,0.67261720000000003]
[0.6134136,null,0.67261709999999997]
[0.61341349999999994,null,0.67261709999999997]
[0.61335899999999999,null,0.67255450000000006]
[0.61335899999999999,null,0.67237729999999996]
[0.61335899999999999,null,0.67237729999999996]
[0.61335899999999999,null,0.67237729999999996]
[0.61335899999999999,null,0.67237729999999996]
[0.61335899999999999,null,0.67237729999999996]
[0.61327489999999996,null,0.67228900000000003]
[0.61318530000000004,null,0.67228900000000003]
[0.61309539999999996,null,0.67228900000000003]
[0.61309539999999996,null,0.67228900000000003]
[0.61309539999999996,null,0.67228900000000003]
[0.61309539999999996,null,0.67228900000000003]
[0.61304080000000005,null,0.67228900000000003]
[0.61304080000000005,null,0.67219640000000003]
[0.61304080000000005,null,0.67219640000000003]
[0.61304080000000005,null,0.67204909999999995]
[0.61304080000000005,null,0.67204909999999995]
[0.61304080000000005,null,0.67204909999999995]
[0.61304080000000005,null,0.67196080000000002]
[0.61304080000000005,null,0.67196080000000002]
[0.61304080000000005,null,0.67196080000000002]
[0.61304080000000005,null,0.67196080000000002]
[0.61304080000000005,null,0.67196080000000002]
[0.61280860000000004,null,0.67186829999999997]
[0.6127186,null,0.67177569999999998]
[0.6127186,null,0.67177569999999998]
[0.6127186,null,0.67169100000000004]
[0.6127186,null,0.67169100000000004]
[0.6127186,null,0.67169100000000004]
[0.6127186,null,0.67169100000000004]
[0.6127186,null,0.67169100000000004]
[0.61262899999999998,null,0.67169100000000004]
[0.61262899999999998,null,0.67154009999999997]
[0.61262899999999998,null,0.67154009999999997]
[0.61262899999999998,null,0.67154009999999997]
[0.61262899999999998,null,0.67154009999999997]
[0.61257450000000002,null,0.67154009999999997]
[0.61249039999999999,null,0.67154009999999997]
[0.61249039999999999,null,0.67145529999999998]
[0.61249039999999999,null,0.67136280000000004]
[0.61249039999999999,null,0.67136269999999998]
[0.61249039999999999,null,0.67136269999999998]
[0.61249039999999999,null,0.67136269999999998]
[0.61249039999999999,null,0.67130009999999996]
[0.61239679999999996,null,0.67130009999999996]
[0.61239679999999996,null,0.67130009999999996]
[0.61239679999999996,null,0.67130009999999996]
[0.61239679999999996,null,0.67130009999999996]
[0.61230680000000004,null,0.67111940000000003]
[0.61225229999999997,null,0.67111940000000003]
[0.61216269999999995,null,0.67103460000000004]
[0.61216269999999995,null,0.67103460000000004]
[0.61216269999999995,null,0.67103460000000004]
[0.61216269999999995,null,0.67103460000000004]
[0.61216269999999995,null,0.67103460000000004]
[0.61206910000000003,null,0.67103460000000004]
[0.61206910000000003,null,0.67097200000000001]
[0.61206910000000003,null,0.67097200000000001]
[0.61206910000000003,null,0.67087940000000001]
[0.61206910000000003,null,0.67087940000000001]
[0.611985,null,0.67087940000000001]
[0.61193050000000004,null,0.67079109999999997]
[0.61193050000000004,null,0.67070640000000004]
[0.61193050000000004,null,0.67070640000000004]
[0.61193050000000004,null,0.67070640000000004]
[0.61193050000000004,null,0.67070640000000004]
[0.61193050000000004,null,0.67061389999999999]
[0.61193050000000004,null,0.67061389999999999]
[0.61193050000000004,null,0.67061389999999999]
[0.61193039999999999,null,0.67061389999999999]
[0.61175089999999999,null,0.67061389999999999]
[0.61175089999999999,null,0.67061389999999999]
[0.61175089999999999,null,0.67055129999999996]
[0.61175089999999999,null,0.67055129999999996]
[0.61169640000000003,null,0.67055129999999996]
[0.61169640000000003,null,0.67037389999999997]
[0.61169640000000003,null,0.67037389999999997]
[0.6116123,null,0.67037389999999997]
[0.61151869999999997,null,0.67037389999999997]
[0.61151869999999997,null,0.67031130000000005]
[0.61151869999999997,null,0.67031130000000005]
[0.61151869999999997,null,0.67022309999999996]
[0.61151869999999997,null,0.67013060000000002]
[0.61151869999999997,null,0.67013060000000002]
[0.61151869999999997,null,0.67013060000000002]
[0.61142870000000005,null,0.67013060000000002]
[0.61142870000000005,null,0.67013060000000002]
[0.61137419999999998,null,0.67003800000000002]
[0.61137419999999998,null,0.67003800000000002]
[0.61137419999999998,null,0.67003800000000002]
[0.61128059999999995,null,0.67003789999999996]
[0.61110690000000001,null,0.67003789999999996]
[0.61110690000000001,null,0.66995320000000003]
[0.61110690000000001,null,0.6698906]
[0.61110690000000001,null,0.66980229999999996]
[0.61110690000000001,null,0.66980229999999996]
[0.61110690000000001,null,0.66980229999999996]
[0.61110690000000001,null,0.66980229999999996]
[0.61110690000000001,null,0.66980229999999996]
[0.61110690000000001,null,0.66980229999999996]
[0.61110690000000001,null,0.66980229999999996]
[0.61105240000000005,null,0.66970969999999996]
[0.61096240000000002,null,0.66970969999999996]
[0.61096240000000002,null,0.66961720000000002]
[0.61096240000000002,null,0.66961720000000002]
[0.61096240000000002,null,0.6695546]
[0.61096240000000002,null,0.66946989999999995]
[0.61096240000000002,null,0.66938160000000002]
[0.61096240000000002,null,0.66938160000000002]
[0.61087829999999999,null,0.66938160000000002]
[0.61087829999999999,null,0.66938160000000002]
[0.61087829999999999,null,0.66938160000000002]
[0.61087820000000004,null,0.66938160000000002]
[0.61087820000000004,null,0.66938160000000002]
[0.61078869999999996,null,0.6692342]
[0.61078869999999996,null,0.6692342]
[0.61069510000000005,null,0.6692342]
[0.61064059999999998,null,0.66914169999999995]
[0.61064059999999998,null,0.66914169999999995]
[0.61064059999999998,null,0.6691416]
[0.61064059999999998,null,0.66905340000000002]
[0.61055060000000005,null,0.66905340000000002]
[0.61055060000000005,null,0.66905340000000002]
[0.61055060000000005,null,0.66905340000000002]
[0.61055060000000005,null,0.66896089999999997]
[0.61055060000000005,null,0.66896089999999997]
[0.61046650000000002,null,0.66896089999999997]
[0.61046650000000002,null,0.66881349999999995]
[0.61046650000000002,null,0.66881349999999995]
[0.6103769,null,0.66881349999999995]
[0.6103769,null,0.66872089999999995]
[0.6103769,null,0.66863269999999997]
[0.6103769,null,0.66863269999999997]
[0.6103769,null,0.66863269999999997]
[0.6103769,null,0.66863269999999997]
[0.6103769,null,0.66863269999999997]
[0.61029270000000002,null,0.66863269999999997]
[0.61029270000000002,null,0.66863269999999997]
[0.61005469999999995,null,0.66863269999999997]
[0.60996510000000004,null,0.66857]
[0.60996510000000004,null,0.66857]
[0.60996510000000004,null,0.6685238]
[0.60996510000000004,null,0.66838929999999996]
[0.60996510000000004,null,0.66838929999999996]
[0.60996510000000004,null,0.66838929999999996]
[0.60996510000000004,null,0.66838929999999996]
[0.60996510000000004,null,0.66830449999999997]
[0.60996510000000004,null,0.66830449999999997]
[0.60996510000000004,null,0.66830449999999997]
[0.60996510000000004,null,0.66821200000000003]
[0.60996510000000004,null,0.66821200000000003]
[0.60996510000000004,null,0.66821189999999997]
[0.60988100000000001,null,0.66821189999999997]
[0.60988100000000001,null,0.66821189999999997]
[0.60988100000000001,null,0.66806460000000001]
[0.60988100000000001,null,0.66806460000000001]
[0.60988100000000001,null,0.66797629999999997]
[0.60979099999999997,null,0.66797629999999997]
[0.60973650000000001,null,0.66797629999999997]
[0.60973650000000001,null,0.66797629999999997]
[0.60964289999999999,null,0.66797629999999997]
[0.60964289999999999,null,0.66797629999999997]
[0.60964289999999999,null,0.66797629999999997]
[0.60964289999999999,null,0.66797629999999997]
[0.60955879999999996,null,0.66797629999999997]
[0.60946920000000004,null,0.66782900000000001]
[0.60946920000000004,null,0.66774069999999996]
[0.60946920000000004,null,0.66764820000000002]
[0.60946920000000004,null,0.66764820000000002]
[0.60946920000000004,null,0.66764820000000002]
[0.60946920000000004,null,0.66764820000000002]
[0.60946920000000004,null,0.66764820000000002]
[0.60946920000000004,null,0.66764820000000002]
[0.60946920000000004,null,0.66755560000000003]
[0.60946920000000004,null,0.66755560000000003]
[0.60946920000000004,null,0.66755560000000003]
[0.60932470000000005,null,0.66755560000000003]
[0.60932470000000005,null,0.66746729999999999]
[0.60923110000000003,null,0.66746729999999999]
[0.60923110000000003,null,0.66740469999999996]
[0.60923110000000003,null,0.66736229999999996]
[0.60923110000000003,null,0.66732000000000002]
[0.60914699999999999,null,0.66732000000000002]
[0.60914699999999999,null,0.66732000000000002]
[0.60914699999999999,null,0.66732000000000002]
[0.60905739999999997,null,0.66732000000000002]
[0.60905739999999997,null,0.66722740000000003]
[0.60905739999999997,null,0.66722740000000003]
[0.60905739999999997,null,0.66722740000000003]
[0.60905739999999997,null,0.66713489999999998]
[0.60896740000000005,null,0.66713489999999998]
[0.60896740000000005,null,0.66698749999999996]
[0.60891289999999998,null,0.66698749999999996]
[0.60882879999999995,null,0.66689929999999997]
[0.60882879999999995,null,0.66689929999999997]
[0.60873520000000003,null,0.66689920000000003]
[0.60873520000000003,null,0.66689920000000003]
[0.60873520000000003,null,0.66689920000000003]
[0.60873520000000003,null,0.66689920000000003]
[0.60873520000000003,null,0.66689920000000003]
[0.60873520000000003,null,0.66680669999999997]
[0.60873520000000003,null,0.66671420000000003]
[0.60864560000000001,null,0.66671409999999998]
[0.60855559999999997,null,0.66665149999999995]
[0.60855559999999997,null,0.66665149999999995]
[0.60850110000000002,null,0.66656680000000001]
[0.60850110000000002,null,0.66656680000000001]
[0.60850110000000002,null,0.66647849999999997]
[0.60850110000000002,null,0.66647849999999997]
[0.60850110000000002,null,0.66647849999999997]
[0.60850110000000002,null,0.66638589999999998]
[0.60850110000000002,null,0.66638589999999998]
[0.60841699999999999,null,0.66638589999999998]
[0.60841699999999999,null,0.66638589999999998]
[0.60832339999999996,null,0.66638589999999998]
[0.60823380000000005,null,0.66638589999999998]
[0.60823380000000005,null,0.66629340000000004]
[0.60823380000000005,null,0.66623080000000001]
[0.60823380000000005,null,0.66623080000000001]
[0.60808930000000005,null,0.66623080000000001]
[0.60808930000000005,null,0.66623080000000001]
[0.60808930000000005,null,0.66623080000000001]
[0.60808930000000005,null,0.66614609999999996]
[0.60808930000000005,null,0.66614609999999996]
[0.60808930000000005,null,0.66614609999999996]
[0.60808930000000005,null,0.66614609999999996]
[0.60799570000000003,null,0.66614609999999996]
[0.60799570000000003,null,0.66605349999999997]
[0.60799570000000003,null,0.66605349999999997]
[0.6079116,null,0.66596520000000003]
[0.6079116,null,0.66596520000000003]
[0.6079116,null,0.66596520000000003]
[0.6079116,null,0.66590260000000001]
[0.6079116,null,0.66590260000000001]
[0.6079116,null,0.66590260000000001]
[0.60782199999999997,null,0.66581780000000002]
[0.60782199999999997,null,0.66581780000000002]
[0.60782199999999997,null,0.66572529999999996]
[0.60782199999999997,null,0.66572529999999996]
[0.60776750000000002,null,0.66572529999999996]
[0.60776750000000002,null,0.66572529999999996]
[0.60776750000000002,null,0.66572529999999996]
[0.60776750000000002,null,0.66572529999999996]
[0.60767749999999998,null,0.66563709999999998]
[0.60767749999999998,null,0.66563709999999998]
[0.60759339999999995,null,0.66563709999999998]
[0.60759339999999995,null,0.66557449999999996]
[0.60759339999999995,null,0.66557449999999996]
[0.60759339999999995,null,0.66557449999999996]
[0.60759339999999995,null,0.66557440000000001]
[0.60759339999999995,null,0.66557440000000001]
[0.60753889999999999,null,0.66548189999999996]
[0.60753889999999999,null,0.66530109999999998]
[0.60744529999999997,null,0.66530109999999998]
[0.60744529999999997,null,0.66521640000000004]
[0.60744529999999997,null,0.66521640000000004]
[0.60736109999999999,null,0.66521640000000004]
[0.60736109999999999,null,0.66521640000000004]
[0.60727160000000002,null,0.66521629999999998]
[0.60727160000000002,null,0.66521629999999998]
[0.60718159999999999,null,0.6651281]
[0.60718159999999999,null,0.66506549999999998]
[0.60718159999999999,null,0.66497289999999998]
[0.60718159999999999,null,0.66497289999999998]
[0.60718159999999999,null,0.66493049999999998]
[0.60718159999999999,null,0.66488809999999998]
[0.60718159999999999,null,0.66488809999999998]
[0.60712710000000003,null,0.66488809999999998]
[0.60704290000000005,null,0.66488809999999998]
[0.60704290000000005,null,0.66488809999999998]
[0.60704290000000005,null,0.66488809999999998]
[0.60704290000000005,null,0.66479560000000004]
[0.60694939999999997,null,0.66479560000000004]
[0.60694930000000002,null,0.66479560000000004]
[0.60694930000000002,null,0.66479560000000004]
[0.60685979999999995,null,0.66473300000000002]
[0.60680529999999999,null,0.66473300000000002]
[0.60680529999999999,null,0.66473300000000002]
[0.60680529999999999,null,0.66473300000000002]
[0.60680529999999999,null,0.66464469999999998]
[0.60680529999999999,null,0.66446740000000004]
[0.60671529999999996,null,0.66446740000000004]
[0.60671529999999996,null,0.66440480000000002]
[0.60671529999999996,null,0.66440480000000002]
[0.60671529999999996,null,0.66440480000000002]
[0.60671529999999996,null,0.66440480000000002]
[0.60671529999999996,null,0.66440480000000002]
[0.60671529999999996,null,0.66431229999999997]
[0.60671529999999996,null,0.66431229999999997]
[0.60663109999999998,null,0.66431229999999997]
[0.60653760000000001,null,0.66431229999999997]
[0.60653760000000001,null,0.66431229999999997]
[0.60653760000000001,null,0.66416140000000001]
[0.60653760000000001,null,0.66416140000000001]
[0.60644799999999999,null,0.66416140000000001]
[0.60639350000000003,null,0.66416140000000001]
[0.60639350000000003,null,0.66407669999999996]
[0.60639350000000003,null,0.66407669999999996]
[0.60639350000000003,null,0.66407669999999996]
[0.6063035,null,0.66407669999999996]
[0.6063035,null,0.66398409999999997]
[0.60620989999999997,null,0.66398409999999997]
[0.60620989999999997,null,0.66392150000000005]
[0.60620989999999997,null,0.66392150000000005]
[0.60620989999999997,null,0.66392150000000005]
[0.60620989999999997,null,0.66392150000000005]
[0.60620989999999997,null,0.66392150000000005]
[0.60612580000000005,null,0.66392139999999999]
[0.60612580000000005,null,0.66392139999999999]
[0.60612580000000005,null,0.66392139999999999]
[0.60612580000000005,null,0.66392139999999999]
[0.60612580000000005,null,0.66392139999999999]
[0.60612580000000005,null,0.66392139999999999]
[0.60607120000000003,null,0.66364809999999996]
[0.60607120000000003,null,0.66356340000000003]
[0.60607120000000003,null,0.6635008]
[0.60607120000000003,null,0.66350070000000005]
[0.6059871,null,0.66350070000000005]
[0.60589709999999997,null,0.66350070000000005]
[0.60589709999999997,null,0.66350070000000005]
[0.60589709999999997,null,0.66350070000000005]
[0.60589709999999997,null,0.66350070000000005]
[0.6058036,null,0.66350070000000005]
[0.6058036,null,0.66350070000000005]
[0.60571399999999997,null,0.66350070000000005]
[0.60571399999999997,null,0.66350070000000005]
[0.60571399999999997,null,0.66350070000000005]
[0.60571399999999997,null,0.66350070000000005]
[0.60562990000000005,null,0.6634082]
[0.6056298,null,0.66332349999999995]
[0.6056298,null,0.66316830000000004]
[0.6056298,null,0.66316830000000004]
[0.6056298,null,0.66316830000000004]
[0.6056298,null,0.66308]
[0.6056298,null,0.66308]
[0.60553630000000003,null,0.66308]
[0.60553630000000003,null,0.66308]
[0.60548170000000001,null,0.66308]
[0.60539180000000004,null,0.66308]
[0.60539180000000004,null,0.66308]
[0.60539180000000004,null,0.66308]
[0.60539180000000004,null,0.66292490000000004]
[0.60539180000000004,null,0.66292490000000004]
[0.60539180000000004,null,0.66292490000000004]
[0.60539180000000004,null,0.66292490000000004]
[0.60539180000000004,null,0.66274759999999999]
[0.60539169999999998,null,0.66274750000000004]
[0.60529820000000001,null,0.66274750000000004]
[0.60529820000000001,null,0.66265929999999995]
[0.60529820000000001,null,0.66265929999999995]
[0.60512449999999995,null,0.66265929999999995]
[0.60512449999999995,null,0.66265929999999995]
[0.60512449999999995,null,0.66265929999999995]
[0.60512449999999995,null,0.66250419999999999]
[0.60512449999999995,null,0.66250419999999999]
[0.60512449999999995,null,0.66250419999999999]
[0.60503450000000003,null,0.66250419999999999]
[0.60503450000000003,null,0.66250410000000004]
[0.60503450000000003,null,0.66241159999999999]
[0.60497999999999996,null,0.66241159999999999]
[0.60497999999999996,null,0.66232679999999999]
[0.60497999999999996,null,0.66226419999999997]
[0.60489040000000005,null,0.66226419999999997]
[0.60479680000000002,null,0.66226419999999997]
[0.60479680000000002,null,0.66226419999999997]
[0.60479680000000002,null,0.66217599999999999]
[0.60479680000000002,null,0.66217590000000004]
[0.60479680000000002,null,0.66217590000000004]
[0.60479680000000002,null,0.66217590000000004]
[0.60474229999999995,null,0.66217590000000004]
[0.60474229999999995,null,0.66217590000000004]
[0.60474229999999995,null,0.66217590000000004]
[0.60465230000000003,null,0.66208339999999999]
[0.60447859999999998,null,0.66208339999999999]
[0.60447859999999998,null,0.66208339999999999]
[0.60447859999999998,null,0.66208339999999999]
[0.60447859999999998,null,0.66199870000000005]
[0.60447859999999998,null,0.66199870000000005]
[0.60447859999999998,null,0.66184350000000003]
[0.60447859999999998,null,0.66184350000000003]
[0.60442410000000002,null,0.66184350000000003]
[0.60442410000000002,null,0.66175519999999999]
[0.60442410000000002,null,0.66175519999999999]
[0.60442410000000002,null,0.66175519999999999]
[0.60442410000000002,null,0.66175519999999999]
[0.60433049999999999,null,0.66175519999999999]
[0.60433049999999999,null,0.66175519999999999]
[0.60433049999999999,null,0.66175519999999999]
[0.60424639999999996,null,0.66175519999999999]
[0.60424639999999996,null,0.66175519999999999]
[0.60424639999999996,null,0.66169259999999996]
[0.60415640000000004,null,0.66169259999999996]
[0.60415640000000004,null,0.66160779999999997]
[0.60415640000000004,null,0.66160779999999997]
[0.60410189999999997,null,0.66151959999999999]
[0.60410189999999997,null,0.66151959999999999]
[0.60410189999999997,null,0.66142710000000005]
[0.60400830000000005,null,0.66133450000000005]
[0.60391870000000003,null,0.66133450000000005]
[0.60391870000000003,null,0.66133450000000005]
[0.60391870000000003,null,0.66133450000000005]
[0.60391870000000003,null,0.66133450000000005]
[0.60391870000000003,null,0.66133450000000005]
[0.60391870000000003,null,0.66133450000000005]
[0.6038346,null,0.66133450000000005]
[0.6038346,null,0.66129210000000005]
[0.6038346,null,0.66118710000000003]
[0.6038346,null,0.66118710000000003]
[0.6038346,null,0.66109459999999998]
[0.60377999999999998,null,0.66109459999999998]
[0.60377999999999998,null,0.66109459999999998]
[0.60359649999999998,null,0.66109459999999998]
[0.60359649999999998,null,0.66109459999999998]
[0.60359649999999998,null,0.66109459999999998]
[0.60359649999999998,null,0.66100639999999999]
[0.60359649999999998,null,0.66100639999999999]
[0.60359649999999998,null,0.66100630000000005]
[0.60359649999999998,null,0.6609138]
[0.60350689999999996,null,0.66085119999999997]
[0.60350689999999996,null,0.66076639999999998]
[0.60350689999999996,null,0.66076639999999998]
[0.60350689999999996,null,0.66076639999999998]
[0.6034524,null,0.66076639999999998]
[0.60336829999999997,null,0.66076639999999998]
[0.60336829999999997,null,0.66076639999999998]
[0.60336829999999997,null,0.66076639999999998]
[0.60336829999999997,null,0.66067390000000004]
[0.60327830000000005,null,0.66067390000000004]
[0.60327830000000005,null,0.66049310000000006]
[0.60327830000000005,null,0.66043039999999997]
[0.60327830000000005,null,0.66043039999999997]
[0.60327830000000005,null,0.66043039999999997]
[0.60327830000000005,null,0.66034570000000004]
[0.60318870000000002,null,0.66034570000000004]
[0.60318870000000002,null,0.66034570000000004]
[0.6030951,null,0.66034570000000004]
[0.6030951,null,0.66034570000000004]
[0.6030951,null,0.66025319999999998]
[0.6030951,null,0.66025319999999998]
[0.6030951,null,0.66016490000000005]
[0.6030951,null,0.66016490000000005]
[0.60304060000000004,null,0.66016490000000005]
[0.60304060000000004,null,0.66000970000000003]
[0.60304060000000004,null,0.66000970000000003]
[0.60304060000000004,null,0.65992499999999998]
[0.60304060000000004,null,0.65992499999999998]
[0.60295650000000001,null,0.65992499999999998]
[0.60295650000000001,null,0.65992499999999998]
[0.60295650000000001,null,0.65992499999999998]
[0.60286649999999997,null,0.65983250000000004]
[0.60286649999999997,null,0.65983250000000004]
[0.60286649999999997,null,0.65983250000000004]
[0.60286649999999997,null,0.65983239999999999]
[0.60286649999999997,null,0.65983239999999999]
[0.60286649999999997,null,0.65983239999999999]
[0.60272239999999999,null,0.65983239999999999]
[0.60272239999999999,null,0.65983239999999999]
[0.60262879999999996,null,0.65983239999999999]
[0.60262879999999996,null,0.65968510000000002]
[0.60254470000000004,null,0.65968510000000002]
[0.60254470000000004,null,0.65959679999999998]
[0.60254470000000004,null,0.65959679999999998]
[0.60254470000000004,null,0.65959679999999998]
[0.60254470000000004,null,0.65950419999999998]
[0.60254470000000004,null,0.65950419999999998]
[0.60254470000000004,null,0.65950419999999998]
[0.60254470000000004,null,0.65950419999999998]
[0.60254470000000004,null,0.65950419999999998]
[0.60245470000000001,null,0.65950419999999998]
[0.60245470000000001,null,0.65950419999999998]
[0.60245470000000001,null,0.65950419999999998]
[0.60245470000000001,null,0.65944159999999996]
[0.60240020000000005,null,0.65935690000000002]
[0.60231060000000003,null,0.65935690000000002]
[0.60231060000000003,null,0.65917179999999997]
[0.602217,null,0.65908350000000004]
[0.602217,null,0.65908350000000004]
[0.602217,null,0.65908350000000004]
[0.602217,null,0.65908350000000004]
[0.602217,null,0.65908350000000004]
[0.602217,null,0.65908350000000004]
[0.60213289999999997,null,0.65908350000000004]
[0.60213289999999997,null,0.6589988]
[0.60213289999999997,null,0.6589988]
[0.60213289999999997,null,0.6589988]
[0.60213289999999997,null,0.65893610000000002]
[0.60213289999999997,null,0.65884790000000004]
[0.60213289999999997,null,0.65884790000000004]
[0.60213289999999997,null,0.65884790000000004]
[0.60213289999999997,null,0.65884790000000004]
[0.60213289999999997,null,0.65875539999999999]
[0.60207840000000001,null,0.65875539999999999]
[0.60207840000000001,null,0.65875539999999999]
[0.60207840000000001,null,0.65875539999999999]
[0.60207840000000001,null,0.65875539999999999]
[0.60207829999999996,null,0.65866279999999999]
[0.60189519999999996,null,0.658578]
[0.60180529999999999,null,0.658578]
[0.60180529999999999,null,0.658578]
[0.60180529999999999,null,0.658578]
[0.60180529999999999,null,0.658578]
[0.60180529999999999,null,0.658578]
[0.60172110000000001,null,0.65848980000000001]
[0.60172110000000001,null,0.65833470000000005]
[0.60172110000000001,null,0.65833470000000005]
[0.60172110000000001,null,0.65833470000000005]
[0.60172110000000001,null,0.65833470000000005]
[0.60172110000000001,null,0.65833470000000005]
[0.60172110000000001,null,0.65833470000000005]
[0.60172110000000001,null,0.65833470000000005]
[0.60172110000000001,null,0.65833459999999999]
[0.60172110000000001,null,0.65833459999999999]
[0.60166660000000005,null,0.65833459999999999]
[0.60166660000000005,null,0.65833459999999999]
[0.60166660000000005,null,0.65824640000000001]
[0.60166660000000005,null,0.65818379999999999]
[0.60166660000000005,null,0.65800639999999999]
[0.60166660000000005,null,0.65800639999999999]
[0.60157660000000002,null,0.65800639999999999]
[0.60157660000000002,null,0.65800639999999999]
[0.60148299999999999,null,0.65800639999999999]
[0.60148299999999999,null,0.65800639999999999]
[0.60148299999999999,null,0.65800639999999999]
[0.60139350000000003,null,0.65794379999999997]
[0.60139350000000003,null,0.65794379999999997]
[0.60139350000000003,null,0.65794379999999997]
[0.60130930000000005,null,0.65794379999999997]
[0.60130930000000005,null,0.65785130000000003]
[0.60130930000000005,null,0.65776310000000004]
[0.60130930000000005,null,0.65776310000000004]
[0.60130930000000005,null,0.65776310000000004]
[0.60125479999999998,null,0.65776310000000004]
[0.60116480000000005,null,0.65776299999999999]
[0.60116480000000005,null,0.65776299999999999]
[0.60116480000000005,null,0.65776299999999999]
[0.60116480000000005,null,0.65776299999999999]
[0.60116480000000005,null,0.65767050000000005]
[0.60116480000000005,null,0.65758570000000005]
[0.60116480000000005,null,0.65758570000000005]
[0.60116480000000005,null,0.65758570000000005]
[0.60116480000000005,null,0.65758570000000005]
[0.60108070000000002,null,0.65752310000000003]
[0.60108070000000002,null,0.65752310000000003]
[0.60108070000000002,null,0.65752310000000003]
[0.60108070000000002,null,0.65752310000000003]
[0.60093660000000004,null,0.65734230000000005]
[0.60093660000000004,null,0.6572576]
[0.60093660000000004,null,0.6572576]
[0.60084300000000002,null,0.6572576]
[0.60084300000000002,null,0.6572576]
[0.60084300000000002,null,0.6572576]
[0.60084300000000002,null,0.6572576]
[0.60075299999999998,null,0.6572576]
[0.60075299999999998,null,0.6572576]
[0.60075299999999998,null,0.65716929999999996]
[0.60069850000000002,null,0.65716929999999996]
[0.60069850000000002,null,0.65716929999999996]
[0.60069850000000002,null,0.65710670000000004]
[0.60069850000000002,null,0.65710670000000004]
[0.60069850000000002,null,0.65692159999999999]
[0.60069850000000002,null,0.65692159999999999]
[0.60060849999999999,null,0.65683689999999995]
[0.60060849999999999,null,0.65683689999999995]
[0.60043480000000005,null,0.65683689999999995]
[0.60034129999999997,null,0.65683689999999995]
[0.60034129999999997,null,0.65683689999999995]
[0.60034129999999997,null,0.65683689999999995]
[0.60034129999999997,null,0.6568368]
[0.60034129999999997,null,0.65677419999999997]
[0.60034129999999997,null,0.65677419999999997]
[0.60034120000000002,null,0.65677419999999997]
[0.60034120000000002,null,0.65677419999999997]
[0.60034120000000002,null,0.65673179999999998]
[0.60034120000000002,null,0.6565086]
[0.60028669999999995,null,0.6565086]
[0.60028669999999995,null,0.6565086]
[0.60028669999999995,null,0.6565086]
[0.60019679999999997,null,0.6565086]
[0.60019679999999997,null,0.6565086]
[0.6001126,null,0.65641609999999995]
[0.6001126,null,0.65635350000000003]
[0.60001899999999997,null,0.65635350000000003]
[0.60001899999999997,null,0.65626879999999999]
[0.60001899999999997,null,0.65626879999999999]
[0.60001899999999997,null,0.65626879999999999]
[0.60001899999999997,null,0.65617619999999999]
[0.60001899999999997,null,0.65617619999999999]
[0.60001899999999997,null,0.65608789999999995]
[0.59996450000000001,null,0.65602530000000003]
[0.59996450000000001,null,0.65602530000000003]
[0.59996450000000001,null,0.65602530000000003]
[0.59996450000000001,null,0.65602530000000003]
[0.59987449999999998,null,0.65602530000000003]
[0.59987449999999998,null,0.65602530000000003]
[0.59978500000000001,null,0.65602530000000003]
[0.59978500000000001,null,0.65602530000000003]
[0.59978500000000001,null,0.65602530000000003]
[0.59970080000000003,null,0.65594050000000004]
[0.59970080000000003,null,0.65585230000000005]
[0.59970080000000003,null,0.65569719999999998]
[0.59970080000000003,null,0.65569719999999998]
[0.59970080000000003,null,0.65560459999999998]
[0.59970080000000003,null,0.65560459999999998]
[0.59970080000000003,null,0.65560459999999998]
[0.59970080000000003,null,0.65560459999999998]
[0.59970080000000003,null,0.65560459999999998]
[0.59970080000000003,null,0.65560459999999998]
[0.5996108,null,0.65560459999999998]
[0.59951730000000003,null,0.65560459999999998]
[0.59951730000000003,null,0.65560459999999998]
[0.59951730000000003,null,0.65560459999999998]
[0.59942770000000001,null,0.65554199999999996]
[0.59942770000000001,null,0.65545370000000003]
[0.59942770000000001,null,0.65545370000000003]
[0.59934359999999998,null,0.65545370000000003]
[0.59934359999999998,null,0.65536899999999998]
[0.59928899999999996,null,0.65536899999999998]
[0.59928899999999996,null,0.65536899999999998]
[0.59928899999999996,null,0.65536890000000003]
[0.59928899999999996,null,0.65536890000000003]
[0.59928899999999996,null,0.65536890000000003]
[0.59928899999999996,null,0.65530630000000001]
[0.59928899999999996,null,0.65530630000000001]
[0.59919909999999998,null,0.65521379999999996]
[0.59919909999999998,null,0.65521379999999996]
[0.59919909999999998,null,0.65521379999999996]
[0.59910549999999996,null,0.65512559999999997]
[0.59902140000000004,null,0.65512559999999997]
[0.59902129999999998,null,0.65512559999999997]
[0.59902129999999998,null,0.65504079999999998]
[0.59902129999999998,null,0.65504079999999998]
[0.59902129999999998,null,0.65494819999999998]
[0.59902129999999998,null,0.65494819999999998]
[0.59902129999999998,null,0.65494819999999998]
[0.59893180000000001,null,0.65488559999999996]
[0.59893180000000001,null,0.65488559999999996]
[0.59887729999999995,null,0.65488559999999996]
[0.59887729999999995,null,0.65479739999999997]
[0.5988772,null,0.65479730000000003]
[0.5988772,null,0.65470479999999998]
[0.5988772,null,0.65470479999999998]
[0.5988772,null,0.65470479999999998]
[0.5988772,null,0.65470479999999998]
[0.5988772,null,0.65470479999999998]
[0.5988772,null,0.65470479999999998]
[0.5988772,null,0.65470479999999998]
[0.59879309999999997,null,0.65452750000000004]
[0.59879309999999997,null,0.65452750000000004]
[0.59869950000000005,null,0.65452750000000004]
[0.59860959999999996,null,0.65452750000000004]
[0.59852000000000005,null,0.6544392]
[0.59852000000000005,null,0.65437659999999997]
[0.59852000000000005,null,0.65437659999999997]
[0.59852000000000005,null,0.65437659999999997]
[0.59846549999999998,null,0.65437659999999997]
[0.59846549999999998,null,0.65437659999999997]
[0.59846549999999998,null,0.65437659999999997]
[0.59846549999999998,null,0.65437659999999997]
[0.59846549999999998,null,0.65437659999999997]
[0.59846549999999998,null,0.65437659999999997]
[0.59846549999999998,null,0.65437659999999997]
[0.59846549999999998,null,0.65419939999999999]
[0.5983813,null,0.65411109999999995]
[0.5983813,null,0.65395590000000003]
[0.59828769999999998,null,0.65395590000000003]
[0.59828769999999998,null,0.65395590000000003]
[0.59828769999999998,null,0.65395590000000003]
[0.59828769999999998,null,0.65395590000000003]
[0.5981978,null,0.65395590000000003]
[0.5981978,null,0.65395590000000003]
[0.5981978,null,0.65395590000000003]
[0.5981978,null,0.65389330000000001]
[0.59810819999999998,null,0.65380859999999996]
[0.59810819999999998,null,0.65380850000000001]
[0.59805370000000002,null,0.65380850000000001]
[0.59805370000000002,null,0.65380850000000001]
[0.59805370000000002,null,0.65380850000000001]
[0.59805370000000002,null,0.65372030000000003]
[0.59805370000000002,null,0.65372030000000003]
[0.59805370000000002,null,0.65372030000000003]
[0.59805370000000002,null,0.65362770000000003]
[0.59805370000000002,null,0.65353519999999998]
[0.59805370000000002,null,0.65353519999999998]
[0.59805370000000002,null,0.65344690000000005]
[0.59787959999999996,null,0.65344690000000005]
[0.59787959999999996,null,0.65344690000000005]
[0.59787959999999996,null,0.65344690000000005]
[0.59787959999999996,null,0.65329959999999998]
[0.59778600000000004,null,0.65329959999999998]
[0.59778600000000004,null,0.65329959999999998]
[0.59778600000000004,null,0.65329959999999998]
[0.59773149999999997,null,0.65329959999999998]
[0.59773149999999997,null,0.65329950000000003]
[0.59764189999999995,null,0.65314439999999996]
[0.59764189999999995,null,0.65305619999999998]
[0.59764189999999995,null,0.65305619999999998]
[0.59764189999999995,null,0.65296359999999998]
[0.59764189999999995,null,0.65296359999999998]
[0.59764189999999995,null,0.65296359999999998]
[0.59764189999999995,null,0.65296359999999998]
[0.59764189999999995,null,0.65296359999999998]
[0.59764189999999995,null,0.65296359999999998]
[0.59758739999999999,null,0.65296359999999998]
[0.59758739999999999,null,0.65296359999999998]
[0.59758730000000004,null,0.65290099999999995]
[0.59749739999999996,null,0.65285859999999996]
[0.59749739999999996,null,0.65285859999999996]
[0.59749739999999996,null,0.65281619999999996]
[0.59741330000000004,null,0.65281619999999996]
[0.59741330000000004,null,0.65272370000000002]
[0.59741319999999998,null,0.65263550000000004]
[0.59732370000000001,null,0.65263550000000004]
[0.59732370000000001,null,0.65263539999999998]
[0.59723009999999999,null,0.65263539999999998]
[0.59723009999999999,null,0.65257279999999995]
[0.59723009999999999,null,0.65257279999999995]
[0.59717560000000003,null,0.65257279999999995]
[0.59717560000000003,null,0.65257279999999995]
[0.59717560000000003,null,0.65239550000000002]
[0.59717560000000003,null,0.65239550000000002]
[0.59717560000000003,null,0.65239550000000002]
[0.59717560000000003,null,0.65239550000000002]
[0.59709140000000005,null,0.65239550000000002]
[0.59709140000000005,null,0.65239550000000002]
[0.59709140000000005,null,0.65239550000000002]
[0.59700149999999996,null,0.65239550000000002]
[0.59700149999999996,null,0.65221470000000004]
[0.59700149999999996,null,0.65221470000000004]
[0.59700149999999996,null,0.65221470000000004]
[0.59700149999999996,null,0.65215210000000001]
[0.59700149999999996,null,0.65215210000000001]
[0.59700149999999996,null,0.65206739999999996]
[0.59700140000000002,null,0.65206739999999996]
[0.59700140000000002,null,0.65206739999999996]
[0.59685339999999998,null,0.65206739999999996]
[0.59676379999999996,null,0.65206730000000002]
[0.59676379999999996,null,0.65206730000000002]
[0.59676379999999996,null,0.65206730000000002]
[0.59667970000000004,null,0.65206730000000002]
[0.59667970000000004,null,0.65197910000000003]
[0.59667970000000004,null,0.65179399999999998]
[0.59667959999999998,null,0.65179399999999998]
[0.59667959999999998,null,0.65170930000000005]
[0.59667959999999998,null,0.65170930000000005]
[0.59667959999999998,null,0.65170930000000005]
[0.5965897,null,0.65170930000000005]
[0.5965897,null,0.65170930000000005]
[0.5965897,null,0.65170919999999999]
[0.5965897,null,0.65170919999999999]
[0.5965897,null,0.65170919999999999]
[0.5965897,null,0.65162100000000001]
[0.5965897,null,0.65162100000000001]
[0.5965897,null,0.65155839999999998]
[0.59645099999999995,null,0.65138110000000005]
[0.59645099999999995,null,0.65138110000000005]
[0.59645099999999995,null,0.65138110000000005]
[0.59645099999999995,null,0.65128850000000005]
[0.59645099999999995,null,0.65128850000000005]
[0.59640420000000005,null,0.65128850000000005]
[0.59626789999999996,null,0.65128850000000005]
[0.59626789999999996,null,0.65128850000000005]
[0.59626780000000001,null,0.65128850000000005]
[0.59617790000000004,null,0.65128850000000005]
[0.59617790000000004,null,0.65128850000000005]
[0.59617790000000004,null,0.65128850000000005]
[0.59617790000000004,null,0.65120029999999995]
[0.59617790000000004,null,0.65120029999999995]
[0.59617790000000004,null,0.65105290000000005]
[0.59612339999999997,null,0.65105290000000005]
[0.59612330000000002,null,0.65105290000000005]
[0.59603919999999999,null,0.65105290000000005]
[0.59603919999999999,null,0.65105290000000005]
[0.59594559999999996,null,0.65096030000000005]
[0.59594559999999996,null,0.65089770000000002]
[0.59594559999999996,null,0.65080939999999998]
[0.59594559999999996,null,0.65071690000000004]
[0.59576609999999997,null,0.65071690000000004]
[0.59576609999999997,null,0.65071690000000004]
[0.59576609999999997,null,0.65071690000000004]
[0.59576609999999997,null,0.65071690000000004]
[0.59576609999999997,null,0.65071690000000004]
[0.59576609999999997,null,0.65063219999999999]
[0.59571160000000001,null,0.65063219999999999]
[0.59571160000000001,null,0.65063219999999999]
[0.59571160000000001,null,0.65063219999999999]
[0.59571160000000001,null,0.65063219999999999]
[0.59562740000000003,null,0.65063219999999999]
[0.59562740000000003,null,0.65056959999999997]
[0.59562740000000003,null,0.65056950000000002]
[0.59562740000000003,null,0.65048130000000004]
[0.59562740000000003,null,0.65048130000000004]
[0.59562740000000003,null,0.65038870000000004]
[0.59553750000000005,null,0.65030399999999999]
[0.59553750000000005,null,0.65030399999999999]
[0.59553750000000005,null,0.65030399999999999]
[0.59553739999999999,null,0.65024130000000002]
[0.59544790000000003,null,0.65024130000000002]
[0.59544790000000003,null,0.65024130000000002]
[0.59529980000000005,null,0.65024130000000002]
[0.59529980000000005,null,0.65024130000000002]
[0.59529980000000005,null,0.65014879999999997]
[0.59529980000000005,null,0.65014879999999997]
[0.59529980000000005,null,0.65014879999999997]
[0.59529980000000005,null,0.65014879999999997]
[0.59529980000000005,null,0.65014879999999997]
[0.59521559999999996,null,0.64982070000000003]
[0.59521559999999996,null,0.64982059999999997]
[0.59521559999999996,null,0.64982059999999997]
[0.59512569999999998,null,0.64982059999999997]
[0.59512569999999998,null,0.64982059999999997]
[0.59512569999999998,null,0.64982059999999997]
[0.59512569999999998,null,0.64982059999999997]
[0.59512569999999998,null,0.64982059999999997]
[0.59512569999999998,null,0.64982059999999997]
[0.59512569999999998,null,0.64982059999999997]
[0.59503609999999996,null,0.64982059999999997]
[0.59503609999999996,null,0.64982059999999997]
[0.5949816,null,0.64982059999999997]
[0.59489159999999996,null,0.64982059999999997]
[0.59489159999999996,null,0.64982059999999997]
[0.59479800000000005,null,0.64982059999999997]
[0.59471390000000002,null,0.64982059999999997]
[0.59471390000000002,null,0.64966539999999995]
[0.59471390000000002,null,0.64966539999999995]
[0.59471390000000002,null,0.64966539999999995]
[0.59471390000000002,null,0.64958070000000001]
[0.59471390000000002,null,0.64948819999999996]
[0.59471390000000002,null,0.64948819999999996]
[0.59471390000000002,null,0.64948819999999996]
[0.59471390000000002,null,0.64939990000000003]
[0.59471390000000002,null,0.64939990000000003]
[0.59471390000000002,null,0.64939990000000003]
[0.59471390000000002,null,0.64939990000000003]
[0.59462429999999999,null,0.64939990000000003]
[0.59454019999999996,null,0.64939990000000003]
[0.59448570000000001,null,0.64939990000000003]
[0.59448570000000001,null,0.64939990000000003]
[0.59448570000000001,null,0.64939990000000003]
[0.59439209999999998,null,0.64939990000000003]
[0.59439209999999998,null,0.64925250000000001]
[0.59439209999999998,null,0.64925250000000001]
[0.59439209999999998,null,0.64915990000000001]
[0.59439209999999998,null,0.64915990000000001]
[0.59439209999999998,null,0.64906739999999996]
[0.59439209999999998,null,0.64906739999999996]
[0.59430210000000006,null,0.64906739999999996]
[0.59421800000000002,null,0.64906739999999996]
[0.59416340000000001,null,0.64898270000000002]
[0.59416340000000001,null,0.64889439999999998]
[0.59416340000000001,null,0.64889439999999998]
[0.59416340000000001,null,0.64889439999999998]
[0.59416340000000001,null,0.64883179999999996]
[0.59416340000000001,null,0.64883179999999996]
[0.59407390000000004,null,0.64878550000000001]
[0.59407390000000004,null,0.64873919999999996]
[0.59407390000000004,null,0.64873919999999996]
[0.59407390000000004,null,0.64864670000000002]
[0.59407390000000004,null,0.64864670000000002]
[0.59407390000000004,null,0.64864670000000002]
[0.59407390000000004,null,0.64864670000000002]
[0.59407390000000004,null,0.6485841]
[0.59407379999999999,null,0.6485841]
[0.59398390000000001,null,0.6485841]
[0.59389979999999998,null,0.6484993]
[0.59389979999999998,null,0.6484993]
[0.59380619999999995,null,0.6484993]
[0.59380619999999995,null,0.6484993]
[0.59380619999999995,null,0.6484993]
[0.59380619999999995,null,0.64840679999999995]
[0.59380619999999995,null,0.64822599999999997]
[0.59375160000000005,null,0.64822599999999997]
[0.59375160000000005,null,0.64822599999999997]
[0.59375160000000005,null,0.64822599999999997]
[0.59375160000000005,null,0.64822599999999997]
[0.59375160000000005,null,0.64822599999999997]
[0.59375160000000005,null,0.64822599999999997]
[0.59357789999999999,null,0.64816339999999995]
[0.59357789999999999,null,0.64816339999999995]
[0.59357789999999999,null,0.64816339999999995]
[0.59348800000000002,null,0.64816339999999995]
[0.59348800000000002,null,0.64816339999999995]
[0.59348800000000002,null,0.64816339999999995]
[0.59339439999999999,null,0.6481633]
[0.59339439999999999,null,0.64798599999999995]
[0.59339439999999999,null,0.64798599999999995]
[0.59339439999999999,null,0.64798599999999995]
[0.59333990000000003,null,0.64789350000000001]
[0.59333990000000003,null,0.64789350000000001]
[0.59333990000000003,null,0.64789350000000001]
[0.59333990000000003,null,0.64780530000000003]
[0.59333990000000003,null,0.64780530000000003]
[0.59333990000000003,null,0.64774259999999995]
[0.59333979999999997,null,0.64774259999999995]
[0.59325030000000001,null,0.64774259999999995]
[0.59325030000000001,null,0.64774259999999995]
[0.59325030000000001,null,0.64774259999999995]
[0.59325030000000001,null,0.64765790000000001]
[0.59325030000000001,null,0.64756530000000001]
[0.59325030000000001,null,0.64756530000000001]
[0.59316610000000003,null,0.64756530000000001]
[0.59307620000000005,null,0.64756530000000001]
[0.59298260000000003,null,0.64756530000000001]
[0.59298260000000003,null,0.64747279999999996]
[0.59298260000000003,null,0.64747279999999996]
[0.59298260000000003,null,0.64747279999999996]
[0.59298260000000003,null,0.64747279999999996]
[0.59298260000000003,null,0.64738799999999996]
[0.59292809999999996,null,0.64723719999999996]
[0.59292809999999996,null,0.64723719999999996]
[0.59292809999999996,null,0.64714459999999996]
[0.59292809999999996,null,0.64714459999999996]
[0.59292809999999996,null,0.64714459999999996]
[0.59292809999999996,null,0.64714459999999996]
[0.59292800000000001,null,0.64714459999999996]
[0.59283850000000005,null,0.64714459999999996]
[0.59274490000000002,null,0.64714459999999996]
[0.59274490000000002,null,0.64705630000000003]
[0.59274490000000002,null,0.64697159999999998]
[0.59274490000000002,null,0.64697159999999998]
[0.59274490000000002,null,0.64681639999999996]
[0.59265489999999998,null,0.64681639999999996]
[0.59257079999999995,null,0.64681639999999996]
[0.59257079999999995,null,0.64672390000000002]
[0.59257079999999995,null,0.64672390000000002]
[0.59257079999999995,null,0.64672390000000002]
[0.5925163,null,0.64672390000000002]
[0.5925163,null,0.64672379999999996]
[0.5925163,null,0.64666120000000005]
[0.5925163,null,0.6464839]
[0.5925163,null,0.6464839]
[0.5925163,null,0.6464839]
[0.5925163,null,0.64639559999999996]
[0.5925163,null,0.64639559999999996]
[0.5925163,null,0.64639559999999996]
[0.5925163,null,0.64639559999999996]
[0.5925163,null,0.64639559999999996]
[0.5925163,null,0.64639559999999996]
[0.5925163,null,0.64639559999999996]
[0.59242669999999997,null,0.64639559999999996]
[0.59233309999999995,null,0.64639559999999996]
[0.59233309999999995,null,0.64630299999999996]
[0.59233309999999995,null,0.64624040000000005]
[0.59233309999999995,null,0.64624040000000005]
[0.59224900000000003,null,0.64624040000000005]
[0.59224900000000003,null,0.64624040000000005]
[0.59224900000000003,null,0.6461479]
[0.59219449999999996,null,0.6461479]
[0.59219449999999996,null,0.6461479]
[0.59219449999999996,null,0.6461479]
[0.59210450000000003,null,0.64605970000000001]
[0.59210450000000003,null,0.64605970000000001]
[0.59210450000000003,null,0.64599700000000004]
[0.59210450000000003,null,0.64599700000000004]
[0.59210450000000003,null,0.6458197]
[0.59210450000000003,null,0.6458197]
[0.59210450000000003,null,0.6458197]
[0.59210450000000003,null,0.6458197]
[0.59210450000000003,null,0.6458197]
[0.59202030000000005,null,0.6458197]
[0.59193079999999998,null,0.6458197]
[0.59193079999999998,null,0.6458197]
[0.59193079999999998,null,0.6458197]
[0.59187630000000002,null,0.6457271]
[0.59187630000000002,null,0.6457271]
[0.59187630000000002,null,0.6457271]
[0.59178269999999999,null,0.64564239999999995]
[0.59178269999999999,null,0.64559610000000001]
[0.59178269999999999,null,0.64546159999999997]
[0.59178269999999999,null,0.64546159999999997]
[0.59178269999999999,null,0.64539899999999994]
[0.59178269999999999,null,0.64539899999999994]
[0.59178269999999999,null,0.64539899999999994]
[0.59178269999999999,null,0.64539899999999994]
[0.59178269999999999,null,0.64539899999999994]
[0.59169269999999996,null,0.64539899999999994]
[0.59160860000000004,null,0.64539899999999994]
[0.59155409999999997,null,0.64539899999999994]
[0.59155400000000002,null,0.64533640000000003]
[0.59155400000000002,null,0.64533640000000003]
[0.59155400000000002,null,0.64533640000000003]
[0.59155400000000002,null,0.64524389999999998]
[0.59155400000000002,null,0.64524389999999998]
[0.59155400000000002,null,0.64524389999999998]
[0.59146449999999995,null,0.64524389999999998]
[0.59137090000000003,null,0.64524380000000003]
[0.59137090000000003,null,0.64524380000000003]
[0.59137090000000003,null,0.64524380000000003]
[0.59137090000000003,null,0.64515909999999999]
[0.5912809,null,0.6449783]
[0.5912809,null,0.64491569999999998]
[0.5912809,null,0.64491569999999998]
[0.5912809,null,0.64491560000000003]
[0.5912809,null,0.64491560000000003]
[0.5912809,null,0.64491560000000003]
[0.59122640000000004,null,0.64482309999999998]
[0.59122640000000004,null,0.64482309999999998]
[0.59122640000000004,null,0.64482309999999998]
[0.59122640000000004,null,0.6447349]
[0.59122640000000004,null,0.6447349]
[0.59122640000000004,null,0.6447349]
[0.59122640000000004,null,0.6447349]
[0.59122640000000004,null,0.6446423]
[0.59122640000000004,null,0.6446423]
[0.59122640000000004,null,0.6446423]
[0.59104869999999998,null,0.6446423]
[0.59104869999999998,null,0.64457969999999998]
[0.59095909999999996,null,0.64457969999999998]
[0.59095909999999996,null,0.64449489999999998]
[0.59095909999999996,null,0.64449489999999998]
[0.59095909999999996,null,0.64449489999999998]
[0.59095909999999996,null,0.64433969999999996]
[0.59095909999999996,null,0.64433969999999996]
[0.59095909999999996,null,0.64433969999999996]
[0.59095909999999996,null,0.64433969999999996]
[0.59095909999999996,null,0.64433969999999996]
[0.59095909999999996,null,0.64433969999999996]
[0.59095909999999996,null,0.64433969999999996]
[0.59095909999999996,null,0.64433969999999996]
[0.59095909999999996,null,0.64433969999999996]
[0.59095909999999996,null,0.64433969999999996]
[0.59095909999999996,null,0.64427710000000005]
[0.59090450000000005,null,0.64427710000000005]
[0.5907268,null,0.64410409999999996]
[0.5907268,null,0.64410409999999996]
[0.5907268,null,0.64410409999999996]
[0.5907268,null,0.64410409999999996]
[0.59063690000000002,null,0.64401149999999996]
[0.59063690000000002,null,0.64391900000000002]
[0.59063690000000002,null,0.64391900000000002]
[0.59063690000000002,null,0.64391900000000002]
[0.5905473,null,0.64391900000000002]
[0.5905473,null,0.64391900000000002]
[0.5905473,null,0.64391900000000002]
[0.5905473,null,0.64391900000000002]
[0.5905473,null,0.64383069999999998]
[0.5905473,null,0.64376809999999995]
[0.5905473,null,0.64376809999999995]
[0.5905473,null,0.64376809999999995]
[0.5905473,null,0.64376809999999995]
[0.5905473,null,0.64359089999999997]
[0.5905473,null,0.64359089999999997]
[0.5905473,null,0.64359089999999997]
[0.59045369999999997,null,0.64359080000000002]
[0.59045369999999997,null,0.64359080000000002]
[0.59039920000000001,null,0.64352819999999999]
[0.59039920000000001,null,0.64352819999999999]
[0.59031509999999998,null,0.6434356]
[0.59031509999999998,null,0.64334740000000001]
[0.59031500000000003,null,0.64334740000000001]
[0.59031500000000003,null,0.64334740000000001]
[0.59031500000000003,null,0.64334740000000001]
[0.59031500000000003,null,0.64334740000000001]
[0.59022509999999995,null,0.64328479999999999]
[0.59013550000000004,null,0.64328479999999999]
[0.59013550000000004,null,0.64328479999999999]
[0.59013550000000004,null,0.64328470000000004]
[0.59013550000000004,null,0.64319999999999999]
[0.59013550000000004,null,0.64319999999999999]
[0.59013550000000004,null,0.64319999999999999]
[0.59013550000000004,null,0.64311180000000001]
[0.59013550000000004,null,0.64301929999999996]
[0.59013550000000004,null,0.64292669999999996]
[0.59013550000000004,null,0.64292669999999996]
[0.58996139999999997,null,0.64292669999999996]
[0.58996139999999997,null,0.64286399999999999]
[0.58990690000000001,null,0.64286399999999999]
[0.58990690000000001,null,0.64286399999999999]
[0.58981329999999998,null,0.64286399999999999]
[0.58981329999999998,null,0.64277930000000005]
[0.58981329999999998,null,0.64277930000000005]
[0.58981329999999998,null,0.64277930000000005]
[0.58981329999999998,null,0.64277930000000005]
[0.58981329999999998,null,0.64277930000000005]
[0.58972369999999996,null,0.64277930000000005]
[0.58972369999999996,null,0.64277930000000005]
[0.58972369999999996,null,0.64268670000000006]
[0.58972369999999996,null,0.6425942]
[0.58972369999999996,null,0.6425942]
[0.58972369999999996,null,0.64253159999999998]
[0.58972369999999996,null,0.64244330000000005]
[0.58972369999999996,null,0.64244330000000005]
[0.58972369999999996,null,0.64244330000000005]
[0.58972369999999996,null,0.64244330000000005]
[0.58972369999999996,null,0.64244330000000005]
[0.58963960000000004,null,0.64244330000000005]
[0.58954600000000001,null,0.6423586]
[0.58945599999999998,null,0.6423586]
[0.58945599999999998,null,0.64229590000000003]
[0.58945599999999998,null,0.64229590000000003]
[0.58940150000000002,null,0.64220339999999998]
[0.58940150000000002,null,0.64220339999999998]
[0.58940150000000002,null,0.64220330000000003]
[0.58940150000000002,null,0.64211510000000005]
[0.58940150000000002,null,0.6420226]
[0.58940150000000002,null,0.6420226]
[0.58940150000000002,null,0.64195999999999998]
[0.58940150000000002,null,0.64195999999999998]
[0.5893119,null,0.64195999999999998]
[0.5893119,null,0.64195999999999998]
[0.5893119,null,0.64195999999999998]
[0.5893119,null,0.64178259999999998]
[0.5893119,null,0.64178259999999998]
[0.5893119,null,0.6416944]
[0.5893119,null,0.6416944]
[0.5893119,null,0.64160189999999995]
[0.5893119,null,0.64160189999999995]
[0.5893119,null,0.64160189999999995]
[0.58913780000000004,null,0.64160189999999995]
[0.58908329999999998,null,0.64160189999999995]
[0.58908329999999998,null,0.64153930000000003]
[0.58908329999999998,null,0.64153930000000003]
[0.58898969999999995,null,0.64153919999999998]
[0.58898969999999995,null,0.64153919999999998]
[0.58898969999999995,null,0.64153919999999998]
[0.58898969999999995,null,0.64153919999999998]
[0.58898969999999995,null,0.64153919999999998]
[0.58898969999999995,null,0.64153919999999998]
[0.58898969999999995,null,0.64145450000000004]
[0.58890019999999998,null,0.64136190000000004]
[0.58890019999999998,null,0.64136190000000004]
[0.58890019999999998,null,0.64136190000000004]
[0.58890010000000004,null,0.64136190000000004]
[0.58881019999999995,null,0.64136190000000004]
[0.58881019999999995,null,0.6412736]
[0.58872610000000003,null,0.64118889999999995]
[0.58872599999999997,null,0.64118889999999995]
[0.58872599999999997,null,0.64112630000000004]
[0.58872599999999997,null,0.64103379999999999]
[0.58872599999999997,null,0.64103379999999999]
[0.58867150000000001,null,0.64103379999999999]
[0.58867150000000001,null,0.64103379999999999]
[0.58867150000000001,null,0.64103379999999999]
[0.58867150000000001,null,0.64103379999999999]
[0.58867150000000001,null,0.64103379999999999]
[0.58867150000000001,null,0.64103379999999999]
[0.58858200000000005,null,0.64103379999999999]
[0.58858189999999999,null,0.64097119999999996]
[0.58848840000000002,null,0.64097119999999996]
[0.58848840000000002,null,0.64087859999999996]
[0.58840420000000004,null,0.64079379999999997]
[0.58840420000000004,null,0.64070559999999999]
[0.58840420000000004,null,0.64070559999999999]
[0.58840420000000004,null,0.64070559999999999]
[0.58840420000000004,null,0.64070559999999999]
[0.58840420000000004,null,0.64070550000000004]
[0.58840420000000004,null,0.64070550000000004]
[0.58840420000000004,null,0.64070550000000004]
[0.58840420000000004,null,0.64061310000000005]
[0.58840420000000004,null,0.64061299999999999]
[0.58831429999999996,null,0.64045790000000002]
[0.58831429999999996,null,0.64045790000000002]
[0.58831420000000001,null,0.64045779999999997]
[0.58825970000000005,null,0.64045779999999997]
[0.58825970000000005,null,0.64045779999999997]
[0.58825970000000005,null,0.64045779999999997]
[0.58825970000000005,null,0.64037310000000003]
[0.588086,null,0.64028479999999999]
[0.588086,null,0.64028479999999999]
[0.588086,null,0.64028479999999999]
[0.588086,null,0.64028479999999999]
[0.588086,null,0.64028479999999999]
[0.58799239999999997,null,0.64028479999999999]
[0.58799239999999997,null,0.64028479999999999]
[0.58799239999999997,null,0.64028479999999999]
[0.58799239999999997,null,0.64019230000000005]
[0.58799239999999997,null,0.64019230000000005]
[0.58799239999999997,null,0.64019230000000005]
[0.58799239999999997,null,0.64012970000000002]
[0.58799239999999997,null,0.64012970000000002]
[0.58783059999999998,null,0.64012970000000002]
[0.58775840000000001,null,0.63995239999999998]
[0.58775840000000001,null,0.63995239999999998]
[0.58775840000000001,null,0.63995239999999998]
[0.58767420000000004,null,0.63986410000000005]
[0.58767420000000004,null,0.63986410000000005]
[0.58767420000000004,null,0.63986410000000005]
[0.58767420000000004,null,0.63986410000000005]
[0.58758069999999996,null,0.63986410000000005]
[0.58758069999999996,null,0.63986410000000005]
[0.58758069999999996,null,0.63980150000000002]
[0.58758069999999996,null,0.63980150000000002]
[0.58758069999999996,null,0.63970899999999997]
[0.58758060000000001,null,0.63970899999999997]
[0.58758060000000001,null,0.63962419999999998]
[0.58758060000000001,null,0.63962419999999998]
[0.58758060000000001,null,0.63962419999999998]
[0.58758060000000001,null,0.63962419999999998]
[0.58752610000000005,null,0.63962419999999998]
[0.58743610000000002,null,0.63953159999999998]
[0.58735199999999999,null,0.63938079999999997]
[0.58725839999999996,null,0.63938079999999997]
[0.58716889999999999,null,0.63938079999999997]
[0.58716889999999999,null,0.63938079999999997]
[0.58716889999999999,null,0.63938079999999997]
[0.58716889999999999,null,0.63938079999999997]
[0.58716889999999999,null,0.63929599999999998]
[0.58716889999999999,null,0.63929599999999998]
[0.58716889999999999,null,0.63929599999999998]
[0.58716889999999999,null,0.63920350000000004]
[0.58716880000000005,null,0.63920350000000004]
[0.58716880000000005,null,0.63920350000000004]
[0.58716880000000005,null,0.63920350000000004]
[0.58716880000000005,null,0.63920350000000004]
[0.58716880000000005,null,0.63914090000000001]
[0.58716880000000005,null,0.63896359999999996]
[0.58711429999999998,null,0.63896359999999996]
[0.58685069999999995,null,0.63887530000000003]
[0.58685069999999995,null,0.63887530000000003]
[0.58685069999999995,null,0.63887530000000003]
[0.58685069999999995,null,0.63887530000000003]
[0.58685069999999995,null,0.63887530000000003]
[0.58685069999999995,null,0.63887530000000003]
[0.58685069999999995,null,0.63887530000000003]
[0.58685069999999995,null,0.63878699999999999]
[0.58685069999999995,null,0.63878699999999999]
[0.58685069999999995,null,0.63878699999999999]
[0.58685069999999995,null,0.63872439999999997]
[0.58685069999999995,null,0.63854710000000003]
[0.58685069999999995,null,0.63854710000000003]
[0.58685069999999995,null,0.63845459999999998]
[0.5868506,null,0.63845459999999998]
[0.58675710000000003,null,0.63845459999999998]
[0.58675710000000003,null,0.63845459999999998]
[0.58675710000000003,null,0.63845459999999998]
[0.58675710000000003,null,0.63845459999999998]
[0.58670250000000002,null,0.63845459999999998]
[0.58670250000000002,null,0.63845459999999998]
[0.58661839999999998,null,0.63845459999999998]
[0.58661839999999998,null,0.63830719999999996]
[0.58661839999999998,null,0.63830719999999996]
[0.58661839999999998,null,0.63830719999999996]
[0.58661839999999998,null,0.63830719999999996]
[0.58661839999999998,null,0.63812639999999998]
[0.58653429999999995,null,0.63812639999999998]
[0.58653429999999995,null,0.63812639999999998]
[0.58644430000000003,null,0.63812639999999998]
[0.58644430000000003,null,0.63812639999999998]
[0.5863507,null,0.63812639999999998]
[0.5863507,null,0.63812639999999998]
[0.58626109999999998,null,0.63812639999999998]
[0.58626109999999998,null,0.63812639999999998]
[0.58626109999999998,null,0.63812639999999998]
[0.58626109999999998,null,0.63803390000000004]
[0.58626109999999998,null,0.63803390000000004]
[0.58626109999999998,null,0.63803390000000004]
[0.58626109999999998,null,0.63803390000000004]
[0.58626109999999998,null,0.63797119999999996]
[0.58620660000000002,null,0.63797119999999996]
[0.58620660000000002,null,0.63788650000000002]
[0.58620660000000002,null,0.63779819999999998]
[0.58620660000000002,null,0.63779819999999998]
[0.58620660000000002,null,0.63770559999999998]
[0.58620660000000002,null,0.63770559999999998]
[0.58612249999999999,null,0.63770559999999998]
[0.58612249999999999,null,0.63770559999999998]
[0.58612249999999999,null,0.63770559999999998]
[0.58612249999999999,null,0.63770559999999998]
[0.58612249999999999,null,0.63770559999999998]
[0.58612249999999999,null,0.63770559999999998]
[0.58612249999999999,null,0.63770559999999998]
[0.58602889999999996,null,0.63761310000000004]
[0.58602889999999996,null,0.63761310000000004]
[0.58593890000000004,null,0.63755050000000002]
[0.58593890000000004,null,0.63746579999999997]
[0.58593890000000004,null,0.63746579999999997]
[0.58584939999999996,null,0.63746579999999997]
[0.58584930000000002,null,0.63746579999999997]
[0.58584930000000002,null,0.63737319999999997]
[0.58579479999999995,null,0.63737319999999997]
[0.58579479999999995,null,0.63728490000000004]
[0.58571070000000003,null,0.63728490000000004]
[0.58571070000000003,null,0.63728490000000004]
[0.58571070000000003,null,0.63728490000000004]
[0.58571070000000003,null,0.63728490000000004]
[0.58571070000000003,null,0.63728490000000004]
[0.58571070000000003,null,0.63728490000000004]
[0.58571070000000003,null,0.63720019999999999]
[0.58571070000000003,null,0.63720019999999999]
[0.58571070000000003,null,0.63720019999999999]
[0.58571070000000003,null,0.6371076]
[0.58571070000000003,null,0.6371076]
[0.58562069999999999,null,0.63695250000000003]
[0.58562069999999999,null,0.63695250000000003]
[0.58562069999999999,null,0.63695250000000003]
[0.58562069999999999,null,0.63695250000000003]
[0.58552709999999997,null,0.63695239999999997]
[0.58552709999999997,null,0.63695239999999997]
[0.58552709999999997,null,0.63695239999999997]
[0.58547260000000001,null,0.63686419999999999]
[0.58547260000000001,null,0.63686419999999999]
[0.58547260000000001,null,0.63686419999999999]
[0.58538299999999999,null,0.63680159999999997]
[0.58538299999999999,null,0.63680159999999997]
[0.58538299999999999,null,0.63680159999999997]
[0.58538299999999999,null,0.63670899999999997]
[0.58538299999999999,null,0.63670899999999997]
[0.58538299999999999,null,0.63662419999999997]
[0.58538299999999999,null,0.63662419999999997]
[0.58529889999999996,null,0.63644350000000005]
[0.58529889999999996,null,0.63644350000000005]
[0.58529889999999996,null,0.63644350000000005]
[0.58529889999999996,null,0.63644350000000005]
[0.58529889999999996,null,0.63638079999999997]
[0.58520890000000003,null,0.63638079999999997]
[0.58520890000000003,null,0.63628830000000003]
[0.58520890000000003,null,0.63628830000000003]
[0.58520890000000003,null,0.63628830000000003]
[0.5851153,null,0.63628830000000003]
[0.5851153,null,0.63628830000000003]
[0.5851153,null,0.63628830000000003]
[0.5851153,null,0.63628830000000003]
[0.58506080000000005,null,0.63628819999999997]
[0.58497129999999997,null,0.63628819999999997]
[0.58497129999999997,null,0.63628819999999997]
[0.58488709999999999,null,0.63619570000000003]
[0.58488709999999999,null,0.63619570000000003]
[0.58488709999999999,null,0.63619570000000003]
[0.58488709999999999,null,0.63611099999999998]
[0.58488709999999999,null,0.63602270000000005]
[0.58488709999999999,null,0.63596010000000003]
[0.58488709999999999,null,0.63596010000000003]
[0.58488709999999999,null,0.63596010000000003]
[0.58488709999999999,null,0.63596010000000003]
[0.58479709999999996,null,0.63586750000000003]
[0.58479709999999996,null,0.63586750000000003]
[0.58479709999999996,null,0.63586750000000003]
[0.58479709999999996,null,0.63586750000000003]
[0.58479709999999996,null,0.63586750000000003]
[0.5847426,null,0.63586750000000003]
[0.5847426,null,0.63582130000000003]
[0.5847426,null,0.6356868]
[0.5847426,null,0.6356868]
[0.5847426,null,0.635602]
[0.58465849999999997,null,0.63553939999999998]
[0.58456490000000005,null,0.63553939999999998]
[0.58456490000000005,null,0.63553939999999998]
[0.58456490000000005,null,0.63553939999999998]
[0.58456490000000005,null,0.63553939999999998]
[0.58447530000000003,null,0.63553939999999998]
[0.58447530000000003,null,0.63553939999999998]
[0.58447530000000003,null,0.63553939999999998]
[0.58447530000000003,null,0.63544679999999998]
[0.58442079999999996,null,0.6353586]
[0.58433080000000004,null,0.6353586]
[0.58433080000000004,null,0.63535850000000005]
[0.58433080000000004,null,0.63535850000000005]
[0.58433080000000004,null,0.63511870000000004]
[0.58433080000000004,null,0.63511870000000004]
[0.58433080000000004,null,0.63511870000000004]
[0.58433080000000004,null,0.63511870000000004]
[0.58433080000000004,null,0.63511870000000004]
[0.58433080000000004,null,0.63511870000000004]
[0.58423720000000001,null,0.63511870000000004]
[0.58423720000000001,null,0.63511870000000004]
[0.58423720000000001,null,0.63511870000000004]
[0.58423720000000001,null,0.63502610000000004]
[0.58423720000000001,null,0.63502610000000004]
[0.58414770000000005,null,0.6349378]
[0.58414770000000005,null,0.6349378]
[0.58397359999999998,null,0.6349378]
[0.58397359999999998,null,0.6349378]
[0.58397359999999998,null,0.63487519999999997]
[0.58397359999999998,null,0.63487519999999997]
[0.58391899999999997,null,0.63478270000000003]
[0.58391899999999997,null,0.63478270000000003]
[0.58391899999999997,null,0.63478270000000003]
[0.58391899999999997,null,0.63469799999999998]
[0.5838255,null,0.63469799999999998]
[0.58382540000000005,null,0.63469799999999998]
[0.58382540000000005,null,0.63469799999999998]
[0.58382540000000005,null,0.63469799999999998]
[0.58382540000000005,null,0.63469799999999998]
[0.58382540000000005,null,0.63460970000000005]
[0.58382540000000005,null,0.63460970000000005]
[0.58382540000000005,null,0.63460970000000005]
[0.58374130000000002,null,0.63451709999999995]
[0.58374130000000002,null,0.63451709999999995]
[0.5836517,null,0.63451709999999995]
[0.5836517,null,0.63445450000000003]
[0.5836517,null,0.63445450000000003]
[0.58359720000000004,null,0.63445450000000003]
[0.58359720000000004,null,0.63436199999999998]
[0.58350729999999995,null,0.63436199999999998]
[0.58350729999999995,null,0.63436199999999998]
[0.58350729999999995,null,0.63436199999999998]
[0.5835072,null,0.63436199999999998]
[0.5835072,null,0.63436199999999998]
[0.5835072,null,0.63436199999999998]
[0.58341370000000004,null,0.63436190000000003]
[0.58341370000000004,null,0.63418110000000005]
[0.58341370000000004,null,0.63418110000000005]
[0.58341370000000004,null,0.6340964]
[0.58332949999999995,null,0.63403379999999998]
[0.58332949999999995,null,0.63403379999999998]
[0.58332949999999995,null,0.63403379999999998]
[0.58332949999999995,null,0.63403379999999998]
[0.58323959999999997,null,0.63403379999999998]
[0.58323959999999997,null,0.63403379999999998]
[0.58323950000000002,null,0.63403379999999998]
[0.58323950000000002,null,0.63403370000000003]
[0.58323950000000002,null,0.63403370000000003]
[0.58323950000000002,null,0.63403370000000003]
[0.58314999999999995,null,0.63403370000000003]
[0.58314999999999995,null,0.63394119999999998]
[0.58309549999999999,null,0.63394119999999998]
[0.58309549999999999,null,0.63387859999999996]
[0.58309549999999999,null,0.63387859999999996]
[0.58300189999999996,null,0.63387859999999996]
[0.58300189999999996,null,0.63379390000000002]
[0.58291190000000004,null,0.63379390000000002]
[0.58291190000000004,null,0.63379390000000002]
[0.58291190000000004,null,0.63370130000000002]
[0.58291190000000004,null,0.63370130000000002]
[0.58291190000000004,null,0.63370130000000002]
[0.58282780000000001,null,0.63361299999999998]
[0.58282780000000001,null,0.63361299999999998]
[0.58282780000000001,null,0.63361299999999998]
[0.58282780000000001,null,0.63361299999999998]
[0.58282780000000001,null,0.63361299999999998]
[0.58282780000000001,null,0.63361299999999998]
[0.58282780000000001,null,0.63342790000000004]
[0.58282780000000001,null,0.63342790000000004]
[0.58282780000000001,null,0.63336530000000002]
[0.58282769999999995,null,0.63336530000000002]
[0.58273819999999998,null,0.63336530000000002]
[0.58273819999999998,null,0.63336530000000002]
[0.58273819999999998,null,0.63336530000000002]
[0.58273819999999998,null,0.63328059999999997]
[0.58259369999999999,null,0.63328059999999997]
[0.58259369999999999,null,0.63328059999999997]
[0.58259369999999999,null,0.63309970000000004]
[0.58259369999999999,null,0.63309970000000004]
[0.58259369999999999,null,0.63309970000000004]
[0.58250959999999996,null,0.63309970000000004]
[0.58250959999999996,null,0.63309970000000004]
[0.58241600000000004,null,0.63309970000000004]
[0.58241600000000004,null,0.63303710000000002]
[0.58241600000000004,null,0.63294459999999997]
[0.58241600000000004,null,0.63294459999999997]
[0.58241600000000004,null,0.63285630000000004]
[0.58241600000000004,null,0.63285630000000004]
[0.58241600000000004,null,0.63285630000000004]
[0.58241600000000004,null,0.63285630000000004]
[0.58232600000000001,null,0.63285630000000004]
[0.58224189999999998,null,0.63285630000000004]
[0.58215229999999996,null,0.63277159999999999]
[0.58215229999999996,null,0.63277159999999999]
[0.58215229999999996,null,0.63277159999999999]
[0.58215229999999996,null,0.63277159999999999]
[0.58215229999999996,null,0.63268329999999995]
[0.58215229999999996,null,0.63259069999999995]
[0.58215229999999996,null,0.63243559999999999]
[0.58215229999999996,null,0.63243559999999999]
[0.58215229999999996,null,0.63243559999999999]
[0.58205870000000004,null,0.63243559999999999]
[0.58205870000000004,null,0.63243559999999999]
[0.58205870000000004,null,0.63243559999999999]
[0.58205870000000004,null,0.63243559999999999]
[0.58200419999999997,null,0.63243559999999999]
[0.58200419999999997,null,0.63243559999999999]
[0.58200419999999997,null,0.63243559999999999]
[0.58200419999999997,null,0.63237299999999996]
[0.58200419999999997,null,0.63237299999999996]
[0.58191999999999999,null,0.63219570000000003]
[0.58183010000000002,null,0.63219570000000003]
[0.58183010000000002,null,0.63219559999999997]
[0.58183010000000002,null,0.63201490000000005]
[0.58183010000000002,null,0.63201490000000005]
[0.58174049999999999,null,0.63201490000000005]
[0.58174049999999999,null,0.63201490000000005]
[0.58174049999999999,null,0.63201490000000005]
[0.58165639999999996,null,0.63201490000000005]
[0.58156280000000005,null,0.63201490000000005]
[0.58156280000000005,null,0.63201490000000005]
[0.58156280000000005,null,0.63201490000000005]
[0.58156280000000005,null,0.63193010000000005]
[0.58156280000000005,null,0.63186750000000003]
[0.58156280000000005,null,0.63177930000000004]
[0.58150829999999998,null,0.63177930000000004]
[0.58150829999999998,null,0.63177930000000004]
[0.58150829999999998,null,0.63168670000000005]
[0.58150829999999998,null,0.63168670000000005]
[0.58150829999999998,null,0.63168670000000005]
[0.58150820000000003,null,0.63168670000000005]
[0.58150820000000003,null,0.63168670000000005]
[0.58150820000000003,null,0.63168670000000005]
[0.58150820000000003,null,0.63168670000000005]
[0.58150820000000003,null,0.63168670000000005]
[0.5814241,null,0.63168670000000005]
[0.58133420000000002,null,0.63168670000000005]
[0.58133420000000002,null,0.63168659999999999]
[0.5812446,null,0.63162399999999996]
[0.5812446,null,0.63153930000000003]
[0.5812446,null,0.63153930000000003]
[0.5812446,null,0.63153930000000003]
[0.58115099999999997,null,0.63145099999999998]
[0.58115099999999997,null,0.63126599999999999]
[0.58115099999999997,null,0.63126599999999999]
[0.58109650000000002,null,0.63126599999999999]
[0.58109650000000002,null,0.63126590000000005]
[0.58109650000000002,null,0.63126590000000005]
[0.58109650000000002,null,0.63126590000000005]
[0.58109650000000002,null,0.63126590000000005]
[0.58109650000000002,null,0.6311812]
[0.58109650000000002,null,0.63111859999999997]
[0.58109650000000002,null,0.63111859999999997]
[0.58109650000000002,null,0.63111859999999997]
[0.58101230000000004,null,0.63111859999999997]
[0.58101230000000004,null,0.63111859999999997]
[0.58101230000000004,null,0.63111859999999997]
[0.58092279999999996,null,0.63102599999999998]
[0.58092279999999996,null,0.63084519999999999]
[0.58092279999999996,null,0.63084519999999999]
[0.58083280000000004,null,0.63084519999999999]
[0.58083280000000004,null,0.63084519999999999]
[0.58083280000000004,null,0.63084519999999999]
[0.58073920000000001,null,0.63084519999999999]
[0.58073920000000001,null,0.63084519999999999]
[0.58068470000000005,null,0.63084519999999999]
[0.58068470000000005,null,0.63084519999999999]
[0.58068470000000005,null,0.63084519999999999]
[0.58068470000000005,null,0.63078259999999997]
[0.58068470000000005,null,0.63078259999999997]
[0.58068470000000005,null,0.63078259999999997]
[0.58068470000000005,null,0.63068999999999997]
[0.58068470000000005,null,0.63068999999999997]
[0.58068470000000005,null,0.63068999999999997]
[0.58068470000000005,null,0.63051279999999998]
[0.58068470000000005,null,0.63051279999999998]
[0.58068470000000005,null,0.63051279999999998]
[0.58068470000000005,null,0.63042450000000005]
[0.58068470000000005,null,0.63042450000000005]
[0.58068470000000005,null,0.63042450000000005]
[0.58068470000000005,null,0.63042450000000005]
[0.58068470000000005,null,0.63042450000000005]
[0.58068470000000005,null,0.63042450000000005]
[0.58045610000000003,null,0.63042450000000005]
[0.58045610000000003,null,0.63036190000000003]
[0.58045599999999997,null,0.63036190000000003]
[0.58045599999999997,null,0.63036190000000003]
[0.58045599999999997,null,0.63026930000000003]
[0.58036650000000001,null,0.63026930000000003]
[0.58036650000000001,null,0.63018450000000004]
[0.58036650000000001,null,0.63018450000000004]
[0.58027289999999998,null,0.63018450000000004]
[0.58027289999999998,null,0.63018450000000004]
[0.58027289999999998,null,0.63018450000000004]
[0.58027289999999998,null,0.63018450000000004]
[0.58027289999999998,null,0.63009630000000005]
[0.58027289999999998,null,0.6300038]
[0.58027289999999998,null,0.6300038]
[0.58027289999999998,null,0.6300038]
[0.58027289999999998,null,0.6300038]
[0.58018289999999995,null,0.6300038]
[0.58012839999999999,null,0.6299112]
[0.58012839999999999,null,0.6299112]
[0.58012839999999999,null,0.6299112]
[0.58012839999999999,null,0.6299112]
[0.58012839999999999,null,0.62984859999999998]
[0.58004429999999996,null,0.62984859999999998]
[0.58004429999999996,null,0.62984859999999998]
[0.58004429999999996,null,0.62975610000000004]
[0.58004420000000001,null,0.62975599999999998]
[0.58004420000000001,null,0.62967130000000004]
[0.58004420000000001,null,0.62967130000000004]
[0.57995470000000005,null,0.62967130000000004]
[0.57995470000000005,null,0.62967130000000004]
[0.57995470000000005,null,0.62967130000000004]
[0.57995470000000005,null,0.62967130000000004]
[0.57986110000000002,null,0.629583]
[0.57986110000000002,null,0.629583]
[0.57986110000000002,null,0.629583]
[0.57986110000000002,null,0.629583]
[0.57986110000000002,null,0.629583]
[0.57977109999999998,null,0.62942779999999998]
[0.57971660000000003,null,0.62942779999999998]
[0.57971660000000003,null,0.62942779999999998]
[0.57971660000000003,null,0.62942779999999998]
[0.57971660000000003,null,0.62942779999999998]
[0.57971660000000003,null,0.62942779999999998]
[0.57971660000000003,null,0.62942779999999998]
[0.57963249999999999,null,0.62942779999999998]
[0.57963249999999999,null,0.62938550000000004]
[0.57963249999999999,null,0.62934310000000004]
[0.57963249999999999,null,0.6292548]
[0.57963249999999999,null,0.6292548]
[0.57963249999999999,null,0.62916229999999995]
[0.57963249999999999,null,0.62916229999999995]
[0.57954289999999997,null,0.62916229999999995]
[0.57954289999999997,null,0.62916229999999995]
[0.57945290000000005,null,0.62916229999999995]
[0.57936880000000002,null,0.62916229999999995]
[0.57936880000000002,null,0.62916229999999995]
[0.57927519999999999,null,0.62916229999999995]
[0.57922070000000003,null,0.62909970000000004]
[0.57922070000000003,null,0.62909970000000004]
[0.57922070000000003,null,0.62909970000000004]
[0.57922070000000003,null,0.62900710000000004]
[0.57922070000000003,null,0.62900710000000004]
[0.57922070000000003,null,0.62891889999999995]
[0.57922070000000003,null,0.6289188]
[0.57922070000000003,null,0.62883409999999995]
[0.57922070000000003,null,0.62874160000000001]
[0.57922070000000003,null,0.62867899999999999]
[0.57922070000000003,null,0.62867899999999999]
[0.57922070000000003,null,0.62867899999999999]
[0.57922070000000003,null,0.62867899999999999]
[0.57922070000000003,null,0.62867899999999999]
[0.57922070000000003,null,0.62867899999999999]
[0.57922070000000003,null,0.62867899999999999]
[0.57922070000000003,null,0.62867899999999999]
[0.57913110000000001,null,0.62867899999999999]
[0.57913110000000001,null,0.62867899999999999]
[0.57904699999999998,null,0.62859069999999995]
[0.57895339999999995,null,0.62852810000000003]
[0.57895339999999995,null,0.62843550000000004]
[0.57895339999999995,null,0.62843550000000004]
[0.57895339999999995,null,0.62843550000000004]
[0.57895339999999995,null,0.62834299999999998]
[0.57895339999999995,null,0.62825830000000005]
[0.57895339999999995,null,0.62825830000000005]
[0.57880889999999996,null,0.62825830000000005]
[0.57880889999999996,null,0.62825830000000005]
[0.57880889999999996,null,0.62825819999999999]
[0.57880889999999996,null,0.62825819999999999]
[0.57880889999999996,null,0.62825819999999999]
[0.57880889999999996,null,0.62817000000000001]
[0.57880889999999996,null,0.62817000000000001]
[0.57880889999999996,null,0.62817000000000001]
[0.57880889999999996,null,0.62808520000000001]
[0.57880889999999996,null,0.62808520000000001]
[0.57871930000000005,null,0.62808520000000001]
[0.57871930000000005,null,0.62793010000000005]
[0.57871930000000005,null,0.6278376]
[0.57871930000000005,null,0.6278376]
[0.57871930000000005,null,0.62783750000000005]
[0.57871930000000005,null,0.62783750000000005]
[0.57871930000000005,null,0.62783750000000005]
[0.57871930000000005,null,0.62783750000000005]
[0.57863520000000002,null,0.62783750000000005]
[0.57863520000000002,null,0.6277528]
[0.57858069999999995,null,0.6277528]
[0.57848710000000003,null,0.62766449999999996]
[0.57848710000000003,null,0.62766449999999996]
[0.5783971,null,0.62766449999999996]
[0.5783971,null,0.62766449999999996]
[0.5783971,null,0.62766449999999996]
[0.5783971,null,0.62757189999999996]
[0.5783971,null,0.62757189999999996]
[0.5783971,null,0.62757189999999996]
[0.5783971,null,0.62748369999999998]
[0.5783971,null,0.62748369999999998]
[0.57831299999999997,null,0.62742109999999995]
[0.57831299999999997,null,0.62742109999999995]
[0.57822340000000005,null,0.62732860000000001]
[0.57822340000000005,null,0.62732860000000001]
[0.57822340000000005,null,0.62732860000000001]
[0.57822340000000005,null,0.62732849999999996]
[0.57822340000000005,null,0.62724380000000002]
[0.57822340000000005,null,0.62724380000000002]
[0.57822340000000005,null,0.62724380000000002]
[0.57822340000000005,null,0.62724380000000002]
[0.57813340000000002,null,0.62724380000000002]
[0.57798530000000004,null,0.62724380000000002]
[0.57798530000000004,null,0.62715120000000002]
[0.57798530000000004,null,0.62706300000000004]
[0.5779012,null,0.62706300000000004]
[0.5779012,null,0.62700029999999995]
[0.5779012,null,0.62700029999999995]
[0.5779012,null,0.62690780000000002]
[0.5779012,null,0.62690780000000002]
[0.5779012,null,0.62690780000000002]
[0.5779012,null,0.62690780000000002]
[0.5779012,null,0.62690780000000002]
[0.57781159999999998,null,0.62690780000000002]
[0.57781159999999998,null,0.62690780000000002]
[0.57781159999999998,null,0.62690780000000002]
[0.57781159999999998,null,0.62690780000000002]
[0.57781159999999998,null,0.62690780000000002]
[0.57781159999999998,null,0.62690780000000002]
[0.57781159999999998,null,0.62690780000000002]
[0.57781159999999998,null,0.62675259999999999]
[0.57781159999999998,null,0.62666790000000006]
[0.57781159999999998,null,0.62648709999999996]
[0.57772159999999995,null,0.62648709999999996]
[0.57772159999999995,null,0.62648709999999996]
[0.57766709999999999,null,0.62648709999999996]
[0.57766709999999999,null,0.62648709999999996]
[0.57766709999999999,null,0.62648709999999996]
[0.57766709999999999,null,0.62648709999999996]
[0.57766709999999999,null,0.62648709999999996]
[0.57757349999999996,null,0.62648709999999996]
[0.57748940000000004,null,0.62648709999999996]
[0.57739980000000002,null,0.62639880000000003]
[0.57739980000000002,null,0.62639880000000003]
[0.57739980000000002,null,0.62639880000000003]
[0.57739980000000002,null,0.62639880000000003]
[0.57739980000000002,null,0.62630620000000004]
[0.57739980000000002,null,0.62630620000000004]
[0.57739980000000002,null,0.62624360000000001]
[0.57739980000000002,null,0.62624360000000001]
[0.57739980000000002,null,0.62624360000000001]
[0.57739980000000002,null,0.62624360000000001]
[0.57739980000000002,null,0.62615889999999996]
[0.57739980000000002,null,0.62615889999999996]
[0.57739980000000002,null,0.62615889999999996]
[0.57730979999999998,null,0.62615889999999996]
[0.57730979999999998,null,0.62615889999999996]
[0.57730979999999998,null,0.62597809999999998]
[0.57730979999999998,null,0.62597809999999998]
[0.57730979999999998,null,0.62597809999999998]
[0.57713619999999999,null,0.62597809999999998]
[0.57713610000000004,null,0.62597809999999998]
[0.57713610000000004,null,0.62588549999999998]
[0.57713610000000004,null,0.62588549999999998]
[0.57713610000000004,null,0.62588549999999998]
[0.57713610000000004,null,0.62588549999999998]
[0.57704259999999996,null,0.62588549999999998]
[0.57704259999999996,null,0.62582289999999996]
[0.57704259999999996,null,0.62582289999999996]
[0.57704259999999996,null,0.62573820000000002]
[0.57704250000000001,null,0.62573820000000002]
[0.57695260000000004,null,0.62564569999999997]
[0.57689809999999997,null,0.62564569999999997]
[0.57689809999999997,null,0.62564569999999997]
[0.57689809999999997,null,0.62555740000000004]
[0.57689809999999997,null,0.62555740000000004]
[0.57689809999999997,null,0.62555740000000004]
[0.57689809999999997,null,0.62555740000000004]
[0.57689809999999997,null,0.62540220000000002]
[0.57681389999999999,null,0.62540220000000002]
[0.57681389999999999,null,0.62540220000000002]
[0.57681389999999999,null,0.62540220000000002]
[0.57672440000000003,null,0.62540220000000002]
[0.57672440000000003,null,0.62540220000000002]
[0.57672440000000003,null,0.62540220000000002]
[0.57672429999999997,null,0.62531740000000002]
[0.5766308,null,0.62531740000000002]
[0.57657630000000004,null,0.62531740000000002]
[0.57657630000000004,null,0.62531740000000002]
[0.57657619999999998,null,0.62522920000000004]
[0.57657619999999998,null,0.62513660000000004]
[0.57657619999999998,null,0.62513660000000004]
[0.57657619999999998,null,0.62513660000000004]
[0.57640219999999998,null,0.62504409999999999]
[0.57640210000000003,null,0.62504409999999999]
[0.57640210000000003,null,0.62504409999999999]
[0.57640210000000003,null,0.62504409999999999]
[0.57640210000000003,null,0.62498149999999997]
[0.57640210000000003,null,0.62498149999999997]
[0.57640210000000003,null,0.62489669999999997]
[0.57640210000000003,null,0.62489669999999997]
[0.57640210000000003,null,0.62489669999999997]
[0.57640210000000003,null,0.62489669999999997]
[0.57631259999999995,null,0.62489669999999997]
[0.57631259999999995,null,0.62489669999999997]
[0.57631259999999995,null,0.62489669999999997]
[0.57621900000000004,null,0.62480840000000004]
[0.57621900000000004,null,0.62480840000000004]
[0.57621900000000004,null,0.62480840000000004]
[0.57621900000000004,null,0.62480840000000004]
[0.57621900000000004,null,0.62471589999999999]
[0.57621900000000004,null,0.62471589999999999]
[0.57621900000000004,null,0.62471589999999999]
[0.57621900000000004,null,0.62471580000000004]
[0.57621900000000004,null,0.62471580000000004]
[0.57621900000000004,null,0.62445039999999996]
[0.57604489999999997,null,0.62438780000000005]
[0.57604489999999997,null,0.62438769999999999]
[0.57599040000000001,null,0.62438769999999999]
[0.57599029999999996,null,0.62438769999999999]
[0.57599029999999996,null,0.62438769999999999]
[0.57590079999999999,null,0.62438769999999999]
[0.57590079999999999,null,0.62438769999999999]
[0.57590079999999999,null,0.62438769999999999]
[0.57580719999999996,null,0.62438769999999999]
[0.57580719999999996,null,0.62429509999999999]
[0.57580719999999996,null,0.62429509999999999]
[0.57580719999999996,null,0.62429509999999999]
[0.57580719999999996,null,0.62429509999999999]
[0.57580719999999996,null,0.62429509999999999]
[0.57580719999999996,null,0.62420260000000005]
[0.57580719999999996,null,0.62420260000000005]
[0.57580719999999996,null,0.62420260000000005]
[0.57580719999999996,null,0.62420260000000005]
[0.57580719999999996,null,0.6241179]
[0.57580719999999996,null,0.62402959999999996]
[0.57571360000000005,null,0.62402959999999996]
[0.57571360000000005,null,0.62396700000000005]
[0.57571360000000005,null,0.62396700000000005]
[0.57562360000000001,null,0.62396700000000005]
[0.57562360000000001,null,0.62396700000000005]
[0.57553949999999998,null,0.62387440000000005]
[0.57553949999999998,null,0.62387440000000005]
[0.57553949999999998,null,0.62387440000000005]
[0.57544989999999996,null,0.62387440000000005]
[0.57544989999999996,null,0.62387440000000005]
[0.57544989999999996,null,0.62387440000000005]
[0.57544989999999996,null,0.62387440000000005]
[0.57544989999999996,null,0.62387440000000005]
[0.5753954,null,0.62378610000000001]
[0.5753954,null,0.62369359999999996]
[0.5753954,null,0.62369359999999996]
[0.5753954,null,0.62369359999999996]
[0.57531129999999997,null,0.62369359999999996]
[0.57531129999999997,null,0.62363100000000005]
[0.57521770000000005,null,0.6235463]
[0.57512770000000002,null,0.6235463]
[0.57512770000000002,null,0.6235463]
[0.57512770000000002,null,0.6235463]
[0.57512770000000002,null,0.6235463]
[0.57512770000000002,null,0.6235463]
[0.57512770000000002,null,0.62345799999999996]
[0.57503820000000005,null,0.62345799999999996]
[0.5750381,null,0.62336539999999996]
[0.57495399999999997,null,0.62336539999999996]
[0.57495399999999997,null,0.62336539999999996]
[0.57495399999999997,null,0.62336539999999996]
[0.57495399999999997,null,0.62327290000000002]
[0.57495399999999997,null,0.62327290000000002]
[0.57495399999999997,null,0.62321029999999999]
[0.57495399999999997,null,0.62321029999999999]
[0.57495399999999997,null,0.62321029999999999]
[0.57495399999999997,null,0.62321029999999999]
[0.57492670000000001,null,0.62321029999999999]
[0.57489950000000001,null,0.62321029999999999]
[0.57489950000000001,null,0.62312559999999995]
[0.57489950000000001,null,0.62312559999999995]
[0.57489950000000001,null,0.6231255]
[0.57489950000000001,null,0.62303299999999995]
[0.57489950000000001,null,0.62303299999999995]
[0.57489950000000001,null,0.62294470000000002]
[0.57480949999999997,null,0.62294470000000002]
[0.57480949999999997,null,0.62294470000000002]
[0.57471589999999995,null,0.62294470000000002]
[0.57471589999999995,null,0.62294470000000002]
[0.57471589999999995,null,0.62285219999999997]
[0.57471589999999995,null,0.62278960000000005]
[0.57462639999999998,null,0.62278960000000005]
[0.57462639999999998,null,0.62278960000000005]
[0.57462639999999998,null,0.62278960000000005]
[0.57462639999999998,null,0.62278960000000005]
[0.57462639999999998,null,0.62278960000000005]
[0.57462639999999998,null,0.62278960000000005]
[0.57462630000000003,null,0.62278960000000005]
[0.57462630000000003,null,0.62278960000000005]
[0.5745422,null,0.62263869999999999]
[0.5745422,null,0.62263869999999999]
[0.5745422,null,0.62254609999999999]
[0.5745422,null,0.62254609999999999]
[0.5745422,null,0.62252490000000005]
[0.57444859999999998,null,0.62250369999999999]
[0.5743587,null,0.62246140000000005]
[0.5743587,null,0.62246140000000005]
[0.57430409999999998,null,0.62246140000000005]
[0.57430409999999998,null,0.62246140000000005]
[0.57430409999999998,null,0.62239869999999997]
[0.57421460000000002,null,0.62239869999999997]
[0.57421460000000002,null,0.62239869999999997]
[0.57421460000000002,null,0.62231049999999999]
[0.57421460000000002,null,0.62231049999999999]
[0.57421460000000002,null,0.62231049999999999]
[0.57421460000000002,null,0.62231049999999999]
[0.57421460000000002,null,0.62221800000000005]
[0.57421460000000002,null,0.62212540000000005]
[0.57421460000000002,null,0.62212540000000005]
[0.57421460000000002,null,0.62212540000000005]
[0.57421460000000002,null,0.62204060000000005]
[0.57421449999999996,null,0.62204060000000005]
[0.57403680000000001,null,0.62204060000000005]
[0.57403680000000001,null,0.62204060000000005]
[0.57403680000000001,null,0.62204060000000005]
[0.57403680000000001,null,0.62204060000000005]
[0.57403680000000001,null,0.62204060000000005]
[0.57403680000000001,null,0.62204060000000005]
[0.57403680000000001,null,0.62197800000000003]
[0.57398229999999995,null,0.62197800000000003]
[0.57389279999999998,null,0.62197800000000003]
[0.57380279999999995,null,0.62188980000000005]
[0.57380279999999995,null,0.62188980000000005]
[0.57380279999999995,null,0.62188980000000005]
[0.57380279999999995,null,0.62188980000000005]
[0.57380279999999995,null,0.62188969999999999]
[0.57380279999999995,null,0.62188969999999999]
[0.57371870000000003,null,0.62188969999999999]
[0.57371870000000003,null,0.6217047]
[0.57371859999999997,null,0.6217047]
[0.57371859999999997,null,0.6217047]
[0.57371859999999997,null,0.6217047]
[0.57371859999999997,null,0.6217047]
[0.57371859999999997,null,0.6216199]
[0.57371859999999997,null,0.62153170000000002]
[0.57371859999999997,null,0.62153170000000002]
[0.57371859999999997,null,0.62153170000000002]
[0.57371859999999997,null,0.62153170000000002]
[0.57371859999999997,null,0.62146900000000005]
[0.57371859999999997,null,0.62146900000000005]
[0.57371859999999997,null,0.62146900000000005]
[0.57362869999999999,null,0.62146900000000005]
[0.57362869999999999,null,0.62146900000000005]
[0.57353509999999996,null,0.62146900000000005]
[0.57348060000000001,null,0.62146900000000005]
[0.57348060000000001,null,0.62146900000000005]
[0.57348060000000001,null,0.62146900000000005]
[0.57348060000000001,null,0.6212839]
[0.57348049999999995,null,0.6212839]
[0.57348049999999995,null,0.6212839]
[0.57339640000000003,null,0.6212839]
[0.57339640000000003,null,0.62122129999999998]
[0.57339640000000003,null,0.6210483]
[0.57339640000000003,null,0.6210483]
[0.57330689999999995,null,0.6210483]
[0.57330680000000001,null,0.6210483]
[0.57330680000000001,null,0.6210483]
[0.57330680000000001,null,0.6210483]
[0.57321690000000003,null,0.6210483]
[0.57321690000000003,null,0.6210483]
[0.57321690000000003,null,0.6210483]
[0.57321690000000003,null,0.6210483]
[0.57321690000000003,null,0.6210483]
[0.57321690000000003,null,0.6210483]
[0.57316239999999996,null,0.6210483]
[0.57316230000000001,null,0.62089309999999998]
[0.57307819999999998,null,0.62089309999999998]
[0.57298459999999996,null,0.62089309999999998]
[0.57298459999999996,null,0.62080840000000004]
[0.57298459999999996,null,0.6207201]
[0.57298459999999996,null,0.6207201]
[0.57298459999999996,null,0.6207201]
[0.57298459999999996,null,0.6207201]
[0.57298459999999996,null,0.6207201]
[0.57298459999999996,null,0.6207201]
[0.57298459999999996,null,0.62062759999999995]
[0.57298459999999996,null,0.62062759999999995]
[0.57289469999999998,null,0.62062759999999995]
[0.57289469999999998,null,0.62053499999999995]
[0.57289469999999998,null,0.62045030000000001]
[0.57289469999999998,null,0.62045030000000001]
[0.57289460000000003,null,0.62045030000000001]
[0.57289460000000003,null,0.62045019999999995]
[0.57289460000000003,null,0.62045019999999995]
[0.57289460000000003,null,0.62045019999999995]
[0.57289460000000003,null,0.62036199999999997]
[0.57284009999999996,null,0.62036199999999997]
[0.57284009999999996,null,0.62026950000000003]
[0.57284009999999996,null,0.62026950000000003]
[0.57284009999999996,null,0.62026950000000003]
[0.57284009999999996,null,0.62020690000000001]
[0.57266640000000002,null,0.62002959999999996]
[0.57266640000000002,null,0.62002950000000001]
[0.57266640000000002,null,0.62002950000000001]
[0.57257290000000005,null,0.62002950000000001]
[0.57257279999999999,null,0.62002950000000001]
[0.57257279999999999,null,0.62002950000000001]
[0.57248290000000002,null,0.62002950000000001]
[0.57248290000000002,null,0.62002950000000001]
[0.57248290000000002,null,0.61993699999999996]
[0.57248290000000002,null,0.61984879999999998]
[0.57248290000000002,null,0.61984879999999998]
[0.57248290000000002,null,0.61984879999999998]
[0.57248290000000002,null,0.61984879999999998]
[0.57248290000000002,null,0.61978610000000001]
[0.57248290000000002,null,0.61978610000000001]
[0.57248290000000002,null,0.61970139999999996]
[0.57248290000000002,null,0.61970139999999996]
[0.57248279999999996,null,0.61970139999999996]
[0.57239870000000004,null,0.61970139999999996]
[0.57239870000000004,null,0.61960879999999996]
[0.57239870000000004,null,0.61960879999999996]
[0.57230510000000001,null,0.61960879999999996]
[0.57230510000000001,null,0.61960879999999996]
[0.57230510000000001,null,0.61960879999999996]
[0.57230510000000001,null,0.61960879999999996]
[0.57221560000000005,null,0.61960879999999996]
[0.57221560000000005,null,0.61945790000000001]
[0.57221560000000005,null,0.61945790000000001]
[0.57207110000000005,null,0.61945790000000001]
[0.57207110000000005,null,0.61945790000000001]
[0.57198700000000002,null,0.61928059999999996]
[0.57198689999999996,null,0.61928059999999996]
[0.57198689999999996,null,0.61918810000000002]
[0.57198689999999996,null,0.61918810000000002]
[0.57198689999999996,null,0.61918810000000002]
[0.57198689999999996,null,0.61918810000000002]
[0.57198689999999996,null,0.61918810000000002]
[0.57198689999999996,null,0.61918810000000002]
[0.57198689999999996,null,0.61918810000000002]
[0.57198689999999996,null,0.61918810000000002]
[0.57198689999999996,null,0.61918810000000002]
[0.57198689999999996,null,0.61918810000000002]
[0.57198689999999996,null,0.61918810000000002]
[0.57198689999999996,null,0.61909979999999998]
[0.57193240000000001,null,0.61903719999999995]
[0.57183879999999998,null,0.61894459999999996]
[0.57166510000000004,null,0.61894459999999996]
[0.57166510000000004,null,0.61894459999999996]
[0.57166510000000004,null,0.61885210000000002]
[0.57166510000000004,null,0.61885210000000002]
[0.57157519999999995,null,0.61885210000000002]
[0.57157519999999995,null,0.61885210000000002]
[0.57157519999999995,null,0.61880970000000002]
[0.57157519999999995,null,0.61876739999999997]
[0.57157519999999995,null,0.61876739999999997]
[0.57157519999999995,null,0.61876730000000002]
[0.5715751,null,0.61876730000000002]
[0.5715751,null,0.61876730000000002]
[0.5715751,null,0.6187047]
[0.5715751,null,0.6187047]
[0.5715751,null,0.6187047]
[0.5715751,null,0.6187047]
[0.5715751,null,0.61861219999999995]
[0.57148160000000003,null,0.61861219999999995]
[0.57148160000000003,null,0.61861219999999995]
[0.57148160000000003,null,0.61861219999999995]
[0.57148160000000003,null,0.61845700000000003]
[0.57148160000000003,null,0.61845700000000003]
[0.57142700000000002,null,0.61836880000000005]
[0.57133750000000005,null,0.61836880000000005]
[0.57133750000000005,null,0.61836869999999999]
[0.57133750000000005,null,0.61836869999999999]
[0.57133750000000005,null,0.61836869999999999]
[0.57125329999999996,null,0.61836869999999999]
[0.57125329999999996,null,0.61828399999999994]
[0.57125329999999996,null,0.61828399999999994]
[0.57125329999999996,null,0.61828399999999994]
[0.57125329999999996,null,0.61828399999999994]
[0.57125329999999996,null,0.61828399999999994]
[0.57125329999999996,null,0.61819139999999995]
[0.57115970000000005,null,0.61809890000000001]
[0.57115970000000005,null,0.61809890000000001]
[0.57110519999999998,null,0.61809890000000001]
[0.57110519999999998,null,0.61803629999999998]
[0.5710153,null,0.61803629999999998]
[0.5710153,null,0.61794800000000005]
[0.57101519999999995,null,0.61794800000000005]
[0.57101519999999995,null,0.61794800000000005]
[0.57101519999999995,null,0.61794800000000005]
[0.57101519999999995,null,0.6178633]
[0.57101519999999995,null,0.6178633]
[0.57101519999999995,null,0.6178633]
[0.57092569999999998,null,0.6178633]
[0.57092569999999998,null,0.6178633]
[0.5708415,null,0.61780069999999998]
[0.5708415,null,0.61780069999999998]
[0.5708415,null,0.61780069999999998]
[0.57078700000000004,null,0.61761560000000004]
[0.57078700000000004,null,0.61761560000000004]
[0.57078700000000004,null,0.61761560000000004]
[0.57069340000000002,null,0.61761560000000004]
[0.57069340000000002,null,0.61761560000000004]
[0.57069340000000002,null,0.6175273]
[0.57069340000000002,null,0.6175273]
[0.57060350000000004,null,0.6175273]
[0.57060350000000004,null,0.61744259999999995]
[0.57060350000000004,null,0.61734999999999995]
[0.57060350000000004,null,0.61734999999999995]
[0.57060350000000004,null,0.61734999999999995]
[0.57060350000000004,null,0.61734999999999995]
[0.57060350000000004,null,0.61734999999999995]
[0.57060339999999998,null,0.61734999999999995]
[0.57060339999999998,null,0.61734999999999995]
[0.57060339999999998,null,0.61734999999999995]
[0.57051929999999995,null,0.6171991]
[0.57046479999999999,null,0.6171991]
[0.57046479999999999,null,0.6171991]
[0.57037519999999997,null,0.6171143]
[0.5702817,null,0.6171143]
[0.57028160000000006,null,0.61702179999999995]
[0.57028160000000006,null,0.61692930000000001]
[0.57028160000000006,null,0.61692930000000001]
[0.57028160000000006,null,0.61692930000000001]
[0.57028160000000006,null,0.61692919999999996]
[0.57028160000000006,null,0.61692919999999996]
[0.57028160000000006,null,0.61692919999999996]
[0.57028160000000006,null,0.61686660000000004]
[0.57019169999999997,null,0.61686660000000004]
[0.57019169999999997,null,0.61686660000000004]
[0.57019169999999997,null,0.61677839999999995]
[0.57019169999999997,null,0.61677839999999995]
[0.57010749999999999,null,0.61668590000000001]
[0.57010749999999999,null,0.61668590000000001]
[0.57010749999999999,null,0.61668590000000001]
[0.57010749999999999,null,0.61668590000000001]
[0.57010749999999999,null,0.61668590000000001]
[0.57010749999999999,null,0.61653849999999999]
[0.57010749999999999,null,0.61653849999999999]
[0.57010749999999999,null,0.61653849999999999]
[0.57010749999999999,null,0.61653849999999999]
[0.57010749999999999,null,0.61645019999999995]
[0.57010749999999999,null,0.61645019999999995]
[0.57010749999999999,null,0.61635759999999995]
[0.57001389999999996,null,0.61635759999999995]
[0.57001389999999996,null,0.61635759999999995]
[0.5699244,null,0.61635759999999995]
[0.5699244,null,0.61635759999999995]
[0.5699244,null,0.61626510000000001]
[0.5699244,null,0.61626510000000001]
[0.56986990000000004,null,0.61618039999999996]
[0.56977990000000001,null,0.61618039999999996]
[0.56977990000000001,null,0.61611780000000005]
[0.56977990000000001,null,0.61611780000000005]
[0.56977990000000001,null,0.61611780000000005]
[0.56977990000000001,null,0.61611780000000005]
[0.56977990000000001,null,0.61602520000000005]
[0.56977990000000001,null,0.61602520000000005]
[0.56969579999999997,null,0.61602520000000005]
[0.56969579999999997,null,0.61602520000000005]
[0.56969570000000003,null,0.61593690000000001]
[0.56969570000000003,null,0.61593690000000001]
[0.56969570000000003,null,0.61593690000000001]
[0.56969570000000003,null,0.61593690000000001]
[0.56969570000000003,null,0.61593690000000001]
[0.56960580000000005,null,0.61593690000000001]
[0.56960580000000005,null,0.61587429999999999]
[0.56960580000000005,null,0.61587429999999999]
[0.56946940000000001,null,0.61587429999999999]
[0.5694226,null,0.61587429999999999]
[0.5694226,null,0.61587429999999999]
[0.5694226,null,0.6156045]
[0.5694226,null,0.6156045]
[0.5694226,null,0.6156045]
[0.5694226,null,0.6156045]
[0.5694226,null,0.6156045]
[0.5694226,null,0.61551619999999996]
[0.5694226,null,0.61551619999999996]
[0.56936810000000004,null,0.61551619999999996]
[0.56936810000000004,null,0.61551619999999996]
[0.56927810000000001,null,0.61551619999999996]
[0.56927810000000001,null,0.61542359999999996]
[0.56927810000000001,null,0.61542359999999996]
[0.56927810000000001,null,0.61533890000000002]
[0.56927810000000001,null,0.61533890000000002]
[0.56927810000000001,null,0.61533890000000002]
[0.56927810000000001,null,0.61533879999999996]
[0.56927810000000001,null,0.61533879999999996]
[0.56927810000000001,null,0.61527620000000005]
[0.56919399999999998,null,0.61527620000000005]
[0.56919399999999998,null,0.61518799999999996]
[0.56919399999999998,null,0.61518799999999996]
[0.56910039999999995,null,0.61509550000000002]
[0.56910039999999995,null,0.61509550000000002]
[0.56901080000000004,null,0.61509550000000002]
[0.56886639999999999,null,0.61509550000000002]
[0.56886630000000005,null,0.61509550000000002]
[0.56886630000000005,null,0.61509550000000002]
[0.56886630000000005,null,0.61509550000000002]
[0.56886630000000005,null,0.61509550000000002]
[0.56886630000000005,null,0.61509550000000002]
[0.56886630000000005,null,0.61500290000000002]
[0.56886630000000005,null,0.61496050000000002]
[0.56886630000000005,null,0.61491810000000002]
[0.56877279999999997,null,0.61491810000000002]
[0.56877279999999997,null,0.61491810000000002]
[0.56877279999999997,null,0.61491810000000002]
[0.56877270000000002,null,0.61476730000000002]
[0.56877270000000002,null,0.61476730000000002]
[0.56877270000000002,null,0.61476719999999996]
[0.56868859999999999,null,0.61476719999999996]
[0.56868859999999999,null,0.61476719999999996]
[0.56859859999999995,null,0.61476719999999996]
[0.56859859999999995,null,0.61476719999999996]
[0.56859859999999995,null,0.61458219999999997]
[0.56859859999999995,null,0.61458219999999997]
[0.56859859999999995,null,0.61458219999999997]
[0.5685441,null,0.6145195]
[0.5685441,null,0.61434659999999996]
[0.5685441,null,0.61434659999999996]
[0.5685441,null,0.61434650000000002]
[0.5685441,null,0.61434650000000002]
[0.5685441,null,0.61434650000000002]
[0.5685441,null,0.61434650000000002]
[0.5685441,null,0.61434650000000002]
[0.5685441,null,0.61434650000000002]
[0.56845409999999996,null,0.61434650000000002]
[0.5683646,null,0.61434650000000002]
[0.5683646,null,0.61434650000000002]
[0.5683646,null,0.61425830000000003]
[0.56827099999999997,null,0.61425830000000003]
[0.56827099999999997,null,0.61416579999999998]
[0.56827099999999997,null,0.61416579999999998]
[0.56827099999999997,null,0.61416579999999998]
[0.56821650000000001,null,0.61410310000000001]
[0.56821650000000001,null,0.61410310000000001]
[0.56821650000000001,null,0.61401839999999996]
[0.56821650000000001,null,0.61401839999999996]
[0.56821650000000001,null,0.61401839999999996]
[0.56813230000000003,null,0.61401839999999996]
[0.56813230000000003,null,0.61383759999999998]
[0.56813230000000003,null,0.61383750000000004]
[0.56813230000000003,null,0.61383750000000004]
[0.56813230000000003,null,0.61383750000000004]
[0.56813230000000003,null,0.61383750000000004]
[0.56813230000000003,null,0.61383750000000004]
[0.56804239999999995,null,0.61383750000000004]
[0.56804239999999995,null,0.61383750000000004]
[0.56804239999999995,null,0.61377490000000001]
[0.5680423,null,0.61368230000000001]
[0.5680423,null,0.61359759999999997]
[0.5680423,null,0.61359759999999997]
[0.5680423,null,0.61350510000000003]
[0.56794880000000003,null,0.61350510000000003]
[0.56794880000000003,null,0.61350510000000003]
[0.56794880000000003,null,0.61350510000000003]
[0.56794880000000003,null,0.61350510000000003]
[0.56794880000000003,null,0.61350510000000003]
[0.56794880000000003,null,0.61350510000000003]
[0.56794880000000003,null,0.61350510000000003]
[0.56794880000000003,null,0.61341679999999998]
[0.56789420000000002,null,0.61341679999999998]
[0.56789420000000002,null,0.61341679999999998]
[0.56789420000000002,null,0.61341679999999998]
[0.56780470000000005,null,0.61341679999999998]
[0.56780470000000005,null,0.61326159999999996]
[0.56780470000000005,null,0.61326159999999996]
[0.56780470000000005,null,0.61317690000000002]
[0.56772049999999996,null,0.61317690000000002]
[0.56772049999999996,null,0.61317690000000002]
[0.56772049999999996,null,0.61317690000000002]
[0.56772049999999996,null,0.61308439999999997]
[0.56772049999999996,null,0.61308439999999997]
[0.56772049999999996,null,0.61308439999999997]
[0.56753699999999996,null,0.61308430000000003]
[0.56753699999999996,null,0.61299610000000004]
[0.56753699999999996,null,0.61299610000000004]
[0.56753699999999996,null,0.61299610000000004]
[0.56753699999999996,null,0.61299610000000004]
[0.56753699999999996,null,0.61293350000000002]
[0.56753699999999996,null,0.61275610000000003]
[0.56753699999999996,null,0.61275610000000003]
[0.56753699999999996,null,0.61275610000000003]
[0.56753699999999996,null,0.61266359999999997]
[0.56753699999999996,null,0.61266359999999997]
[0.56753699999999996,null,0.61266359999999997]
[0.56753699999999996,null,0.61266359999999997]
[0.56753699999999996,null,0.61266359999999997]
[0.56745279999999998,null,0.61266359999999997]
[0.56745279999999998,null,0.61266359999999997]
[0.56726929999999998,null,0.61257539999999999]
[0.56721480000000002,null,0.61257539999999999]
[0.56721480000000002,null,0.61257539999999999]
[0.56721480000000002,null,0.61257539999999999]
[0.56721480000000002,null,0.61257539999999999]
[0.56721480000000002,null,0.6124906]
[0.56721480000000002,null,0.61233539999999997]
[0.5671252,null,0.61233539999999997]
[0.5671252,null,0.61233539999999997]
[0.5671252,null,0.61233539999999997]
[0.5671252,null,0.61233539999999997]
[0.5671252,null,0.61233539999999997]
[0.5671252,null,0.61233539999999997]
[0.5671252,null,0.61233539999999997]
[0.5671252,null,0.61224290000000003]
[0.5671252,null,0.61215470000000005]
[0.5671252,null,0.61215459999999999]
[0.5671252,null,0.61199950000000003]
[0.5671252,null,0.61199950000000003]
[0.5671252,null,0.61199939999999997]
[0.5671252,null,0.61199939999999997]
[0.56703159999999997,null,0.61199939999999997]
[0.56694750000000005,null,0.61199939999999997]
[0.56694750000000005,null,0.61199939999999997]
[0.56694750000000005,null,0.61199939999999997]
[0.56694750000000005,null,0.61199939999999997]
[0.56685750000000001,null,0.61199939999999997]
[0.56680299999999995,null,0.61191470000000003]
[0.56680299999999995,null,0.61182219999999998]
[0.56680299999999995,null,0.61182219999999998]
[0.56680299999999995,null,0.61173390000000005]
[0.56680299999999995,null,0.61173390000000005]
[0.56671340000000003,null,0.61173390000000005]
[0.56671340000000003,null,0.61173390000000005]
[0.56671340000000003,null,0.61173390000000005]
[0.56671340000000003,null,0.61173390000000005]
[0.56671340000000003,null,0.61164130000000005]
[0.56671340000000003,null,0.61164130000000005]
[0.56671340000000003,null,0.61164130000000005]
[0.56671340000000003,null,0.61157870000000003]
[0.56661980000000001,null,0.61157870000000003]
[0.56661980000000001,null,0.61157870000000003]
[0.56661980000000001,null,0.61157870000000003]
[0.56661980000000001,null,0.61148619999999998]
[0.56661980000000001,null,0.61148619999999998]
[0.56661980000000001,null,0.61148619999999998]
[0.56661980000000001,null,0.61140150000000004]
[0.56661980000000001,null,0.6113132]
[0.56661980000000001,null,0.6113132]
[0.56653569999999998,null,0.6113132]
[0.56653569999999998,null,0.6113132]
[0.56644570000000005,null,0.6112206]
[0.56635610000000003,null,0.6112206]
[0.56631529999999997,null,0.6112206]
[0.56630159999999996,null,0.6112206]
[0.56630159999999996,null,0.6112206]
[0.56630159999999996,null,0.6112206]
[0.56630159999999996,null,0.61112809999999995]
[0.56630159999999996,null,0.61112809999999995]
[0.56630159999999996,null,0.61106550000000004]
[0.56625479999999995,null,0.61098070000000004]
[0.56620800000000004,null,0.61089249999999995]
[0.56620800000000004,null,0.61089249999999995]
[0.56620800000000004,null,0.61089249999999995]
[0.56620800000000004,null,0.61089249999999995]
[0.56612390000000001,null,0.61089249999999995]
[0.56612390000000001,null,0.61089249999999995]
[0.56612390000000001,null,0.61089249999999995]
[0.56603389999999998,null,0.61089249999999995]
[0.56603389999999998,null,0.61089249999999995]
[0.56603389999999998,null,0.61082990000000004]
[0.56603389999999998,null,0.61082990000000004]
[0.56603389999999998,null,0.61082990000000004]
[0.56603389999999998,null,0.61082979999999998]
[0.56603389999999998,null,0.61082979999999998]
[0.56603389999999998,null,0.61064479999999999]
[0.56594029999999995,null,0.61064479999999999]
[0.56594029999999995,null,0.61064479999999999]
[0.56594029999999995,null,0.61064479999999999]
[0.56594029999999995,null,0.61055649999999995]
[0.56588579999999999,null,0.61055649999999995]
[0.56588579999999999,null,0.61055649999999995]
[0.56588579999999999,null,0.61055649999999995]
[0.56579619999999997,null,0.61055649999999995]
[0.56579619999999997,null,0.61040910000000004]
[0.56571210000000005,null,0.61040910000000004]
[0.56571210000000005,null,0.61040910000000004]
[0.56571210000000005,null,0.61040910000000004]
[0.56571210000000005,null,0.61040910000000004]
[0.56571210000000005,null,0.61040910000000004]
[0.56571210000000005,null,0.61040910000000004]
[0.56571210000000005,null,0.61040910000000004]
[0.56571210000000005,null,0.61040910000000004]
[0.56562210000000002,null,0.61023609999999995]
[0.56562210000000002,null,0.61023609999999995]
[0.56552849999999999,null,0.61023609999999995]
[0.56552849999999999,null,0.61023609999999995]
[0.56552849999999999,null,0.61023609999999995]
[0.56552849999999999,null,0.61023609999999995]
[0.56544439999999996,null,0.61023609999999995]
[0.56544439999999996,null,0.6099928]
[0.5653899,null,0.60999270000000005]
[0.5653899,null,0.60999270000000005]
[0.5653899,null,0.60990009999999995]
[0.5653899,null,0.60990009999999995]
[0.5653899,null,0.60990009999999995]
[0.5653899,null,0.60990009999999995]
[0.5653899,null,0.60990009999999995]
[0.5653899,null,0.60990009999999995]
[0.5653899,null,0.60980760000000001]
[0.5653899,null,0.60980760000000001]
[0.5653899,null,0.60980760000000001]
[0.5653899,null,0.60980749999999995]
[0.5653899,null,0.60972280000000001]
[0.5653899,null,0.60972280000000001]
[0.56530029999999998,null,0.60972280000000001]
[0.56520669999999995,null,0.60956770000000005]
[0.56520669999999995,null,0.60956770000000005]
[0.56520669999999995,null,0.60956770000000005]
[0.5650326,null,0.6094794]
[0.5650326,null,0.6094794]
[0.5650326,null,0.6094794]
[0.5650326,null,0.6094794]
[0.5650326,null,0.6094794]
[0.5650326,null,0.6094794]
[0.5650326,null,0.6094794]
[0.5650326,null,0.6094794]
[0.5650326,null,0.6094794]
[0.5650326,null,0.60938680000000001]
[0.5650326,null,0.60938680000000001]
[0.56493899999999997,null,0.60938680000000001]
[0.56493899999999997,null,0.60930209999999996]
[0.56488450000000001,null,0.60920960000000002]
[0.56488450000000001,null,0.60920960000000002]
[0.56488450000000001,null,0.60920960000000002]
[0.56488450000000001,null,0.60920960000000002]
[0.56488450000000001,null,0.60920960000000002]
[0.56488450000000001,null,0.60914699999999999]
[0.56488450000000001,null,0.60914699999999999]
[0.56488450000000001,null,0.60914699999999999]
[0.56480030000000003,null,0.60914690000000005]
[0.56471039999999995,null,0.60905869999999995]
[0.56471039999999995,null,0.60897400000000002]
[0.56462080000000003,null,0.60897400000000002]
[0.56462080000000003,null,0.60897389999999996]
[0.56462080000000003,null,0.60888140000000002]
[0.56462080000000003,null,0.60881879999999999]
[0.56462080000000003,null,0.60881879999999999]
[0.56462080000000003,null,0.60881870000000005]
[0.56462080000000003,null,0.60881870000000005]
[0.56456629999999997,null,0.6087262]
[0.56447270000000005,null,0.6087262]
[0.56447270000000005,null,0.6087262]
[0.56447270000000005,null,0.6087262]
[0.56447270000000005,null,0.6087262]
[0.56447270000000005,null,0.6087262]
[0.56447270000000005,null,0.6087262]
[0.56438860000000002,null,0.6086336]
[0.56438860000000002,null,0.6086336]
[0.56438860000000002,null,0.60857099999999997]
[0.56438860000000002,null,0.60848279999999999]
[0.56438860000000002,null,0.60839799999999999]
[0.564299,null,0.60839799999999999]
[0.564299,null,0.60839799999999999]
[0.564299,null,0.60839799999999999]
[0.564299,null,0.60839799999999999]
[0.56420899999999996,null,0.60839799999999999]
[0.56420899999999996,null,0.60839799999999999]
[0.56420899999999996,null,0.60839799999999999]
[0.56420899999999996,null,0.60839799999999999]
[0.56420899999999996,null,0.6083054]
[0.5641545,null,0.60821289999999995]
[0.5641545,null,0.60821289999999995]
[0.56406089999999998,null,0.60821289999999995]
[0.56406089999999998,null,0.60821289999999995]
[0.56406089999999998,null,0.60812469999999996]
[0.56406089999999998,null,0.60812469999999996]
[0.56406089999999998,null,0.60812469999999996]
[0.56406089999999998,null,0.60812469999999996]
[0.56406089999999998,null,0.60812460000000002]
[0.56406089999999998,null,0.60797730000000005]
[0.56406089999999998,null,0.60797730000000005]
[0.56406089999999998,null,0.60797730000000005]
[0.56397679999999994,null,0.60797730000000005]
[0.56388720000000003,null,0.60797730000000005]
[0.56388720000000003,null,0.60797730000000005]
[0.56388720000000003,null,0.60797730000000005]
[0.56388720000000003,null,0.60797730000000005]
[0.56388720000000003,null,0.6077922]
[0.56388720000000003,null,0.6077922]
[0.56388720000000003,null,0.6077922]
[0.56388720000000003,null,0.60770389999999996]
[0.56388720000000003,null,0.60770389999999996]
[0.56374270000000004,null,0.60770389999999996]
[0.56374270000000004,null,0.60770389999999996]
[0.56374270000000004,null,0.60764130000000005]
[0.56374270000000004,null,0.60764130000000005]
[0.56364910000000001,null,0.60764130000000005]
[0.56364910000000001,null,0.6075566]
[0.56364910000000001,null,0.607464]
[0.56364910000000001,null,0.607464]
[0.56364910000000001,null,0.607464]
[0.56364910000000001,null,0.60737149999999995]
[0.56347539999999996,null,0.60737149999999995]
[0.56347539999999996,null,0.60737149999999995]
[0.56347539999999996,null,0.60737149999999995]
[0.56347539999999996,null,0.60737149999999995]
[0.56347539999999996,null,0.60737149999999995]
[0.5634209,null,0.60730890000000004]
[0.5634209,null,0.60730890000000004]
[0.5634209,null,0.60730890000000004]
[0.5634209,null,0.60730890000000004]
[0.5634209,null,0.60730890000000004]
[0.5634209,null,0.60730890000000004]
[0.56333089999999997,null,0.60730879999999998]
[0.56333089999999997,null,0.60730879999999998]
[0.56333089999999997,null,0.60722410000000004]
[0.56333089999999997,null,0.60722410000000004]
[0.56333089999999997,null,0.60716150000000002]
[0.56333089999999997,null,0.60716150000000002]
[0.56333089999999997,null,0.60716150000000002]
[0.56323730000000005,null,0.60716150000000002]
[0.56323730000000005,null,0.60706890000000002]
[0.56323730000000005,null,0.60706890000000002]
[0.56323730000000005,null,0.60706890000000002]
[0.56323730000000005,null,0.60698059999999998]
[0.56315320000000002,null,0.60698059999999998]
[0.5630636,null,0.60698059999999998]
[0.5630636,null,0.60698059999999998]
[0.5630636,null,0.60688810000000004]
[0.5630636,null,0.60680339999999999]
[0.5630636,null,0.60680339999999999]
[0.56300910000000004,null,0.60680339999999999]
[0.56300910000000004,null,0.60680339999999999]
[0.56300910000000004,null,0.60674079999999997]
[0.56300910000000004,null,0.60665250000000004]
[0.56300910000000004,null,0.60665250000000004]
[0.56291919999999995,null,0.60665250000000004]
[0.56291910000000001,null,0.60665250000000004]
[0.56291910000000001,null,0.60665250000000004]
[0.56291910000000001,null,0.60655990000000004]
[0.56291910000000001,null,0.60655990000000004]
[0.56291910000000001,null,0.60647519999999999]
[0.56291910000000001,null,0.60647519999999999]
[0.56282560000000004,null,0.60647519999999999]
[0.56282549999999998,null,0.60647519999999999]
[0.56282549999999998,null,0.60647519999999999]
[0.56282549999999998,null,0.60647519999999999]
[0.56268689999999999,null,0.60647519999999999]
[0.56268689999999999,null,0.60647519999999999]
[0.56268689999999999,null,0.60638689999999995]
[0.56268689999999999,null,0.60629429999999995]
[0.56268689999999999,null,0.60629429999999995]
[0.56268689999999999,null,0.60620180000000001]
[0.56259729999999997,null,0.60620180000000001]
[0.56259729999999997,null,0.60620180000000001]
[0.56259729999999997,null,0.60613919999999999]
[0.56259729999999997,null,0.60613919999999999]
[0.56259729999999997,null,0.60605089999999995]
[0.56241379999999996,null,0.60605089999999995]
[0.56241379999999996,null,0.60605089999999995]
[0.56241379999999996,null,0.60605089999999995]
[0.56241379999999996,null,0.60596620000000001]
[0.56241379999999996,null,0.60596620000000001]
[0.56241379999999996,null,0.60596620000000001]
[0.56241379999999996,null,0.60596620000000001]
[0.56241379999999996,null,0.60587360000000001]
[0.56241379999999996,null,0.60587360000000001]
[0.56241379999999996,null,0.60587360000000001]
[0.56241379999999996,null,0.60587360000000001]
[0.56241379999999996,null,0.60587360000000001]
[0.56241379999999996,null,0.60581099999999999]
[0.56227510000000003,null,0.60581099999999999]
[0.56227510000000003,null,0.60581099999999999]
[0.56227510000000003,null,0.60581099999999999]
[0.56227510000000003,null,0.60571850000000005]
[0.56227510000000003,null,0.60553760000000001]
[0.56227510000000003,null,0.60553760000000001]
[0.56227510000000003,null,0.60553760000000001]
[0.56227510000000003,null,0.60553760000000001]
[0.5621815,null,0.60539030000000005]
[0.56209189999999998,null,0.60539030000000005]
[0.562002,null,0.60539030000000005]
[0.562002,null,0.60539019999999999]
[0.562002,null,0.60539019999999999]
[0.562002,null,0.60539019999999999]
[0.562002,null,0.60529770000000005]
[0.562002,null,0.60529770000000005]
[0.562002,null,0.60529770000000005]
[0.562002,null,0.60529770000000005]
[0.562002,null,0.60529770000000005]
[0.562002,null,0.605213]
[0.56194739999999999,null,0.605213]
[0.56194739999999999,null,0.6051204]
[0.56194739999999999,null,0.60496950000000005]
[0.56186329999999995,null,0.60496950000000005]
[0.56186329999999995,null,0.60496950000000005]
[0.56186329999999995,null,0.60496950000000005]
[0.56181650000000005,null,0.60496950000000005]
[0.56176970000000004,null,0.60496950000000005]
[0.56176970000000004,null,0.60496950000000005]
[0.56176970000000004,null,0.60496950000000005]
[0.56176970000000004,null,0.6048848]
[0.56167979999999995,null,0.6048848]
[0.56167979999999995,null,0.6048848]
[0.5616797,null,0.60479229999999995]
[0.5616797,null,0.60479229999999995]
[0.56159020000000004,null,0.60479229999999995]
[0.56159020000000004,null,0.60479229999999995]
[0.56159020000000004,null,0.60479229999999995]
[0.56153569999999997,null,0.60479229999999995]
[0.56145149999999999,null,0.60479229999999995]
[0.56145149999999999,null,0.60470400000000002]
[0.56145149999999999,null,0.60455669999999995]
[0.56145149999999999,null,0.60455669999999995]
[0.56145149999999999,null,0.6045566]
[0.56145149999999999,null,0.60446409999999995]
[0.56145149999999999,null,0.60446409999999995]
[0.56145149999999999,null,0.60446409999999995]
[0.56145149999999999,null,0.60446409999999995]
[0.56136149999999996,null,0.60446409999999995]
[0.56136149999999996,null,0.60446409999999995]
[0.56136149999999996,null,0.60446409999999995]
[0.56126799999999999,null,0.604464]
[0.56126799999999999,null,0.604464]
[0.56126799999999999,null,0.604464]
[0.56126799999999999,null,0.60437160000000001]
[0.56126799999999999,null,0.60437160000000001]
[0.56126799999999999,null,0.60437149999999995]
[0.56126799999999999,null,0.60437149999999995]
[0.56118380000000001,null,0.60437149999999995]
[0.56118380000000001,null,0.60437149999999995]
[0.56118380000000001,null,0.60428329999999997]
[0.56112930000000005,null,0.60428329999999997]
[0.56112930000000005,null,0.60428329999999997]
[0.56103970000000003,null,0.60422070000000005]
[0.56103970000000003,null,0.60412809999999995]
[0.56094980000000005,null,0.60412809999999995]
[0.56094980000000005,null,0.60404329999999995]
[0.56094980000000005,null,0.60404329999999995]
[0.56094980000000005,null,0.60404329999999995]
[0.56094980000000005,null,0.60404329999999995]
[0.56094980000000005,null,0.60404329999999995]
[0.56094980000000005,null,0.60395080000000001]
[0.56085620000000003,null,0.60395080000000001]
[0.56077200000000005,null,0.60395080000000001]
[0.56077200000000005,null,0.60395080000000001]
[0.56077200000000005,null,0.6038]
[0.56077200000000005,null,0.6038]
[0.56071749999999998,null,0.6038]
[0.56071749999999998,null,0.6038]
[0.56071749999999998,null,0.6038]
[0.56071749999999998,null,0.6038]
[0.56071749999999998,null,0.6038]
[0.56071749999999998,null,0.6038]
[0.56071749999999998,null,0.60379989999999994]
[0.56071749999999998,null,0.60379989999999994]
[0.56071749999999998,null,0.60379989999999994]
[0.56071749999999998,null,0.60379989999999994]
[0.56062389999999995,null,0.60379989999999994]
[0.56045020000000001,null,0.60370729999999995]
[0.56045020000000001,null,0.60366500000000001]
[0.56045020000000001,null,0.60362260000000001]
[0.56045020000000001,null,0.60362260000000001]
[0.56045020000000001,null,0.60353009999999996]
[0.56045020000000001,null,0.60353009999999996]
[0.56036030000000003,null,0.60353009999999996]
[0.56036030000000003,null,0.60353009999999996]
[0.56036030000000003,null,0.60353009999999996]
[0.56036019999999997,null,0.60328660000000001]
[0.56036019999999997,null,0.60328660000000001]
[0.56036019999999997,null,0.60328660000000001]
[0.56036019999999997,null,0.60328660000000001]
[0.56030570000000002,null,0.60328660000000001]
[0.56030570000000002,null,0.60328660000000001]
[0.56021209999999999,null,0.60328660000000001]
[0.56021209999999999,null,0.60328660000000001]
[0.56012799999999996,null,0.60328660000000001]
[0.56012799999999996,null,0.60328660000000001]
[0.56012799999999996,null,0.60319409999999996]
[0.56012799999999996,null,0.60301680000000002]
[0.56012799999999996,null,0.60301680000000002]
[0.56012799999999996,null,0.60301680000000002]
[0.56012799999999996,null,0.60301680000000002]
[0.56012799999999996,null,0.60301680000000002]
[0.56012799999999996,null,0.60301680000000002]
[0.55994849999999996,null,0.60301680000000002]
[0.55994849999999996,null,0.60301680000000002]
[0.55994849999999996,null,0.60301680000000002]
[0.55994849999999996,null,0.60301680000000002]
[0.55994840000000001,null,0.6029542]
[0.55994840000000001,null,0.60286589999999995]
[0.55985490000000004,null,0.60286589999999995]
[0.55985490000000004,null,0.60268080000000002]
[0.55985490000000004,null,0.60268080000000002]
[0.55985490000000004,null,0.60268080000000002]
[0.5597162,null,0.60268080000000002]
[0.5597162,null,0.60268080000000002]
[0.5597162,null,0.60268080000000002]
[0.5597162,null,0.60268080000000002]
[0.5597162,null,0.60268080000000002]
[0.5597162,null,0.60268080000000002]
[0.5597162,null,0.60268080000000002]
[0.5597162,null,0.60268080000000002]
[0.5597162,null,0.60259249999999998]
[0.55962659999999997,null,0.60252989999999995]
[0.55962659999999997,null,0.60252989999999995]
[0.55962659999999997,null,0.60244520000000001]
[0.55953299999999995,null,0.60244520000000001]
[0.55953299999999995,null,0.60235269999999996]
[0.55944309999999997,null,0.60235269999999996]
[0.55944309999999997,null,0.60226009999999996]
[0.55944309999999997,null,0.60226009999999996]
[0.55938860000000001,null,0.60226009999999996]
[0.55938860000000001,null,0.60226009999999996]
[0.55938860000000001,null,0.60226009999999996]
[0.55938860000000001,null,0.60210920000000001]
[0.55930440000000003,null,0.60210920000000001]
[0.55930440000000003,null,0.60210920000000001]
[0.55930440000000003,null,0.60210920000000001]
[0.55930440000000003,null,0.60210920000000001]
[0.55930440000000003,null,0.60210920000000001]
[0.55930440000000003,null,0.60210920000000001]
[0.55930440000000003,null,0.60210920000000001]
[0.55930440000000003,null,0.60210920000000001]
[0.55930440000000003,null,0.60193200000000002]
[0.55930440000000003,null,0.60193189999999996]
[0.55930440000000003,null,0.60186930000000005]
[0.55921080000000001,null,0.6017768]
[0.55915630000000005,null,0.60177670000000005]
[0.55915630000000005,null,0.60177670000000005]
[0.55915630000000005,null,0.60177670000000005]
[0.55915630000000005,null,0.60177670000000005]
[0.55907220000000002,null,0.60177670000000005]
[0.5589826,null,0.60168849999999996]
[0.55889259999999996,null,0.60168849999999996]
[0.55889259999999996,null,0.60160369999999996]
[0.55889259999999996,null,0.60160369999999996]
[0.55889259999999996,null,0.60160369999999996]
[0.55889259999999996,null,0.60160369999999996]
[0.55889259999999996,null,0.60154110000000005]
[0.55889259999999996,null,0.60154110000000005]
[0.55889259999999996,null,0.60154110000000005]
[0.55889259999999996,null,0.6014486]
[0.55889259999999996,null,0.6014486]
[0.55889259999999996,null,0.6014486]
[0.55889259999999996,null,0.6014486]
[0.55889259999999996,null,0.60136029999999996]
[0.55889259999999996,null,0.60126780000000002]
[0.55889259999999996,null,0.60126780000000002]
[0.55889259999999996,null,0.60126780000000002]
[0.55874449999999998,null,0.60126780000000002]
[0.55874449999999998,null,0.60118300000000002]
[0.55874449999999998,null,0.60118300000000002]
[0.55874449999999998,null,0.60118300000000002]
[0.55874449999999998,null,0.60118300000000002]
[0.55866039999999995,null,0.6011204]
[0.55857080000000003,null,0.6011204]
[0.55857080000000003,null,0.6011204]
[0.55857080000000003,null,0.6011204]
[0.55857080000000003,null,0.60102789999999995]
[0.55848089999999995,null,0.60093960000000002]
[0.55848089999999995,null,0.60093960000000002]
[0.55848089999999995,null,0.60093960000000002]
[0.5584808,null,0.60093960000000002]
[0.5584808,null,0.60093960000000002]
[0.5584808,null,0.60093960000000002]
[0.5584808,null,0.60085489999999997]
[0.5584808,null,0.60076229999999997]
[0.5584808,null,0.60076229999999997]
[0.5584808,null,0.60076229999999997]
[0.5584808,null,0.60076229999999997]
[0.5584808,null,0.60061140000000002]
[0.55842630000000004,null,0.60061140000000002]
[0.55833270000000002,null,0.60061140000000002]
[0.55824859999999998,null,0.60061140000000002]
[0.55824859999999998,null,0.60061140000000002]
[0.55824859999999998,null,0.60061140000000002]
[0.55824859999999998,null,0.60061140000000002]
[0.55824859999999998,null,0.60061140000000002]
[0.55824859999999998,null,0.60061140000000002]
[0.55824859999999998,null,0.60051889999999997]
[0.55824859999999998,null,0.60051889999999997]
[0.55824859999999998,null,0.60051889999999997]
[0.55815899999999996,null,0.60051889999999997]
[0.55815899999999996,null,0.60051889999999997]
[0.55815899999999996,null,0.60051889999999997]
[0.55815899999999996,null,0.60051889999999997]
[0.55801449999999997,null,0.60045630000000005]
[0.55801449999999997,null,0.60036369999999994]
[0.55801449999999997,null,0.60027540000000001]
[0.55801449999999997,null,0.60027540000000001]
[0.55801449999999997,null,0.60027540000000001]
[0.55801449999999997,null,0.60019069999999997]
[0.55801449999999997,null,0.60019069999999997]
[0.55801449999999997,null,0.60019069999999997]
[0.55801449999999997,null,0.60019069999999997]
[0.55801449999999997,null,0.60019069999999997]
[0.55801449999999997,null,0.60019069999999997]
[0.55801449999999997,null,0.60009820000000003]
[0.55792090000000005,null,0.60009820000000003]
[0.55783680000000002,null,0.60009820000000003]
[0.55783680000000002,null,0.60009820000000003]
[0.55783680000000002,null,0.6000356]
[0.55783680000000002,null,0.6000356]
[0.55783680000000002,null,0.599943]
[0.55783680000000002,null,0.599943]
[0.55774679999999999,null,0.599943]
[0.55765730000000002,null,0.59985469999999996]
[0.55765730000000002,null,0.59985469999999996]
[0.55765730000000002,null,0.59985469999999996]
[0.55765730000000002,null,0.59977000000000003]
[0.55760270000000001,null,0.59977000000000003]
[0.55760270000000001,null,0.59977000000000003]
[0.55760270000000001,null,0.59977000000000003]
[0.55760270000000001,null,0.59967749999999997]
[0.55760270000000001,null,0.5996148]
[0.55760270000000001,null,0.5996148]
[0.55760270000000001,null,0.5996148]
[0.55760270000000001,null,0.5996148]
[0.55760270000000001,null,0.5996148]
[0.55750909999999998,null,0.5996148]
[0.55750909999999998,null,0.59952229999999995]
[0.55750909999999998,null,0.59952220000000001]
[0.55750909999999998,null,0.59952220000000001]
[0.55741960000000002,null,0.59952220000000001]
[0.55741960000000002,null,0.59943400000000002]
[0.55741960000000002,null,0.59943400000000002]
[0.55741960000000002,null,0.59943400000000002]
[0.55741960000000002,null,0.59943400000000002]
[0.55741960000000002,null,0.59943400000000002]
[0.55741960000000002,null,0.59919409999999995]
[0.55741960000000002,null,0.59919409999999995]
[0.55741960000000002,null,0.59919409999999995]
[0.55728089999999997,null,0.59919409999999995]
[0.55719099999999999,null,0.59919409999999995]
[0.55719099999999999,null,0.59919409999999995]
[0.55719099999999999,null,0.59910149999999995]
[0.55719099999999999,null,0.59910149999999995]
[0.55719099999999999,null,0.59910149999999995]
[0.55719099999999999,null,0.59910149999999995]
[0.55719090000000004,null,0.59910149999999995]
[0.55719090000000004,null,0.59910149999999995]
[0.55719090000000004,null,0.59910149999999995]
[0.55719090000000004,null,0.59901320000000002]
[0.55719090000000004,null,0.59892849999999997]
[0.55709739999999996,null,0.59892849999999997]
[0.55709739999999996,null,0.59892849999999997]
[0.55709739999999996,null,0.59886589999999995]
[0.55709739999999996,null,0.59868080000000001]
[0.55700780000000005,null,0.59868080000000001]
[0.55700780000000005,null,0.59868080000000001]
[0.55700780000000005,null,0.59868080000000001]
[0.55700780000000005,null,0.59868080000000001]
[0.55700780000000005,null,0.59868080000000001]
[0.55700780000000005,null,0.59868080000000001]
[0.55700780000000005,null,0.59868080000000001]
[0.55700780000000005,null,0.59868080000000001]
[0.55700780000000005,null,0.59859249999999997]
[0.55700780000000005,null,0.59852989999999995]
[0.55691780000000002,null,0.59844520000000001]
[0.55683369999999999,null,0.59844520000000001]
[0.55677920000000003,null,0.59844520000000001]
[0.55677920000000003,null,0.59844520000000001]
[0.55677920000000003,null,0.59844520000000001]
[0.55677920000000003,null,0.59835260000000001]
[0.55677920000000003,null,0.59835260000000001]
[0.55677920000000003,null,0.59835260000000001]
[0.5566856,null,0.59835260000000001]
[0.5566856,null,0.59828999999999999]
[0.5566856,null,0.59828999999999999]
[0.55659599999999998,null,0.59828999999999999]
[0.55659599999999998,null,0.59828990000000004]
[0.55659599999999998,null,0.59819739999999999]
[0.55650599999999995,null,0.59802449999999996]
[0.55650599999999995,null,0.59802449999999996]
[0.55650599999999995,null,0.59802449999999996]
[0.55650599999999995,null,0.59802449999999996]
[0.55645149999999999,null,0.59802440000000001]
[0.55645149999999999,null,0.59802440000000001]
[0.55645149999999999,null,0.59793189999999996]
[0.55645149999999999,null,0.59793189999999996]
[0.55645149999999999,null,0.59793189999999996]
[0.55645149999999999,null,0.59793180000000001]
[0.55645149999999999,null,0.59793180000000001]
[0.55645149999999999,null,0.59783929999999996]
[0.55645149999999999,null,0.59783929999999996]
[0.55635789999999996,null,0.59777670000000005]
[0.55627380000000004,null,0.59777670000000005]
[0.55627380000000004,null,0.59777670000000005]
[0.55627380000000004,null,0.59777670000000005]
[0.55627380000000004,null,0.59777670000000005]
[0.55627380000000004,null,0.59777670000000005]
[0.55627380000000004,null,0.59768849999999996]
[0.55627380000000004,null,0.59768849999999996]
[0.55627380000000004,null,0.59759589999999996]
[0.55627380000000004,null,0.59759589999999996]
[0.55618420000000002,null,0.59759589999999996]
[0.55618420000000002,null,0.59759589999999996]
[0.55618420000000002,null,0.59751109999999996]
[0.55609059999999999,null,0.59744850000000005]
[0.55609059999999999,null,0.59744850000000005]
[0.55609059999999999,null,0.59744850000000005]
[0.55603610000000003,null,0.59744850000000005]
[0.55603610000000003,null,0.597356]
[0.55603610000000003,null,0.597356]
[0.55603610000000003,null,0.597356]
[0.5559461,null,0.59726780000000002]
[0.5559461,null,0.59726780000000002]
[0.5559461,null,0.59726769999999996]
[0.5559461,null,0.59726769999999996]
[0.5559461,null,0.59726769999999996]
[0.5559461,null,0.59726769999999996]
[0.5559461,null,0.59726769999999996]
[0.55586199999999997,null,0.59717949999999997]
[0.55586199999999997,null,0.59717949999999997]
[0.55586199999999997,null,0.59708689999999998]
[0.55586199999999997,null,0.59700220000000004]
[0.55576840000000005,null,0.59700220000000004]
[0.55576840000000005,null,0.59700209999999998]
[0.55576840000000005,null,0.59693949999999996]
[0.55576840000000005,null,0.59693949999999996]
[0.55576840000000005,null,0.59693949999999996]
[0.55576840000000005,null,0.59693949999999996]
[0.55576840000000005,null,0.59684700000000002]
[0.55571389999999998,null,0.59684700000000002]
[0.55571389999999998,null,0.59684700000000002]
[0.55571389999999998,null,0.59684700000000002]
[0.55562429999999996,null,0.59684700000000002]
[0.55562429999999996,null,0.59675440000000002]
[0.55562429999999996,null,0.59675440000000002]
[0.55562429999999996,null,0.59675440000000002]
[0.55562429999999996,null,0.59675440000000002]
[0.55562429999999996,null,0.59675440000000002]
[0.55562429999999996,null,0.59675440000000002]
[0.55562429999999996,null,0.59666969999999997]
[0.55535659999999998,null,0.59660709999999995]
[0.55535659999999998,null,0.59651880000000002]
[0.55535659999999998,null,0.59651880000000002]
[0.55535659999999998,null,0.59651880000000002]
[0.55535659999999998,null,0.59651880000000002]
[0.55535659999999998,null,0.59651880000000002]
[0.55535659999999998,null,0.59642629999999996]
[0.55535659999999998,null,0.59642629999999996]
[0.55535659999999998,null,0.59642629999999996]
[0.55535659999999998,null,0.59633369999999997]
[0.55526710000000001,null,0.59633369999999997]
[0.55526710000000001,null,0.59633369999999997]
[0.55526710000000001,null,0.59633369999999997]
[0.55526710000000001,null,0.59633369999999997]
[0.55526710000000001,null,0.59633369999999997]
[0.55526699999999996,null,0.59624540000000004]
[0.55526699999999996,null,0.59624540000000004]
[0.55526699999999996,null,0.59624540000000004]
[0.55526699999999996,null,0.59615289999999999]
[0.5552125,null,0.59615289999999999]
[0.5552125,null,0.59609029999999996]
[0.55512839999999997,null,0.59609029999999996]
[0.55512839999999997,null,0.59599769999999996]
[0.55512839999999997,null,0.59599769999999996]
[0.55512839999999997,null,0.59591300000000003]
[0.55512839999999997,null,0.59591300000000003]
[0.55503480000000005,null,0.59591300000000003]
[0.55503480000000005,null,0.59591300000000003]
[0.55503480000000005,null,0.59591300000000003]
[0.55503480000000005,null,0.59591300000000003]
[0.55503480000000005,null,0.59591300000000003]
[0.55494480000000002,null,0.59591300000000003]
[0.55494480000000002,null,0.59591300000000003]
[0.55485530000000005,null,0.59591300000000003]
[0.55485530000000005,null,0.5958504]
[0.55485530000000005,null,0.5958504]
[0.55485519999999999,null,0.5958504]
[0.55480070000000004,null,0.5958504]
[0.55470710000000001,null,0.59575789999999995]
[0.55462299999999998,null,0.5957578]
[0.55462299999999998,null,0.59558489999999997]
[0.55462299999999998,null,0.59558480000000003]
[0.55462299999999998,null,0.59549229999999997]
[0.55462299999999998,null,0.59549229999999997]
[0.55462299999999998,null,0.59549229999999997]
[0.55462299999999998,null,0.59549229999999997]
[0.55462299999999998,null,0.59549229999999997]
[0.55462299999999998,null,0.59549229999999997]
[0.55462299999999998,null,0.59549220000000003]
[0.55453300000000005,null,0.59549220000000003]
[0.55453300000000005,null,0.59549220000000003]
[0.55453300000000005,null,0.59549220000000003]
[0.55453300000000005,null,0.5954296]
[0.55453300000000005,null,0.59524889999999997]
[0.55444890000000002,null,0.59524889999999997]
[0.55444890000000002,null,0.59524889999999997]
[0.55444890000000002,null,0.59524889999999997]
[0.55439439999999995,null,0.59516409999999997]
[0.55439439999999995,null,0.59516409999999997]
[0.55439439999999995,null,0.59516409999999997]
[0.55439439999999995,null,0.59516409999999997]
[0.55439439999999995,null,0.59516409999999997]
[0.55439430000000001,null,0.59516409999999997]
[0.55421120000000001,null,0.59516409999999997]
[0.55421120000000001,null,0.59516409999999997]
[0.55412709999999998,null,0.59516409999999997]
[0.55412709999999998,null,0.59516409999999997]
[0.55412709999999998,null,0.59497900000000004]
[0.55412709999999998,null,0.59482820000000003]
[0.55412709999999998,null,0.59482820000000003]
[0.55412709999999998,null,0.59482820000000003]
[0.55412709999999998,null,0.59482820000000003]
[0.55403709999999995,null,0.59482820000000003]
[0.55403709999999995,null,0.59482809999999997]
[0.55403709999999995,null,0.59474340000000003]
[0.55403709999999995,null,0.59474340000000003]
[0.55403709999999995,null,0.59474340000000003]
[0.55403709999999995,null,0.59474340000000003]
[0.55403709999999995,null,0.59468080000000001]
[0.55403709999999995,null,0.59468080000000001]
[0.55403709999999995,null,0.59468080000000001]
[0.55398259999999999,null,0.59450000000000003]
[0.55389299999999997,null,0.59440740000000003]
[0.55389299999999997,null,0.59440740000000003]
[0.55389299999999997,null,0.59440740000000003]
[0.55389299999999997,null,0.59432269999999998]
[0.55389299999999997,null,0.59432269999999998]
[0.55389299999999997,null,0.59432269999999998]
[0.55389299999999997,null,0.59432269999999998]
[0.55379940000000005,null,0.59432269999999998]
[0.55371530000000002,null,0.59432269999999998]
[0.55371530000000002,null,0.59432269999999998]
[0.55371530000000002,null,0.59432269999999998]
[0.55371530000000002,null,0.59432269999999998]
[0.55371530000000002,null,0.59432269999999998]
[0.55371530000000002,null,0.59426000000000001]
[0.55366079999999995,null,0.59417180000000003]
[0.55366079999999995,null,0.59417180000000003]
[0.55366079999999995,null,0.59412940000000003]
[0.55357080000000003,null,0.59390200000000004]
[0.55357080000000003,null,0.59390200000000004]
[0.55357080000000003,null,0.59390200000000004]
[0.55357080000000003,null,0.59390200000000004]
[0.55357080000000003,null,0.59390200000000004]
[0.55357080000000003,null,0.59390200000000004]
[0.5534772,null,0.59390200000000004]
[0.5534772,null,0.59390200000000004]
[0.5534772,null,0.59390200000000004]
[0.5534772,null,0.59390200000000004]
[0.5534772,null,0.5938137]
[0.5534772,null,0.5938137]
[0.5534772,null,0.5938137]
[0.55338759999999998,null,0.5938137]
[0.55338759999999998,null,0.5938137]
[0.55338759999999998,null,0.5938137]
[0.55338759999999998,null,0.5937211]
[0.55330349999999995,null,0.5937211]
[0.55321350000000002,null,0.59362859999999995]
[0.55315899999999996,null,0.59362859999999995]
[0.55315899999999996,null,0.59362859999999995]
[0.55315899999999996,null,0.59362859999999995]
[0.55315899999999996,null,0.59362859999999995]
[0.55315899999999996,null,0.59348120000000004]
[0.55315899999999996,null,0.59348120000000004]
[0.55315899999999996,null,0.59339299999999995]
[0.55315899999999996,null,0.59339299999999995]
[0.55315899999999996,null,0.59339299999999995]
[0.55315899999999996,null,0.59339299999999995]
[0.55315899999999996,null,0.59339299999999995]
[0.55306540000000004,null,0.59339299999999995]
[0.55306540000000004,null,0.59339299999999995]
[0.55306540000000004,null,0.59330039999999995]
[0.55306540000000004,null,0.59330039999999995]
[0.55306540000000004,null,0.59330039999999995]
[0.55306540000000004,null,0.59330039999999995]
[0.55306540000000004,null,0.59312739999999997]
[0.55301089999999997,null,0.59312739999999997]
[0.55283720000000003,null,0.59306479999999995]
[0.55274719999999999,null,0.59306479999999995]
[0.55274719999999999,null,0.59306479999999995]
[0.55274719999999999,null,0.59297230000000001]
[0.55274719999999999,null,0.59297230000000001]
[0.55274719999999999,null,0.59297230000000001]
[0.55274719999999999,null,0.59297219999999995]
[0.55274719999999999,null,0.59297219999999995]
[0.55274719999999999,null,0.59297219999999995]
[0.55274719999999999,null,0.59288750000000001]
[0.55274719999999999,null,0.59288750000000001]
[0.55265359999999997,null,0.59288750000000001]
[0.55265359999999997,null,0.59288750000000001]
[0.55265359999999997,null,0.59279499999999996]
[0.55265359999999997,null,0.59270239999999996]
[0.55265359999999997,null,0.59270239999999996]
[0.55265359999999997,null,0.59270239999999996]
[0.55265359999999997,null,0.59261410000000003]
[0.55265359999999997,null,0.59261410000000003]
[0.55265359999999997,null,0.59261410000000003]
[0.55250949999999999,null,0.59261410000000003]
[0.55250949999999999,null,0.59255150000000001]
[0.55241960000000001,null,0.59255150000000001]
[0.55241960000000001,null,0.59255150000000001]
[0.55241960000000001,null,0.59255150000000001]
[0.55241960000000001,null,0.59246679999999996]
[0.55241960000000001,null,0.59246679999999996]
[0.55241960000000001,null,0.59246679999999996]
[0.55241960000000001,null,0.59246679999999996]
[0.55241960000000001,null,0.59237430000000002]
[0.55241960000000001,null,0.59237430000000002]
[0.55241960000000001,null,0.59237430000000002]
[0.55233540000000003,null,0.59237430000000002]
[0.55233540000000003,null,0.59219339999999998]
[0.55233540000000003,null,0.59219339999999998]
[0.5522418,null,0.59219339999999998]
[0.5522418,null,0.59219339999999998]
[0.5522418,null,0.59219339999999998]
[0.5522418,null,0.59219339999999998]
[0.5522418,null,0.59219339999999998]
[0.55215230000000004,null,0.59219339999999998]
[0.55215230000000004,null,0.59219339999999998]
[0.55215230000000004,null,0.59210090000000004]
[0.55215230000000004,null,0.59200830000000004]
[0.55215230000000004,null,0.59200830000000004]
[0.55215230000000004,null,0.59183529999999995]
[0.55215230000000004,null,0.59177270000000004]
[0.55215230000000004,null,0.59177270000000004]
[0.55206230000000001,null,0.59177270000000004]
[0.55206230000000001,null,0.59177270000000004]
[0.55200780000000005,null,0.59177270000000004]
[0.55192359999999996,null,0.59177270000000004]
[0.55192359999999996,null,0.59177270000000004]
[0.55183009999999999,null,0.59177270000000004]
[0.55183009999999999,null,0.59177270000000004]
[0.55183009999999999,null,0.59177270000000004]
[0.55183009999999999,null,0.59177270000000004]
[0.55183009999999999,null,0.59177270000000004]
[0.55183009999999999,null,0.59177270000000004]
[0.55183000000000004,null,0.59177270000000004]
[0.55183000000000004,null,0.5915918]
[0.55183000000000004,null,0.5915918]
[0.55183000000000004,null,0.59150709999999995]
[0.55174049999999997,null,0.59141460000000001]
[0.55174049999999997,null,0.59141460000000001]
[0.55174049999999997,null,0.59141460000000001]
[0.55174049999999997,null,0.59141460000000001]
[0.55174049999999997,null,0.59141460000000001]
[0.55168600000000001,null,0.59141460000000001]
[0.55168600000000001,null,0.59141460000000001]
[0.55168600000000001,null,0.59135199999999999]
[0.55168589999999995,null,0.59135199999999999]
[0.55159599999999998,null,0.59135199999999999]
[0.55151190000000005,null,0.59135199999999999]
[0.55151190000000005,null,0.59135199999999999]
[0.55151190000000005,null,0.59135190000000004]
[0.55151190000000005,null,0.59117109999999995]
[0.55151190000000005,null,0.59107860000000001]
[0.55151190000000005,null,0.59107860000000001]
[0.5515118,null,0.59099389999999996]
[0.55141830000000003,null,0.59099389999999996]
[0.55141830000000003,null,0.59099389999999996]
[0.55141830000000003,null,0.59099389999999996]
[0.55141830000000003,null,0.59090129999999996]
[0.55141830000000003,null,0.59090129999999996]
[0.5513287,null,0.59090129999999996]
[0.5513287,null,0.59090129999999996]
[0.5513287,null,0.59083870000000005]
[0.5513287,null,0.59083859999999999]
[0.55127420000000005,null,0.59075040000000001]
[0.55127420000000005,null,0.59075040000000001]
[0.55127420000000005,null,0.59075040000000001]
[0.55127420000000005,null,0.59075040000000001]
[0.55127420000000005,null,0.59065789999999996]
[0.55127420000000005,null,0.59065789999999996]
[0.55127420000000005,null,0.59065789999999996]
[0.55127420000000005,null,0.59056529999999996]
[0.55127420000000005,null,0.59048060000000002]
[0.55118420000000001,null,0.59048049999999996]
[0.55118420000000001,null,0.59048049999999996]
[0.55118420000000001,null,0.59048049999999996]
[0.55118420000000001,null,0.59048049999999996]
[0.55109459999999999,null,0.59041790000000005]
[0.55109459999999999,null,0.59041790000000005]
[0.55101049999999996,null,0.59041790000000005]
[0.55101049999999996,null,0.59032969999999996]
[0.55101049999999996,null,0.59032969999999996]
[0.55101049999999996,null,0.59023720000000002]
[0.55101049999999996,null,0.59023720000000002]
[0.55101049999999996,null,0.59023720000000002]
[0.55091690000000004,null,0.59023720000000002]
[0.55091690000000004,null,0.59023720000000002]
[0.55091690000000004,null,0.59023720000000002]
[0.55091690000000004,null,0.59014460000000002]
[0.55091690000000004,null,0.59014460000000002]
[0.55083280000000001,null,0.59014460000000002]
[0.5507782,null,0.59014460000000002]
[0.5507782,null,0.59014460000000002]
[0.5507782,null,0.59008190000000005]
[0.5507782,null,0.59008190000000005]
[0.55068830000000002,null,0.58999369999999995]
[0.55068830000000002,null,0.58990120000000001]
[0.55059469999999999,null,0.58990120000000001]
[0.55059469999999999,null,0.58990120000000001]
[0.55059469999999999,null,0.58981640000000002]
[0.55050509999999997,null,0.58981640000000002]
[0.55050509999999997,null,0.58981640000000002]
[0.55050509999999997,null,0.58981640000000002]
[0.55050509999999997,null,0.58972380000000002]
[0.55050509999999997,null,0.58972380000000002]
[0.55050509999999997,null,0.58972380000000002]
[0.55050509999999997,null,0.5896612]
[0.55050509999999997,null,0.58957300000000001]
[0.55050509999999997,null,0.58957300000000001]
[0.55050509999999997,null,0.58957300000000001]
[0.55046010000000001,null,0.58957300000000001]
[0.55041510000000005,null,0.58957300000000001]
[0.55041510000000005,null,0.58957300000000001]
[0.55041510000000005,null,0.58948049999999996]
[0.55032159999999997,null,0.58948049999999996]
[0.55032159999999997,null,0.58948049999999996]
[0.55026699999999995,null,0.58948049999999996]
[0.55026699999999995,null,0.58939569999999997]
[0.55026699999999995,null,0.58939569999999997]
[0.55026699999999995,null,0.58939569999999997]
[0.55018290000000003,null,0.58939569999999997]
[0.55018290000000003,null,0.58939569999999997]
[0.55018290000000003,null,0.58933310000000005]
[0.55009330000000001,null,0.58924480000000001]
[0.55009330000000001,null,0.58924480000000001]
[0.55009330000000001,null,0.58924480000000001]
[0.55009330000000001,null,0.58915220000000001]
[0.55009330000000001,null,0.58915220000000001]
[0.55009330000000001,null,0.58915220000000001]
[0.55009330000000001,null,0.58905969999999996]
[0.55009330000000001,null,0.58905969999999996]
[0.55009330000000001,null,0.58905969999999996]
[0.55009330000000001,null,0.58905969999999996]
[0.55009330000000001,null,0.58905969999999996]
[0.55000340000000003,null,0.58905969999999996]
[0.55000340000000003,null,0.58905969999999996]
[0.55000329999999997,null,0.58905969999999996]
[0.5499098,null,0.58905969999999996]
[0.5499098,null,0.58905969999999996]
[0.5499098,null,0.58897500000000003]
[0.54982560000000003,null,0.58888669999999999]
[0.54982560000000003,null,0.58888669999999999]
[0.54982560000000003,null,0.58888669999999999]
[0.54977109999999996,null,0.58888669999999999]
[0.54977109999999996,null,0.58879420000000005]
[0.54977109999999996,null,0.58870160000000005]
[0.54977109999999996,null,0.58863900000000002]
[0.54977109999999996,null,0.58863900000000002]
[0.54977109999999996,null,0.58863900000000002]
[0.54977109999999996,null,0.58863900000000002]
[0.54977109999999996,null,0.58863900000000002]
[0.54977109999999996,null,0.58855080000000004]
[0.54977109999999996,null,0.58855080000000004]
[0.54968110000000003,null,0.58855069999999998]
[0.54968110000000003,null,0.58855069999999998]
[0.54968110000000003,null,0.58855069999999998]
[0.54968110000000003,null,0.58846600000000004]
[0.54968110000000003,null,0.58846600000000004]
[0.54950339999999998,null,0.58846600000000004]
[0.54950339999999998,null,0.58837340000000005]
[0.54941390000000001,null,0.58837340000000005]
[0.54941390000000001,null,0.58837340000000005]
[0.54941379999999995,null,0.58837340000000005]
[0.54941379999999995,null,0.58837340000000005]
[0.54941379999999995,null,0.58837340000000005]
[0.54941379999999995,null,0.5882809]
[0.54935929999999999,null,0.58819270000000001]
[0.54935929999999999,null,0.58813000000000004]
[0.54935929999999999,null,0.58813000000000004]
[0.54935929999999999,null,0.58813000000000004]
[0.54935929999999999,null,0.58813000000000004]
[0.54935929999999999,null,0.58813000000000004]
[0.54935929999999999,null,0.58813000000000004]
[0.54935929999999999,null,0.58804529999999999]
[0.54926569999999997,null,0.58804529999999999]
[0.54926569999999997,null,0.58795269999999999]
[0.54926569999999997,null,0.58795269999999999]
[0.54926569999999997,null,0.58795269999999999]
[0.54926569999999997,null,0.58795269999999999]
[0.54917579999999999,null,0.58795269999999999]
[0.54917579999999999,null,0.58789009999999997]
[0.54912119999999998,null,0.58780180000000004]
[0.54903170000000001,null,0.58780180000000004]
[0.54894750000000003,null,0.58780180000000004]
[0.54894750000000003,null,0.58780180000000004]
[0.54894750000000003,null,0.58780180000000004]
[0.54894750000000003,null,0.58770929999999999]
[0.54894750000000003,null,0.58770929999999999]
[0.54894750000000003,null,0.58770929999999999]
[0.54894750000000003,null,0.58762460000000005]
[0.54894750000000003,null,0.58762460000000005]
[0.54894750000000003,null,0.58762460000000005]
[0.54894750000000003,null,0.58744370000000001]
[0.54894750000000003,null,0.58744370000000001]
[0.54894750000000003,null,0.58744370000000001]
[0.54894750000000003,null,0.58744370000000001]
[0.54894750000000003,null,0.58744370000000001]
[0.54894750000000003,null,0.58744370000000001]
[0.54889299999999996,null,0.58735119999999996]
[0.54889299999999996,null,0.58735119999999996]
[0.54879940000000005,null,0.58735119999999996]
[0.54879940000000005,null,0.58728860000000005]
[0.54870940000000001,null,0.58728860000000005]
[0.54862529999999998,null,0.58728860000000005]
[0.54862529999999998,null,0.58728860000000005]
[0.54862529999999998,null,0.58728860000000005]
[0.54862529999999998,null,0.58728860000000005]
[0.54853580000000002,null,0.58728860000000005]
[0.54853569999999996,null,0.58728860000000005]
[0.54853569999999996,null,0.58719600000000005]
[0.54853569999999996,null,0.58711120000000006]
[0.54853569999999996,null,0.58711120000000006]
[0.54853569999999996,null,0.58702299999999996]
[0.54853569999999996,null,0.58702299999999996]
[0.54853569999999996,null,0.58702299999999996]
[0.54853569999999996,null,0.58702299999999996]
[0.54853569999999996,null,0.58702299999999996]
[0.54853569999999996,null,0.58702299999999996]
[0.54853569999999996,null,0.58693050000000002]
[0.54853569999999996,null,0.58693050000000002]
[0.54853569999999996,null,0.58683790000000002]
[0.5484812,null,0.58683790000000002]
[0.54839709999999997,null,0.5867753]
[0.54839709999999997,null,0.5867753]
[0.54830710000000005,null,0.5867753]
[0.54830710000000005,null,0.5867753]
[0.54830710000000005,null,0.5867753]
[0.54830710000000005,null,0.58668699999999996]
[0.54812399999999994,null,0.58668699999999996]
[0.54812399999999994,null,0.58668699999999996]
[0.54812399999999994,null,0.58659450000000002]
[0.54812399999999994,null,0.58659450000000002]
[0.54812399999999994,null,0.58659450000000002]
[0.54812399999999994,null,0.58650190000000002]
[0.54812399999999994,null,0.58641719999999997]
[0.54812399999999994,null,0.58641719999999997]
[0.5481239,null,0.58641710000000002]
[0.5481239,null,0.58632890000000004]
[0.54803400000000002,null,0.58632890000000004]
[0.54803400000000002,null,0.58623639999999999]
[0.54803400000000002,null,0.58623639999999999]
[0.54803400000000002,null,0.58623639999999999]
[0.54803400000000002,null,0.58617379999999997]
[0.54803400000000002,null,0.58617379999999997]
[0.54803400000000002,null,0.58617379999999997]
[0.54794039999999999,null,0.58608119999999997]
[0.54788590000000004,null,0.58608119999999997]
[0.54788590000000004,null,0.58608119999999997]
[0.54788590000000004,null,0.58608119999999997]
[0.54780169999999995,null,0.58608119999999997]
[0.54780169999999995,null,0.58608119999999997]
[0.54780169999999995,null,0.58608119999999997]
[0.54780169999999995,null,0.58608119999999997]
[0.54771219999999998,null,0.58608110000000002]
[0.54771219999999998,null,0.58590390000000003]
[0.54771219999999998,null,0.58590390000000003]
[0.54771219999999998,null,0.58590390000000003]
[0.54771219999999998,null,0.58581570000000005]
[0.54771219999999998,null,0.58581570000000005]
[0.54771219999999998,null,0.58581570000000005]
[0.54771219999999998,null,0.58581570000000005]
[0.54771219999999998,null,0.58581570000000005]
[0.54771210000000004,null,0.58575299999999997]
[0.54762219999999995,null,0.58566050000000003]
[0.54752860000000003,null,0.58566050000000003]
[0.54752860000000003,null,0.58566050000000003]
[0.54747409999999996,null,0.58566050000000003]
[0.54747409999999996,null,0.58566039999999997]
[0.54747409999999996,null,0.58566039999999997]
[0.54747409999999996,null,0.58566039999999997]
[0.54739000000000004,null,0.58566039999999997]
[0.54738989999999998,null,0.58548319999999998]
[0.54738989999999998,null,0.58548319999999998]
[0.54738989999999998,null,0.58548319999999998]
[0.54738989999999998,null,0.58539490000000005]
[0.54738989999999998,null,0.58539490000000005]
[0.54738989999999998,null,0.58539490000000005]
[0.54738989999999998,null,0.58533230000000003]
[0.54738989999999998,null,0.58523970000000003]
[0.54730040000000002,null,0.58523970000000003]
[0.54730040000000002,null,0.58523970000000003]
[0.54730040000000002,null,0.58523970000000003]
[0.54730040000000002,null,0.58523970000000003]
[0.54721039999999999,null,0.58523970000000003]
[0.54721039999999999,null,0.58523970000000003]
[0.54721039999999999,null,0.58523970000000003]
[0.54711679999999996,null,0.58514719999999998]
[0.54711679999999996,null,0.58514719999999998]
[0.54711679999999996,null,0.58514719999999998]
[0.54703270000000004,null,0.58514719999999998]
[0.54703270000000004,null,0.58514719999999998]
[0.54703270000000004,null,0.58496990000000004]
[0.54697819999999997,null,0.58496990000000004]
[0.54697819999999997,null,0.58496990000000004]
[0.54697819999999997,null,0.58496990000000004]
[0.54697819999999997,null,0.58496990000000004]
[0.54697819999999997,null,0.58496990000000004]
[0.54697819999999997,null,0.58490730000000002]
[0.54697819999999997,null,0.58481899999999998]
[0.54697810000000002,null,0.58481899999999998]
[0.54697810000000002,null,0.58481899999999998]
[0.54688859999999995,null,0.58472639999999998]
[0.54688859999999995,null,0.58472639999999998]
[0.54688859999999995,null,0.58472639999999998]
[0.54688859999999995,null,0.58472639999999998]
[0.54688859999999995,null,0.58472639999999998]
[0.54688859999999995,null,0.58463390000000004]
[0.54688859999999995,null,0.58463390000000004]
[0.54688859999999995,null,0.58463390000000004]
[0.54688859999999995,null,0.58463390000000004]
[0.54688859999999995,null,0.58463390000000004]
[0.54679500000000003,null,0.58463390000000004]
[0.54662089999999997,null,0.58463390000000004]
[0.54656640000000001,null,0.58463390000000004]
[0.54656640000000001,null,0.58463390000000004]
[0.54656640000000001,null,0.58463390000000004]
[0.54656640000000001,null,0.58454919999999999]
[0.54656640000000001,null,0.58454919999999999]
[0.54656640000000001,null,0.58454910000000004]
[0.54656640000000001,null,0.58445659999999999]
[0.54656640000000001,null,0.58445659999999999]
[0.54656640000000001,null,0.58427580000000001]
[0.54656629999999995,null,0.58427580000000001]
[0.54656629999999995,null,0.58421319999999999]
[0.54656629999999995,null,0.58421319999999999]
[0.54656629999999995,null,0.58421319999999999]
[0.54647679999999998,null,0.58421319999999999]
[0.54647679999999998,null,0.58421319999999999]
[0.54647679999999998,null,0.58421319999999999]
[0.54638319999999996,null,0.58412070000000005]
[0.5463287,null,0.58412070000000005]
[0.54623869999999997,null,0.58412070000000005]
[0.54623869999999997,null,0.58412070000000005]
[0.54615460000000005,null,0.58412070000000005]
[0.54615460000000005,null,0.58412070000000005]
[0.54615460000000005,null,0.58403590000000005]
[0.54615460000000005,null,0.58394769999999996]
[0.54615460000000005,null,0.58394769999999996]
[0.54615460000000005,null,0.58385509999999996]
[0.54615460000000005,null,0.58385509999999996]
[0.54615460000000005,null,0.58385509999999996]
[0.54615460000000005,null,0.58385509999999996]
[0.54615460000000005,null,0.58376260000000002]
[0.54615460000000005,null,0.5837]
[0.54615460000000005,null,0.5837]
[0.54606100000000002,null,0.5837]
[0.54600649999999995,null,0.58369990000000005]
[0.54591690000000004,null,0.58369990000000005]
[0.54591690000000004,null,0.58369990000000005]
[0.54591690000000004,null,0.58369990000000005]
[0.54591690000000004,null,0.58369990000000005]
[0.54591690000000004,null,0.58361169999999996]
[0.54591690000000004,null,0.58361169999999996]
[0.54591690000000004,null,0.58361169999999996]
[0.54591690000000004,null,0.58342660000000002]
[0.54583280000000001,null,0.58334189999999997]
[0.54583269999999995,null,0.58334189999999997]
[0.54574279999999997,null,0.58334180000000002]
[0.54574279999999997,null,0.58334180000000002]
[0.54564919999999995,null,0.58334180000000002]
[0.54564919999999995,null,0.58334180000000002]
[0.54564919999999995,null,0.5832792]
[0.54564919999999995,null,0.5832792]
[0.54564919999999995,null,0.5832792]
[0.54564919999999995,null,0.5832792]
[0.54564919999999995,null,0.5832792]
[0.54564919999999995,null,0.58318669999999995]
[0.54555960000000003,null,0.58318669999999995]
[0.54550509999999997,null,0.58309849999999996]
[0.54550509999999997,null,0.58309849999999996]
[0.54550509999999997,null,0.58309849999999996]
[0.54550509999999997,null,0.58309840000000002]
[0.54550509999999997,null,0.58309840000000002]
[0.54550509999999997,null,0.58300580000000002]
[0.54542100000000004,null,0.58292109999999997]
[0.54533100000000001,null,0.58292109999999997]
[0.54533100000000001,null,0.58283289999999999]
[0.54533100000000001,null,0.58283289999999999]
[0.54533100000000001,null,0.58283289999999999]
[0.54533100000000001,null,0.58283289999999999]
[0.54523739999999998,null,0.58277020000000002]
[0.54523739999999998,null,0.58277020000000002]
[0.54523739999999998,null,0.58267769999999997]
[0.54523739999999998,null,0.58267769999999997]
[0.54523739999999998,null,0.58267769999999997]
[0.54523739999999998,null,0.58267769999999997]
[0.54514790000000002,null,0.58267769999999997]
[0.54514779999999996,null,0.58267769999999997]
[0.54514779999999996,null,0.58267769999999997]
[0.54514779999999996,null,0.58267769999999997]
[0.54514779999999996,null,0.58267769999999997]
[0.54514779999999996,null,0.58267769999999997]
[0.54506370000000004,null,0.58258509999999997]
[0.54500919999999997,null,0.58258509999999997]
[0.54500919999999997,null,0.58258509999999997]
[0.54500919999999997,null,0.58250040000000003]
[0.54491920000000005,null,0.58250040000000003]
[0.54491920000000005,null,0.58240789999999998]
[0.54491920000000005,null,0.58225700000000002]
[0.54491920000000005,null,0.58225700000000002]
[0.54491920000000005,null,0.58225700000000002]
[0.54491920000000005,null,0.58225700000000002]
[0.54491920000000005,null,0.58225700000000002]
[0.54491920000000005,null,0.58225700000000002]
[0.54491920000000005,null,0.58225700000000002]
[0.54491920000000005,null,0.58225700000000002]
[0.54491920000000005,null,0.58225700000000002]
[0.54482960000000002,null,0.58225700000000002]
[0.54482960000000002,null,0.58225700000000002]
[0.54482960000000002,null,0.58225700000000002]
[0.54482960000000002,null,0.58225700000000002]
[0.54473609999999995,null,0.5821944]
[0.54473609999999995,null,0.58210609999999996]
[0.54468150000000004,null,0.58210609999999996]
[0.54468150000000004,null,0.58192880000000002]
[0.54459740000000001,null,0.58183629999999997]
[0.54459740000000001,null,0.58183629999999997]
[0.54459740000000001,null,0.58183629999999997]
[0.54450739999999997,null,0.58183629999999997]
[0.54450739999999997,null,0.58183629999999997]
[0.54450739999999997,null,0.58183629999999997]
[0.54450739999999997,null,0.58183629999999997]
[0.54450739999999997,null,0.58183629999999997]
[0.54450739999999997,null,0.58183629999999997]
[0.54441379999999995,null,0.58183629999999997]
[0.54441379999999995,null,0.58174380000000003]
[0.54441379999999995,null,0.58174380000000003]
[0.54441379999999995,null,0.58165549999999999]
[0.54441379999999995,null,0.58156289999999999]
[0.54432970000000003,null,0.58156289999999999]
[0.54432970000000003,null,0.58156289999999999]
[0.54432970000000003,null,0.58156289999999999]
[0.54432970000000003,null,0.58141560000000003]
[0.54432970000000003,null,0.58141560000000003]
[0.54432970000000003,null,0.58141560000000003]
[0.54432970000000003,null,0.58141560000000003]
[0.54432970000000003,null,0.58141560000000003]
[0.54432970000000003,null,0.58141549999999997]
[0.54409560000000001,null,0.58141549999999997]
[0.54409560000000001,null,0.58132729999999999]
[0.54409560000000001,null,0.58132729999999999]
[0.54409560000000001,null,0.58123480000000005]
[0.54409560000000001,null,0.58123480000000005]
[0.54409560000000001,null,0.58123480000000005]
[0.54409560000000001,null,0.58123480000000005]
[0.54409560000000001,null,0.58115000000000006]
[0.54409560000000001,null,0.5810575]
[0.54409560000000001,null,0.5810575]
[0.54409560000000001,null,0.5810575]
[0.54400199999999999,null,0.58096499999999995]
[0.54400199999999999,null,0.58096490000000001]
[0.54400199999999999,null,0.58096490000000001]
[0.54400199999999999,null,0.58096490000000001]
[0.54400199999999999,null,0.58087670000000002]
[0.54400199999999999,null,0.58087670000000002]
[0.54400199999999999,null,0.58078410000000003]
[0.54394750000000003,null,0.58078410000000003]
[0.54377339999999996,null,0.58078410000000003]
[0.54377339999999996,null,0.58078410000000003]
[0.54377339999999996,null,0.5807215]
[0.54377339999999996,null,0.5807215]
[0.54377339999999996,null,0.5807215]
[0.54377339999999996,null,0.5807215]
[0.54377339999999996,null,0.58063670000000001]
[0.54377339999999996,null,0.58063670000000001]
[0.54377339999999996,null,0.58063670000000001]
[0.54377339999999996,null,0.58036339999999997]
[0.54368380000000005,null,0.58036339999999997]
[0.54359029999999997,null,0.58036339999999997]
[0.54353569999999995,null,0.58036339999999997]
[0.54353569999999995,null,0.58036339999999997]
[0.54353569999999995,null,0.58036339999999997]
[0.54353569999999995,null,0.58036339999999997]
[0.54353569999999995,null,0.58036339999999997]
[0.54353569999999995,null,0.58036339999999997]
[0.54353569999999995,null,0.58036339999999997]
[0.54353569999999995,null,0.58036339999999997]
[0.54353569999999995,null,0.58027090000000003]
[0.54353569999999995,null,0.58027079999999998]
[0.54344579999999998,null,0.58027079999999998]
[0.54344570000000003,null,0.58020819999999995]
[0.54344570000000003,null,0.57994270000000003]
[0.5433616,null,0.57994270000000003]
[0.54326799999999997,null,0.57994270000000003]
[0.54317850000000001,null,0.57994259999999997]
[0.54317850000000001,null,0.57994259999999997]
[0.54317850000000001,null,0.57994259999999997]
[0.54317850000000001,null,0.57994259999999997]
[0.54312400000000005,null,0.57994259999999997]
[0.54312400000000005,null,0.57994259999999997]
[0.54312400000000005,null,0.57994259999999997]
[0.54312400000000005,null,0.57994259999999997]
[0.54312389999999999,null,0.57985010000000003]
[0.54312389999999999,null,0.57985010000000003]
[0.54312389999999999,null,0.57985010000000003]
[0.54312389999999999,null,0.57985010000000003]
[0.54312389999999999,null,0.57975759999999998]
[0.54312389999999999,null,0.57975750000000004]
[0.54303400000000002,null,0.57966930000000005]
[0.54303400000000002,null,0.57966930000000005]
[0.54303400000000002,null,0.57966930000000005]
[0.54303400000000002,null,0.57966930000000005]
[0.54294980000000004,null,0.57966930000000005]
[0.54294980000000004,null,0.57960670000000003]
[0.54294980000000004,null,0.57956430000000003]
[0.54294980000000004,null,0.57956430000000003]
[0.54294980000000004,null,0.57952190000000003]
[0.54294980000000004,null,0.57952190000000003]
[0.54294980000000004,null,0.57952190000000003]
[0.54280569999999995,null,0.57952190000000003]
[0.54280569999999995,null,0.57952190000000003]
[0.54280569999999995,null,0.57952190000000003]
[0.54280569999999995,null,0.57942930000000004]
[0.54280569999999995,null,0.57942930000000004]
[0.54280569999999995,null,0.57927419999999996]
[0.54280569999999995,null,0.57927419999999996]
[0.54280569999999995,null,0.57918599999999998]
[0.54280569999999995,null,0.57918590000000003]
[0.54271210000000003,null,0.57918590000000003]
[0.54265759999999996,null,0.57918590000000003]
[0.54256769999999999,null,0.57918590000000003]
[0.54256769999999999,null,0.57918590000000003]
[0.54256769999999999,null,0.57918590000000003]
[0.54248350000000001,null,0.57918590000000003]
[0.54248350000000001,null,0.57918590000000003]
[0.54248350000000001,null,0.57918590000000003]
[0.54239400000000004,null,0.57909330000000003]
[0.54239400000000004,null,0.57909330000000003]
[0.54239400000000004,null,0.57900859999999998]
[0.54239400000000004,null,0.57900859999999998]
[0.54239389999999998,null,0.57891610000000004]
[0.54239389999999998,null,0.5788278]
[0.54239389999999998,null,0.5788278]
[0.54239389999999998,null,0.5788278]
[0.54230040000000002,null,0.57876519999999998]
[0.54230040000000002,null,0.57876519999999998]
[0.54230040000000002,null,0.57876519999999998]
[0.54221039999999998,null,0.57876519999999998]
[0.54221039999999998,null,0.57876519999999998]
[0.54221039999999998,null,0.57876519999999998]
[0.54212629999999995,null,0.57876519999999998]
[0.54212629999999995,null,0.57876519999999998]
[0.54212629999999995,null,0.57867259999999998]
[0.54212629999999995,null,0.57867259999999998]
[0.54212629999999995,null,0.57867259999999998]
[0.54207170000000005,null,0.57867259999999998]
[0.54207170000000005,null,0.57858010000000004]
[0.54207170000000005,null,0.57849539999999999]
[0.54207170000000005,null,0.57834450000000004]
[0.54207170000000005,null,0.57834450000000004]
[0.54207170000000005,null,0.57834450000000004]
[0.54207170000000005,null,0.57834450000000004]
[0.54198179999999996,null,0.57834450000000004]
[0.54189220000000005,null,0.57834450000000004]
[0.54189220000000005,null,0.57834450000000004]
[0.54189220000000005,null,0.5782562]
[0.54189220000000005,null,0.5782562]
[0.54189220000000005,null,0.5782562]
[0.54179860000000002,null,0.5782562]
[0.54179860000000002,null,0.5782562]
[0.54179860000000002,null,0.5782562]
[0.54179860000000002,null,0.5782562]
[0.54179860000000002,null,0.57816369999999995]
[0.54179860000000002,null,0.57816369999999995]
[0.54179860000000002,null,0.57807109999999995]
[0.541709,null,0.57807109999999995]
[0.54162489999999996,null,0.57807109999999995]
[0.54162489999999996,null,0.57800850000000004]
[0.54162489999999996,null,0.57792030000000005]
[0.54162489999999996,null,0.57783549999999995]
[0.54162489999999996,null,0.57783549999999995]
[0.54157040000000001,null,0.57774300000000001]
[0.54157040000000001,null,0.57774300000000001]
[0.54157040000000001,null,0.57774300000000001]
[0.54157040000000001,null,0.57774300000000001]
[0.54157040000000001,null,0.57774300000000001]
[0.54157040000000001,null,0.57765040000000001]
[0.54157040000000001,null,0.57765040000000001]
[0.54148039999999997,null,0.57765040000000001]
[0.54148039999999997,null,0.57765040000000001]
[0.54138679999999995,null,0.57756209999999997]
[0.54138679999999995,null,0.57756209999999997]
[0.54138679999999995,null,0.57756209999999997]
[0.54138679999999995,null,0.57746960000000003]
[0.54138679999999995,null,0.57737709999999998]
[0.54130270000000003,null,0.57737709999999998]
[0.54130270000000003,null,0.57737700000000003]
[0.5412131,null,0.57731440000000001]
[0.5412131,null,0.57731440000000001]
[0.5412131,null,0.57731440000000001]
[0.5412131,null,0.57731440000000001]
[0.5412131,null,0.57731440000000001]
[0.5412131,null,0.57722969999999996]
[0.5412131,null,0.57714140000000003]
[0.5412131,null,0.57714140000000003]
[0.54106500000000002,null,0.57714140000000003]
[0.54106500000000002,null,0.57714140000000003]
[0.54106500000000002,null,0.57714140000000003]
[0.54106500000000002,null,0.57704880000000003]
[0.54106500000000002,null,0.57704880000000003]
[0.54106500000000002,null,0.57704880000000003]
[0.54106500000000002,null,0.57695629999999998]
[0.54106500000000002,null,0.57695629999999998]
[0.54106500000000002,null,0.57689369999999995]
[0.54097499999999998,null,0.57689369999999995]
[0.54097499999999998,null,0.57689369999999995]
[0.54097499999999998,null,0.57689369999999995]
[0.54088550000000002,null,0.57689369999999995]
[0.54080130000000004,null,0.57689369999999995]
[0.54080130000000004,null,0.57680900000000002]
[0.54080130000000004,null,0.57680900000000002]
[0.54080130000000004,null,0.57680900000000002]
[0.54080130000000004,null,0.57680900000000002]
[0.54080130000000004,null,0.57680900000000002]
[0.54074679999999997,null,0.57671640000000002]
[0.54074679999999997,null,0.57671640000000002]
[0.54074679999999997,null,0.57653560000000004]
[0.54074679999999997,null,0.57653560000000004]
[0.54074679999999997,null,0.57653560000000004]
[0.54074679999999997,null,0.57647300000000001]
[0.54065319999999994,null,0.57647300000000001]
[0.54065319999999994,null,0.57647300000000001]
[0.54065319999999994,null,0.57647300000000001]
[0.54065319999999994,null,0.57647300000000001]
[0.54065319999999994,null,0.57647300000000001]
[0.54065319999999994,null,0.57647300000000001]
[0.54065319999999994,null,0.57647300000000001]
[0.54065319999999994,null,0.57638040000000001]
[0.54065319999999994,null,0.57638040000000001]
[0.54065319999999994,null,0.57638040000000001]
[0.54065319999999994,null,0.57613700000000001]
[0.54056320000000002,null,0.57613700000000001]
[0.54056320000000002,null,0.57605229999999996]
[0.54056320000000002,null,0.57605229999999996]
[0.54056320000000002,null,0.57605229999999996]
[0.54056320000000002,null,0.57605229999999996]
[0.54042460000000003,null,0.57605229999999996]
[0.54033500000000001,null,0.57605229999999996]
[0.54033500000000001,null,0.57605229999999996]
[0.54033500000000001,null,0.57605229999999996]
[0.54033500000000001,null,0.57605229999999996]
[0.54033500000000001,null,0.57605229999999996]
[0.54033500000000001,null,0.57605220000000001]
[0.54033500000000001,null,0.57596400000000003]
[0.54033500000000001,null,0.57596400000000003]
[0.54033500000000001,null,0.57596400000000003]
[0.54024499999999998,null,0.57587149999999998]
[0.54024499999999998,null,0.57587149999999998]
[0.54015150000000001,null,0.57578669999999998]
[0.54015150000000001,null,0.57572409999999996]
[0.54015150000000001,null,0.57572409999999996]
[0.54015150000000001,null,0.57563149999999996]
[0.54015139999999995,null,0.57554329999999998]
[0.54015139999999995,null,0.57554329999999998]
[0.54015139999999995,null,0.57554329999999998]
[0.54006189999999998,null,0.57554329999999998]
[0.54006189999999998,null,0.57554329999999998]
[0.54006189999999998,null,0.57554329999999998]
[0.53997779999999995,null,0.57554329999999998]
[0.53997779999999995,null,0.57554329999999998]
[0.53983329999999996,null,0.57545080000000004]
[0.53983329999999996,null,0.57545080000000004]
[0.53983329999999996,null,0.5753625]
[0.53983329999999996,null,0.5753625]
[0.53983329999999996,null,0.5753625]
[0.53983329999999996,null,0.5753625]
[0.53983329999999996,null,0.5753625]
[0.53983329999999996,null,0.5753625]
[0.53983329999999996,null,0.5753625]
[0.53983320000000001,null,0.5752777]
[0.53983320000000001,null,0.57518519999999995]
[0.53983320000000001,null,0.57518519999999995]
[0.53973970000000004,null,0.57512249999999998]
[0.53973970000000004,null,0.57512249999999998]
[0.53973970000000004,null,0.57503000000000004]
[0.53973970000000004,null,0.57503000000000004]
[0.53964970000000001,null,0.57503000000000004]
[0.53956009999999999,null,0.57494179999999995]
[0.53956009999999999,null,0.57494179999999995]
[0.53947599999999996,null,0.57494179999999995]
[0.53947599999999996,null,0.57494179999999995]
[0.53947599999999996,null,0.57494179999999995]
[0.53947599999999996,null,0.57494179999999995]
[0.53947599999999996,null,0.57484919999999995]
[0.53947599999999996,null,0.57484919999999995]
[0.53947599999999996,null,0.57476439999999995]
[0.5394215,null,0.57476439999999995]
[0.5394215,null,0.57476439999999995]
[0.5394215,null,0.57476439999999995]
[0.5394215,null,0.57461359999999995]
[0.5394215,null,0.57461359999999995]
[0.5394215,null,0.57461359999999995]
[0.53932789999999997,null,0.57461359999999995]
[0.53932789999999997,null,0.57461359999999995]
[0.53932789999999997,null,0.57461359999999995]
[0.53932789999999997,null,0.57452879999999995]
[0.53923829999999995,null,0.57443630000000001]
[0.53923829999999995,null,0.57443630000000001]
[0.53923829999999995,null,0.57443630000000001]
[0.53923829999999995,null,0.57443630000000001]
[0.53923829999999995,null,0.57434370000000001]
[0.53923829999999995,null,0.57425550000000003]
[0.53923829999999995,null,0.57425550000000003]
[0.53914830000000002,null,0.57425550000000003]
[0.53914830000000002,null,0.57419290000000001]
[0.53914830000000002,null,0.57419290000000001]
[0.53914830000000002,null,0.57419279999999995]
[0.53906419999999999,null,0.57419279999999995]
[0.53906419999999999,null,0.57419279999999995]
[0.53906419999999999,null,0.57419279999999995]
[0.53906419999999999,null,0.57419279999999995]
[0.53897059999999997,null,0.57419279999999995]
[0.53897059999999997,null,0.57419279999999995]
[0.53891610000000001,null,0.57410019999999995]
[0.53891610000000001,null,0.57410019999999995]
[0.53882649999999999,null,0.57410019999999995]
[0.53882649999999999,null,0.57400770000000001]
[0.53882649999999999,null,0.57392299999999996]
[0.53882649999999999,null,0.57392299999999996]
[0.53882649999999999,null,0.57392299999999996]
[0.53882649999999999,null,0.57392299999999996]
[0.53882649999999999,null,0.57386040000000005]
[0.53882649999999999,null,0.57377210000000001]
[0.53873660000000001,null,0.57377210000000001]
[0.53873660000000001,null,0.57377210000000001]
[0.53873660000000001,null,0.57377210000000001]
[0.53873649999999995,null,0.57377210000000001]
[0.53873649999999995,null,0.57377210000000001]
[0.53873649999999995,null,0.57377210000000001]
[0.53873649999999995,null,0.57377210000000001]
[0.53864699999999999,null,0.57377210000000001]
[0.53864699999999999,null,0.57367950000000001]
[0.53864699999999999,null,0.57367950000000001]
[0.53856289999999996,null,0.57367950000000001]
[0.53856280000000001,null,0.57367950000000001]
[0.53856280000000001,null,0.57358699999999996]
[0.53846930000000004,null,0.57358699999999996]
[0.53841470000000002,null,0.57358699999999996]
[0.53841470000000002,null,0.57358699999999996]
[0.53841470000000002,null,0.57341399999999998]
[0.53841470000000002,null,0.57341399999999998]
[0.53841470000000002,null,0.57341399999999998]
[0.53841470000000002,null,0.57341399999999998]
[0.53841470000000002,null,0.57335139999999996]
[0.53841470000000002,null,0.57335139999999996]
[0.53841470000000002,null,0.57335139999999996]
[0.53841470000000002,null,0.57335139999999996]
[0.53841470000000002,null,0.57326310000000003]
[0.53841470000000002,null,0.57326310000000003]
[0.53841470000000002,null,0.57326310000000003]
[0.53841470000000002,null,0.57326310000000003]
[0.53832519999999995,null,0.57308579999999998]
[0.5383251,null,0.57308579999999998]
[0.53815109999999999,null,0.57299330000000004]
[0.53809660000000004,null,0.57299330000000004]
[0.53809649999999998,null,0.57299330000000004]
[0.53809649999999998,null,0.57299330000000004]
[0.53800300000000001,null,0.57299330000000004]
[0.53800300000000001,null,0.57290079999999999]
[0.53800300000000001,null,0.57290079999999999]
[0.53800289999999995,null,0.57281249999999995]
[0.53800289999999995,null,0.57281249999999995]
[0.53800289999999995,null,0.57281249999999995]
[0.53800289999999995,null,0.57281249999999995]
[0.53800289999999995,null,0.57281249999999995]
[0.53800289999999995,null,0.57274990000000003]
[0.53800289999999995,null,0.57274990000000003]
[0.53791880000000003,null,0.57274990000000003]
[0.53791880000000003,null,0.57274990000000003]
[0.53791880000000003,null,0.57274990000000003]
[0.53782920000000001,null,0.57265730000000004]
[0.53782920000000001,null,0.57257259999999999]
[0.53782920000000001,null,0.57257259999999999]
[0.53773930000000003,null,0.57257259999999999]
[0.53759120000000005,null,0.57257259999999999]
[0.53759120000000005,null,0.57257259999999999]
[0.53759120000000005,null,0.57248429999999995]
[0.53759120000000005,null,0.57248429999999995]
[0.53759120000000005,null,0.57232919999999998]
[0.53759120000000005,null,0.57232919999999998]
[0.53759120000000005,null,0.57232919999999998]
[0.53759120000000005,null,0.57232919999999998]
[0.53759120000000005,null,0.57232919999999998]
[0.53759120000000005,null,0.57232919999999998]
[0.53759120000000005,null,0.57223659999999998]
[0.53759109999999999,null,0.57223659999999998]
[0.53759109999999999,null,0.57223659999999998]
[0.53759109999999999,null,0.57223659999999998]
[0.53759109999999999,null,0.57223659999999998]
[0.53759109999999999,null,0.57223659999999998]
[0.53759109999999999,null,0.57215179999999999]
[0.53759109999999999,null,0.57215179999999999]
[0.53750699999999996,null,0.57205919999999999]
[0.5374525,null,0.57196670000000005]
[0.5374525,null,0.57187849999999996]
[0.5374525,null,0.57187849999999996]
[0.53735889999999997,null,0.57181590000000004]
[0.53735889999999997,null,0.57181590000000004]
[0.53726929999999995,null,0.57181590000000004]
[0.53726929999999995,null,0.57181590000000004]
[0.53726929999999995,null,0.57181590000000004]
[0.53717939999999997,null,0.57181590000000004]
[0.53717939999999997,null,0.57172339999999999]
[0.53717939999999997,null,0.57172330000000005]
[0.53717939999999997,null,0.57172330000000005]
[0.53717939999999997,null,0.57172330000000005]
[0.53717939999999997,null,0.57172330000000005]
[0.53717939999999997,null,0.57172330000000005]
[0.53717939999999997,null,0.57163509999999995]
[0.53717939999999997,null,0.57154249999999995]
[0.53712479999999996,null,0.57154249999999995]
[0.53712479999999996,null,0.57154249999999995]
[0.53712479999999996,null,0.57154249999999995]
[0.53712479999999996,null,0.57154249999999995]
[0.53703529999999999,null,0.57147990000000004]
[0.53703529999999999,null,0.57139519999999999]
[0.53703529999999999,null,0.57139510000000004]
[0.53703529999999999,null,0.57139510000000004]
[0.53695110000000001,null,0.57139510000000004]
[0.53695110000000001,null,0.57139510000000004]
[0.53695110000000001,null,0.57139510000000004]
[0.53695110000000001,null,0.57139510000000004]
[0.53695110000000001,null,0.57139510000000004]
[0.53695110000000001,null,0.57130259999999999]
[0.53685749999999999,null,0.57130259999999999]
[0.53685749999999999,null,0.57130259999999999]
[0.53676760000000001,null,0.57130259999999999]
[0.53676760000000001,null,0.57121440000000001]
[0.53676760000000001,null,0.57121440000000001]
[0.53676760000000001,null,0.57112180000000001]
[0.53676760000000001,null,0.57112180000000001]
[0.53667799999999999,null,0.57112180000000001]
[0.53662350000000003,null,0.57112180000000001]
[0.53662350000000003,null,0.57105919999999999]
[0.53662350000000003,null,0.57105919999999999]
[0.53662350000000003,null,0.57105910000000004]
[0.5365394,null,0.57097439999999999]
[0.5365394,null,0.57097439999999999]
[0.5365394,null,0.57097439999999999]
[0.5365394,null,0.57088620000000001]
[0.5365394,null,0.57088620000000001]
[0.5365394,null,0.57088620000000001]
[0.5365394,null,0.57079369999999996]
[0.5365394,null,0.57070109999999996]
[0.5365394,null,0.57070109999999996]
[0.5365394,null,0.57070109999999996]
[0.53653930000000005,null,0.57070109999999996]
[0.53653930000000005,null,0.57070109999999996]
[0.53653930000000005,null,0.57063839999999999]
[0.53653930000000005,null,0.57063839999999999]
[0.53653930000000005,null,0.57063839999999999]
[0.53635580000000005,null,0.57063839999999999]
[0.53635580000000005,null,0.57063839999999999]
[0.53635580000000005,null,0.57063839999999999]
[0.53635580000000005,null,0.57063839999999999]
[0.53635580000000005,null,0.57063839999999999]
[0.53635580000000005,null,0.57063839999999999]
[0.53635580000000005,null,0.57045769999999996]
[0.53635580000000005,null,0.57045769999999996]
[0.5362171,null,0.57037289999999996]
[0.5362171,null,0.57031030000000005]
[0.5362171,null,0.57031030000000005]
[0.53612760000000004,null,0.57031030000000005]
[0.5360376,null,0.57031030000000005]
[0.5360376,null,0.57021770000000005]
[0.5360376,null,0.57021770000000005]
[0.5360376,null,0.57021770000000005]
[0.5360376,null,0.57012949999999996]
[0.5360376,null,0.57012949999999996]
[0.5360376,null,0.57012949999999996]
[0.5360376,null,0.57012949999999996]
[0.5360376,null,0.57012940000000001]
[0.5360376,null,0.57012940000000001]
[0.5360376,null,0.57012940000000001]
[0.5360376,null,0.57003689999999996]
[0.5360376,null,0.57003689999999996]
[0.5360376,null,0.57003689999999996]
[0.5360376,null,0.57003689999999996]
[0.53585400000000005,null,0.56997430000000004]
[0.53585400000000005,null,0.56988170000000005]
[0.53585400000000005,null,0.56988170000000005]
[0.53585400000000005,null,0.56988170000000005]
[0.53576990000000002,null,0.56979349999999995]
[0.53576990000000002,null,0.56970869999999996]
[0.5356803,null,0.56961620000000002]
[0.5356803,null,0.56961620000000002]
[0.53562580000000004,null,0.56961620000000002]
[0.53562580000000004,null,0.56961620000000002]
[0.53562580000000004,null,0.56961620000000002]
[0.53562580000000004,null,0.56952800000000003]
[0.53562580000000004,null,0.56952800000000003]
[0.53562580000000004,null,0.56952789999999998]
[0.53562580000000004,null,0.56943540000000004]
[0.53562580000000004,null,0.56937280000000001]
[0.53562580000000004,null,0.56937269999999995]
[0.53562580000000004,null,0.56937269999999995]
[0.53553580000000001,null,0.56937269999999995]
[0.53553580000000001,null,0.56937269999999995]
[0.53553580000000001,null,0.56937269999999995]
[0.53545169999999997,null,0.56937269999999995]
[0.53545169999999997,null,0.56919549999999997]
[0.53545169999999997,null,0.56910729999999998]
[0.53545169999999997,null,0.56910720000000004]
[0.53539720000000002,null,0.56910720000000004]
[0.53539720000000002,null,0.56910720000000004]
[0.53539720000000002,null,0.56910720000000004]
[0.53530759999999999,null,0.56910720000000004]
[0.53530759999999999,null,0.56910720000000004]
[0.53530759999999999,null,0.56910720000000004]
[0.53530759999999999,null,0.56910720000000004]
[0.53521399999999997,null,0.56910720000000004]
[0.53521399999999997,null,0.56892209999999999]
[0.53521399999999997,null,0.56885949999999996]
[0.53521399999999997,null,0.56885949999999996]
[0.53512990000000005,null,0.56885949999999996]
[0.53512990000000005,null,0.56885949999999996]
[0.53512990000000005,null,0.56885949999999996]
[0.53503990000000001,null,0.56877129999999998]
[0.53503990000000001,null,0.56877129999999998]
[0.53503990000000001,null,0.56877129999999998]
[0.53503990000000001,null,0.56877120000000003]
[0.53503990000000001,null,0.56877120000000003]
[0.53503990000000001,null,0.56867869999999998]
[0.53503990000000001,null,0.56867869999999998]
[0.53503990000000001,null,0.56867869999999998]
[0.53503990000000001,null,0.56859389999999999]
[0.53503990000000001,null,0.56859389999999999]
[0.53503990000000001,null,0.56859389999999999]
[0.53494629999999999,null,0.56840880000000005]
[0.53494629999999999,null,0.56840880000000005]
[0.53485640000000001,null,0.56840880000000005]
[0.53471769999999996,null,0.56840880000000005]
[0.53462810000000005,null,0.56832059999999995]
[0.53462810000000005,null,0.56825789999999998]
[0.53462810000000005,null,0.56825789999999998]
[0.53462810000000005,null,0.56825789999999998]
[0.53462810000000005,null,0.56825789999999998]
[0.53462810000000005,null,0.56825789999999998]
[0.53462810000000005,null,0.56825789999999998]
[0.53462810000000005,null,0.56825789999999998]
[0.53462810000000005,null,0.56825789999999998]
[0.53462810000000005,null,0.56816529999999998]
[0.53462810000000005,null,0.56816529999999998]
[0.53462810000000005,null,0.56816529999999998]
[0.53462810000000005,null,0.56816529999999998]
[0.53462810000000005,null,0.56816529999999998]
[0.53462810000000005,null,0.56789979999999995]
[0.53462810000000005,null,0.56789979999999995]
[0.53462810000000005,null,0.56789979999999995]
[0.53462810000000005,null,0.56789979999999995]
[0.53453810000000002,null,0.56789979999999995]
[0.53453810000000002,null,0.56774460000000004]
[0.53444860000000005,null,0.56774460000000004]
[0.53444860000000005,null,0.56765209999999999]
[0.53444860000000005,null,0.56765209999999999]
[0.53430049999999996,null,0.56765209999999999]
[0.53430049999999996,null,0.56765209999999999]
[0.53430049999999996,null,0.56765209999999999]
[0.53430049999999996,null,0.56756390000000001]
[0.53430049999999996,null,0.56747910000000001]
[0.53430049999999996,null,0.56747910000000001]
[0.53430049999999996,null,0.56738650000000002]
[0.53430049999999996,null,0.56738650000000002]
[0.53421629999999998,null,0.56738650000000002]
[0.5341264,null,0.56738650000000002]
[0.5341264,null,0.56729399999999996]
[0.5341264,null,0.56729399999999996]
[0.5341264,null,0.56729399999999996]
[0.5341264,null,0.56729399999999996]
[0.5341264,null,0.56729399999999996]
[0.5341264,null,0.56729399999999996]
[0.5341264,null,0.56729399999999996]
[0.5341264,null,0.56729399999999996]
[0.53407179999999999,null,0.56729399999999996]
[0.53407179999999999,null,0.56729399999999996]
[0.53407179999999999,null,0.56729399999999996]
[0.53407179999999999,null,0.56729399999999996]
[0.53398230000000002,null,0.56729399999999996]
[0.53398230000000002,null,0.56711319999999998]
[0.53398230000000002,null,0.56711319999999998]
[0.53398230000000002,null,0.56707090000000004]
[0.53398230000000002,null,0.56702850000000005]
[0.53388869999999999,null,0.56702850000000005]
[0.53388869999999999,null,0.56693590000000005]
[0.53380459999999996,null,0.56693590000000005]
[0.53380450000000002,null,0.56687330000000002]
[0.53380450000000002,null,0.56687330000000002]
[0.53380450000000002,null,0.56687330000000002]
[0.53371460000000004,null,0.56687330000000002]
[0.53371460000000004,null,0.56678079999999997]
[0.53371460000000004,null,0.56678079999999997]
[0.53371460000000004,null,0.56678079999999997]
[0.53371460000000004,null,0.56678079999999997]
[0.53371460000000004,null,0.56678079999999997]
[0.53371460000000004,null,0.56678079999999997]
[0.53371460000000004,null,0.56678079999999997]
[0.53371460000000004,null,0.56678079999999997]
[0.53371460000000004,null,0.56678079999999997]
[0.53362100000000001,null,0.56660339999999998]
[0.53362100000000001,null,0.5665152]
[0.53362100000000001,null,0.5665152]
[0.53362100000000001,null,0.5665152]
[0.53348229999999996,null,0.5665152]
[0.5333928,null,0.5665152]
[0.5333928,null,0.56642269999999995]
[0.5333928,null,0.56642269999999995]
[0.5333928,null,0.56642269999999995]
[0.53330279999999997,null,0.56642269999999995]
[0.53330279999999997,null,0.56636010000000003]
[0.53330279999999997,null,0.56636010000000003]
[0.53330279999999997,null,0.56635999999999997]
[0.53330279999999997,null,0.56635999999999997]
[0.53330279999999997,null,0.56626750000000003]
[0.53330279999999997,null,0.56626750000000003]
[0.53330279999999997,null,0.56626750000000003]
[0.53330279999999997,null,0.56608670000000005]
[0.53330279999999997,null,0.56608670000000005]
[0.53321320000000005,null,0.56608670000000005]
[0.53321320000000005,null,0.56608670000000005]
[0.53321320000000005,null,0.56600200000000001]
[0.53321320000000005,null,0.56600200000000001]
[0.53321320000000005,null,0.56600189999999995]
[0.53321320000000005,null,0.56600189999999995]
[0.53321320000000005,null,0.56600189999999995]
[0.53321320000000005,null,0.56600189999999995]
[0.53321320000000005,null,0.56600189999999995]
[0.53312320000000002,null,0.56600189999999995]
[0.53312320000000002,null,0.56593930000000003]
[0.53312320000000002,null,0.56593930000000003]
[0.53306869999999995,null,0.56584679999999998]
[0.53297510000000003,null,0.5657586]
[0.532891,null,0.5657586]
[0.532891,null,0.5657586]
[0.532891,null,0.5657586]
[0.532891,null,0.565666]
[0.532891,null,0.565666]
[0.532891,null,0.565666]
[0.532891,null,0.565666]
[0.532891,null,0.565666]
[0.532891,null,0.565666]
[0.53280139999999998,null,0.565666]
[0.53280139999999998,null,0.56557349999999995]
[0.53280139999999998,null,0.56557349999999995]
[0.53280139999999998,null,0.56548869999999996]
[0.53280139999999998,null,0.56548869999999996]
[0.53280139999999998,null,0.56542610000000004]
[0.53280139999999998,null,0.56542610000000004]
[0.53280139999999998,null,0.56542610000000004]
[0.53280139999999998,null,0.56542610000000004]
[0.5327115,null,0.56542610000000004]
[0.53262730000000003,null,0.56542610000000004]
[0.53262730000000003,null,0.56533359999999999]
[0.5325337,null,0.56524529999999995]
[0.5325337,null,0.56524529999999995]
[0.5325337,null,0.56515269999999995]
[0.5325337,null,0.56515269999999995]
[0.5325337,null,0.56515269999999995]
[0.5325337,null,0.56506800000000001]
[0.5325337,null,0.56506800000000001]
[0.5325337,null,0.56506800000000001]
[0.5325337,null,0.56506800000000001]
[0.5325337,null,0.56497969999999997]
[0.5325337,null,0.56497969999999997]
[0.53247920000000004,null,0.56497969999999997]
[0.53238969999999997,null,0.56497969999999997]
[0.53238960000000002,null,0.56497969999999997]
[0.53238960000000002,null,0.56488720000000003]
[0.53238960000000002,null,0.56473200000000001]
[0.53238960000000002,null,0.56473200000000001]
[0.53238960000000002,null,0.56473200000000001]
[0.53238960000000002,null,0.56473200000000001]
[0.53238960000000002,null,0.56464380000000003]
[0.53238960000000002,null,0.56464380000000003]
[0.53238960000000002,null,0.56464380000000003]
[0.53238960000000002,null,0.56455900000000003]
[0.53220610000000002,null,0.56455900000000003]
[0.53220610000000002,null,0.56455900000000003]
[0.53212199999999998,null,0.56455900000000003]
[0.53212199999999998,null,0.56455900000000003]
[0.53212199999999998,null,0.56455900000000003]
[0.53212190000000004,null,0.56455900000000003]
[0.53212190000000004,null,0.56446649999999998]
[0.53212190000000004,null,0.56437389999999998]
[0.53212190000000004,null,0.56437389999999998]
[0.53212190000000004,null,0.56437389999999998]
[0.53212190000000004,null,0.56437389999999998]
[0.53203239999999996,null,0.56437389999999998]
[0.5319779,null,0.56428560000000005]
[0.5319779,null,0.56428560000000005]
[0.53197779999999995,null,0.56422300000000003]
[0.53188789999999997,null,0.56422300000000003]
[0.53188789999999997,null,0.56413829999999998]
[0.53180380000000005,null,0.56413829999999998]
[0.53180380000000005,null,0.56413829999999998]
[0.53180380000000005,null,0.56413829999999998]
[0.53180380000000005,null,0.56413829999999998]
[0.53180369999999999,null,0.56413829999999998]
[0.53180369999999999,null,0.56413829999999998]
[0.53180369999999999,null,0.56413829999999998]
[0.53180369999999999,null,0.56413829999999998]
[0.53180369999999999,null,0.56413829999999998]
[0.53180369999999999,null,0.56404580000000004]
[0.53180369999999999,null,0.56395320000000004]
[0.53180369999999999,null,0.56395320000000004]
[0.53174920000000003,null,0.56395320000000004]
[0.53165969999999996,null,0.56395320000000004]
[0.53147610000000001,null,0.5638649]
[0.53147610000000001,null,0.5638649]
[0.53147610000000001,null,0.5638649]
[0.53147610000000001,null,0.5638649]
[0.53147610000000001,null,0.5638649]
[0.53147610000000001,null,0.5638649]
[0.53147610000000001,null,0.56380229999999998]
[0.53147610000000001,null,0.56371760000000004]
[0.53147610000000001,null,0.56371760000000004]
[0.53147610000000001,null,0.56353249999999999]
[0.53147610000000001,null,0.56353249999999999]
[0.53147610000000001,null,0.56353249999999999]
[0.53147610000000001,null,0.56353249999999999]
[0.53147610000000001,null,0.56353249999999999]
[0.53133739999999996,null,0.56353249999999999]
[0.53133739999999996,null,0.56344419999999995]
[0.53133739999999996,null,0.56344419999999995]
[0.53133739999999996,null,0.56344419999999995]
[0.53133739999999996,null,0.56344419999999995]
[0.53133739999999996,null,0.56344419999999995]
[0.53133739999999996,null,0.56344419999999995]
[0.53133739999999996,null,0.56344419999999995]
[0.53133739999999996,null,0.56344419999999995]
[0.53133739999999996,null,0.56335939999999995]
[0.53124749999999998,null,0.56335939999999995]
[0.53124749999999998,null,0.56311610000000001]
[0.53124749999999998,null,0.56311610000000001]
[0.53115789999999996,null,0.56311610000000001]
[0.53115789999999996,null,0.56302350000000001]
[0.53111109999999995,null,0.56302350000000001]
[0.53106430000000004,null,0.56302350000000001]
[0.53098020000000001,null,0.56302350000000001]
[0.53092569999999994,null,0.56302350000000001]
[0.53092569999999994,null,0.56302350000000001]
[0.53092569999999994,null,0.56302350000000001]
[0.5309256,null,0.56302350000000001]
[0.5309256,null,0.56302350000000001]
[0.5309256,null,0.56302350000000001]
[0.5309256,null,0.56302350000000001]
[0.5309256,null,0.56302350000000001]
[0.5309256,null,0.56302350000000001]
[0.5309256,null,0.56302339999999995]
[0.5309256,null,0.56286829999999999]
[0.5309256,null,0.56269530000000001]
[0.5309256,null,0.56260279999999996]
[0.5309256,null,0.56260279999999996]
[0.5309256,null,0.56260279999999996]
[0.5309256,null,0.56260279999999996]
[0.53083199999999997,null,0.56260279999999996]
[0.53074209999999999,null,0.56260279999999996]
[0.53068760000000004,null,0.56260270000000001]
[0.53068760000000004,null,0.56260270000000001]
[0.53068760000000004,null,0.56260270000000001]
[0.53068760000000004,null,0.56260270000000001]
[0.53059800000000001,null,0.56251450000000003]
[0.53059800000000001,null,0.56251450000000003]
[0.53059800000000001,null,0.56242199999999998]
[0.53051389999999998,null,0.56242199999999998]
[0.53051389999999998,null,0.56242199999999998]
[0.53051389999999998,null,0.56242199999999998]
[0.53051389999999998,null,0.56242199999999998]
[0.53051389999999998,null,0.56233719999999998]
[0.53042389999999995,null,0.56227459999999996]
[0.53042389999999995,null,0.56227459999999996]
[0.53042389999999995,null,0.56218199999999996]
[0.53042389999999995,null,0.56218199999999996]
[0.53042389999999995,null,0.56218199999999996]
[0.53042389999999995,null,0.56209379999999998]
[0.53033030000000003,null,0.56209379999999998]
[0.53033030000000003,null,0.56200130000000004]
[0.53033030000000003,null,0.56200130000000004]
[0.53027579999999996,null,0.56200130000000004]
[0.53027579999999996,null,0.56200130000000004]
[0.53027579999999996,null,0.56200130000000004]
[0.53018620000000005,null,0.56200119999999998]
[0.53018620000000005,null,0.56200119999999998]
[0.53018620000000005,null,0.56200119999999998]
[0.53018620000000005,null,0.56200119999999998]
[0.53009620000000002,null,0.56200119999999998]
[0.53009620000000002,null,0.56200119999999998]
[0.53009620000000002,null,0.56200119999999998]
[0.53009620000000002,null,0.56190870000000004]
[0.53009620000000002,null,0.56184599999999996]
[0.53009620000000002,null,0.56184599999999996]
[0.53009620000000002,null,0.56166879999999997]
[0.53009620000000002,null,0.56158059999999999]
[0.53001209999999999,null,0.56158050000000004]
[0.52995760000000003,null,0.56158050000000004]
[0.52995760000000003,null,0.56158050000000004]
[0.52995760000000003,null,0.56158050000000004]
[0.52995760000000003,null,0.56158050000000004]
[0.52995760000000003,null,0.56158050000000004]
[0.52995760000000003,null,0.56149230000000006]
[0.52995760000000003,null,0.56149230000000006]
[0.52995760000000003,null,0.56149230000000006]
[0.52995760000000003,null,0.56149230000000006]
[0.529864,null,0.56149230000000006]
[0.52977439999999998,null,0.56149230000000006]
[0.52977439999999998,null,0.56133719999999998]
[0.52977439999999998,null,0.56133719999999998]
[0.52977439999999998,null,0.56133710000000003]
[0.52977439999999998,null,0.56115979999999999]
[0.52977439999999998,null,0.56115979999999999]
[0.52977439999999998,null,0.56115979999999999]
[0.52977439999999998,null,0.56115979999999999]
[0.52977439999999998,null,0.56115979999999999]
[0.52960030000000002,null,0.56115979999999999]
[0.52960030000000002,null,0.5610716]
[0.52960030000000002,null,0.5610716]
[0.52960030000000002,null,0.5610716]
[0.52960030000000002,null,0.56107149999999995]
[0.52960030000000002,null,0.56107149999999995]
[0.52954579999999996,null,0.56107149999999995]
[0.52954579999999996,null,0.56107149999999995]
[0.52954579999999996,null,0.56097900000000001]
[0.52954579999999996,null,0.56097900000000001]
[0.52954579999999996,null,0.56097900000000001]
[0.52945220000000004,null,0.56080169999999996]
[0.52945220000000004,null,0.56080169999999996]
[0.52945220000000004,null,0.56071349999999998]
[0.52945220000000004,null,0.56071340000000003]
[0.52945220000000004,null,0.56071340000000003]
[0.5293622,null,0.5606508]
[0.52927809999999997,null,0.56055829999999995]
[0.52927809999999997,null,0.56055829999999995]
[0.52927809999999997,null,0.56055829999999995]
[0.52918849999999995,null,0.56055829999999995]
[0.52918849999999995,null,0.56055829999999995]
[0.52918849999999995,null,0.56055829999999995]
[0.52918849999999995,null,0.56055829999999995]
[0.52913399999999999,null,0.56055829999999995]
[0.52913399999999999,null,0.56055829999999995]
[0.52913399999999999,null,0.56037760000000003]
[0.52913399999999999,null,0.56037760000000003]
[0.52913399999999999,null,0.56037760000000003]
[0.52913399999999999,null,0.56037749999999997]
[0.52913399999999999,null,0.56037749999999997]
[0.52913399999999999,null,0.56029280000000004]
[0.52904039999999997,null,0.56029280000000004]
[0.52904039999999997,null,0.56029280000000004]
[0.52904039999999997,null,0.56020020000000004]
[0.52904039999999997,null,0.56020020000000004]
[0.52904039999999997,null,0.56013760000000001]
[0.52904039999999997,null,0.56013760000000001]
[0.52904039999999997,null,0.56013760000000001]
[0.52895040000000004,null,0.56004929999999997]
[0.52895040000000004,null,0.56004929999999997]
[0.52881180000000005,null,0.56004929999999997]
[0.52881180000000005,null,0.56004929999999997]
[0.52881180000000005,null,0.56004929999999997]
[0.52881180000000005,null,0.55995680000000003]
[0.52872220000000003,null,0.55995680000000003]
[0.52872220000000003,null,0.55987209999999998]
[0.52872220000000003,null,0.55987209999999998]
[0.52872220000000003,null,0.55987209999999998]
[0.52872220000000003,null,0.55987209999999998]
[0.52872220000000003,null,0.55987209999999998]
[0.52872220000000003,null,0.55977949999999999]
[0.52872220000000003,null,0.55969120000000006]
[0.52872220000000003,null,0.55969120000000006]
[0.52872220000000003,null,0.55962860000000003]
[0.52872220000000003,null,0.55953609999999998]
[0.52872220000000003,null,0.55953609999999998]
[0.5286322,null,0.55953609999999998]
[0.5286322,null,0.55953609999999998]
[0.5286322,null,0.55953609999999998]
[0.52849360000000001,null,0.55953609999999998]
[0.52849360000000001,null,0.55953609999999998]
[0.52839999999999998,null,0.55953609999999998]
[0.52839999999999998,null,0.55953609999999998]
[0.52839999999999998,null,0.55945129999999998]
[0.52839999999999998,null,0.55945129999999998]
[0.52831039999999996,null,0.5593631]
[0.52831039999999996,null,0.55927059999999995]
[0.52831039999999996,null,0.55927059999999995]
[0.52831039999999996,null,0.55917799999999995]
[0.52831039999999996,null,0.55917799999999995]
[0.52831039999999996,null,0.55917799999999995]
[0.52831039999999996,null,0.55917799999999995]
[0.52831039999999996,null,0.55917799999999995]
[0.52822040000000003,null,0.55917799999999995]
[0.52822040000000003,null,0.55911540000000004]
[0.52822040000000003,null,0.55911540000000004]
[0.52822040000000003,null,0.55911540000000004]
[0.52822040000000003,null,0.5590271]
[0.52822040000000003,null,0.5590271]
[0.52804269999999998,null,0.5590271]
[0.52804269999999998,null,0.5590271]
[0.52804269999999998,null,0.5590271]
[0.52804269999999998,null,0.5590271]
[0.52804269999999998,null,0.55893459999999995]
[0.52804269999999998,null,0.55884990000000001]
[0.52804269999999998,null,0.55884990000000001]
[0.52798820000000002,null,0.55884990000000001]
[0.52798820000000002,null,0.55884990000000001]
[0.5278986,null,0.55875730000000001]
[0.5278986,null,0.55851390000000001]
[0.5278986,null,0.55851390000000001]
[0.5278986,null,0.55851390000000001]
[0.5278986,null,0.55851390000000001]
[0.5278986,null,0.55851390000000001]
[0.52772450000000004,null,0.55851390000000001]
[0.52772450000000004,null,0.55851390000000001]
[0.52772450000000004,null,0.55851390000000001]
[0.52772450000000004,null,0.55851390000000001]
[0.52772450000000004,null,0.55851390000000001]
[0.52772450000000004,null,0.55851390000000001]
[0.52763090000000001,null,0.55842139999999996]
[0.52763090000000001,null,0.55842139999999996]
[0.52763090000000001,null,0.55842139999999996]
[0.52763090000000001,null,0.55842139999999996]
[0.52763090000000001,null,0.55833310000000003]
[0.52763090000000001,null,0.55833310000000003]
[0.52763090000000001,null,0.55833310000000003]
[0.52757639999999995,null,0.55824050000000003]
[0.52748680000000003,null,0.55824050000000003]
[0.52748680000000003,null,0.55824050000000003]
[0.52739689999999995,null,0.55824050000000003]
[0.52739689999999995,null,0.55815579999999998]
[0.52739689999999995,null,0.55806330000000004]
[0.52739689999999995,null,0.55797070000000004]
[0.52739689999999995,null,0.55797070000000004]
[0.52739689999999995,null,0.55797070000000004]
[0.52739689999999995,null,0.55790810000000002]
[0.52739689999999995,null,0.55790810000000002]
[0.52739689999999995,null,0.55790810000000002]
[0.52739689999999995,null,0.55781979999999998]
[0.52721910000000005,null,0.55772730000000004]
[0.52721910000000005,null,0.55772730000000004]
[0.52721910000000005,null,0.55772730000000004]
[0.52721910000000005,null,0.55772730000000004]
[0.52721910000000005,null,0.55772730000000004]
[0.52721910000000005,null,0.55772730000000004]
[0.52712919999999996,null,0.55772730000000004]
[0.52712919999999996,null,0.55772730000000004]
[0.52712919999999996,null,0.55772730000000004]
[0.52712919999999996,null,0.55764250000000004]
[0.52707470000000001,null,0.55754999999999999]
[0.52707470000000001,null,0.55754999999999999]
[0.52707459999999995,null,0.55754999999999999]
[0.52707459999999995,null,0.55754999999999999]
[0.52707459999999995,null,0.55745750000000005]
[0.52707459999999995,null,0.55745739999999999]
[0.52707459999999995,null,0.55745739999999999]
[0.52698509999999998,null,0.55736920000000001]
[0.52698509999999998,null,0.55730659999999999]
[0.52698509999999998,null,0.55730659999999999]
[0.52698509999999998,null,0.55730659999999999]
[0.52698509999999998,null,0.55730659999999999]
[0.52698509999999998,null,0.55730659999999999]
[0.52698509999999998,null,0.55730659999999999]
[0.52698509999999998,null,0.55722179999999999]
[0.52689509999999995,null,0.55722179999999999]
[0.52680150000000003,null,0.55712930000000005]
[0.52680150000000003,null,0.55712930000000005]
[0.5267174,null,0.55712930000000005]
[0.5267174,null,0.55703670000000005]
[0.5267174,null,0.55703670000000005]
[0.5267174,null,0.55703670000000005]
[0.5267174,null,0.5569442]
[0.5267174,null,0.5569442]
[0.5267174,null,0.55685600000000002]
[0.5267174,null,0.55685600000000002]
[0.5267174,null,0.55679330000000005]
[0.52666290000000004,null,0.55679330000000005]
[0.52666290000000004,null,0.55679330000000005]
[0.52657330000000002,null,0.55679330000000005]
[0.52657330000000002,null,0.55679330000000005]
[0.52657330000000002,null,0.55679330000000005]
[0.52648329999999999,null,0.55679330000000005]
[0.52648329999999999,null,0.55679330000000005]
[0.52638980000000002,null,0.55670070000000005]
[0.52638969999999996,null,0.55670070000000005]
[0.52638969999999996,null,0.5566082]
[0.52638969999999996,null,0.5566082]
[0.52630560000000004,null,0.5566082]
[0.52630560000000004,null,0.5566082]
[0.52630560000000004,null,0.55652000000000001]
[0.52630560000000004,null,0.55652000000000001]
[0.52630560000000004,null,0.55643520000000002]
[0.52630560000000004,null,0.55643520000000002]
[0.52625109999999997,null,0.55643520000000002]
[0.52625109999999997,null,0.55637259999999999]
[0.52625109999999997,null,0.55637259999999999]
[0.52625109999999997,null,0.55637259999999999]
[0.52625109999999997,null,0.55637259999999999]
[0.52625109999999997,null,0.55637259999999999]
[0.52616689999999999,null,0.55628010000000006]
[0.52616689999999999,null,0.55628010000000006]
[0.52616689999999999,null,0.55618749999999995]
[0.52616689999999999,null,0.55609929999999996]
[0.52616689999999999,null,0.55609929999999996]
[0.52598739999999999,null,0.55609929999999996]
[0.52589379999999997,null,0.55609929999999996]
[0.52589379999999997,null,0.55609929999999996]
[0.52589379999999997,null,0.55609929999999996]
[0.52589379999999997,null,0.55609920000000002]
[0.52589379999999997,null,0.55609920000000002]
[0.52589379999999997,null,0.55601449999999997]
[0.52589379999999997,null,0.55601449999999997]
[0.52589379999999997,null,0.55595190000000005]
[0.52583930000000001,null,0.5558594]
[0.52583930000000001,null,0.5558594]
[0.52583930000000001,null,0.55576680000000001]
[0.52583930000000001,null,0.55576680000000001]
[0.52583930000000001,null,0.55576680000000001]
[0.52574929999999997,null,0.55567849999999996]
[0.52565969999999995,null,0.55567849999999996]
[0.52565969999999995,null,0.55567849999999996]
[0.52565969999999995,null,0.55567849999999996]
[0.52565969999999995,null,0.55567849999999996]
[0.52557560000000003,null,0.55567849999999996]
[0.52557560000000003,null,0.55567849999999996]
[0.52557560000000003,null,0.55567849999999996]
[0.52552109999999996,null,0.55567849999999996]
[0.52542750000000005,null,0.55561590000000005]
[0.52542750000000005,null,0.55561590000000005]
[0.52542750000000005,null,0.55561590000000005]
[0.52542750000000005,null,0.55543520000000002]
[0.52542750000000005,null,0.55543509999999996]
[0.52542750000000005,null,0.55543509999999996]
[0.52542750000000005,null,0.55543509999999996]
[0.52542750000000005,null,0.55525780000000002]
[0.52542750000000005,null,0.55516960000000004]
[0.52542750000000005,null,0.55516960000000004]
[0.52542750000000005,null,0.55516960000000004]
[0.52542750000000005,null,0.55516949999999998]
[0.52542750000000005,null,0.55516949999999998]
[0.52542750000000005,null,0.55516949999999998]
[0.52533750000000001,null,0.55507700000000004]
[0.52533750000000001,null,0.55501440000000002]
[0.52515440000000002,null,0.55501440000000002]
[0.52515440000000002,null,0.55501440000000002]
[0.52515440000000002,null,0.55501440000000002]
[0.52515440000000002,null,0.55501440000000002]
[0.52515440000000002,null,0.55492180000000002]
[0.52509989999999995,null,0.55492180000000002]
[0.52509980000000001,null,0.55483709999999997]
[0.52509980000000001,null,0.55483709999999997]
[0.52509980000000001,null,0.55474880000000004]
[0.52509980000000001,null,0.55474880000000004]
[0.52501569999999997,null,0.55474880000000004]
[0.52501569999999997,null,0.55465629999999999]
[0.52501569999999997,null,0.55465629999999999]
[0.52501569999999997,null,0.55465629999999999]
[0.52501569999999997,null,0.55465629999999999]
[0.52501569999999997,null,0.55465629999999999]
[0.52501569999999997,null,0.55465629999999999]
[0.52501569999999997,null,0.55465629999999999]
[0.52492209999999995,null,0.55465629999999999]
[0.52492209999999995,null,0.55465629999999999]
[0.52492209999999995,null,0.55465629999999999]
[0.52483210000000002,null,0.55465629999999999]
[0.52483210000000002,null,0.55456369999999999]
[0.52483210000000002,null,0.55456369999999999]
[0.52483210000000002,null,0.55447550000000001]
[0.52483210000000002,null,0.55432029999999999]
[0.52474259999999995,null,0.55423560000000005]
[0.52474259999999995,null,0.55423560000000005]
[0.52474259999999995,null,0.55423560000000005]
[0.52468809999999999,null,0.55423560000000005]
[0.52468809999999999,null,0.55423560000000005]
[0.52468809999999999,null,0.55423560000000005]
[0.52468809999999999,null,0.55423560000000005]
[0.52468809999999999,null,0.55423560000000005]
[0.52468809999999999,null,0.55423560000000005]
[0.52468800000000004,null,0.55423560000000005]
[0.52468800000000004,null,0.55423560000000005]
[0.52451029999999998,null,0.55423560000000005]
[0.52451029999999998,null,0.55423560000000005]
[0.52451029999999998,null,0.55414730000000001]
[0.52451029999999998,null,0.55405479999999996]
[0.52451029999999998,null,0.55397010000000002]
[0.52451029999999998,null,0.55397010000000002]
[0.52451029999999998,null,0.55397010000000002]
[0.52451029999999998,null,0.55397010000000002]
[0.52442040000000001,null,0.55397010000000002]
[0.52442040000000001,null,0.55397010000000002]
[0.52442040000000001,null,0.55397010000000002]
[0.52442040000000001,null,0.55387750000000002]
[0.52442040000000001,null,0.55387750000000002]
[0.52442029999999995,null,0.5538149]
[0.52442029999999995,null,0.5538149]
[0.52442029999999995,null,0.5538149]
[0.52442029999999995,null,0.55381480000000005]
[0.52436579999999999,null,0.55363759999999995]
[0.52428169999999996,null,0.55354939999999997]
[0.52428169999999996,null,0.55354939999999997]
[0.52418810000000005,null,0.55354939999999997]
[0.52418810000000005,null,0.55354939999999997]
[0.52409859999999997,null,0.55345679999999997]
[0.52409850000000002,null,0.55345679999999997]
[0.52409850000000002,null,0.55345679999999997]
[0.52409850000000002,null,0.55345679999999997]
[0.52409850000000002,null,0.55345679999999997]
[0.52409850000000002,null,0.55345679999999997]
[0.52400860000000005,null,0.55345679999999997]
[0.52400860000000005,null,0.55345670000000002]
[0.52400860000000005,null,0.55336419999999997]
[0.52400860000000005,null,0.55336419999999997]
[0.52400860000000005,null,0.55336419999999997]
[0.52400860000000005,null,0.55327599999999999]
[0.52400860000000005,null,0.55321339999999997]
[0.52400860000000005,null,0.55321339999999997]
[0.52400860000000005,null,0.55312079999999997]
[0.52392439999999996,null,0.55312079999999997]
[0.52392439999999996,null,0.55303599999999997]
[0.52392439999999996,null,0.55303599999999997]
[0.52383080000000004,null,0.55303599999999997]
[0.52383080000000004,null,0.55303599999999997]
[0.52383080000000004,null,0.55303599999999997]
[0.52383080000000004,null,0.55303599999999997]
[0.52377629999999997,null,0.55294350000000003]
[0.52377629999999997,null,0.55294350000000003]
[0.52377629999999997,null,0.55288090000000001]
[0.52377629999999997,null,0.55288090000000001]
[0.52377629999999997,null,0.55288090000000001]
[0.52359679999999997,null,0.55288090000000001]
[0.52359679999999997,null,0.55288090000000001]
[0.52359679999999997,null,0.55288090000000001]
[0.52359679999999997,null,0.55279259999999997]
[0.52351270000000005,null,0.55270010000000003]
[0.52351270000000005,null,0.55261530000000003]
[0.52351259999999999,null,0.55261530000000003]
[0.52351259999999999,null,0.55252279999999998]
[0.52351259999999999,null,0.55252279999999998]
[0.52351259999999999,null,0.55252279999999998]
[0.52351259999999999,null,0.55252279999999998]
[0.52341910000000003,null,0.55246019999999996]
[0.52341910000000003,null,0.55246019999999996]
[0.52341910000000003,null,0.55237539999999996]
[0.52341910000000003,null,0.55237539999999996]
[0.52341910000000003,null,0.55237539999999996]
[0.52336450000000001,null,0.55237539999999996]
[0.52336450000000001,null,0.55237539999999996]
[0.52336450000000001,null,0.55237539999999996]
[0.52336450000000001,null,0.55228719999999998]
[0.52336450000000001,null,0.55228719999999998]
[0.52336450000000001,null,0.55228719999999998]
[0.52336450000000001,null,0.55219459999999998]
[0.52327460000000003,null,0.55210210000000004]
[0.52327460000000003,null,0.55210210000000004]
[0.52318500000000001,null,0.55210210000000004]
[0.52318500000000001,null,0.55210210000000004]
[0.52318500000000001,null,0.55210210000000004]
[0.52309139999999998,null,0.55210210000000004]
[0.52309139999999998,null,0.55210210000000004]
[0.52309139999999998,null,0.55201730000000004]
[0.52309139999999998,null,0.55201730000000004]
[0.52309139999999998,null,0.55201730000000004]
[0.52309139999999998,null,0.55201730000000004]
[0.52309139999999998,null,0.55192909999999995]
[0.52309139999999998,null,0.55186650000000004]
[0.52309139999999998,null,0.55177399999999999]
[0.52309139999999998,null,0.55177399999999999]
[0.52309139999999998,null,0.55177399999999999]
[0.52300729999999995,null,0.55168139999999999]
[0.52300729999999995,null,0.55168139999999999]
[0.52300720000000001,null,0.55168139999999999]
[0.52291730000000003,null,0.55168139999999999]
[0.52291730000000003,null,0.55168139999999999]
[0.52291730000000003,null,0.55168130000000004]
[0.52286279999999996,null,0.55168130000000004]
[0.52286279999999996,null,0.55168130000000004]
[0.52286279999999996,null,0.55150840000000001]
[0.52286279999999996,null,0.55135319999999999]
[0.52277320000000005,null,0.55135319999999999]
[0.52277320000000005,null,0.55135310000000004]
[0.52277320000000005,null,0.55126059999999999]
[0.52267960000000002,null,0.55126059999999999]
[0.52267960000000002,null,0.55126059999999999]
[0.52267960000000002,null,0.55126059999999999]
[0.52267960000000002,null,0.55126059999999999]
[0.52267960000000002,null,0.55126059999999999]
[0.52267960000000002,null,0.55126059999999999]
[0.52267960000000002,null,0.55126059999999999]
[0.52259549999999999,null,0.55126059999999999]
[0.52259549999999999,null,0.55126059999999999]
[0.52259549999999999,null,0.55126059999999999]
[0.52254100000000003,null,0.55116799999999999]
[0.52254089999999997,null,0.55116799999999999]
[0.52254089999999997,null,0.55116799999999999]
[0.52245140000000001,null,0.55107980000000001]
[0.52245140000000001,null,0.55101719999999998]
[0.52245140000000001,null,0.55093239999999999]
[0.52245140000000001,null,0.55083990000000005]
[0.52245140000000001,null,0.55083990000000005]
[0.52245140000000001,null,0.55083990000000005]
[0.52245140000000001,null,0.55083990000000005]
[0.52235779999999998,null,0.55083990000000005]
[0.52226779999999995,null,0.55083990000000005]
[0.52226779999999995,null,0.55083990000000005]
[0.52226779999999995,null,0.55083990000000005]
[0.52226779999999995,null,0.55083990000000005]
[0.52226779999999995,null,0.55083990000000005]
[0.52226779999999995,null,0.55077730000000003]
[0.52226779999999995,null,0.55068479999999997]
[0.52226779999999995,null,0.55059219999999998]
[0.52226779999999995,null,0.55059219999999998]
[0.52226779999999995,null,0.5504192]
[0.52226779999999995,null,0.5504192]
[0.52226779999999995,null,0.5504192]
[0.52226779999999995,null,0.5504192]
[0.52221329999999999,null,0.5504192]
[0.52221329999999999,null,0.5504192]
[0.52221329999999999,null,0.5504192]
[0.52212369999999997,null,0.5504192]
[0.52212369999999997,null,0.5504192]
[0.5220302,null,0.5504192]
[0.52203010000000005,null,0.55038790000000004]
[0.52194600000000002,null,0.55035659999999997]
[0.52194600000000002,null,0.55035659999999997]
[0.52194600000000002,null,0.55035659999999997]
[0.52194600000000002,null,0.55035659999999997]
[0.52185599999999999,null,0.55026830000000004]
[0.52185599999999999,null,0.55017579999999999]
[0.52185599999999999,null,0.55017579999999999]
[0.52185599999999999,null,0.55008319999999999]
[0.52185599999999999,null,0.55008319999999999]
[0.52185599999999999,null,0.55008319999999999]
[0.52185599999999999,null,0.55008319999999999]
[0.52185599999999999,null,0.55008319999999999]
[0.52180150000000003,null,0.55008319999999999]
[0.52180150000000003,null,0.55008319999999999]
[0.52180150000000003,null,0.54999849999999995]
[0.5217174,null,0.54999849999999995]
[0.5217174,null,0.54999849999999995]
[0.52162779999999997,null,0.54999849999999995]
[0.52162779999999997,null,0.54999849999999995]
[0.52144429999999997,null,0.54999849999999995]
[0.52144429999999997,null,0.5499984]
[0.52144429999999997,null,0.54991020000000002]
[0.52144429999999997,null,0.54984759999999999]
[0.52144429999999997,null,0.54975510000000005]
[0.52144429999999997,null,0.54975510000000005]
[0.52144429999999997,null,0.54966250000000005]
[0.52144429999999997,null,0.54966250000000005]
[0.52144429999999997,null,0.54966250000000005]
[0.52144429999999997,null,0.54966250000000005]
[0.52144420000000002,null,0.54966250000000005]
[0.52144420000000002,null,0.54966250000000005]
[0.52144420000000002,null,0.54966250000000005]
[0.52144420000000002,null,0.54966250000000005]
[0.52144420000000002,null,0.54966250000000005]
[0.52144420000000002,null,0.54966250000000005]
[0.52144420000000002,null,0.54957420000000001]
[0.52144420000000002,null,0.54957420000000001]
[0.52135469999999995,null,0.54939700000000002]
[0.52130010000000004,null,0.54939700000000002]
[0.52121600000000001,null,0.54939700000000002]
[0.52112610000000004,null,0.54939700000000002]
[0.52103250000000001,null,0.54939700000000002]
[0.52103250000000001,null,0.54939700000000002]
[0.52103250000000001,null,0.5493344]
[0.52103250000000001,null,0.5492418]
[0.52103250000000001,null,0.5492418]
[0.52103250000000001,null,0.5492418]
[0.52103250000000001,null,0.5492418]
[0.52103250000000001,null,0.5492418]
[0.52103250000000001,null,0.5492418]
[0.52097789999999999,null,0.5492418]
[0.52097789999999999,null,0.54924170000000005]
[0.52097789999999999,null,0.54924170000000005]
[0.52097789999999999,null,0.54924170000000005]
[0.52097789999999999,null,0.54897629999999997]
[0.52088840000000003,null,0.54897629999999997]
[0.52088840000000003,null,0.54897620000000003]
[0.52088840000000003,null,0.54897620000000003]
[0.52079839999999999,null,0.548821]
[0.52079839999999999,null,0.548821]
[0.52079839999999999,null,0.548821]
[0.52079839999999999,null,0.548821]
[0.52079839999999999,null,0.548821]
[0.52079839999999999,null,0.548821]
[0.52079839999999999,null,0.54872849999999995]
[0.52071429999999996,null,0.54872849999999995]
[0.52071429999999996,null,0.54872849999999995]
[0.52071429999999996,null,0.54872849999999995]
[0.52071429999999996,null,0.54872849999999995]
[0.52071429999999996,null,0.54872849999999995]
[0.52062070000000005,null,0.54864029999999997]
[0.52056619999999998,null,0.54864029999999997]
[0.52056610000000003,null,0.54864029999999997]
[0.52056610000000003,null,0.54854769999999997]
[0.52056610000000003,null,0.54854769999999997]
[0.52056610000000003,null,0.54854769999999997]
[0.52056610000000003,null,0.54854769999999997]
[0.52056610000000003,null,0.54846289999999998]
[0.52056610000000003,null,0.54840029999999995]
[0.52056610000000003,null,0.54840029999999995]
[0.52047620000000006,null,0.54840029999999995]
[0.52047620000000006,null,0.54830780000000001]
[0.52047620000000006,null,0.54830780000000001]
[0.52047620000000006,null,0.54830780000000001]
[0.52047620000000006,null,0.54821520000000001]
[0.5203025,null,0.54821520000000001]
[0.5203025,null,0.54821520000000001]
[0.5203025,null,0.54812700000000003]
[0.52024789999999999,null,0.54812700000000003]
[0.52015440000000002,null,0.54812689999999997]
[0.52015440000000002,null,0.54806429999999995]
[0.52015440000000002,null,0.54806429999999995]
[0.52015440000000002,null,0.54806429999999995]
[0.52015440000000002,null,0.54806429999999995]
[0.52015440000000002,null,0.54797960000000001]
[0.52015440000000002,null,0.54797960000000001]
[0.52015440000000002,null,0.54797960000000001]
[0.52015440000000002,null,0.54797960000000001]
[0.52015440000000002,null,0.54779449999999996]
[0.52006439999999998,null,0.54779449999999996]
[0.52006439999999998,null,0.54779449999999996]
[0.52006439999999998,null,0.54779449999999996]
[0.52006439999999998,null,0.54770620000000003]
[0.52006439999999998,null,0.54770620000000003]
[0.51997479999999996,null,0.54770620000000003]
[0.51997479999999996,null,0.54770620000000003]
[0.51997479999999996,null,0.54770620000000003]
[0.51989070000000004,null,0.54770620000000003]
[0.51989070000000004,null,0.54770620000000003]
[0.51983619999999997,null,0.54770620000000003]
[0.51974260000000005,null,0.54770620000000003]
[0.51974260000000005,null,0.54770620000000003]
[0.51974260000000005,null,0.54770620000000003]
[0.51974260000000005,null,0.54761369999999998]
[0.51974260000000005,null,0.54746640000000002]
[0.51974260000000005,null,0.54746640000000002]
[0.51974260000000005,null,0.54746640000000002]
[0.51974260000000005,null,0.54746640000000002]
[0.51974260000000005,null,0.54746629999999996]
[0.51974260000000005,null,0.54746629999999996]
[0.51974260000000005,null,0.54746629999999996]
[0.51974260000000005,null,0.54737809999999998]
[0.51974260000000005,null,0.54737809999999998]
[0.51974260000000005,null,0.54737809999999998]
[0.51968800000000004,null,0.54728549999999998]
[0.51968800000000004,null,0.54728549999999998]
[0.51960390000000001,null,0.54728549999999998]
[0.51960390000000001,null,0.54719300000000004]
[0.51960390000000001,null,0.54719300000000004]
[0.51960390000000001,null,0.54719300000000004]
[0.51960390000000001,null,0.54710829999999999]
[0.51951389999999997,null,0.54710829999999999]
[0.51951389999999997,null,0.54710820000000004]
[0.51942440000000001,null,0.54710820000000004]
[0.51942440000000001,null,0.54704560000000002]
[0.51942440000000001,null,0.54704560000000002]
[0.51933079999999998,null,0.54695309999999997]
[0.51933079999999998,null,0.54695309999999997]
[0.51933079999999998,null,0.54686489999999999]
[0.51933079999999998,null,0.54686489999999999]
[0.51933079999999998,null,0.54686489999999999]
[0.51927630000000002,null,0.54686489999999999]
[0.51927630000000002,null,0.54677229999999999]
[0.51927619999999997,null,0.54677229999999999]
[0.51927619999999997,null,0.54677229999999999]
[0.51927619999999997,null,0.54677229999999999]
[0.51927619999999997,null,0.54677229999999999]
[0.51919210000000005,null,0.54677229999999999]
[0.51919210000000005,null,0.54667980000000005]
[0.51919210000000005,null,0.54667980000000005]
[0.51919210000000005,null,0.54667980000000005]
[0.51919210000000005,null,0.54667980000000005]
[0.51919210000000005,null,0.54667980000000005]
[0.51910210000000001,null,0.54667980000000005]
[0.51910210000000001,null,0.54663740000000005]
[0.51891900000000002,null,0.54659500000000005]
[0.51891900000000002,null,0.54659500000000005]
[0.51891900000000002,null,0.54659500000000005]
[0.51886449999999995,null,0.54659500000000005]
[0.51886449999999995,null,0.5464099]
[0.51886449999999995,null,0.54632170000000002]
[0.51886449999999995,null,0.5462591]
[0.51886449999999995,null,0.5462591]
[0.51886449999999995,null,0.5462591]
[0.51878029999999997,null,0.54625900000000005]
[0.51878029999999997,null,0.54625900000000005]
[0.51878029999999997,null,0.54625900000000005]
[0.51878029999999997,null,0.54625900000000005]
[0.5186904,null,0.54625900000000005]
[0.51863579999999998,null,0.5461743]
[0.51863579999999998,null,0.5461743]
[0.51863579999999998,null,0.54608599999999996]
[0.51863579999999998,null,0.54608599999999996]
[0.51863579999999998,null,0.54608599999999996]
[0.51863579999999998,null,0.54608599999999996]
[0.51863579999999998,null,0.54608599999999996]
[0.51854219999999995,null,0.54599350000000002]
[0.51854219999999995,null,0.54590090000000002]
[0.51854219999999995,null,0.54581270000000004]
[0.51845269999999999,null,0.54575010000000002]
[0.51845269999999999,null,0.54575010000000002]
[0.51845269999999999,null,0.54575010000000002]
[0.51845269999999999,null,0.54575010000000002]
[0.51845269999999999,null,0.54575010000000002]
[0.51845269999999999,null,0.54574999999999996]
[0.51845269999999999,null,0.54574999999999996]
[0.51836850000000001,null,0.54574999999999996]
[0.51836850000000001,null,0.54574999999999996]
[0.51831400000000005,null,0.54574999999999996]
[0.51831400000000005,null,0.54557279999999997]
[0.51831400000000005,null,0.54557279999999997]
[0.51822409999999997,null,0.54557279999999997]
[0.51822400000000002,null,0.54548019999999997]
[0.51822400000000002,null,0.54548019999999997]
[0.51822400000000002,null,0.54548019999999997]
[0.51822400000000002,null,0.54541759999999995]
[0.51822400000000002,null,0.54541759999999995]
[0.51822400000000002,null,0.54541759999999995]
[0.51822400000000002,null,0.54532930000000002]
[0.51813989999999999,null,0.54532930000000002]
[0.51804629999999996,null,0.54532930000000002]
[0.51804629999999996,null,0.54532930000000002]
[0.51795670000000005,null,0.54532930000000002]
[0.51795670000000005,null,0.54523679999999997]
[0.51795670000000005,null,0.54523679999999997]
[0.51795670000000005,null,0.54523679999999997]
[0.51790219999999998,null,0.54523679999999997]
[0.51790219999999998,null,0.54523679999999997]
[0.5178123,null,0.54514859999999998]
[0.5178123,null,0.54514859999999998]
[0.5178123,null,0.54514859999999998]
[0.5178123,null,0.54514859999999998]
[0.5178123,null,0.54508590000000001]
[0.5178123,null,0.54490859999999997]
[0.5178123,null,0.54490859999999997]
[0.51781219999999994,null,0.54490859999999997]
[0.51781219999999994,null,0.54490859999999997]
[0.51781219999999994,null,0.54490859999999997]
[0.51763859999999995,null,0.54481610000000003]
[0.51763859999999995,null,0.54481610000000003]
[0.51763859999999995,null,0.54481610000000003]
[0.5176385,null,0.54481610000000003]
[0.5176385,null,0.54472779999999998]
[0.5176385,null,0.54472779999999998]
[0.5176385,null,0.54472779999999998]
[0.51758400000000004,null,0.54472779999999998]
[0.51758400000000004,null,0.54472779999999998]
[0.51749040000000002,null,0.54472779999999998]
[0.51749040000000002,null,0.54466519999999996]
[0.51740050000000004,null,0.54466519999999996]
[0.51740050000000004,null,0.54457259999999996]
[0.51740050000000004,null,0.54448010000000002]
[0.51740050000000004,null,0.54448010000000002]
[0.51740050000000004,null,0.54439539999999997]
[0.51740050000000004,null,0.54439539999999997]
[0.51740050000000004,null,0.54439539999999997]
[0.51740050000000004,null,0.54430710000000004]
[0.51740050000000004,null,0.54430710000000004]
[0.51740050000000004,null,0.54430710000000004]
[0.51740050000000004,null,0.54430710000000004]
[0.51731629999999995,null,0.54430710000000004]
[0.51731629999999995,null,0.54430710000000004]
[0.51731629999999995,null,0.54430710000000004]
[0.51722679999999999,null,0.54412199999999999]
[0.51713319999999996,null,0.54412199999999999]
[0.51713319999999996,null,0.54412199999999999]
[0.5170787,null,0.54412199999999999]
[0.5170787,null,0.54403729999999995]
[0.5170787,null,0.54403729999999995]
[0.5170787,null,0.54403729999999995]
[0.5170787,null,0.54397470000000003]
[0.51707860000000005,null,0.54397459999999997]
[0.51707860000000005,null,0.54388639999999999]
[0.51707860000000005,null,0.54388639999999999]
[0.51698869999999997,null,0.54388639999999999]
[0.51698869999999997,null,0.54388639999999999]
[0.51698869999999997,null,0.54388639999999999]
[0.51698869999999997,null,0.54379390000000005]
[0.51698869999999997,null,0.54379390000000005]
[0.51698869999999997,null,0.54379390000000005]
[0.51698869999999997,null,0.54379390000000005]
[0.51698869999999997,null,0.54379390000000005]
[0.51698869999999997,null,0.54379390000000005]
[0.51689909999999994,null,0.54370130000000005]
[0.51680550000000003,null,0.54361649999999995]
[0.51680550000000003,null,0.54352829999999996]
[0.5167214,null,0.54352829999999996]
[0.5167214,null,0.54352829999999996]
[0.5167214,null,0.54352829999999996]
[0.51666690000000004,null,0.54352829999999996]
[0.51666690000000004,null,0.54352829999999996]
[0.51666690000000004,null,0.54346570000000005]
[0.51666679999999998,null,0.5433732]
[0.51657690000000001,null,0.5433732]
[0.51657690000000001,null,0.5432884]
[0.51657690000000001,null,0.5432884]
[0.51657690000000001,null,0.5432884]
[0.51657690000000001,null,0.5432884]
[0.51648729999999998,null,0.5432884]
[0.51648729999999998,null,0.5432884]
[0.51643280000000003,null,0.5432884]
[0.51643280000000003,null,0.5432884]
[0.51643280000000003,null,0.5432884]
[0.51643280000000003,null,0.54319580000000001]
[0.51643280000000003,null,0.54319580000000001]
[0.51643280000000003,null,0.54319580000000001]
[0.51643280000000003,null,0.54301509999999997]
[0.51643280000000003,null,0.54301500000000003]
[0.51643280000000003,null,0.54293029999999998]
[0.51643280000000003,null,0.54293029999999998]
[0.51643280000000003,null,0.54293029999999998]
[0.5163392,null,0.54293029999999998]
[0.51625509999999997,null,0.54286769999999995]
[0.51625509999999997,null,0.54286769999999995]
[0.51616510000000004,null,0.54286769999999995]
[0.51616510000000004,null,0.54286769999999995]
[0.51616510000000004,null,0.54286769999999995]
[0.51616510000000004,null,0.54286769999999995]
[0.51611059999999997,null,0.54268680000000002]
[0.51611059999999997,null,0.54259440000000003]
[0.51611059999999997,null,0.54259429999999997]
[0.51611059999999997,null,0.54259429999999997]
[0.51611059999999997,null,0.54259429999999997]
[0.51602060000000005,null,0.54259429999999997]
[0.51602060000000005,null,0.54259429999999997]
[0.51593109999999998,null,0.54259429999999997]
[0.51593100000000003,null,0.54259429999999997]
[0.51593100000000003,null,0.54245949999999998]
[0.51593100000000003,null,0.54241709999999999]
[0.51593100000000003,null,0.54241709999999999]
[0.51593100000000003,null,0.54241709999999999]
[0.51593100000000003,null,0.54241709999999999]
[0.51583749999999995,null,0.54241709999999999]
[0.51583749999999995,null,0.54241709999999999]
[0.5158374,null,0.54241709999999999]
[0.5158374,null,0.54241709999999999]
[0.51578290000000004,null,0.54226620000000003]
[0.51578290000000004,null,0.54226620000000003]
[0.51569880000000001,null,0.54217360000000003]
[0.51569880000000001,null,0.54217360000000003]
[0.51569880000000001,null,0.54217360000000003]
[0.51560879999999998,null,0.54217360000000003]
[0.51560879999999998,null,0.54208109999999998]
[0.51560879999999998,null,0.54208109999999998]
[0.51560879999999998,null,0.54208109999999998]
[0.51560879999999998,null,0.54208109999999998]
[0.51560879999999998,null,0.54208109999999998]
[0.51560879999999998,null,0.54199280000000005]
[0.51555430000000002,null,0.54199280000000005]
[0.51555430000000002,null,0.5419081]
[0.51555430000000002,null,0.54181550000000001]
[0.51555430000000002,null,0.54172299999999995]
[0.51537109999999997,null,0.54172299999999995]
[0.51537109999999997,null,0.54172299999999995]
[0.51537109999999997,null,0.54172299999999995]
[0.51537109999999997,null,0.54172299999999995]
[0.51537109999999997,null,0.54172299999999995]
[0.51537109999999997,null,0.54172299999999995]
[0.51537109999999997,null,0.54172299999999995]
[0.51537109999999997,null,0.54172299999999995]
[0.51537109999999997,null,0.54166040000000004]
[0.51537109999999997,null,0.54166040000000004]
[0.51531660000000001,null,0.54166040000000004]
[0.51531660000000001,null,0.54166040000000004]
[0.51523249999999998,null,0.54166040000000004]
[0.51523249999999998,null,0.54166040000000004]
[0.51523249999999998,null,0.54166040000000004]
[0.51514249999999995,null,0.54156780000000004]
[0.51514249999999995,null,0.5414795]
[0.51514249999999995,null,0.5414795]
[0.51505290000000004,null,0.54139479999999995]
[0.51505290000000004,null,0.54139479999999995]
[0.51505290000000004,null,0.54130230000000001]
[0.51495939999999996,null,0.54130230000000001]
[0.51495939999999996,null,0.54130230000000001]
[0.51495939999999996,null,0.54130230000000001]
[0.51495930000000001,null,0.54130230000000001]
[0.51495930000000001,null,0.54130230000000001]
[0.51495930000000001,null,0.54130230000000001]
[0.51495930000000001,null,0.54120970000000002]
[0.51495930000000001,null,0.54120970000000002]
[0.51495930000000001,null,0.54114709999999999]
[0.51490480000000005,null,0.54114709999999999]
[0.51482070000000002,null,0.54114700000000004]
[0.51482070000000002,null,0.54114700000000004]
[0.51482070000000002,null,0.54114700000000004]
[0.51482070000000002,null,0.54101639999999995]
[0.51482070000000002,null,0.54088159999999996]
[0.51482070000000002,null,0.54088159999999996]
[0.51482070000000002,null,0.54088150000000002]
[0.51464120000000002,null,0.54088150000000002]
[0.51464120000000002,null,0.54088150000000002]
[0.51464120000000002,null,0.54088150000000002]
[0.51464120000000002,null,0.54078899999999996]
[0.51464109999999996,null,0.54072640000000005]
[0.51454759999999999,null,0.54072629999999999]
[0.51454759999999999,null,0.54072629999999999]
[0.51454759999999999,null,0.54072629999999999]
[0.51449299999999998,null,0.54072629999999999]
[0.51449299999999998,null,0.54072629999999999]
[0.51449299999999998,null,0.54072629999999999]
[0.51449299999999998,null,0.54072629999999999]
[0.51449299999999998,null,0.54063810000000001]
[0.51449299999999998,null,0.54063810000000001]
[0.51449299999999998,null,0.54054559999999996]
[0.51449299999999998,null,0.54054559999999996]
[0.51449299999999998,null,0.54046079999999996]
[0.51449299999999998,null,0.54046079999999996]
[0.51449299999999998,null,0.54046079999999996]
[0.51431890000000002,null,0.54046079999999996]
[0.5142253,null,0.54046079999999996]
[0.51413580000000003,null,0.54039820000000005]
[0.51408129999999996,null,0.54039820000000005]
[0.51408129999999996,null,0.54039820000000005]
[0.51408129999999996,null,0.54039820000000005]
[0.51408129999999996,null,0.54030560000000005]
[0.51408120000000002,null,0.54030560000000005]
[0.51408120000000002,null,0.54030560000000005]
[0.51408120000000002,null,0.5402131]
[0.51408120000000002,null,0.5402131]
[0.51399709999999998,null,0.54012479999999996]
[0.51399709999999998,null,0.54012479999999996]
[0.51399709999999998,null,0.54012479999999996]
[0.51399709999999998,null,0.54012479999999996]
[0.51399709999999998,null,0.54004010000000002]
[0.51390749999999996,null,0.54004010000000002]
[0.51390749999999996,null,0.54004010000000002]
[0.51390749999999996,null,0.54004010000000002]
[0.51381399999999999,null,0.53994750000000002]
[0.51381399999999999,null,0.53994750000000002]
[0.51381399999999999,null,0.53994750000000002]
[0.5136695,null,0.53994750000000002]
[0.5136695,null,0.53985919999999998]
[0.5136695,null,0.53970410000000002]
[0.5136695,null,0.53970410000000002]
[0.5136695,null,0.53970410000000002]
[0.5136695,null,0.53970410000000002]
[0.5136695,null,0.53961939999999997]
[0.5136695,null,0.53961939999999997]
[0.5136695,null,0.53961939999999997]
[0.5136695,null,0.53961939999999997]
[0.51366940000000005,null,0.53961939999999997]
[0.51366940000000005,null,0.53961939999999997]
[0.51366940000000005,null,0.53961939999999997]
[0.51358530000000002,null,0.53953110000000004]
[0.51358530000000002,null,0.53953110000000004]
[0.51358530000000002,null,0.53943850000000004]
[0.51358530000000002,null,0.53943850000000004]
[0.51358530000000002,null,0.53943850000000004]
[0.51358530000000002,null,0.53943850000000004]
[0.51358530000000002,null,0.53943850000000004]
[0.51349579999999995,null,0.53934599999999999]
[0.51344120000000004,null,0.53934599999999999]
[0.51334769999999996,null,0.53928339999999997]
[0.51334760000000002,null,0.53928339999999997]
[0.51334760000000002,null,0.53928339999999997]
[0.51334760000000002,null,0.53928339999999997]
[0.51325770000000004,null,0.53911039999999999]
[0.51325770000000004,null,0.53911039999999999]
[0.51325770000000004,null,0.53911039999999999]
[0.51325770000000004,null,0.53911039999999999]
[0.51325770000000004,null,0.53901779999999999]
[0.51325770000000004,null,0.53901779999999999]
[0.51325770000000004,null,0.53901779999999999]
[0.51325770000000004,null,0.53892530000000005]
[0.51325770000000004,null,0.53892530000000005]
[0.51325770000000004,null,0.53892530000000005]
[0.51325770000000004,null,0.53892530000000005]
[0.51320310000000002,null,0.53892530000000005]
[0.51320310000000002,null,0.53892530000000005]
[0.51320310000000002,null,0.53892530000000005]
[0.51302539999999996,null,0.53886270000000003]
[0.51302539999999996,null,0.53877439999999999]
[0.51302539999999996,null,0.53877439999999999]
[0.5129359,null,0.53868970000000005]
[0.51284589999999997,null,0.53868970000000005]
[0.51284589999999997,null,0.53868970000000005]
[0.51284589999999997,null,0.53868970000000005]
[0.51284589999999997,null,0.53868970000000005]
[0.51284589999999997,null,0.53868970000000005]
[0.51284589999999997,null,0.5385046]
[0.51284589999999997,null,0.5385046]
[0.51284589999999997,null,0.53844199999999998]
[0.51284589999999997,null,0.53844199999999998]
[0.51284589999999997,null,0.53844190000000003]
[0.51284589999999997,null,0.53844190000000003]
[0.51284589999999997,null,0.53844190000000003]
[0.51284589999999997,null,0.53844190000000003]
[0.51284589999999997,null,0.53834939999999998]
[0.51284589999999997,null,0.53834939999999998]
[0.51284589999999997,null,0.53826110000000005]
[0.51284589999999997,null,0.53826110000000005]
[0.51284589999999997,null,0.53826110000000005]
[0.51279129999999995,null,0.53826110000000005]
[0.51279129999999995,null,0.53826110000000005]
[0.51279129999999995,null,0.53826110000000005]
[0.51270720000000003,null,0.53826110000000005]
[0.51270720000000003,null,0.53819850000000002]
[0.51270720000000003,null,0.53819850000000002]
[0.51270720000000003,null,0.53819850000000002]
[0.51252770000000003,null,0.53811370000000003]
[0.5124341,null,0.53811370000000003]
[0.5124341,null,0.53802119999999998]
[0.5124341,null,0.53793299999999999]
[0.5124341,null,0.53793299999999999]
[0.5124341,null,0.53793299999999999]
[0.5124341,null,0.53793299999999999]
[0.5124341,null,0.53793299999999999]
[0.5124341,null,0.53793299999999999]
[0.5124341,null,0.5378404]
[0.5124341,null,0.5378404]
[0.5124341,null,0.53777770000000003]
[0.51237960000000005,null,0.53777770000000003]
[0.51229539999999996,null,0.53777770000000003]
[0.51229539999999996,null,0.53777770000000003]
[0.51229539999999996,null,0.53777770000000003]
[0.51229539999999996,null,0.53768519999999997]
[0.51229539999999996,null,0.53759699999999999]
[0.51229539999999996,null,0.53759699999999999]
[0.51229539999999996,null,0.5375122]
[0.51229539999999996,null,0.5375122]
[0.51220549999999998,null,0.5375122]
[0.51211189999999995,null,0.5375122]
[0.51211189999999995,null,0.5375122]
[0.51202230000000004,null,0.53744959999999997]
[0.51202230000000004,null,0.53744959999999997]
[0.51202230000000004,null,0.53735699999999997]
[0.51202230000000004,null,0.53726879999999999]
[0.51196779999999997,null,0.53726879999999999]
[0.51196779999999997,null,0.53717630000000005]
[0.51196779999999997,null,0.53717630000000005]
[0.51196779999999997,null,0.53717630000000005]
[0.51196779999999997,null,0.53717630000000005]
[0.51188359999999999,null,0.53717630000000005]
[0.51188359999999999,null,0.53717630000000005]
[0.51188359999999999,null,0.53717619999999999]
[0.51188359999999999,null,0.53708800000000001]
[0.51179370000000002,null,0.53708800000000001]
[0.51179370000000002,null,0.53708800000000001]
[0.51179370000000002,null,0.53708800000000001]
[0.51179370000000002,null,0.53700329999999996]
[0.51179370000000002,null,0.53700320000000001]
[0.51179370000000002,null,0.53700320000000001]
[0.51179370000000002,null,0.53691069999999996]
[0.51179370000000002,null,0.53691069999999996]
[0.51170009999999999,null,0.53681820000000002]
[0.51161049999999997,null,0.53681820000000002]
[0.51161049999999997,null,0.53681820000000002]
[0.51161049999999997,null,0.53675550000000005]
[0.51155600000000001,null,0.53675550000000005]
[0.51155600000000001,null,0.53675550000000005]
[0.51155600000000001,null,0.53675550000000005]
[0.51155600000000001,null,0.53675550000000005]
[0.51155600000000001,null,0.53675550000000005]
[0.51155600000000001,null,0.53657469999999996]
[0.51155600000000001,null,0.53657469999999996]
[0.51155600000000001,null,0.53657469999999996]
[0.51146239999999998,null,0.53648220000000002]
[0.51137829999999995,null,0.53648220000000002]
[0.51137829999999995,null,0.53648220000000002]
[0.51128830000000003,null,0.53648220000000002]
[0.51128830000000003,null,0.53648220000000002]
[0.51128830000000003,null,0.53648220000000002]
[0.51123379999999996,null,0.53648220000000002]
[0.51123379999999996,null,0.53639740000000002]
[0.51123379999999996,null,0.53639740000000002]
[0.51123379999999996,null,0.53639740000000002]
[0.51123379999999996,null,0.53639740000000002]
[0.51123379999999996,null,0.53639740000000002]
[0.51114420000000005,null,0.53630920000000004]
[0.51114420000000005,null,0.53630920000000004]
[0.51114420000000005,null,0.53621660000000004]
[0.51114420000000005,null,0.53621660000000004]
[0.51114420000000005,null,0.53621660000000004]
[0.51105060000000002,null,0.53621660000000004]
[0.51105060000000002,null,0.53621660000000004]
[0.51096649999999999,null,0.53606149999999997]
[0.51096649999999999,null,0.53606149999999997]
[0.51096649999999999,null,0.53606140000000002]
[0.51091200000000003,null,0.53606140000000002]
[0.51091189999999997,null,0.53597669999999997]
[0.510822,null,0.53588849999999999]
[0.510822,null,0.53588849999999999]
[0.510822,null,0.53588849999999999]
[0.510822,null,0.53588849999999999]
[0.510822,null,0.53588840000000004]
[0.510822,null,0.53588840000000004]
[0.510822,null,0.53579589999999999]
[0.510822,null,0.53579589999999999]
[0.51072839999999997,null,0.53573320000000002]
[0.51072839999999997,null,0.53573320000000002]
[0.51072839999999997,null,0.53573320000000002]
[0.51064430000000005,null,0.53564500000000004]
[0.51064430000000005,null,0.53564500000000004]
[0.51064430000000005,null,0.53555249999999999]
[0.51064419999999999,null,0.53555249999999999]
[0.51064419999999999,null,0.53555249999999999]
[0.51055470000000003,null,0.53555249999999999]
[0.51055470000000003,null,0.53555249999999999]
[0.51055470000000003,null,0.53555249999999999]
[0.51046469999999999,null,0.53555240000000004]
[0.51041020000000004,null,0.53546419999999995]
[0.51041020000000004,null,0.53546419999999995]
[0.51041020000000004,null,0.53537950000000001]
[0.51041020000000004,null,0.53537939999999995]
[0.51041020000000004,null,0.53528690000000001]
[0.51041020000000004,null,0.53519439999999996]
[0.51041020000000004,null,0.53519439999999996]
[0.51041020000000004,null,0.53519439999999996]
[0.51041020000000004,null,0.53519439999999996]
[0.51032599999999995,null,0.53519439999999996]
[0.51032599999999995,null,0.53519430000000001]
[0.51032599999999995,null,0.53513169999999999]
[0.51032599999999995,null,0.53513169999999999]
[0.51032599999999995,null,0.53513169999999999]
[0.51032599999999995,null,0.53504350000000001]
[0.51023649999999998,null,0.53504350000000001]
[0.51014289999999995,null,0.53504350000000001]
[0.51014289999999995,null,0.53504350000000001]
[0.51014289999999995,null,0.53495870000000001]
[0.51014289999999995,null,0.53477370000000002]
[0.5100884,null,0.53477370000000002]
[0.5100884,null,0.53477370000000002]
[0.5100884,null,0.53477359999999996]
[0.5100884,null,0.53477359999999996]
[0.5100884,null,0.53477359999999996]
[0.5100884,null,0.53477359999999996]
[0.50999839999999996,null,0.53477359999999996]
[0.50999839999999996,null,0.53477359999999996]
[0.50999839999999996,null,0.53477359999999996]
[0.50999839999999996,null,0.53477359999999996]
[0.50999839999999996,null,0.53471100000000005]
[0.50991430000000004,null,0.53462279999999995]
[0.50991430000000004,null,0.53462279999999995]
[0.50991430000000004,null,0.53462279999999995]
[0.50991430000000004,null,0.53462279999999995]
[0.50991430000000004,null,0.53462270000000001]
[0.50991430000000004,null,0.53462270000000001]
[0.50991430000000004,null,0.53462270000000001]
[0.50976619999999995,null,0.53462270000000001]
[0.50976619999999995,null,0.53462270000000001]
[0.50976619999999995,null,0.53462270000000001]
[0.50976619999999995,null,0.53443770000000002]
[0.50976619999999995,null,0.53435290000000002]
[0.5097661,null,0.53435290000000002]
[0.5097661,null,0.5342903]
[0.5097661,null,0.5342903]
[0.5097661,null,0.53420199999999995]
[0.50967660000000004,null,0.53420199999999995]
[0.50967660000000004,null,0.53420199999999995]
[0.50967660000000004,null,0.53420199999999995]
[0.50967660000000004,null,0.53420199999999995]
[0.50967660000000004,null,0.53420199999999995]
[0.50967660000000004,null,0.53420199999999995]
[0.50967660000000004,null,0.53420199999999995]
[0.50967660000000004,null,0.53420199999999995]
[0.50967660000000004,null,0.53420199999999995]
[0.50950249999999997,null,0.53420199999999995]
[0.50950249999999997,null,0.53420199999999995]
[0.50950249999999997,null,0.53410950000000001]
[0.50950249999999997,null,0.53410950000000001]
[0.50944789999999995,null,0.53404689999999999]
[0.50935839999999999,null,0.53395859999999995]
[0.50935839999999999,null,0.53386610000000001]
[0.50935839999999999,null,0.53386610000000001]
[0.50935839999999999,null,0.53378130000000001]
[0.50935839999999999,null,0.53378130000000001]
[0.50926479999999996,null,0.53378130000000001]
[0.50926479999999996,null,0.53378130000000001]
[0.50926479999999996,null,0.53378130000000001]
[0.50926479999999996,null,0.53378130000000001]
[0.50926479999999996,null,0.53378130000000001]
[0.50926479999999996,null,0.53378130000000001]
[0.50926479999999996,null,0.53368879999999996]
[0.50926479999999996,null,0.53368879999999996]
[0.50926479999999996,null,0.53368879999999996]
[0.50926479999999996,null,0.53360050000000003]
[0.50917480000000004,null,0.53360050000000003]
[0.50912029999999997,null,0.53350790000000003]
[0.50903620000000005,null,0.53350790000000003]
[0.50903620000000005,null,0.53350790000000003]
[0.50903620000000005,null,0.53350790000000003]
[0.50903620000000005,null,0.53350790000000003]
[0.50903620000000005,null,0.53346559999999998]
[0.50903620000000005,null,0.53346559999999998]
[0.50903620000000005,null,0.53336059999999996]
[0.50903620000000005,null,0.53336059999999996]
[0.50903609999999999,null,0.53336059999999996]
[0.50894660000000003,null,0.53326810000000002]
[0.50894660000000003,null,0.53317550000000002]
[0.50894660000000003,null,0.53317550000000002]
[0.50894660000000003,null,0.53317550000000002]
[0.50894660000000003,null,0.53308719999999998]
[0.50889209999999996,null,0.53308719999999998]
[0.50889209999999996,null,0.53308719999999998]
[0.50879850000000004,null,0.53308719999999998]
[0.50879850000000004,null,0.53299470000000004]
[0.50879850000000004,null,0.53299470000000004]
[0.50879850000000004,null,0.53299470000000004]
[0.50879850000000004,null,0.53299470000000004]
[0.50871429999999995,null,0.53299470000000004]
[0.50862439999999998,null,0.53290210000000005]
[0.50862439999999998,null,0.53290210000000005]
[0.50862439999999998,null,0.53290210000000005]
[0.50853479999999995,null,0.5328174]
[0.50853479999999995,null,0.5328174]
[0.50853479999999995,null,0.5328174]
[0.50853479999999995,null,0.5328174]
[0.50853479999999995,null,0.53272909999999996]
[0.50853479999999995,null,0.53272909999999996]
[0.50853479999999995,null,0.53266650000000004]
[0.50853479999999995,null,0.53266650000000004]
[0.50853479999999995,null,0.53266650000000004]
[0.50835710000000001,null,0.53266650000000004]
[0.50835710000000001,null,0.53257399999999999]
[0.50830260000000005,null,0.53257399999999999]
[0.50830260000000005,null,0.53257399999999999]
[0.50830260000000005,null,0.53257399999999999]
[0.50830260000000005,null,0.53257399999999999]
[0.50830260000000005,null,0.5324892]
[0.50830249999999999,null,0.53242659999999997]
[0.50830249999999999,null,0.53242659999999997]
[0.50830249999999999,null,0.53242659999999997]
[0.50821300000000003,null,0.53242659999999997]
[0.50812299999999999,null,0.53224579999999999]
[0.50812299999999999,null,0.53224579999999999]
[0.50812299999999999,null,0.53224579999999999]
[0.50812299999999999,null,0.53224579999999999]
[0.50812299999999999,null,0.53215330000000005]
[0.50812299999999999,null,0.53215330000000005]
[0.50812299999999999,null,0.53215330000000005]
[0.50812299999999999,null,0.53215330000000005]
[0.50812299999999999,null,0.53215330000000005]
[0.50812299999999999,null,0.53215330000000005]
[0.50797490000000001,null,0.53215330000000005]
[0.50789079999999998,null,0.53215330000000005]
[0.50789079999999998,null,0.53215330000000005]
[0.50780119999999995,null,0.53215319999999999]
[0.50780119999999995,null,0.53206070000000005]
[0.50780119999999995,null,0.53197589999999995]
[0.50780119999999995,null,0.53188340000000001]
[0.50780119999999995,null,0.53182079999999998]
[0.50780119999999995,null,0.53182079999999998]
[0.50780119999999995,null,0.53182079999999998]
[0.50771120000000003,null,0.53182079999999998]
[0.50771120000000003,null,0.5317326]
[0.50771120000000003,null,0.53173250000000005]
[0.50765669999999996,null,0.53173250000000005]
[0.50765669999999996,null,0.53173250000000005]
[0.50765669999999996,null,0.53173250000000005]
[0.50765669999999996,null,0.53173250000000005]
[0.50765669999999996,null,0.53173250000000005]
[0.50765669999999996,null,0.53173250000000005]
[0.50756310000000004,null,0.53173250000000005]
[0.50756310000000004,null,0.53164]
[0.50747900000000001,null,0.53164]
[0.50747900000000001,null,0.53164]
[0.50738939999999999,null,0.53155180000000002]
[0.50738939999999999,null,0.53155180000000002]
[0.50738939999999999,null,0.53155180000000002]
[0.50738939999999999,null,0.53145920000000002]
[0.50729950000000001,null,0.53145920000000002]
[0.50729939999999996,null,0.53145920000000002]
[0.50729939999999996,null,0.53145920000000002]
[0.50729939999999996,null,0.53145920000000002]
[0.50729939999999996,null,0.53137440000000002]
[0.50729939999999996,null,0.53137440000000002]
[0.50729939999999996,null,0.5313118]
[0.50729939999999996,null,0.5313118]
[0.5072449,null,0.5313118]
[0.5072449,null,0.5313118]
[0.5072449,null,0.5313118]
[0.5072449,null,0.53121929999999995]
[0.5072449,null,0.53121929999999995]
[0.5072449,null,0.53121929999999995]
[0.50706720000000005,null,0.53112669999999995]
[0.50706720000000005,null,0.53112669999999995]
[0.50706720000000005,null,0.53103849999999997]
[0.50706720000000005,null,0.53103849999999997]
[0.50706720000000005,null,0.53103849999999997]
[0.50697720000000002,null,0.53103849999999997]
[0.50697720000000002,null,0.5309758]
[0.50697720000000002,null,0.5309758]
[0.50688770000000005,null,0.53089109999999995]
[0.50688770000000005,null,0.53089109999999995]
[0.50688770000000005,null,0.53089109999999995]
[0.50688759999999999,null,0.53089109999999995]
[0.50683310000000004,null,0.53089109999999995]
[0.50683310000000004,null,0.53089109999999995]
[0.50683310000000004,null,0.53089109999999995]
[0.50683310000000004,null,0.53080280000000002]
[0.50683310000000004,null,0.53071029999999997]
[0.50683310000000004,null,0.53061769999999997]
[0.50683310000000004,null,0.53061769999999997]
[0.50673950000000001,null,0.53061769999999997]
[0.50673950000000001,null,0.53061769999999997]
[0.50673950000000001,null,0.53061769999999997]
[0.50673950000000001,null,0.53061769999999997]
[0.50673950000000001,null,0.53061769999999997]
[0.50673950000000001,null,0.53061769999999997]
[0.50673950000000001,null,0.53057540000000003]
[0.50665539999999998,null,0.53057540000000003]
[0.50665539999999998,null,0.53053300000000003]
[0.50665539999999998,null,0.53053300000000003]
[0.50656579999999996,null,0.53053300000000003]
[0.50656579999999996,null,0.53053300000000003]
[0.50656579999999996,null,0.53053300000000003]
[0.50647589999999998,null,0.53038209999999997]
[0.50647589999999998,null,0.53028960000000003]
[0.50647589999999998,null,0.53028960000000003]
[0.50632779999999999,null,0.53028960000000003]
[0.50632779999999999,null,0.53028960000000003]
[0.50632779999999999,null,0.53028960000000003]
[0.50632779999999999,null,0.53019700000000003]
[0.50632779999999999,null,0.53019700000000003]
[0.50632770000000005,null,0.53019700000000003]
[0.50632770000000005,null,0.53019700000000003]
[0.50632770000000005,null,0.53019700000000003]
[0.50623819999999997,null,0.53019700000000003]
[0.50623819999999997,null,0.53019700000000003]
[0.50623819999999997,null,0.53010880000000005]
[0.50614459999999994,null,0.53010869999999999]
[0.50614459999999994,null,0.53010869999999999]
[0.50606050000000002,null,0.53010869999999999]
[0.50606050000000002,null,0.53001620000000005]
[0.50606050000000002,null,0.53001620000000005]
[0.50600590000000001,null,0.53001620000000005]
[0.50600590000000001,null,0.53001620000000005]
[0.50600590000000001,null,0.53001620000000005]
[0.50600590000000001,null,0.5299315]
[0.50600590000000001,null,0.5298389]
[0.50591600000000003,null,0.5298389]
[0.50591600000000003,null,0.52975059999999996]
[0.50591600000000003,null,0.52975059999999996]
[0.50591600000000003,null,0.52975059999999996]
[0.50591600000000003,null,0.52975059999999996]
[0.50591600000000003,null,0.52975059999999996]
[0.50591600000000003,null,0.52975059999999996]
[0.50591600000000003,null,0.52975059999999996]
[0.50591600000000003,null,0.52968800000000005]
[0.50591589999999997,null,0.52968800000000005]
[0.50582640000000001,null,0.52968800000000005]
[0.50573279999999998,null,0.52968800000000005]
[0.50573279999999998,null,0.5295955]
[0.50567830000000002,null,0.5295029]
[0.50567830000000002,null,0.5295029]
[0.50550419999999996,null,0.52932990000000002]
[0.50550419999999996,null,0.52932990000000002]
[0.50550419999999996,null,0.52932990000000002]
[0.50550419999999996,null,0.52932990000000002]
[0.50550419999999996,null,0.52932990000000002]
[0.50550419999999996,null,0.52932990000000002]
[0.50550419999999996,null,0.52932990000000002]
[0.50550419999999996,null,0.52932990000000002]
[0.50550419999999996,null,0.52932990000000002]
[0.50550419999999996,null,0.52932990000000002]
[0.50550419999999996,null,0.52932990000000002]
[0.50550419999999996,null,0.5292673]
[0.50550419999999996,null,0.5292673]
[0.50541060000000004,null,0.5291323]
[0.50541060000000004,null,0.52900170000000002]
[0.50541060000000004,null,0.52900170000000002]
[0.50541060000000004,null,0.52900170000000002]
[0.50532100000000002,null,0.52900170000000002]
[0.50532100000000002,null,0.52900170000000002]
[0.50532100000000002,null,0.52900170000000002]
[0.50523099999999999,null,0.52900170000000002]
[0.50514689999999995,null,0.52900170000000002]
[0.50514689999999995,null,0.52890910000000002]
[0.50514689999999995,null,0.52890910000000002]
[0.5050924,null,0.52890910000000002]
[0.50499879999999997,null,0.52890910000000002]
[0.50499879999999997,null,0.52882079999999998]
[0.50499879999999997,null,0.52882079999999998]
[0.50499879999999997,null,0.52882079999999998]
[0.50499879999999997,null,0.52872830000000004]
[0.50499879999999997,null,0.52872830000000004]
[0.50499879999999997,null,0.52872830000000004]
[0.50499879999999997,null,0.52872830000000004]
[0.50499879999999997,null,0.52872830000000004]
[0.50499879999999997,null,0.52866570000000002]
[0.50499879999999997,null,0.52866570000000002]
[0.50499879999999997,null,0.52866570000000002]
[0.50499879999999997,null,0.52857310000000002]
[0.50490919999999995,null,0.52848839999999997]
[0.50490919999999995,null,0.52848839999999997]
[0.50473509999999999,null,0.52848839999999997]
[0.50458700000000001,null,0.52848839999999997]
[0.50458700000000001,null,0.52848839999999997]
[0.50458700000000001,null,0.52839590000000003]
[0.50458700000000001,null,0.52839590000000003]
[0.50458700000000001,null,0.52830759999999999]
[0.50458700000000001,null,0.52830759999999999]
[0.50458700000000001,null,0.52830759999999999]
[0.50458700000000001,null,0.52830759999999999]
[0.50458700000000001,null,0.52830759999999999]
[0.50458700000000001,null,0.52830759999999999]
[0.50458700000000001,null,0.52830759999999999]
[0.50449339999999998,null,0.52830759999999999]
[0.50449339999999998,null,0.52830759999999999]
[0.50449339999999998,null,0.52821499999999999]
[0.50449339999999998,null,0.52812250000000005]
[0.50449339999999998,null,0.52812250000000005]
[0.50449339999999998,null,0.52805990000000003]
[0.50449339999999998,null,0.52805990000000003]
[0.50449339999999998,null,0.52805990000000003]
[0.50440379999999996,null,0.52805990000000003]
[0.50440379999999996,null,0.52805990000000003]
[0.50440379999999996,null,0.52797519999999998]
[0.50440379999999996,null,0.52788690000000005]
[0.50431389999999998,null,0.52788690000000005]
[0.50425940000000002,null,0.52788690000000005]
[0.50425940000000002,null,0.5277944]
[0.50425940000000002,null,0.5277944]
[0.50425929999999997,null,0.5277944]
[0.50417520000000005,null,0.5277944]
[0.50417520000000005,null,0.5277018]
[0.50417520000000005,null,0.5277018]
[0.50417520000000005,null,0.5277018]
[0.50408160000000002,null,0.52763919999999997]
[0.50408160000000002,null,0.52763919999999997]
[0.50399210000000005,null,0.52763919999999997]
[0.50399210000000005,null,0.52763919999999997]
[0.50393759999999999,null,0.52763919999999997]
[0.50393750000000004,null,0.5274662]
[0.50393750000000004,null,0.5274662]
[0.50393750000000004,null,0.5274662]
[0.50393750000000004,null,0.5274662]
[0.50385340000000001,null,0.52737369999999995]
[0.50385340000000001,null,0.52737369999999995]
[0.50385340000000001,null,0.52737369999999995]
[0.50385340000000001,null,0.52737369999999995]
[0.50385340000000001,null,0.52737369999999995]
[0.50385340000000001,null,0.52737369999999995]
[0.50385340000000001,null,0.5273736]
[0.50385340000000001,null,0.52719280000000002]
[0.50376339999999997,null,0.52719280000000002]
[0.50370890000000001,null,0.52719280000000002]
[0.50361929999999999,null,0.52719280000000002]
[0.50361929999999999,null,0.52719280000000002]
[0.50361929999999999,null,0.52719280000000002]
[0.50361929999999999,null,0.52719280000000002]
[0.50361929999999999,null,0.52719280000000002]
[0.50361929999999999,null,0.52719280000000002]
[0.50361929999999999,null,0.52713019999999999]
[0.50352580000000002,null,0.52713019999999999]
[0.50352569999999996,null,0.52713019999999999]
[0.50352569999999996,null,0.52713019999999999]
[0.50352569999999996,null,0.52713019999999999]
[0.50338709999999998,null,0.52703770000000005]
[0.50338709999999998,null,0.52694940000000001]
[0.50338709999999998,null,0.52686469999999996]
[0.50338709999999998,null,0.52686469999999996]
[0.50338709999999998,null,0.52677209999999997]
[0.50329710000000005,null,0.52677209999999997]
[0.50329710000000005,null,0.52677209999999997]
[0.50329710000000005,null,0.52677209999999997]
[0.50329710000000005,null,0.52677209999999997]
[0.50329710000000005,null,0.52677209999999997]
[0.50320759999999998,null,0.52677209999999997]
[0.50320759999999998,null,0.52677209999999997]
[0.50320750000000003,null,0.52677209999999997]
[0.50320750000000003,null,0.52677209999999997]
[0.50320750000000003,null,0.52668380000000004]
[0.50320750000000003,null,0.52668380000000004]
[0.50320750000000003,null,0.52662120000000001]
[0.50320750000000003,null,0.52652869999999996]
[0.50320750000000003,null,0.52652869999999996]
[0.50320750000000003,null,0.52652869999999996]
[0.50306890000000004,null,0.52652869999999996]
[0.50306890000000004,null,0.52635140000000002]
[0.50297530000000001,null,0.52635140000000002]
[0.50297530000000001,null,0.52626309999999998]
[0.50297530000000001,null,0.52626309999999998]
[0.50297530000000001,null,0.52626309999999998]
[0.50297530000000001,null,0.52626309999999998]
[0.50297530000000001,null,0.52626309999999998]
[0.50288569999999999,null,0.52626309999999998]
[0.50288569999999999,null,0.52626309999999998]
[0.50288569999999999,null,0.52626309999999998]
[0.50288569999999999,null,0.52617840000000005]
[0.50279580000000001,null,0.52617840000000005]
[0.50271160000000004,null,0.52617829999999999]
[0.50271160000000004,null,0.5260901]
[0.50271160000000004,null,0.5260901]
[0.50271160000000004,null,0.5260901]
[0.50271160000000004,null,0.52599759999999995]
[0.50271160000000004,null,0.52599759999999995]
[0.50271160000000004,null,0.52593500000000004]
[0.50265709999999997,null,0.52593500000000004]
[0.50256350000000005,null,0.52593500000000004]
[0.50256350000000005,null,0.52584240000000004]
[0.50247399999999998,null,0.52584240000000004]
[0.50247399999999998,null,0.52584240000000004]
[0.50247390000000003,null,0.52584240000000004]
[0.50247390000000003,null,0.52584240000000004]
[0.50247390000000003,null,0.52584240000000004]
[0.50247390000000003,null,0.5257541]
[0.50247390000000003,null,0.5257541]
[0.50247390000000003,null,0.5257541]
[0.50247390000000003,null,0.52566939999999995]
[0.50247390000000003,null,0.52557690000000001]
[0.50247390000000003,null,0.52557690000000001]
[0.50247390000000003,null,0.52551420000000004]
[0.50247390000000003,null,0.52551420000000004]
[0.50247390000000003,null,0.52551420000000004]
[0.50247390000000003,null,0.52551420000000004]
[0.50247390000000003,null,0.52551420000000004]
[0.50238439999999995,null,0.52542169999999999]
[0.50230019999999997,null,0.52542169999999999]
[0.50230019999999997,null,0.52542160000000004]
[0.5022103,null,0.52542160000000004]
[0.5022103,null,0.52542160000000004]
[0.50215569999999998,null,0.52533339999999995]
[0.50206220000000001,null,0.52533339999999995]
[0.50206220000000001,null,0.52524859999999995]
[0.50206220000000001,null,0.52524859999999995]
[0.50206220000000001,null,0.52524859999999995]
[0.50206220000000001,null,0.52524859999999995]
[0.50206220000000001,null,0.52524859999999995]
[0.50206209999999996,null,0.52515610000000001]
[0.50206209999999996,null,0.52506359999999996]
[0.50206209999999996,null,0.52506359999999996]
[0.50197800000000004,null,0.52506350000000002]
[0.50197800000000004,null,0.52506350000000002]
[0.50197800000000004,null,0.52500089999999999]
[0.50197800000000004,null,0.52500089999999999]
[0.50179490000000004,null,0.52500089999999999]
[0.50179490000000004,null,0.52500089999999999]
[0.50179490000000004,null,0.52500089999999999]
[0.50174030000000003,null,0.52500089999999999]
[0.50174030000000003,null,0.52500089999999999]
[0.50174030000000003,null,0.52500089999999999]
[0.50165040000000005,null,0.52491270000000001]
[0.50165040000000005,null,0.52491270000000001]
[0.50165040000000005,null,0.52482019999999996]
[0.50165040000000005,null,0.52482019999999996]
[0.50165040000000005,null,0.52482019999999996]
[0.50165040000000005,null,0.52473539999999996]
[0.50155680000000002,null,0.52473539999999996]
[0.50155680000000002,null,0.52464279999999996]
[0.50155680000000002,null,0.52464279999999996]
[0.50147260000000005,null,0.52464279999999996]
[0.50132860000000001,null,0.52464279999999996]
[0.50132860000000001,null,0.52464279999999996]
[0.50132849999999995,null,0.52464279999999996]
[0.50132849999999995,null,0.52464279999999996]
[0.50132849999999995,null,0.52458020000000005]
[0.50132849999999995,null,0.52458020000000005]
[0.50132849999999995,null,0.5244877]
[0.50132849999999995,null,0.52439939999999996]
[0.50123859999999998,null,0.52431470000000002]
[0.50123859999999998,null,0.52431470000000002]
[0.50123859999999998,null,0.52431470000000002]
[0.50123859999999998,null,0.52431470000000002]
[0.50114499999999995,null,0.52431470000000002]
[0.50105540000000004,null,0.52431470000000002]
[0.50105540000000004,null,0.52431470000000002]
[0.50105540000000004,null,0.52422210000000002]
[0.50105540000000004,null,0.52422210000000002]
[0.50105540000000004,null,0.52422210000000002]
[0.50105540000000004,null,0.52422210000000002]
[0.50100089999999997,null,0.52422210000000002]
[0.50100089999999997,null,0.52422210000000002]
[0.50100089999999997,null,0.52422210000000002]
[0.50100089999999997,null,0.5241595]
[0.50100089999999997,null,0.5241595]
[0.50100089999999997,null,0.52407119999999996]
[0.50100089999999997,null,0.52407119999999996]
[0.50100089999999997,null,0.52407119999999996]
[0.50090730000000006,null,0.52398650000000002]
[0.50082320000000002,null,0.52398650000000002]
[0.50082320000000002,null,0.52398650000000002]
[0.50082320000000002,null,0.52398650000000002]
[0.50082320000000002,null,0.52398650000000002]
[0.50082320000000002,null,0.52389399999999997]
[0.50082320000000002,null,0.52389399999999997]
[0.50082320000000002,null,0.52389399999999997]
[0.50082320000000002,null,0.52389399999999997]
[0.50082320000000002,null,0.52371310000000004]
[0.50082320000000002,null,0.52371310000000004]
[0.50073319999999999,null,0.52371310000000004]
[0.50073319999999999,null,0.52365050000000002]
[0.50064359999999997,null,0.52365050000000002]
[0.50064359999999997,null,0.52365050000000002]
[0.50064359999999997,null,0.52365050000000002]
[0.50064359999999997,null,0.52365050000000002]
[0.50064359999999997,null,0.52365050000000002]
[0.50064359999999997,null,0.52365050000000002]
[0.50055000000000005,null,0.52365050000000002]
[0.50055000000000005,null,0.52355799999999997]
[0.50055000000000005,null,0.52355799999999997]
[0.50049549999999998,null,0.52355799999999997]
[0.50049549999999998,null,0.52338499999999999]
[0.50049549999999998,null,0.52338499999999999]
[0.50049549999999998,null,0.52329239999999999]
[0.50041139999999995,null,0.52329239999999999]
[0.50032140000000003,null,0.52329239999999999]
[0.50032140000000003,null,0.52322979999999997]
[0.5002278,null,0.52322979999999997]
[0.50013830000000004,null,0.52322979999999997]
[0.50013830000000004,null,0.52322979999999997]
[0.50013830000000004,null,0.52322979999999997]
[0.50013830000000004,null,0.52322979999999997]
[0.50013830000000004,null,0.52304899999999999]
[0.50013830000000004,null,0.52304899999999999]
[0.50013830000000004,null,0.52304899999999999]
[0.50013830000000004,null,0.52304899999999999]
[0.50008370000000002,null,0.52298639999999996]
[0.50008370000000002,null,0.52298639999999996]
[0.50008370000000002,null,0.52298639999999996]
[0.50008370000000002,null,0.52298639999999996]
[0.50008370000000002,null,0.52281339999999998]
[0.50008370000000002,null,0.52281339999999998]
[0.50008370000000002,null,0.52281339999999998]
[0.50008370000000002,null,0.52281339999999998]
[0.50008370000000002,null,0.52272079999999999]
[0.50008370000000002,null,0.52272079999999999]
[0.50008370000000002,null,0.52272079999999999]
[0.50008370000000002,null,0.52272079999999999]
[0.50008370000000002,null,0.52265819999999996]
[0.49999959999999999,null,0.52265819999999996]
[0.49987490000000001,null,0.52265819999999996]
[0.4998515,null,0.52265819999999996]
[0.4998515,null,0.52265819999999996]
[0.4998515,null,0.52265819999999996]
[0.49976189999999998,null,0.52265819999999996]
[0.49976189999999998,null,0.52265819999999996]
[0.49967200000000001,null,0.52256570000000002]
[0.4996719,null,0.52256570000000002]
[0.4996719,null,0.52256570000000002]
[0.4996719,null,0.52256559999999996]
[0.4996719,null,0.52256559999999996]
[0.4996719,null,0.52239270000000004]
[0.4996719,null,0.52239270000000004]
[0.4996719,null,0.52230010000000004]
[0.4996719,null,0.52223750000000002]
[0.4996719,null,0.52223750000000002]
[0.4996719,null,0.52223750000000002]
[0.49961739999999999,null,0.52223750000000002]
[0.49961739999999999,null,0.52223750000000002]
[0.49952380000000002,null,0.52223739999999996]
[0.49943389999999999,null,0.52223739999999996]
[0.49943389999999999,null,0.52223739999999996]
[0.49934970000000001,null,0.52223739999999996]
[0.49934970000000001,null,0.52214490000000002]
[0.49934970000000001,null,0.52214490000000002]
[0.49934970000000001,null,0.52214490000000002]
[0.49934970000000001,null,0.52205670000000004]
[0.49934970000000001,null,0.52205670000000004]
[0.49926019999999999,null,0.52205670000000004]
[0.49926019999999999,null,0.52199410000000002]
[0.49926019999999999,null,0.52199399999999996]
[0.49926019999999999,null,0.52190150000000002]
[0.49926009999999998,null,0.52190150000000002]
[0.49920560000000003,null,0.52190150000000002]
[0.49920560000000003,null,0.52181670000000002]
[0.49920560000000003,null,0.52181670000000002]
[0.49920560000000003,null,0.52181670000000002]
[0.49920560000000003,null,0.52172419999999997]
[0.49920560000000003,null,0.52172419999999997]
[0.49920560000000003,null,0.52163599999999999]
[0.49911610000000001,null,0.52163599999999999]
[0.49911610000000001,null,0.52163599999999999]
[0.49902249999999998,null,0.52163599999999999]
[0.4989383,null,0.52163599999999999]
[0.4989383,null,0.52163599999999999]
[0.4989383,null,0.52154339999999999]
[0.4989383,null,0.52154339999999999]
[0.4989383,null,0.52154339999999999]
[0.4989383,null,0.52154339999999999]
[0.4989383,null,0.52154339999999999]
[0.4989383,null,0.52154330000000004]
[0.49884840000000003,null,0.52154330000000004]
[0.49884840000000003,null,0.52154330000000004]
[0.49884840000000003,null,0.52154330000000004]
[0.49879380000000001,null,0.52145859999999999]
[0.49870029999999999,null,0.52145859999999999]
[0.49870029999999999,null,0.52130350000000003]
[0.49870029999999999,null,0.52121519999999999]
[0.49870029999999999,null,0.52121519999999999]
[0.49870029999999999,null,0.52121519999999999]
[0.49861610000000001,null,0.52112270000000005]
[0.49861610000000001,null,0.52112259999999999]
[0.49861610000000001,null,0.52112259999999999]
[0.49861610000000001,null,0.52112259999999999]
[0.49852649999999998,null,0.52112259999999999]
[0.49852649999999998,null,0.52112259999999999]
[0.49852649999999998,null,0.52112259999999999]
[0.49852649999999998,null,0.52112259999999999]
[0.49847200000000003,null,0.52112259999999999]
[0.49847200000000003,null,0.52112259999999999]
[0.49838199999999999,null,0.52105999999999997]
[0.49828850000000002,null,0.52105999999999997]
[0.49828850000000002,null,0.52079450000000005]
[0.49828850000000002,null,0.52079450000000005]
[0.49828850000000002,null,0.52070190000000005]
[0.49828850000000002,null,0.52070190000000005]
[0.49828850000000002,null,0.52070190000000005]
[0.49820429999999999,null,0.52070190000000005]
[0.49820429999999999,null,0.52070190000000005]
[0.49820429999999999,null,0.52070190000000005]
[0.49811480000000002,null,0.52070190000000005]
[0.49811480000000002,null,0.52070190000000005]
[0.49811480000000002,null,0.52070190000000005]
[0.49811470000000002,null,0.52070190000000005]
[0.49811470000000002,null,0.52070190000000005]
[0.49811470000000002,null,0.52070190000000005]
[0.49811470000000002,null,0.52070190000000005]
[0.49796669999999998,null,0.52070190000000005]
[0.49796659999999998,null,0.52055099999999999]
[0.49787670000000001,null,0.52055099999999999]
[0.49787670000000001,null,0.52046630000000005]
[0.49787670000000001,null,0.52046630000000005]
[0.49787670000000001,null,0.52037370000000005]
[0.49787670000000001,null,0.52037370000000005]
[0.49787670000000001,null,0.52037370000000005]
[0.49787670000000001,null,0.52037370000000005]
[0.49787670000000001,null,0.5202812]
[0.49778309999999998,null,0.5202812]
[0.49778309999999998,null,0.52019289999999996]
[0.49778309999999998,null,0.52019289999999996]
[0.49778309999999998,null,0.52019289999999996]
[0.49778309999999998,null,0.52019289999999996]
[0.49772860000000002,null,0.52019289999999996]
[0.49772850000000002,null,0.52019289999999996]
[0.49764439999999999,null,0.52019289999999996]
[0.49755490000000002,null,0.52013030000000005]
[0.49755490000000002,null,0.52013030000000005]
[0.49755490000000002,null,0.52013030000000005]
[0.49755490000000002,null,0.5200456]
[0.49755490000000002,null,0.5200456]
[0.49755490000000002,null,0.519953]
[0.49755480000000002,null,0.519953]
[0.49755480000000002,null,0.519953]
[0.49755480000000002,null,0.519953]
[0.49755480000000002,null,0.519953]
[0.4974613,null,0.519953]
[0.4974613,null,0.51986469999999996]
[0.49737130000000002,null,0.51986469999999996]
[0.49737130000000002,null,0.51986469999999996]
[0.49737130000000002,null,0.51986469999999996]
[0.49737130000000002,null,0.51986469999999996]
[0.49737130000000002,null,0.51977220000000002]
[0.49737130000000002,null,0.51967960000000002]
[0.49723260000000002,null,0.51967960000000002]
[0.4971431,null,0.51967960000000002]
[0.4971431,null,0.51967960000000002]
[0.4971431,null,0.51959489999999997]
[0.4971431,null,0.51959489999999997]
[0.4971431,null,0.51959489999999997]
[0.4971431,null,0.51959489999999997]
[0.49704949999999998,null,0.51959489999999997]
[0.49704949999999998,null,0.5195322]
[0.49704949999999998,null,0.5195322]
[0.49704949999999998,null,0.51944400000000002]
[0.49704949999999998,null,0.51944400000000002]
[0.49704949999999998,null,0.51944400000000002]
[0.49704949999999998,null,0.51935149999999997]
[0.49704949999999998,null,0.51935149999999997]
[0.49704949999999998,null,0.51935149999999997]
[0.49704949999999998,null,0.51935149999999997]
[0.4967858,null,0.51935149999999997]
[0.4967858,null,0.51925889999999997]
[0.4967858,null,0.51917420000000003]
[0.4967858,null,0.51917420000000003]
[0.4967858,null,0.51917409999999997]
[0.4967858,null,0.51917409999999997]
[0.49673129999999999,null,0.51917409999999997]
[0.49673129999999999,null,0.51917409999999997]
[0.49673129999999999,null,0.51917409999999997]
[0.49673129999999999,null,0.51911149999999995]
[0.49673129999999999,null,0.51911149999999995]
[0.49673129999999999,null,0.51911149999999995]
[0.49673129999999999,null,0.51911149999999995]
[0.49673129999999999,null,0.51911149999999995]
[0.49673129999999999,null,0.51911149999999995]
[0.49673129999999999,null,0.51902329999999997]
[0.49655169999999998,null,0.51902329999999997]
[0.49645820000000002,null,0.51902320000000002]
[0.49645820000000002,null,0.51893069999999997]
[0.49645820000000002,null,0.51884589999999997]
[0.49645820000000002,null,0.51884589999999997]
[0.49645810000000001,null,0.51875340000000003]
[0.49645810000000001,null,0.51869080000000001]
[0.49637399999999998,null,0.51869080000000001]
[0.49637399999999998,null,0.51869080000000001]
[0.49637399999999998,null,0.51869080000000001]
[0.49631950000000002,null,0.51869080000000001]
[0.49631950000000002,null,0.51864670000000002]
[0.49631950000000002,null,0.51860249999999997]
[0.49631950000000002,null,0.51860249999999997]
[0.4962259,null,0.51860249999999997]
[0.49613590000000002,null,0.51860249999999997]
[0.49613590000000002,null,0.51860249999999997]
[0.49613590000000002,null,0.51860249999999997]
[0.49613590000000002,null,0.51860249999999997]
[0.49613590000000002,null,0.51860249999999997]
[0.49613590000000002,null,0.51850989999999997]
[0.49613590000000002,null,0.51850989999999997]
[0.4960464,null,0.51850989999999997]
[0.4960464,null,0.51850989999999997]
[0.49596220000000002,null,0.51833689999999999]
[0.49596220000000002,null,0.51833689999999999]
[0.49596220000000002,null,0.51824440000000005]
[0.49581409999999998,null,0.51824440000000005]
[0.49581409999999998,null,0.51818180000000003]
[0.49581409999999998,null,0.51818180000000003]
[0.49581409999999998,null,0.51818180000000003]
[0.49581409999999998,null,0.51818180000000003]
[0.49581409999999998,null,0.51818180000000003]
[0.49581409999999998,null,0.51818180000000003]
[0.49581409999999998,null,0.51818180000000003]
[0.49581409999999998,null,0.51818180000000003]
[0.49581409999999998,null,0.51818180000000003]
[0.49581409999999998,null,0.51809360000000004]
[0.49581409999999998,null,0.51800100000000004]
[0.49581409999999998,null,0.51800100000000004]
[0.4957241,null,0.51800100000000004]
[0.49563459999999998,null,0.51800100000000004]
[0.49563459999999998,null,0.51800100000000004]
[0.49563459999999998,null,0.51800100000000004]
[0.49563459999999998,null,0.51790849999999999]
[0.49545689999999998,null,0.51790849999999999]
[0.49545689999999998,null,0.51790849999999999]
[0.49545689999999998,null,0.51790849999999999]
[0.49545689999999998,null,0.51790840000000005]
[0.49545679999999998,null,0.5178237]
[0.49545679999999998,null,0.5178237]
[0.49540230000000002,null,0.5178237]
[0.49540230000000002,null,0.51776109999999997]
[0.49540230000000002,null,0.51776109999999997]
[0.49540230000000002,null,0.51776109999999997]
[0.49540230000000002,null,0.51766849999999998]
[0.49540230000000002,null,0.51766849999999998]
[0.49540230000000002,null,0.51766849999999998]
[0.49540230000000002,null,0.51766849999999998]
[0.49531269999999999,null,0.51766849999999998]
[0.49531269999999999,null,0.51766849999999998]
[0.49531269999999999,null,0.51757600000000004]
[0.49522860000000002,null,0.51748769999999999]
[0.49522860000000002,null,0.51748769999999999]
[0.49522860000000002,null,0.51748769999999999]
[0.49513499999999999,null,0.51740299999999995]
[0.49504510000000002,null,0.51740299999999995]
[0.49504510000000002,null,0.51740299999999995]
[0.49504510000000002,null,0.51740299999999995]
[0.49504510000000002,null,0.51734040000000003]
[0.49504510000000002,null,0.51734040000000003]
[0.49504510000000002,null,0.51734040000000003]
[0.49504510000000002,null,0.51734040000000003]
[0.49504510000000002,null,0.51734040000000003]
[0.49504500000000001,null,0.51734040000000003]
[0.4949905,null,0.51734040000000003]
[0.4949905,null,0.51724789999999998]
[0.4949905,null,0.51715960000000005]
[0.4949905,null,0.51706700000000005]
[0.49489689999999997,null,0.51706700000000005]
[0.49489689999999997,null,0.51706700000000005]
[0.49489689999999997,null,0.51706700000000005]
[0.49480740000000001,null,0.51706700000000005]
[0.49472319999999997,null,0.51706700000000005]
[0.49472319999999997,null,0.51706700000000005]
[0.49472319999999997,null,0.51698230000000001]
[0.49472319999999997,null,0.51698230000000001]
[0.49472319999999997,null,0.51698230000000001]
[0.49472319999999997,null,0.51698230000000001]
[0.49472319999999997,null,0.51688979999999995]
[0.49472319999999997,null,0.51688979999999995]
[0.4946333,null,0.51688970000000001]
[0.4946333,null,0.5167389]
[0.49453970000000003,null,0.5167389]
[0.49448520000000001,null,0.5167389]
[0.49448520000000001,null,0.5166463]
[0.49448520000000001,null,0.5166463]
[0.49448520000000001,null,0.51655379999999995]
[0.49448520000000001,null,0.51655379999999995]
[0.49448510000000001,null,0.51655379999999995]
[0.49431150000000001,null,0.51655379999999995]
[0.49431150000000001,null,0.51655379999999995]
[0.49431150000000001,null,0.51655379999999995]
[0.49431140000000001,null,0.51655379999999995]
[0.49422189999999999,null,0.51646899999999996]
[0.49422189999999999,null,0.51640640000000004]
[0.49422189999999999,null,0.51640640000000004]
[0.49422189999999999,null,0.51640640000000004]
[0.49422189999999999,null,0.51631389999999999]
[0.49422189999999999,null,0.51622129999999999]
[0.49412830000000002,null,0.51622129999999999]
[0.49412830000000002,null,0.51622129999999999]
[0.49412830000000002,null,0.51622129999999999]
[0.49412830000000002,null,0.51622129999999999]
[0.49407380000000001,null,0.51622129999999999]
[0.49407380000000001,null,0.51622129999999999]
[0.49407380000000001,null,0.51613310000000001]
[0.49407380000000001,null,0.51613299999999995]
[0.49407380000000001,null,0.51604050000000001]
[0.49407380000000001,null,0.51604050000000001]
[0.49398019999999998,null,0.51604050000000001]
[0.4938902,null,0.51604050000000001]
[0.49380610000000003,null,0.51595579999999996]
[0.49380610000000003,null,0.51595579999999996]
[0.49380610000000003,null,0.51595579999999996]
[0.49380610000000003,null,0.51595579999999996]
[0.49380610000000003,null,0.51580490000000001]
[0.49380610000000003,null,0.51580490000000001]
[0.4937165,null,0.51580490000000001]
[0.4937165,null,0.51580490000000001]
[0.4937165,null,0.51580490000000001]
[0.49366199999999999,null,0.51580490000000001]
[0.49366199999999999,null,0.51580490000000001]
[0.49366199999999999,null,0.51580490000000001]
[0.49366199999999999,null,0.51580490000000001]
[0.49366199999999999,null,0.51580490000000001]
[0.49366199999999999,null,0.51580490000000001]
[0.49366199999999999,null,0.51571230000000001]
[0.49366199999999999,null,0.51571230000000001]
[0.49366199999999999,null,0.51571230000000001]
[0.4934788,null,0.51562759999999996]
[0.4934788,null,0.51553510000000002]
[0.4934788,null,0.5154725]
[0.4934788,null,0.5154725]
[0.4934788,null,0.5154725]
[0.4934788,null,0.5154725]
[0.49338880000000002,null,0.5154725]
[0.49338880000000002,null,0.51538419999999996]
[0.49338880000000002,null,0.51538419999999996]
[0.49330469999999998,null,0.51538419999999996]
[0.49325020000000003,null,0.51538419999999996]
[0.49325020000000003,null,0.51529950000000002]
[0.49325020000000003,null,0.51529950000000002]
[0.49325020000000003,null,0.51529950000000002]
[0.49325020000000003,null,0.51529939999999996]
[0.49325020000000003,null,0.51529939999999996]
[0.49306699999999998,null,0.51529939999999996]
[0.49306699999999998,null,0.51529939999999996]
[0.49306699999999998,null,0.51520690000000002]
[0.49306699999999998,null,0.51520690000000002]
[0.49306699999999998,null,0.51520690000000002]
[0.49306699999999998,null,0.5151443]
[0.49306699999999998,null,0.5150517]
[0.49306699999999998,null,0.5150517]
[0.49306699999999998,null,0.51496699999999995]
[0.4929829,null,0.51487879999999997]
[0.49289290000000002,null,0.51487870000000002]
[0.4927993,null,0.51487870000000002]
[0.4927993,null,0.51487870000000002]
[0.4927993,null,0.51487870000000002]
[0.4927993,null,0.51487870000000002]
[0.4927993,null,0.51487870000000002]
[0.49274479999999998,null,0.51487870000000002]
[0.49274479999999998,null,0.51472359999999995]
[0.49265530000000002,null,0.51472359999999995]
[0.49265530000000002,null,0.51472359999999995]
[0.49265520000000002,null,0.51472359999999995]
[0.49265520000000002,null,0.51463890000000001]
[0.49265520000000002,null,0.51463890000000001]
[0.49265520000000002,null,0.51463890000000001]
[0.49265520000000002,null,0.51463890000000001]
[0.49265520000000002,null,0.51463890000000001]
[0.49265520000000002,null,0.51463879999999995]
[0.49257109999999998,null,0.51454630000000001]
[0.49247750000000001,null,0.51454630000000001]
[0.49247750000000001,null,0.51454630000000001]
[0.49238799999999999,null,0.51445799999999997]
[0.4922435,null,0.51445799999999997]
[0.4922435,null,0.51445799999999997]
[0.4922435,null,0.51445799999999997]
[0.4922435,null,0.51445799999999997]
[0.4922435,null,0.51445799999999997]
[0.4922435,null,0.51445799999999997]
[0.4922435,null,0.51445799999999997]
[0.4922435,null,0.51428070000000004]
[0.4922435,null,0.51421810000000001]
[0.4922435,null,0.51421810000000001]
[0.4922435,null,0.51412559999999996]
[0.49215389999999998,null,0.51412559999999996]
[0.49215389999999998,null,0.51412559999999996]
[0.49215389999999998,null,0.51412559999999996]
[0.49215389999999998,null,0.51412550000000001]
[0.49215389999999998,null,0.51412550000000001]
[0.49200579999999999,null,0.51412550000000001]
[0.49200579999999999,null,0.51412550000000001]
[0.49200579999999999,null,0.51412550000000001]
[0.49183169999999998,null,0.51403730000000003]
[0.49183169999999998,null,0.51403730000000003]
[0.49183169999999998,null,0.51395250000000003]
[0.49183169999999998,null,0.51388990000000001]
[0.49183169999999998,null,0.51388990000000001]
[0.49183169999999998,null,0.51388990000000001]
[0.49183169999999998,null,0.51388990000000001]
[0.49183169999999998,null,0.51388990000000001]
[0.49183169999999998,null,0.51388990000000001]
[0.49173810000000001,null,0.51388990000000001]
[0.49173810000000001,null,0.51388990000000001]
[0.49173810000000001,null,0.51388990000000001]
[0.49173810000000001,null,0.51388990000000001]
[0.49173810000000001,null,0.51362010000000002]
[0.4916836,null,0.51353179999999998]
[0.49159399999999998,null,0.51353179999999998]
[0.49159399999999998,null,0.51353179999999998]
[0.49159399999999998,null,0.51346919999999996]
[0.49159399999999998,null,0.51346919999999996]
[0.49159399999999998,null,0.51346919999999996]
[0.4915099,null,0.51346919999999996]
[0.4915099,null,0.51346919999999996]
[0.4915099,null,0.51346919999999996]
[0.4915099,null,0.51346919999999996]
[0.4915098,null,0.51346919999999996]
[0.49141629999999997,null,0.51346919999999996]
[0.49141629999999997,null,0.51346919999999996]
[0.49141629999999997,null,0.51346919999999996]
[0.49141629999999997,null,0.51346919999999996]
[0.49137130000000001,null,0.51338090000000003]
[0.49132629999999999,null,0.51338090000000003]
[0.49132629999999999,null,0.51338090000000003]
[0.49132629999999999,null,0.51338090000000003]
[0.49132629999999999,null,0.51320370000000004]
[0.49132629999999999,null,0.51320370000000004]
[0.49118220000000001,null,0.51311110000000004]
[0.49118220000000001,null,0.51311110000000004]
[0.49118220000000001,null,0.51304850000000002]
[0.49118220000000001,null,0.51304850000000002]
[0.49118220000000001,null,0.51304850000000002]
[0.49118220000000001,null,0.51304850000000002]
[0.49118220000000001,null,0.51304850000000002]
[0.49108859999999999,null,0.51304850000000002]
[0.49100450000000001,null,0.51304850000000002]
[0.49100450000000001,null,0.51304850000000002]
[0.49100450000000001,null,0.51304850000000002]
[0.49100450000000001,null,0.51287550000000004]
[0.49100450000000001,null,0.51287550000000004]
[0.49100450000000001,null,0.51287550000000004]
[0.49100450000000001,null,0.51278299999999999]
[0.49100450000000001,null,0.51278299999999999]
[0.49094989999999999,null,0.51278299999999999]
[0.49086039999999997,null,0.51278299999999999]
[0.49086039999999997,null,0.51278290000000004]
[0.49086039999999997,null,0.51278290000000004]
[0.4907704,null,0.51269039999999999]
[0.4907704,null,0.51269039999999999]
[0.4907704,null,0.51269039999999999]
[0.49068630000000002,null,0.51269039999999999]
[0.49068630000000002,null,0.51269039999999999]
[0.49068630000000002,null,0.51262770000000002]
[0.49068630000000002,null,0.51253950000000004]
[0.4905967,null,0.51253950000000004]
[0.4905967,null,0.51253950000000004]
[0.49050310000000003,null,0.51253950000000004]
[0.49050310000000003,null,0.51253950000000004]
[0.49050310000000003,null,0.51253950000000004]
[0.49044860000000001,null,0.51245470000000004]
[0.49044860000000001,null,0.51245470000000004]
[0.49044860000000001,null,0.51236219999999999]
[0.49044860000000001,null,0.51236219999999999]
[0.49044860000000001,null,0.51236219999999999]
[0.49035499999999999,null,0.51236219999999999]
[0.49035499999999999,null,0.51236219999999999]
[0.49035499999999999,null,0.51236219999999999]
[0.49035499999999999,null,0.51236219999999999]
[0.49035499999999999,null,0.51226959999999999]
[0.49035499999999999,null,0.51226959999999999]
[0.49035499999999999,null,0.51226959999999999]
[0.49026540000000002,null,0.51220699999999997]
[0.49018129999999999,null,0.51211879999999999]
[0.49009130000000001,null,0.51211879999999999]
[0.49009130000000001,null,0.51211879999999999]
[0.49009130000000001,null,0.51203399999999999]
[0.49009130000000001,null,0.51203399999999999]
[0.49009130000000001,null,0.51203399999999999]
[0.48999769999999998,null,0.51203399999999999]
[0.48999769999999998,null,0.51187890000000003]
[0.48999769999999998,null,0.51187890000000003]
[0.48994320000000002,null,0.51187890000000003]
[0.48994320000000002,null,0.51187890000000003]
[0.48994320000000002,null,0.51187890000000003]
[0.48994320000000002,null,0.51178630000000003]
[0.48994320000000002,null,0.51178630000000003]
[0.48985319999999999,null,0.51178630000000003]
[0.48985319999999999,null,0.51178630000000003]
[0.48985319999999999,null,0.51169799999999999]
[0.48976370000000002,null,0.51169799999999999]
[0.48976370000000002,null,0.51161330000000005]
[0.48976370000000002,null,0.51161330000000005]
[0.48976370000000002,null,0.51161330000000005]
[0.48976370000000002,null,0.5115208]
[0.48976370000000002,null,0.5115208]
[0.48967949999999999,null,0.5115208]
[0.48967949999999999,null,0.5115208]
[0.48958600000000002,null,0.5115208]
[0.48958600000000002,null,0.51145819999999997]
[0.48958600000000002,null,0.51145819999999997]
[0.48958590000000002,null,0.51145819999999997]
[0.48958590000000002,null,0.51145819999999997]
[0.48953140000000001,null,0.51136990000000004]
[0.48953140000000001,null,0.51136990000000004]
[0.48953140000000001,null,0.51136990000000004]
[0.48944149999999997,null,0.5111926]
[0.48944149999999997,null,0.5111926]
[0.48944149999999997,null,0.5111926]
[0.48935190000000001,null,0.5111926]
[0.48935190000000001,null,0.51110009999999995]
[0.48935190000000001,null,0.51110009999999995]
[0.48935190000000001,null,0.51110009999999995]
[0.48935190000000001,null,0.51101180000000002]
[0.48935190000000001,null,0.51101180000000002]
[0.48925829999999998,null,0.51101180000000002]
[0.48925829999999998,null,0.51101180000000002]
[0.48925829999999998,null,0.51101180000000002]
[0.48925829999999998,null,0.51094919999999999]
[0.48908459999999998,null,0.51094919999999999]
[0.48908459999999998,null,0.51094919999999999]
[0.48908459999999998,null,0.51094919999999999]
[0.48908459999999998,null,0.51094919999999999]
[0.48908459999999998,null,0.5108644]
[0.48908459999999998,null,0.5108644]
[0.48908459999999998,null,0.5107718]
[0.48908459999999998,null,0.5107718]
[0.48903010000000002,null,0.5107718]
[0.48903010000000002,null,0.5107718]
[0.48894009999999999,null,0.51068360000000002]
[0.48894009999999999,null,0.51068360000000002]
[0.48894009999999999,null,0.51059109999999996]
[0.488757,null,0.51059109999999996]
[0.488757,null,0.51059109999999996]
[0.488757,null,0.51059109999999996]
[0.488757,null,0.51059109999999996]
[0.488757,null,0.51059109999999996]
[0.48875689999999999,null,0.51052850000000005]
[0.48875689999999999,null,0.51052839999999999]
[0.48875689999999999,null,0.51044369999999994]
[0.48875689999999999,null,0.51044369999999994]
[0.48875689999999999,null,0.51044369999999994]
[0.48875689999999999,null,0.51035109999999995]
[0.4885832,null,0.51035109999999995]
[0.48848970000000003,null,0.51035109999999995]
[0.48848970000000003,null,0.51026289999999996]
[0.48848970000000003,null,0.51026289999999996]
[0.48848970000000003,null,0.51026289999999996]
[0.48848960000000002,null,0.51026289999999996]
[0.48848960000000002,null,0.51017809999999997]
[0.48843510000000001,null,0.51017809999999997]
[0.48843510000000001,null,0.51017809999999997]
[0.48843510000000001,null,0.51017809999999997]
[0.48843510000000001,null,0.51017809999999997]
[0.48843510000000001,null,0.51011550000000006]
[0.48834519999999998,null,0.51011550000000006]
[0.48825560000000001,null,0.510023]
[0.48825560000000001,null,0.50993469999999996]
[0.48825560000000001,null,0.50993469999999996]
[0.48825560000000001,null,0.50993469999999996]
[0.48825560000000001,null,0.50984209999999996]
[0.48825560000000001,null,0.50984209999999996]
[0.48807790000000001,null,0.50984209999999996]
[0.48807790000000001,null,0.50984209999999996]
[0.48807790000000001,null,0.50975740000000003]
[0.48807790000000001,null,0.5096948]
[0.48807790000000001,null,0.5096948]
[0.48802329999999999,null,0.5096948]
[0.48802329999999999,null,0.5096948]
[0.48802329999999999,null,0.5096948]
[0.48802329999999999,null,0.5096948]
[0.48793379999999997,null,0.5096948]
[0.48793379999999997,null,0.5096948]
[0.48793379999999997,null,0.5096948]
[0.48793379999999997,null,0.50960229999999995]
[0.48793379999999997,null,0.50960229999999995]
[0.4878402,null,0.50960220000000001]
[0.4878402,null,0.50942929999999997]
[0.4878402,null,0.50942929999999997]
[0.48769570000000001,null,0.50942929999999997]
[0.48769570000000001,null,0.50942929999999997]
[0.48769570000000001,null,0.50942929999999997]
[0.48761159999999998,null,0.50927409999999995]
[0.48761159999999998,null,0.50927409999999995]
[0.48761159999999998,null,0.50927409999999995]
[0.48761159999999998,null,0.50927409999999995]
[0.48761149999999998,null,0.50927409999999995]
[0.48761149999999998,null,0.509274]
[0.48752200000000001,null,0.509274]
[0.48752200000000001,null,0.509274]
[0.48752200000000001,null,0.509274]
[0.48743779999999998,null,0.50918149999999995]
[0.48743779999999998,null,0.50918149999999995]
[0.48738330000000002,null,0.50918149999999995]
[0.48738330000000002,null,0.50918149999999995]
[0.48738330000000002,null,0.50918149999999995]
[0.48738330000000002,null,0.50900849999999997]
[0.48728969999999999,null,0.50900849999999997]
[0.48728969999999999,null,0.50900849999999997]
[0.48720020000000003,null,0.50900849999999997]
[0.48720020000000003,null,0.50900849999999997]
[0.48720020000000003,null,0.50900849999999997]
[0.48711019999999999,null,0.50900849999999997]
[0.48711019999999999,null,0.50900849999999997]
[0.48701660000000002,null,0.50900849999999997]
[0.48701660000000002,null,0.50891600000000004]
[0.48701660000000002,null,0.50882340000000004]
[0.48701660000000002,null,0.50876080000000001]
[0.48701660000000002,null,0.50876080000000001]
[0.48701660000000002,null,0.50876080000000001]
[0.48696210000000001,null,0.50867609999999996]
[0.48696210000000001,null,0.50867609999999996]
[0.48696210000000001,null,0.50867609999999996]
[0.48696210000000001,null,0.50867609999999996]
[0.48696210000000001,null,0.50867609999999996]
[0.48687789999999997,null,0.50867609999999996]
[0.48687789999999997,null,0.50858780000000003]
[0.48687789999999997,null,0.50858780000000003]
[0.48678840000000001,null,0.50858780000000003]
[0.48669479999999998,null,0.50858780000000003]
[0.48669479999999998,null,0.50849529999999998]
[0.48669479999999998,null,0.50849529999999998]
[0.48669479999999998,null,0.50849529999999998]
[0.48669479999999998,null,0.50849529999999998]
[0.48669479999999998,null,0.50849529999999998]
[0.48669479999999998,null,0.50831800000000005]
[0.48669479999999998,null,0.50831800000000005]
[0.48669479999999998,null,0.50825540000000002]
[0.4866106,null,0.50825529999999997]
[0.4866106,null,0.50825529999999997]
[0.48652109999999998,null,0.50825529999999997]
[0.48652109999999998,null,0.50816280000000003]
[0.48652109999999998,null,0.50807460000000004]
[0.48642750000000001,null,0.50807460000000004]
[0.486373,null,0.50807460000000004]
[0.486373,null,0.50807460000000004]
[0.486373,null,0.50807460000000004]
[0.48628300000000002,null,0.50807460000000004]
[0.48628300000000002,null,0.50807460000000004]
[0.48628300000000002,null,0.50807460000000004]
[0.48628300000000002,null,0.50798980000000005]
[0.48628300000000002,null,0.50798980000000005]
[0.4861934,null,0.50798980000000005]
[0.48609980000000003,null,0.50798980000000005]
[0.48609980000000003,null,0.50798980000000005]
[0.48601569999999999,null,0.50789720000000005]
[0.48601569999999999,null,0.50789720000000005]
[0.48601569999999999,null,0.50774640000000004]
[0.48601569999999999,null,0.50774640000000004]
[0.48601569999999999,null,0.50774640000000004]
[0.48601569999999999,null,0.50774629999999998]
[0.48601569999999999,null,0.50765389999999999]
[0.48592210000000002,null,0.50765389999999999]
[0.48592210000000002,null,0.50765389999999999]
[0.48592210000000002,null,0.50765389999999999]
[0.48592210000000002,null,0.50765380000000004]
[0.48577799999999999,null,0.50750649999999997]
[0.48568810000000001,null,0.50750649999999997]
[0.48568810000000001,null,0.50750649999999997]
[0.48568810000000001,null,0.50750649999999997]
[0.48568810000000001,null,0.50750649999999997]
[0.48568810000000001,null,0.50750649999999997]
[0.48559449999999998,null,0.50750649999999997]
[0.48559449999999998,null,0.50741389999999997]
[0.48559449999999998,null,0.50741389999999997]
[0.48559449999999998,null,0.50741389999999997]
[0.48559449999999998,null,0.50741389999999997]
[0.48559449999999998,null,0.50732560000000004]
[0.48550490000000002,null,0.50732560000000004]
[0.48542079999999999,null,0.50732560000000004]
[0.48542079999999999,null,0.50732560000000004]
[0.48542079999999999,null,0.50732560000000004]
[0.48542079999999999,null,0.50724089999999999]
[0.48542079999999999,null,0.50714840000000005]
[0.48542079999999999,null,0.50714840000000005]
[0.48542069999999998,null,0.50714840000000005]
[0.48532720000000001,null,0.50714840000000005]
[0.48532720000000001,null,0.50714840000000005]
[0.48532720000000001,null,0.50714840000000005]
[0.48518309999999998,null,0.50714840000000005]
[0.48518309999999998,null,0.50714840000000005]
[0.48518309999999998,null,0.50705579999999995]
[0.48518309999999998,null,0.50699320000000003]
[0.4850989,null,0.50690840000000004]
[0.48500939999999998,null,0.50690840000000004]
[0.4849194,null,0.50690840000000004]
[0.4849194,null,0.50682020000000005]
[0.4849194,null,0.50682020000000005]
[0.4849194,null,0.50682020000000005]
[0.4849194,null,0.50682020000000005]
[0.4849194,null,0.50682020000000005]
[0.48482579999999997,null,0.50682020000000005]
[0.48482579999999997,null,0.50682020000000005]
[0.48482579999999997,null,0.5067277]
[0.48482579999999997,null,0.5067277]
[0.48473630000000001,null,0.50664290000000001]
[0.48473620000000001,null,0.50664290000000001]
[0.48473620000000001,null,0.50664290000000001]
[0.48473620000000001,null,0.50664290000000001]
[0.48473620000000001,null,0.50664290000000001]
[0.48473620000000001,null,0.50664290000000001]
[0.48468169999999999,null,0.50649200000000005]
[0.48459760000000002,null,0.50649200000000005]
[0.48450759999999998,null,0.50649200000000005]
[0.48450759999999998,null,0.5063995]
[0.48441400000000001,null,0.50639940000000006]
[0.48441400000000001,null,0.50639940000000006]
[0.48441400000000001,null,0.50639940000000006]
[0.48441400000000001,null,0.5063069]
[0.48441400000000001,null,0.5063069]
[0.48432449999999999,null,0.50622219999999996]
[0.48432449999999999,null,0.50622219999999996]
[0.48432449999999999,null,0.50622219999999996]
[0.48432449999999999,null,0.50613390000000003]
[0.48432449999999999,null,0.50613390000000003]
[0.48424030000000001,null,0.50613390000000003]
[0.48424030000000001,null,0.5060713]
[0.48424030000000001,null,0.5060713]
[0.48424030000000001,null,0.5060713]
[0.4841858,null,0.5060713]
[0.48409219999999997,null,0.5059787]
[0.48409219999999997,null,0.5059787]
[0.48400260000000001,null,0.50589050000000002]
[0.48400260000000001,null,0.50589050000000002]
[0.48391269999999997,null,0.50580570000000002]
[0.48391269999999997,null,0.50580570000000002]
[0.48391269999999997,null,0.50580570000000002]
[0.48391269999999997,null,0.50580570000000002]
[0.48391269999999997,null,0.50580570000000002]
[0.48391269999999997,null,0.50580570000000002]
[0.48391269999999997,null,0.50572099999999998]
[0.4838191,null,0.50572099999999998]
[0.48373490000000002,null,0.50562850000000004]
[0.48368040000000001,null,0.50562850000000004]
[0.48368040000000001,null,0.50562850000000004]
[0.48359089999999999,null,0.50562850000000004]
[0.48359089999999999,null,0.50562850000000004]
[0.48359089999999999,null,0.50556579999999995]
[0.48359089999999999,null,0.50556579999999995]
[0.48359089999999999,null,0.50556579999999995]
[0.48359089999999999,null,0.50556579999999995]
[0.48359089999999999,null,0.50556579999999995]
[0.48359079999999999,null,0.50556579999999995]
[0.48359079999999999,null,0.50556579999999995]
[0.48359079999999999,null,0.50547759999999997]
[0.48359079999999999,null,0.50538499999999997]
[0.48336220000000002,null,0.50530030000000004]
[0.48336220000000002,null,0.50530030000000004]
[0.48336220000000002,null,0.50530030000000004]
[0.48336220000000002,null,0.50530030000000004]
[0.48336220000000002,null,0.50530030000000004]
[0.48336220000000002,null,0.50530019999999998]
[0.48336220000000002,null,0.50530019999999998]
[0.48326859999999999,null,0.50530019999999998]
[0.48326859999999999,null,0.50530019999999998]
[0.48326859999999999,null,0.50523759999999995]
[0.48317909999999997,null,0.50514510000000001]
[0.48317909999999997,null,0.50514510000000001]
[0.48312450000000001,null,0.50514510000000001]
[0.48312450000000001,null,0.50514510000000001]
[0.48303099999999999,null,0.50514510000000001]
[0.48303099999999999,null,0.50505690000000003]
[0.48303099999999999,null,0.50505690000000003]
[0.48294100000000001,null,0.50505679999999997]
[0.48294100000000001,null,0.50497210000000003]
[0.48294100000000001,null,0.50497210000000003]
[0.48294100000000001,null,0.50481690000000001]
[0.48294100000000001,null,0.50481690000000001]
[0.48294100000000001,null,0.50481690000000001]
[0.48285679999999997,null,0.50472439999999996]
[0.48285679999999997,null,0.50472439999999996]
[0.48285679999999997,null,0.50472439999999996]
[0.48276730000000001,null,0.50472439999999996]
[0.48267369999999998,null,0.50472439999999996]
[0.48267369999999998,null,0.50472439999999996]
[0.48267369999999998,null,0.50472439999999996]
[0.48267369999999998,null,0.50472439999999996]
[0.48267369999999998,null,0.50463959999999997]
[0.48261920000000003,null,0.50463959999999997]
[0.48261920000000003,null,0.50463959999999997]
[0.48261920000000003,null,0.50448879999999996]
[0.48261920000000003,null,0.50448879999999996]
[0.48252919999999999,null,0.50448879999999996]
[0.48243960000000002,null,0.50448879999999996]
[0.48243960000000002,null,0.50448879999999996]
[0.48243960000000002,null,0.50448879999999996]
[0.48243960000000002,null,0.50448879999999996]
[0.48235549999999999,null,0.50448879999999996]
[0.48235549999999999,null,0.50448879999999996]
[0.48235549999999999,null,0.50448879999999996]
[0.48235549999999999,null,0.50439630000000002]
[0.48235549999999999,null,0.50439630000000002]
[0.48235549999999999,null,0.50422330000000004]
[0.48226590000000003,null,0.50413070000000004]
[0.48208240000000002,null,0.50413070000000004]
[0.48202790000000001,null,0.50413070000000004]
[0.48202780000000001,null,0.50413070000000004]
[0.48202780000000001,null,0.50406810000000002]
[0.48202780000000001,null,0.50406810000000002]
[0.48202780000000001,null,0.50406799999999996]
[0.48202780000000001,null,0.50406799999999996]
[0.48194369999999997,null,0.50406799999999996]
[0.48194369999999997,null,0.50406799999999996]
[0.48194369999999997,null,0.50398330000000002]
[0.48194369999999997,null,0.50398330000000002]
[0.48194369999999997,null,0.50398330000000002]
[0.48188920000000002,null,0.50398330000000002]
[0.48179959999999999,null,0.50398330000000002]
[0.48179959999999999,null,0.50389499999999998]
[0.48179959999999999,null,0.50389499999999998]
[0.48170600000000002,null,0.50380250000000004]
[0.48170600000000002,null,0.50380250000000004]
[0.48170600000000002,null,0.50380250000000004]
[0.48170600000000002,null,0.50380250000000004]
[0.48153190000000001,null,0.50380250000000004]
[0.48153190000000001,null,0.50364730000000002]
[0.48153190000000001,null,0.50356259999999997]
[0.48153190000000001,null,0.50356259999999997]
[0.48153190000000001,null,0.50356259999999997]
[0.48153190000000001,null,0.50356259999999997]
[0.48143829999999999,null,0.50356259999999997]
[0.4813711,null,0.50356259999999997]
[0.48134880000000002,null,0.50356259999999997]
[0.48134870000000002,null,0.50356259999999997]
[0.48134870000000002,null,0.50347779999999998]
[0.48134870000000002,null,0.50347779999999998]
[0.48134870000000002,null,0.50347779999999998]
[0.48121009999999997,null,0.50347779999999998]
[0.48121009999999997,null,0.50347779999999998]
[0.48121009999999997,null,0.50347779999999998]
[0.48121009999999997,null,0.50338519999999998]
[0.48121009999999997,null,0.50323010000000001]
[0.48112050000000001,null,0.50323010000000001]
[0.48112050000000001,null,0.50323010000000001]
[0.48112050000000001,null,0.50323010000000001]
[0.48102689999999998,null,0.50323010000000001]
[0.48102689999999998,null,0.50323010000000001]
[0.48102689999999998,null,0.50314190000000003]
[0.48102689999999998,null,0.50314190000000003]
[0.48102689999999998,null,0.50314179999999997]
[0.48085280000000002,null,0.50314179999999997]
[0.48085280000000002,null,0.50314179999999997]
[0.48085280000000002,null,0.50314179999999997]
[0.48085280000000002,null,0.50305710000000003]
[0.48085280000000002,null,0.50296459999999998]
[0.4807592,null,0.50296459999999998]
[0.4807592,null,0.50296459999999998]
[0.4807592,null,0.50296459999999998]
[0.4807592,null,0.50296459999999998]
[0.4807592,null,0.50281370000000003]
[0.4807592,null,0.50281370000000003]
[0.4807592,null,0.50281370000000003]
[0.4807592,null,0.50281370000000003]
[0.48066969999999998,null,0.50281370000000003]
[0.48066969999999998,null,0.50281370000000003]
[0.48066969999999998,null,0.50281370000000003]
[0.48066969999999998,null,0.50281370000000003]
[0.48066969999999998,null,0.50281370000000003]
[0.48066969999999998,null,0.50281370000000003]
[0.48061510000000002,null,0.50272899999999998]
[0.48053099999999999,null,0.50264070000000005]
[0.48053099999999999,null,0.50254810000000005]
[0.48044100000000001,null,0.50254810000000005]
[0.48044100000000001,null,0.50254810000000005]
[0.48034739999999998,null,0.50254810000000005]
[0.48034739999999998,null,0.50254810000000005]
[0.48034739999999998,null,0.50248550000000003]
[0.48025790000000002,null,0.50248550000000003]
[0.48025790000000002,null,0.50248550000000003]
[0.48025790000000002,null,0.50248550000000003]
[0.48025790000000002,null,0.50230470000000005]
[0.48025790000000002,null,0.50230470000000005]
[0.48025790000000002,null,0.50230470000000005]
[0.48025790000000002,null,0.5022122]
[0.48025790000000002,null,0.5022122]
[0.48025790000000002,null,0.50221210000000005]
[0.48017369999999998,null,0.5021274]
[0.48017369999999998,null,0.5021274]
[0.48011920000000002,null,0.50206479999999998]
[0.4800256,null,0.50206479999999998]
[0.4800256,null,0.50206479999999998]
[0.47989090000000001,null,0.50206479999999998]
[0.4798461,null,0.50206479999999998]
[0.4798461,null,0.50206479999999998]
[0.4798461,null,0.50206479999999998]
[0.4798461,null,0.50197650000000005]
[0.4798461,null,0.501884]
[0.4798461,null,0.501884]
[0.4798461,null,0.501884]
[0.4798461,null,0.501884]
[0.47979159999999998,null,0.501884]
[0.47969800000000001,null,0.501884]
[0.47961379999999998,null,0.501884]
[0.47952430000000001,null,0.501884]
[0.47952430000000001,null,0.50182139999999997]
[0.47952430000000001,null,0.50182139999999997]
[0.47952430000000001,null,0.50173670000000004]
[0.47952430000000001,null,0.50173659999999998]
[0.47952430000000001,null,0.50164410000000004]
[0.47952430000000001,null,0.50164410000000004]
[0.47952430000000001,null,0.50164410000000004]
[0.47943069999999999,null,0.5015558]
[0.47943069999999999,null,0.5015558]
[0.47934650000000001,null,0.50146329999999995]
[0.47934650000000001,null,0.50146329999999995]
[0.47934650000000001,null,0.50146329999999995]
[0.47925659999999998,null,0.50146329999999995]
[0.47925659999999998,null,0.50146329999999995]
[0.47925659999999998,null,0.50146329999999995]
[0.47925659999999998,null,0.50146329999999995]
[0.47925659999999998,null,0.50146329999999995]
[0.47925659999999998,null,0.50146329999999995]
[0.47916700000000001,null,0.50146329999999995]
[0.4791125,null,0.50146329999999995]
[0.4791125,null,0.50137849999999995]
[0.4791125,null,0.50137849999999995]
[0.47901890000000003,null,0.50137849999999995]
[0.47901890000000003,null,0.50129029999999997]
[0.47901890000000003,null,0.50129029999999997]
[0.47893479999999999,null,0.50129029999999997]
[0.47893479999999999,null,0.50122770000000005]
[0.47893479999999999,null,0.50122770000000005]
[0.47893479999999999,null,0.50122770000000005]
[0.47893479999999999,null,0.50113510000000006]
[0.47893479999999999,null,0.5010426]
[0.47893479999999999,null,0.5010426]
[0.47893469999999999,null,0.5010426]
[0.47884520000000003,null,0.5010426]
[0.47884520000000003,null,0.5010426]
[0.4787516,null,0.50095780000000001]
[0.4787516,null,0.50095780000000001]
[0.4787516,null,0.50086960000000003]
[0.4787516,null,0.50086960000000003]
[0.47866160000000002,null,0.50086960000000003]
[0.47866160000000002,null,0.50086960000000003]
[0.47866160000000002,null,0.50086960000000003]
[0.47860710000000001,null,0.50086960000000003]
[0.47860710000000001,null,0.50086960000000003]
[0.47843340000000001,null,0.50086949999999997]
[0.47843340000000001,null,0.50086949999999997]
[0.47843340000000001,null,0.50086949999999997]
[0.47843340000000001,null,0.50078480000000003]
[0.47833979999999998,null,0.50062969999999996]
[0.47833979999999998,null,0.50062969999999996]
[0.47833979999999998,null,0.50062969999999996]
[0.47833979999999998,null,0.50062969999999996]
[0.47833979999999998,null,0.50062969999999996]
[0.47828530000000002,null,0.50062969999999996]
[0.47819529999999999,null,0.50062969999999996]
[0.47819529999999999,null,0.50062969999999996]
[0.47810580000000003,null,0.50062969999999996]
[0.47810580000000003,null,0.50045240000000002]
[0.47810580000000003,null,0.50045240000000002]
[0.47810580000000003,null,0.50045240000000002]
[0.47810580000000003,null,0.50045229999999996]
[0.4780122,null,0.50045229999999996]
[0.4780122,null,0.50027160000000004]
[0.4780122,null,0.50027160000000004]
[0.47792800000000002,null,0.50027160000000004]
[0.47783809999999999,null,0.50020900000000001]
[0.47783809999999999,null,0.50020900000000001]
[0.47783809999999999,null,0.50020900000000001]
[0.47774450000000002,null,0.50020900000000001]
[0.47765489999999999,null,0.50020900000000001]
[0.47760039999999998,null,0.50020900000000001]
[0.47760039999999998,null,0.50020900000000001]
[0.47760039999999998,null,0.50020900000000001]
[0.47760039999999998,null,0.50020900000000001]
[0.47760039999999998,null,0.50020900000000001]
[0.47760039999999998,null,0.50020900000000001]
[0.47760039999999998,null,0.50020900000000001]
[0.47760039999999998,null,0.50020900000000001]
[0.47760039999999998,null,0.50012420000000002]
[0.47760039999999998,null,0.50012420000000002]
[0.47760039999999998,null,0.50012420000000002]
[0.47760039999999998,null,0.50012420000000002]
[0.47736810000000002,null,0.50012420000000002]
[0.47736810000000002,null,0.50012420000000002]
[0.47736810000000002,null,0.50003169999999997]
[0.4772786,null,0.49985089999999999]
[0.4772786,null,0.49978830000000002]
[0.4772786,null,0.49978830000000002]
[0.47727849999999999,null,0.49978830000000002]
[0.47710449999999999,null,0.49978820000000002]
[0.47710439999999998,null,0.49978820000000002]
[0.47701490000000002,null,0.49978820000000002]
[0.47701490000000002,null,0.49978820000000002]
[0.47701490000000002,null,0.49970350000000002]
[0.47696040000000001,null,0.49970350000000002]
[0.47696040000000001,null,0.49970350000000002]
[0.47696040000000001,null,0.49970350000000002]
[0.47696040000000001,null,0.49970350000000002]
[0.47687079999999998,null,0.49970350000000002]
[0.47677720000000001,null,0.49970350000000002]
[0.47677720000000001,null,0.49970350000000002]
[0.47677720000000001,null,0.49970350000000002]
[0.47677720000000001,null,0.49961519999999998]
[0.47677720000000001,null,0.49961519999999998]
[0.47677720000000001,null,0.49961519999999998]
[0.47677720000000001,null,0.49961519999999998]
[0.47677720000000001,null,0.49952269999999999]
[0.47660350000000001,null,0.49952269999999999]
[0.47660350000000001,null,0.49946010000000002]
[0.47651349999999998,null,0.49937540000000002]
[0.47645900000000002,null,0.49937540000000002]
[0.47645900000000002,null,0.49928280000000003]
[0.47645900000000002,null,0.49928280000000003]
[0.47645900000000002,null,0.49928280000000003]
[0.47645900000000002,null,0.49928280000000003]
[0.47645900000000002,null,0.49928280000000003]
[0.47645900000000002,null,0.49919449999999999]
[0.47636539999999999,null,0.49919449999999999]
[0.47636539999999999,null,0.49919449999999999]
[0.47636539999999999,null,0.49919449999999999]
[0.47636539999999999,null,0.49919449999999999]
[0.47636539999999999,null,0.49910979999999999]
[0.47636539999999999,null,0.49910979999999999]
[0.47628130000000002,null,0.49910979999999999]
[0.47613719999999998,null,0.49904720000000002]
[0.47613719999999998,null,0.49904710000000002]
[0.47613719999999998,null,0.49904710000000002]
[0.47613719999999998,null,0.49904710000000002]
[0.47613719999999998,null,0.49904710000000002]
[0.47613719999999998,null,0.49904710000000002]
[0.47613719999999998,null,0.49904710000000002]
[0.47613719999999998,null,0.49904710000000002]
[0.47613719999999998,null,0.49904710000000002]
[0.4760472,null,0.49904710000000002]
[0.4760472,null,0.49895460000000003]
[0.4760472,null,0.49895460000000003]
[0.4760472,null,0.49895450000000002]
[0.47595759999999998,null,0.49895450000000002]
[0.47586410000000001,null,0.49886200000000003]
[0.47586410000000001,null,0.49886200000000003]
[0.47586410000000001,null,0.49877729999999998]
[0.47586400000000001,null,0.49868899999999999]
[0.47577989999999998,null,0.49868899999999999]
[0.47572540000000002,null,0.49868899999999999]
[0.4756358,null,0.49868899999999999]
[0.4756358,null,0.49868899999999999]
[0.47554590000000002,null,0.49868899999999999]
[0.47554590000000002,null,0.49868899999999999]
[0.47554590000000002,null,0.49868899999999999]
[0.47545229999999999,null,0.49862640000000003]
[0.47545229999999999,null,0.49862640000000003]
[0.47545229999999999,null,0.49854169999999998]
[0.47545229999999999,null,0.49854169999999998]
[0.47545229999999999,null,0.49854169999999998]
[0.47545229999999999,null,0.49835659999999998]
[0.47545229999999999,null,0.49835659999999998]
[0.47536810000000002,null,0.49835659999999998]
[0.4752786,null,0.49835659999999998]
[0.4752786,null,0.4982683]
[0.4752786,null,0.4981836]
[0.47522399999999998,null,0.4981836]
[0.47522399999999998,null,0.4981836]
[0.47522399999999998,null,0.4981836]
[0.47522399999999998,null,0.4981836]
[0.47522399999999998,null,0.4981836]
[0.47513050000000001,null,0.4981836]
[0.47513040000000001,null,0.4981836]
[0.47504049999999998,null,0.4981836]
[0.47504049999999998,null,0.4981836]
[0.47504049999999998,null,0.49809100000000001]
[0.47495090000000001,null,0.49809100000000001]
[0.47486679999999998,null,0.49809100000000001]
[0.47486679999999998,null,0.49809100000000001]
[0.47486679999999998,null,0.49802839999999998]
[0.47486679999999998,null,0.49794359999999999]
[0.47486679999999998,null,0.49794359999999999]
[0.47486679999999998,null,0.49794359999999999]
[0.47486679999999998,null,0.49776290000000001]
[0.47486679999999998,null,0.49776290000000001]
[0.47486679999999998,null,0.49776290000000001]
[0.47462910000000003,null,0.49776280000000001]
[0.47462910000000003,null,0.49776280000000001]
[0.47462910000000003,null,0.49776280000000001]
[0.47462910000000003,null,0.49776280000000001]
[0.47453909999999999,null,0.49776280000000001]
[0.47453909999999999,null,0.49767030000000001]
[0.47453909999999999,null,0.49767030000000001]
[0.47445500000000002,null,0.49767030000000001]
[0.47445500000000002,null,0.49757780000000001]
[0.47445500000000002,null,0.49757780000000001]
[0.4744005,null,0.49757780000000001]
[0.4744005,null,0.49757770000000001]
[0.4744005,null,0.49757770000000001]
[0.4744005,null,0.49757770000000001]
[0.47431089999999998,null,0.49748949999999997]
[0.47421730000000001,null,0.49748949999999997]
[0.47421730000000001,null,0.49734210000000001]
[0.47421730000000001,null,0.49734210000000001]
[0.47421730000000001,null,0.49734210000000001]
[0.47413319999999998,null,0.49734210000000001]
[0.47413319999999998,null,0.49734210000000001]
[0.47413319999999998,null,0.49734210000000001]
[0.47413319999999998,null,0.49734210000000001]
[0.47404360000000001,null,0.49734210000000001]
[0.4739891,null,0.49724950000000001]
[0.4739891,null,0.49724950000000001]
[0.4739891,null,0.49724950000000001]
[0.4739891,null,0.49724950000000001]
[0.47389910000000002,null,0.49715700000000002]
[0.47389910000000002,null,0.49715700000000002]
[0.47389910000000002,null,0.49715700000000002]
[0.47389910000000002,null,0.49715700000000002]
[0.47380549999999999,null,0.49715700000000002]
[0.47371600000000003,null,0.49715700000000002]
[0.47371600000000003,null,0.49715700000000002]
[0.47371600000000003,null,0.49707230000000002]
[0.47363179999999999,null,0.49707230000000002]
[0.47363179999999999,null,0.49698399999999998]
[0.47363179999999999,null,0.49698399999999998]
[0.47363179999999999,null,0.49698399999999998]
[0.47363179999999999,null,0.49698399999999998]
[0.47363179999999999,null,0.49698399999999998]
[0.47354180000000001,null,0.49698399999999998]
[0.47354180000000001,null,0.49692140000000001]
[0.4734873,null,0.49692140000000001]
[0.47330420000000001,null,0.49692140000000001]
[0.47330420000000001,null,0.49692140000000001]
[0.47330420000000001,null,0.49673630000000002]
[0.47330420000000001,null,0.49673630000000002]
[0.47321999999999997,null,0.49673630000000002]
[0.47321999999999997,null,0.49673630000000002]
[0.47321999999999997,null,0.49673630000000002]
[0.47321999999999997,null,0.49673630000000002]
[0.47321999999999997,null,0.49665160000000003]
[0.47321999999999997,null,0.49665160000000003]
[0.47303689999999998,null,0.49665150000000002]
[0.47298240000000003,null,0.49665150000000002]
[0.47289239999999999,null,0.49665150000000002]
[0.47289239999999999,null,0.4965889]
[0.47289239999999999,null,0.4965889]
[0.47289239999999999,null,0.49640820000000002]
[0.47289239999999999,null,0.49640820000000002]
[0.47289239999999999,null,0.49640820000000002]
[0.47289239999999999,null,0.49640820000000002]
[0.47289239999999999,null,0.49632340000000003]
[0.47280820000000001,null,0.49632340000000003]
[0.47280820000000001,null,0.49623080000000003]
[0.47280820000000001,null,0.49623080000000003]
[0.47280820000000001,null,0.49623080000000003]
[0.47280820000000001,null,0.49623080000000003]
[0.47271459999999998,null,0.49623080000000003]
[0.47262510000000002,null,0.49623080000000003]
[0.47257060000000001,null,0.49623080000000003]
[0.47257060000000001,null,0.49614609999999998]
[0.47248639999999997,null,0.49614609999999998]
[0.47248639999999997,null,0.49605349999999998]
[0.47248639999999997,null,0.49599090000000001]
[0.4723965,null,0.49599090000000001]
[0.4723965,null,0.49599090000000001]
[0.4723965,null,0.49599090000000001]
[0.47239639999999999,null,0.49590260000000003]
[0.47239639999999999,null,0.49590260000000003]
[0.47239639999999999,null,0.49590260000000003]
[0.47239639999999999,null,0.49581789999999998]
[0.47239639999999999,null,0.49581789999999998]
[0.47239639999999999,null,0.49572539999999998]
[0.47230290000000003,null,0.49572539999999998]
[0.47215879999999999,null,0.49572539999999998]
[0.47215879999999999,null,0.49572539999999998]
[0.47215879999999999,null,0.49572539999999998]
[0.47207460000000001,null,0.49572539999999998]
[0.47207460000000001,null,0.49572529999999998]
[0.47207460000000001,null,0.49572529999999998]
[0.47207460000000001,null,0.49572529999999998]
[0.47207460000000001,null,0.49572529999999998]
[0.47207460000000001,null,0.49564059999999999]
[0.47207460000000001,null,0.49557800000000002]
[0.47198099999999998,null,0.49548540000000002]
[0.47198099999999998,null,0.49530469999999999]
[0.47189150000000002,null,0.49530469999999999]
[0.47180149999999998,null,0.49530459999999998]
[0.47180149999999998,null,0.49530459999999998]
[0.47180149999999998,null,0.49530459999999998]
[0.47180149999999998,null,0.49530459999999998]
[0.47162379999999998,null,0.49530459999999998]
[0.47156930000000002,null,0.49530459999999998]
[0.47156930000000002,null,0.49530459999999998]
[0.47156930000000002,null,0.49530459999999998]
[0.47156930000000002,null,0.49521989999999999]
[0.47156920000000002,null,0.49521989999999999]
[0.4714797,null,0.49521989999999999]
[0.47139560000000003,null,0.49521989999999999]
[0.47139560000000003,null,0.49521989999999999]
[0.47139550000000002,null,0.49521989999999999]
[0.47139550000000002,null,0.49521989999999999]
[0.47139550000000002,null,0.49515730000000002]
[0.47139550000000002,null,0.49506480000000003]
[0.47139550000000002,null,0.49497219999999997]
[0.471302,null,0.49497219999999997]
[0.47124739999999998,null,0.49497219999999997]
[0.47124739999999998,null,0.49497219999999997]
[0.47124739999999998,null,0.49497219999999997]
[0.47124739999999998,null,0.49488389999999999]
[0.47116330000000001,null,0.49479919999999999]
[0.47107369999999998,null,0.49479919999999999]
[0.47098380000000001,null,0.49479919999999999]
[0.47098380000000001,null,0.49479919999999999]
[0.47098380000000001,null,0.49479919999999999]
[0.47098380000000001,null,0.49479919999999999]
[0.47098370000000001,null,0.49479919999999999]
[0.47083560000000002,null,0.49479919999999999]
[0.47083560000000002,null,0.49479919999999999]
[0.47083560000000002,null,0.49479909999999999]
[0.47083560000000002,null,0.49479909999999999]
[0.47083560000000002,null,0.4947067]
[0.47075149999999999,null,0.4947066]
[0.47075149999999999,null,0.49464399999999997]
[0.47075149999999999,null,0.49455929999999998]
[0.47075149999999999,null,0.49447099999999999]
[0.47066190000000002,null,0.49447099999999999]
[0.47066190000000002,null,0.49447099999999999]
[0.47066190000000002,null,0.4943785]
[0.47057199999999999,null,0.4943784]
[0.47057199999999999,null,0.4943784]
[0.47042390000000001,null,0.4943784]
[0.47042390000000001,null,0.4943784]
[0.47042390000000001,null,0.4943784]
[0.4704238,null,0.4942859]
[0.47033429999999998,null,0.49420120000000001]
[0.47033429999999998,null,0.49420120000000001]
[0.47033429999999998,null,0.49420120000000001]
[0.47024070000000001,null,0.49420120000000001]
[0.47015659999999998,null,0.49411290000000002]
[0.47015659999999998,null,0.49411290000000002]
[0.47015659999999998,null,0.4940503]
[0.47015659999999998,null,0.4940503]
[0.47015659999999998,null,0.4940503]
[0.47015659999999998,null,0.4940503]
[0.4700666,null,0.4940503]
[0.4700666,null,0.4940503]
[0.4700666,null,0.4940503]
[0.4700666,null,0.4940503]
[0.4700666,null,0.4940503]
[0.46982889999999999,null,0.4940503]
[0.46982889999999999,null,0.4938652]
[0.46982889999999999,null,0.4938652]
[0.46982889999999999,null,0.49378050000000001]
[0.46974480000000002,null,0.49378050000000001]
[0.46974480000000002,null,0.49369220000000003]
[0.46974480000000002,null,0.49369220000000003]
[0.46965519999999999,null,0.49369220000000003]
[0.46965519999999999,null,0.49369220000000003]
[0.46965519999999999,null,0.49369220000000003]
[0.46965519999999999,null,0.49359969999999997]
[0.46965519999999999,null,0.49359969999999997]
[0.46960069999999998,null,0.49359969999999997]
[0.46960069999999998,null,0.49359969999999997]
[0.46960069999999998,null,0.49359969999999997]
[0.46950710000000001,null,0.49353710000000001]
[0.46942299999999998,null,0.49353710000000001]
[0.46942299999999998,null,0.49353710000000001]
[0.46942289999999998,null,0.49353710000000001]
[0.46942289999999998,null,0.49344450000000001]
[0.469333,null,0.49327149999999997]
[0.469333,null,0.49327149999999997]
[0.46924339999999998,null,0.49327149999999997]
[0.46924339999999998,null,0.49327149999999997]
[0.46914980000000001,null,0.49327149999999997]
[0.46914980000000001,null,0.49317899999999998]
[0.46914980000000001,null,0.49317899999999998]
[0.46914980000000001,null,0.49317899999999998]
[0.46906569999999997,null,0.49311640000000001]
[0.46901120000000002,null,0.49311640000000001]
[0.46901120000000002,null,0.49311640000000001]
[0.46901120000000002,null,0.49311630000000001]
[0.46901120000000002,null,0.49311630000000001]
[0.46901120000000002,null,0.49311630000000001]
[0.46901120000000002,null,0.49303160000000001]
[0.46891759999999999,null,0.49294339999999998]
[0.46891759999999999,null,0.49294329999999997]
[0.46882800000000002,null,0.49294329999999997]
[0.46882800000000002,null,0.49294329999999997]
[0.46882800000000002,null,0.49294329999999997]
[0.46873799999999999,null,0.49294329999999997]
[0.46873799999999999,null,0.49285079999999998]
[0.4685994,null,0.49285079999999998]
[0.46850579999999997,null,0.49275819999999998]
[0.46850579999999997,null,0.49275819999999998]
[0.46850579999999997,null,0.49267349999999999]
[0.46850579999999997,null,0.49267349999999999]
[0.46850579999999997,null,0.4925852]
[0.46850579999999997,null,0.4925852]
[0.46850579999999997,null,0.49252259999999998]
[0.46850579999999997,null,0.49252259999999998]
[0.4684162,null,0.49252259999999998]
[0.46833209999999997,null,0.49252259999999998]
[0.46833209999999997,null,0.49243789999999998]
[0.46833209999999997,null,0.49234539999999999]
[0.4682385,null,0.49234539999999999]
[0.4682385,null,0.4922571]
[0.4682385,null,0.4921645]
[0.46814889999999998,null,0.4921645]
[0.46809440000000002,null,0.4921645]
[0.46792030000000001,null,0.4921645]
[0.46792030000000001,null,0.4921645]
[0.46782669999999998,null,0.4921645]
[0.46782669999999998,null,0.4921645]
[0.46782669999999998,null,0.4921645]
[0.46782669999999998,null,0.4921645]
[0.46782669999999998,null,0.49207980000000001]
[0.46782669999999998,null,0.49207980000000001]
[0.46773710000000002,null,0.49201719999999999]
[0.46773710000000002,null,0.49201719999999999]
[0.46773710000000002,null,0.49201709999999999]
[0.46765299999999999,null,0.49201709999999999]
[0.46765299999999999,null,0.49183640000000001]
[0.46755940000000001,null,0.49183640000000001]
[0.46755940000000001,null,0.49183640000000001]
[0.46755940000000001,null,0.49183640000000001]
[0.46755940000000001,null,0.49183640000000001]
[0.46755940000000001,null,0.49183640000000001]
[0.46746939999999998,null,0.49183640000000001]
[0.46746939999999998,null,0.49183640000000001]
[0.46746939999999998,null,0.49183640000000001]
[0.4673253,null,0.49183640000000001]
[0.46723179999999997,null,0.49174380000000001]
[0.4671476,null,0.49174380000000001]
[0.4671476,null,0.49174380000000001]
[0.4671476,null,0.49174380000000001]
[0.4671476,null,0.49165900000000001]
[0.46705809999999998,null,0.49159639999999999]
[0.46705809999999998,null,0.49159639999999999]
[0.46705809999999998,null,0.49159639999999999]
[0.46705799999999997,null,0.49150820000000001]
[0.4669739,null,0.49141570000000001]
[0.4669739,null,0.49141570000000001]
[0.46688030000000003,null,0.49141570000000001]
[0.46688030000000003,null,0.49141570000000001]
[0.46679029999999999,null,0.49132310000000001]
[0.46679029999999999,null,0.49132310000000001]
[0.46664630000000001,null,0.49132310000000001]
[0.46664630000000001,null,0.49123830000000002]
[0.46656209999999998,null,0.49123830000000002]
[0.46656209999999998,null,0.49123830000000002]
[0.46656209999999998,null,0.49117569999999999]
[0.46646850000000001,null,0.49117569999999999]
[0.46646850000000001,null,0.49117569999999999]
[0.46646850000000001,null,0.49117569999999999]
[0.46646850000000001,null,0.49117569999999999]
[0.46637899999999999,null,0.49117569999999999]
[0.46637899999999999,null,0.4910832]
[0.46632439999999997,null,0.49099490000000001]
[0.46632439999999997,null,0.49099490000000001]
[0.46632439999999997,null,0.49099490000000001]
[0.46632439999999997,null,0.49091020000000002]
[0.46632439999999997,null,0.49091020000000002]
[0.46605679999999999,null,0.49091020000000002]
[0.46605679999999999,null,0.49081760000000002]
[0.46605679999999999,null,0.49081760000000002]
[0.46605669999999999,null,0.49081760000000002]
[0.46605669999999999,null,0.490755]
[0.46596720000000003,null,0.490755]
[0.46596720000000003,null,0.490755]
[0.46596720000000003,null,0.490755]
[0.46596720000000003,null,0.490755]
[0.4658736,null,0.4906702]
[0.46578950000000002,null,0.4906702]
[0.46578950000000002,null,0.49057770000000001]
[0.46573490000000001,null,0.49057770000000001]
[0.46573490000000001,null,0.49057770000000001]
[0.46573490000000001,null,0.49051509999999998]
[0.46573490000000001,null,0.49051509999999998]
[0.46573490000000001,null,0.49051509999999998]
[0.46573490000000001,null,0.49051509999999998]
[0.46568039999999999,null,0.49042249999999998]
[0.46558680000000002,null,0.4903343]
[0.46558680000000002,null,0.4903343]
[0.46540730000000002,null,0.4902495]
[0.46540730000000002,null,0.4902495]
[0.46532309999999999,null,0.4902495]
[0.46532309999999999,null,0.4902495]
[0.46532309999999999,null,0.49015700000000001]
[0.46532309999999999,null,0.49015700000000001]
[0.46532309999999999,null,0.49015700000000001]
[0.46517500000000001,null,0.49015700000000001]
[0.46517500000000001,null,0.49015700000000001]
[0.46517500000000001,null,0.49015700000000001]
[0.46517500000000001,null,0.49015700000000001]
[0.46517500000000001,null,0.49009439999999999]
[0.46508549999999999,null,0.49009439999999999]
[0.46500130000000001,null,0.49009439999999999]
[0.46500130000000001,null,0.49009439999999999]
[0.46491139999999997,null,0.49009439999999999]
[0.4648178,null,0.49000959999999999]
[0.4648178,null,0.49000959999999999]
[0.4648178,null,0.49000959999999999]
[0.4648178,null,0.48992140000000001]
[0.4648178,null,0.48992140000000001]
[0.4648177,null,0.48982880000000001]
[0.46472419999999998,null,0.48982880000000001]
[0.46472419999999998,null,0.48965150000000002]
[0.46457969999999998,null,0.48965150000000002]
[0.46457969999999998,null,0.48965150000000002]
[0.46457969999999998,null,0.48965150000000002]
[0.46457969999999998,null,0.48965150000000002]
[0.46449550000000001,null,0.48965150000000002]
[0.46440599999999999,null,0.48965150000000002]
[0.46440599999999999,null,0.48965150000000002]
[0.46440599999999999,null,0.48950070000000001]
[0.46440599999999999,null,0.48950070000000001]
[0.46440599999999999,null,0.48950070000000001]
[0.46431240000000001,null,0.48940810000000001]
[0.46431240000000001,null,0.48940810000000001]
[0.46431240000000001,null,0.48932340000000002]
[0.46431240000000001,null,0.48932340000000002]
[0.4642579,null,0.48932340000000002]
[0.4642579,null,0.48932340000000002]
[0.4642579,null,0.48932340000000002]
[0.4642578,null,0.48932340000000002]
[0.46416790000000002,null,0.48932340000000002]
[0.46416790000000002,null,0.48914609999999997]
[0.46399420000000002,null,0.48914609999999997]
[0.46399420000000002,null,0.48914609999999997]
[0.46399420000000002,null,0.48899090000000001]
[0.46399420000000002,null,0.48899090000000001]
[0.46399420000000002,null,0.48899090000000001]
[0.4639006,null,0.48890270000000002]
[0.46384609999999998,null,0.48890270000000002]
[0.46384609999999998,null,0.48890270000000002]
[0.46384609999999998,null,0.48890270000000002]
[0.46384609999999998,null,0.48890270000000002]
[0.46384609999999998,null,0.48890270000000002]
[0.4637619,null,0.48881790000000003]
[0.46367239999999998,null,0.48881790000000003]
[0.46358240000000001,null,0.48881790000000003]
[0.46358240000000001,null,0.48881790000000003]
[0.46358240000000001,null,0.48881790000000003]
[0.46358240000000001,null,0.48881790000000003]
[0.46352789999999999,null,0.48881790000000003]
[0.46343430000000002,null,0.48872529999999997]
[0.46343430000000002,null,0.48872529999999997]
[0.46343430000000002,null,0.48872529999999997]
[0.46326060000000002,null,0.48872529999999997]
[0.46326060000000002,null,0.48866270000000001]
[0.46326060000000002,null,0.48866270000000001]
[0.46326060000000002,null,0.48866270000000001]
[0.46326060000000002,null,0.48866270000000001]
[0.46326060000000002,null,0.48848970000000003]
[0.46326060000000002,null,0.48839719999999998]
[0.46320600000000001,null,0.48839719999999998]
[0.46311609999999998,null,0.48839719999999998]
[0.4630225,null,0.48839719999999998]
[0.4630225,null,0.48839719999999998]
[0.4630225,null,0.48839719999999998]
[0.46293840000000003,null,0.48839719999999998]
[0.46293840000000003,null,0.48839719999999998]
[0.4628488,null,0.48839719999999998]
[0.46279429999999999,null,0.48830459999999998]
[0.46279429999999999,null,0.48830459999999998]
[0.46279429999999999,null,0.48830459999999998]
[0.46270070000000002,null,0.48830459999999998]
[0.46270070000000002,null,0.48824200000000001]
[0.46270070000000002,null,0.48824200000000001]
[0.46261649999999999,null,0.48824200000000001]
[0.46261649999999999,null,0.48824200000000001]
[0.46261649999999999,null,0.48806119999999997]
[0.46252660000000001,null,0.48806119999999997]
[0.46252660000000001,null,0.48806119999999997]
[0.46252660000000001,null,0.48806119999999997]
[0.46252660000000001,null,0.48806119999999997]
[0.46244239999999998,null,0.48806119999999997]
[0.46244239999999998,null,0.48797649999999998]
[0.46235290000000001,null,0.4877956]
[0.46235290000000001,null,0.4877956]
[0.46225929999999998,null,0.4877956]
[0.46225929999999998,null,0.4877956]
[0.46220470000000002,null,0.4877956]
[0.46220470000000002,null,0.4877956]
[0.46220470000000002,null,0.4877031]
[0.46211479999999999,null,0.4877031]
[0.46211479999999999,null,0.4877031]
[0.46203060000000001,null,0.4877031]
[0.46184750000000002,null,0.4877031]
[0.46184750000000002,null,0.4877031]
[0.46184750000000002,null,0.48764049999999998]
[0.46184750000000002,null,0.48755219999999999]
[0.46184750000000002,null,0.48755219999999999]
[0.46184750000000002,null,0.4874597]
[0.46179300000000001,null,0.4874597]
[0.46179290000000001,null,0.487375]
[0.46179290000000001,null,0.487375]
[0.46179290000000001,null,0.48728670000000002]
[0.46170339999999999,null,0.48719420000000002]
[0.46147110000000002,null,0.48719410000000002]
[0.46147110000000002,null,0.48719410000000002]
[0.46147110000000002,null,0.48719410000000002]
[0.46147110000000002,null,0.48719410000000002]
[0.46147110000000002,null,0.48719410000000002]
[0.46138119999999999,null,0.48719410000000002]
[0.46138119999999999,null,0.48719410000000002]
[0.46138119999999999,null,0.48710160000000002]
[0.46128760000000002,null,0.48710160000000002]
[0.461198,null,0.48701689999999997]
[0.46111390000000002,null,0.48701689999999997]
[0.46111390000000002,null,0.48701689999999997]
[0.46105930000000001,null,0.48695430000000001]
[0.46105930000000001,null,0.48695430000000001]
[0.4608816,null,0.48695430000000001]
[0.4608816,null,0.48695430000000001]
[0.4608816,null,0.48695430000000001]
[0.4607039,null,0.48686950000000001]
[0.4607039,null,0.48678129999999997]
[0.4607039,null,0.48678129999999997]
[0.46061390000000002,null,0.48678129999999997]
[0.46061390000000002,null,0.48678129999999997]
[0.46061390000000002,null,0.48659619999999998]
[0.46052029999999999,null,0.48659619999999998]
[0.46052029999999999,null,0.48659619999999998]
[0.46043620000000002,null,0.48659619999999998]
[0.46034659999999999,null,0.48653350000000001]
[0.46029209999999998,null,0.48653350000000001]
[0.46019850000000001,null,0.48653350000000001]
[0.46019850000000001,null,0.48653350000000001]
[0.46019850000000001,null,0.48644100000000001]
[0.46019850000000001,null,0.48635630000000002]
[0.46011439999999998,null,0.48635630000000002]
[0.46011439999999998,null,0.48635630000000002]
[0.4600244,null,0.48635630000000002]
[0.4600244,null,0.48635630000000002]
[0.4600244,null,0.48635630000000002]
[0.45984130000000001,null,0.48635630000000002]
[0.45984120000000001,null,0.48626799999999998]
[0.45984120000000001,null,0.48620540000000001]
[0.45975709999999997,null,0.48602810000000002]
[0.45975709999999997,null,0.48602810000000002]
[0.45960899999999999,null,0.48602810000000002]
[0.45960899999999999,null,0.48602810000000002]
[0.45960899999999999,null,0.48602810000000002]
[0.45960899999999999,null,0.48593979999999998]
[0.45960899999999999,null,0.48593979999999998]
[0.45951940000000002,null,0.48584729999999998]
[0.45934170000000002,null,0.48584729999999998]
[0.45934170000000002,null,0.48584729999999998]
[0.45934170000000002,null,0.48584729999999998]
[0.45934170000000002,null,0.48576259999999999]
[0.45934170000000002,null,0.48569990000000002]
[0.45925169999999998,null,0.48569990000000002]
[0.45925169999999998,null,0.48569990000000002]
[0.45925169999999998,null,0.48569990000000002]
[0.45925169999999998,null,0.48569990000000002]
[0.45916760000000001,null,0.48551909999999998]
[0.45907799999999999,null,0.48551909999999998]
[0.4589299,null,0.48551909999999998]
[0.4589299,null,0.48551909999999998]
[0.4589299,null,0.48543429999999999]
[0.4589299,null,0.48543429999999999]
[0.4589299,null,0.48543429999999999]
[0.45884580000000003,null,0.48543429999999999]
[0.45884580000000003,null,0.48534179999999999]
[0.45875579999999999,null,0.48527920000000002]
[0.45866220000000002,null,0.48527920000000002]
[0.45866220000000002,null,0.48527920000000002]
[0.45857809999999999,null,0.48527920000000002]
[0.45843400000000001,null,0.48510619999999999]
[0.45843400000000001,null,0.48510619999999999]
[0.45843400000000001,null,0.48510619999999999]
[0.45843400000000001,null,0.48510619999999999]
[0.45843400000000001,null,0.48510619999999999]
[0.45843400000000001,null,0.48502149999999999]
[0.45834039999999998,null,0.48502149999999999]
[0.45834039999999998,null,0.48502149999999999]
[0.45834039999999998,null,0.48502149999999999]
[0.4582562,null,0.48502149999999999]
[0.4582562,null,0.48502149999999999]
[0.4582562,null,0.4849289]
[0.4580186,null,0.4849289]
[0.4580186,null,0.48486629999999997]
[0.45792860000000002,null,0.48477799999999999]
[0.45792860000000002,null,0.48468549999999999]
[0.45784449999999999,null,0.48468549999999999]
[0.45784449999999999,null,0.4846008]
[0.45784449999999999,null,0.4846007]
[0.45784449999999999,null,0.4846007]
[0.45784449999999999,null,0.4846007]
[0.45784449999999999,null,0.4846007]
[0.45784449999999999,null,0.4846007]
[0.45775090000000002,null,0.4846007]
[0.45766669999999998,null,0.4846007]
[0.45766669999999998,null,0.4846007]
[0.45761220000000002,null,0.484516]
[0.4575226,null,0.48433090000000001]
[0.4575226,null,0.48433090000000001]
[0.4575226,null,0.48424260000000002]
[0.4575226,null,0.48424260000000002]
[0.45743270000000003,null,0.48424260000000002]
[0.4573391,null,0.48418]
[0.45725500000000002,null,0.48418]
[0.45725490000000002,null,0.48418]
[0.45725490000000002,null,0.48418]
[0.4571654,null,0.48399930000000002]
[0.4571654,null,0.48399930000000002]
[0.4571654,null,0.48399920000000002]
[0.4571654,null,0.48391450000000003]
[0.4571654,null,0.48391450000000003]
[0.4571654,null,0.48391450000000003]
[0.45707179999999997,null,0.48391450000000003]
[0.45692769999999999,null,0.48391450000000003]
[0.45683770000000001,null,0.4837593]
[0.45683770000000001,null,0.48367460000000001]
[0.45675359999999998,null,0.48358630000000002]
[0.45675359999999998,null,0.48358630000000002]
[0.45675359999999998,null,0.48358630000000002]
[0.45675359999999998,null,0.48358630000000002]
[0.45675359999999998,null,0.48349379999999997]
[0.45675359999999998,null,0.48349379999999997]
[0.45666000000000001,null,0.48349379999999997]
[0.45666000000000001,null,0.48349379999999997]
[0.45648630000000001,null,0.48349379999999997]
[0.4564318,null,0.48349379999999997]
[0.4564318,null,0.48340899999999998]
[0.4564318,null,0.48331649999999998]
[0.4564318,null,0.48331649999999998]
[0.45633820000000003,null,0.48331649999999998]
[0.45633820000000003,null,0.48331649999999998]
[0.45624819999999999,null,0.4831357]
[0.45624819999999999,null,0.48307309999999998]
[0.45624819999999999,null,0.48307309999999998]
[0.45616410000000002,null,0.48307309999999998]
[0.45616410000000002,null,0.48307309999999998]
[0.4561096,null,0.48307309999999998]
[0.45601599999999998,null,0.48307309999999998]
[0.45592640000000001,null,0.48298059999999998]
[0.45592640000000001,null,0.48298059999999998]
[0.45584229999999998,null,0.48298049999999998]
[0.45584229999999998,null,0.48289579999999999]
[0.45584219999999998,null,0.48289579999999999]
[0.45584219999999998,null,0.48289579999999999]
[0.45578770000000002,null,0.48280329999999999]
[0.45570359999999999,null,0.48280329999999999]
[0.45570359999999999,null,0.48280329999999999]
[0.45561000000000001,null,0.48280329999999999]
[0.45561000000000001,null,0.48271500000000001]
[0.45552039999999999,null,0.48271500000000001]
[0.45552039999999999,null,0.48271500000000001]
[0.45546589999999998,null,0.48271500000000001]
[0.45529180000000002,null,0.48263030000000001]
[0.45529180000000002,null,0.48253780000000002]
[0.45529180000000002,null,0.48253780000000002]
[0.45529180000000002,null,0.48253780000000002]
[0.45529180000000002,null,0.48253780000000002]
[0.45529180000000002,null,0.48244520000000002]
[0.45529180000000002,null,0.48244520000000002]
[0.45514369999999998,null,0.48238259999999999]
[0.45514369999999998,null,0.48238259999999999]
[0.45514369999999998,null,0.48238259999999999]
[0.45514369999999998,null,0.48229430000000001]
[0.45514369999999998,null,0.48229430000000001]
[0.45496999999999999,null,0.48220960000000002]
[0.45496999999999999,null,0.48220960000000002]
[0.45487640000000001,null,0.48220960000000002]
[0.45487640000000001,null,0.48220960000000002]
[0.45487640000000001,null,0.48211710000000002]
[0.45487640000000001,null,0.48203230000000002]
[0.45487640000000001,null,0.48194409999999999]
[0.45473190000000002,null,0.48194399999999998]
[0.45473190000000002,null,0.48185149999999999]
[0.45473190000000002,null,0.48185149999999999]
[0.45473190000000002,null,0.48185149999999999]
[0.45464779999999999,null,0.48185149999999999]
[0.45455820000000002,null,0.48185149999999999]
[0.4544646,null,0.48185149999999999]
[0.4544646,null,0.48185139999999999]
[0.4544646,null,0.48185139999999999]
[0.45438050000000002,null,0.48185139999999999]
[0.4543259,null,0.48185139999999999]
[0.4543259,null,0.48170410000000002]
[0.45423229999999998,null,0.48161159999999997]
[0.45423229999999998,null,0.48161159999999997]
[0.45423229999999998,null,0.48152329999999999]
[0.45414280000000001,null,0.48152329999999999]
[0.45405859999999998,null,0.48143069999999999]
[0.45405859999999998,null,0.48143069999999999]
[0.4539687,null,0.48143069999999999]
[0.45391409999999999,null,0.481346]
[0.453731,null,0.481346]
[0.453731,null,0.481346]
[0.453731,null,0.481346]
[0.45364690000000002,null,0.481346]
[0.45355689999999999,null,0.481346]
[0.45355689999999999,null,0.4812612]
[0.45355689999999999,null,0.4811686]
[0.45355689999999999,null,0.48108040000000002]
[0.45355689999999999,null,0.48098790000000002]
[0.45355689999999999,null,0.4809253]
[0.45346690000000001,null,0.4809253]
[0.45332280000000003,null,0.4809253]
[0.4532292,null,0.4808405]
[0.4532292,null,0.4808405]
[0.4532292,null,0.4808405]
[0.45314510000000002,null,0.4808405]
[0.45314510000000002,null,0.4808405]
[0.45314510000000002,null,0.4808405]
[0.45299699999999998,null,0.4808405]
[0.45299699999999998,null,0.48074800000000001]
[0.45299699999999998,null,0.48065980000000003]
[0.45299699999999998,null,0.48065980000000003]
[0.452907,null,0.48065970000000002]
[0.45282289999999997,null,0.48065970000000002]
[0.4527293,null,0.48065970000000002]
[0.4527293,null,0.48065970000000002]
[0.45263969999999998,null,0.48065970000000002]
[0.45263969999999998,null,0.48057499999999997]
[0.45250109999999999,null,0.48057499999999997]
[0.45250109999999999,null,0.48048669999999999]
[0.45250109999999999,null,0.48033160000000003]
[0.45250099999999999,null,0.48023900000000003]
[0.45250099999999999,null,0.48023900000000003]
[0.45231749999999998,null,0.48023900000000003]
[0.45231749999999998,null,0.48023900000000003]
[0.45231749999999998,null,0.48023900000000003]
[0.45223340000000001,null,0.48023900000000003]
[0.45223340000000001,null,0.48023900000000003]
[0.45223340000000001,null,0.48023900000000003]
[0.45208930000000003,null,0.48023900000000003]
[0.45208930000000003,null,0.48023900000000003]
[0.45208930000000003,null,0.48015429999999998]
[0.45200509999999999,null,0.48006599999999999]
[0.45200509999999999,null,0.48006599999999999]
[0.45191150000000002,null,0.48006599999999999]
[0.45191150000000002,null,0.4799735]
[0.45191150000000002,null,0.4799735]
[0.451822,null,0.4799735]
[0.451822,null,0.4799735]
[0.45167750000000001,null,0.4799735]
[0.45167750000000001,null,0.4799735]
[0.45167750000000001,null,0.4799735]
[0.45167750000000001,null,0.4799735]
[0.45159329999999998,null,0.47980050000000002]
[0.45159329999999998,null,0.47980050000000002]
[0.4515034,null,0.47961540000000003]
[0.4515034,null,0.47961540000000003]
[0.4513202,null,0.47961540000000003]
[0.4513202,null,0.4795528]
[0.4513202,null,0.4795528]
[0.4513202,null,0.4795528]
[0.45126569999999999,null,0.4795528]
[0.45118160000000002,null,0.4795528]
[0.45118150000000001,null,0.47946800000000001]
[0.45109159999999998,null,0.47937550000000001]
[0.45109159999999998,null,0.47937550000000001]
[0.45109159999999998,null,0.47928730000000003]
[0.45099800000000001,null,0.47928730000000003]
[0.45091389999999998,null,0.47928730000000003]
[0.45091389999999998,null,0.47928730000000003]
[0.45085930000000002,null,0.47928730000000003]
[0.45085930000000002,null,0.47928730000000003]
[0.45085930000000002,null,0.47919479999999998]
[0.45076939999999999,null,0.47919479999999998]
[0.45067980000000002,null,0.47919469999999997]
[0.45059569999999999,null,0.47910219999999998]
[0.45059569999999999,null,0.47901739999999998]
[0.45059559999999999,null,0.47901739999999998]
[0.45059559999999999,null,0.47901739999999998]
[0.45051150000000001,null,0.47895480000000001]
[0.45042149999999997,null,0.47895480000000001]
[0.45036700000000002,null,0.47895480000000001]
[0.45027339999999999,null,0.47886230000000002]
[0.45009969999999999,null,0.47886230000000002]
[0.45009969999999999,null,0.47886230000000002]
[0.45009969999999999,null,0.47886230000000002]
[0.45009969999999999,null,0.47886230000000002]
[0.45009969999999999,null,0.47886230000000002]
[0.45009969999999999,null,0.47886230000000002]
[0.45009969999999999,null,0.47886230000000002]
[0.45009969999999999,null,0.47886230000000002]
[0.45009969999999999,null,0.47886230000000002]
[0.44992199999999999,null,0.47868149999999998]
[0.44983200000000001,null,0.47859669999999999]
[0.4497775,null,0.47859669999999999]
[0.4497775,null,0.47859669999999999]
[0.44968789999999997,null,0.47853410000000002]
[0.44968789999999997,null,0.47844160000000002]
[0.44968789999999997,null,0.47844160000000002]
[0.44968789999999997,null,0.47844160000000002]
[0.44968789999999997,null,0.47844160000000002]
[0.44968789999999997,null,0.47844160000000002]
[0.4496038,null,0.47835680000000003]
[0.44951020000000003,null,0.47835680000000003]
[0.4494206,null,0.47826859999999999]
[0.4494206,null,0.47826859999999999]
[0.4494206,null,0.47817609999999999]
[0.44933070000000003,null,0.47817609999999999]
[0.44933070000000003,null,0.47817609999999999]
[0.44933070000000003,null,0.47817609999999999]
[0.44927610000000001,null,0.47817609999999999]
[0.44927610000000001,null,0.47808349999999999]
[0.44927610000000001,null,0.477991]
[0.449102,null,0.477991]
[0.449102,null,0.477991]
[0.44900849999999998,null,0.4779062]
[0.44895390000000002,null,0.47781800000000002]
[0.44895390000000002,null,0.4777554]
[0.44895390000000002,null,0.47775529999999999]
[0.44895390000000002,null,0.47775529999999999]
[0.44895390000000002,null,0.47775529999999999]
[0.44895390000000002,null,0.4776628]
[0.44886429999999999,null,0.4776628]
[0.44869029999999999,null,0.4776628]
[0.44869019999999998,null,0.4776628]
[0.4485421,null,0.47757810000000001]
[0.4485421,null,0.47757810000000001]
[0.4485421,null,0.47757810000000001]
[0.4485421,null,0.47757810000000001]
[0.4485421,null,0.47757810000000001]
[0.4485421,null,0.47748980000000002]
[0.4485421,null,0.47748980000000002]
[0.44845800000000002,null,0.47739730000000002]
[0.44845800000000002,null,0.4773347]
[0.44836799999999999,null,0.4773347]
[0.44836799999999999,null,0.4773347]
[0.44831349999999998,null,0.4773347]
[0.4482199,null,0.4772421]
[0.4482199,null,0.4772421]
[0.44804620000000001,null,0.4772421]
[0.44804620000000001,null,0.47706490000000001]
[0.44804620000000001,null,0.47706490000000001]
[0.44804620000000001,null,0.47706490000000001]
[0.44804620000000001,null,0.47697659999999997]
[0.44804620000000001,null,0.47697659999999997]
[0.44795259999999998,null,0.47697659999999997]
[0.4478626,null,0.47697659999999997]
[0.44771860000000002,null,0.47697659999999997]
[0.44771860000000002,null,0.476914]
[0.44763439999999999,null,0.476914]
[0.44763439999999999,null,0.476914]
[0.44763439999999999,null,0.47682150000000001]
[0.44763439999999999,null,0.47673670000000001]
[0.44754080000000002,null,0.47673670000000001]
[0.44754080000000002,null,0.47655589999999998]
[0.4474863,null,0.47655589999999998]
[0.4474863,null,0.47655589999999998]
[0.4474863,null,0.47655589999999998]
[0.44740220000000003,null,0.47655589999999998]
[0.44740220000000003,null,0.47655589999999998]
[0.44740220000000003,null,0.47655589999999998]
[0.44731219999999999,null,0.47655589999999998]
[0.44731219999999999,null,0.47647109999999998]
[0.44722220000000001,null,0.47631600000000002]
[0.4471677,null,0.47631600000000002]
[0.44707809999999998,null,0.47631600000000002]
[0.44698460000000001,null,0.47631600000000002]
[0.44690039999999998,null,0.47631600000000002]
[0.44690039999999998,null,0.47631600000000002]
[0.44690039999999998,null,0.47622350000000002]
[0.44690039999999998,null,0.47622350000000002]
[0.4468068,null,0.47613879999999997]
[0.4468068,null,0.47613870000000003]
[0.44671680000000002,null,0.47605049999999999]
[0.44648860000000001,null,0.47605049999999999]
[0.44648860000000001,null,0.47605049999999999]
[0.44648860000000001,null,0.47605049999999999]
[0.4464341,null,0.47586539999999999]
[0.4464341,null,0.47586539999999999]
[0.4464341,null,0.47586539999999999]
[0.4464341,null,0.47586539999999999]
[0.44634990000000002,null,0.47580280000000003]
[0.4462564,null,0.47571799999999997]
[0.4462564,null,0.47571799999999997]
[0.4462564,null,0.47571799999999997]
[0.44616640000000002,null,0.47571799999999997]
[0.44611190000000001,null,0.4755373]
[0.44602229999999998,null,0.4755373]
[0.44602229999999998,null,0.4755373]
[0.44602229999999998,null,0.4755373]
[0.44602229999999998,null,0.4755373]
[0.44602229999999998,null,0.4754525]
[0.44602229999999998,null,0.4753599]
[0.44592870000000001,null,0.4753599]
[0.44584459999999998,null,0.4753599]
[0.44584459999999998,null,0.4753599]
[0.44584459999999998,null,0.4753599]
[0.44579000000000002,null,0.47526740000000001]
[0.44570009999999999,null,0.47518270000000001]
[0.44570009999999999,null,0.47512009999999999]
[0.44570009999999999,null,0.47511999999999999]
[0.44570009999999999,null,0.47511999999999999]
[0.44561050000000002,null,0.47502749999999999]
[0.44561050000000002,null,0.47502749999999999]
[0.44551689999999999,null,0.47502749999999999]
[0.44546239999999998,null,0.4749428]
[0.4453783,null,0.4749428]
[0.4453783,null,0.47476200000000002]
[0.4453783,null,0.47476200000000002]
[0.44532369999999999,null,0.47466940000000002]
[0.44523380000000001,null,0.47466940000000002]
[0.44523380000000001,null,0.47466940000000002]
[0.44523380000000001,null,0.47466940000000002]
[0.44514419999999999,null,0.4746068]
[0.44514419999999999,null,0.4746068]
[0.4450055,null,0.4745221]
[0.44491190000000003,null,0.4745221]
[0.444822,null,0.47442960000000001]
[0.444822,null,0.47442960000000001]
[0.444822,null,0.47434130000000002]
[0.44473240000000003,null,0.47434130000000002]
[0.44473240000000003,null,0.47434130000000002]
[0.44473240000000003,null,0.47434130000000002]
[0.44473240000000003,null,0.47434130000000002]
[0.44459369999999998,null,0.47434130000000002]
[0.44459369999999998,null,0.47434130000000002]
[0.44441019999999998,null,0.47434130000000002]
[0.44441019999999998,null,0.47434130000000002]
[0.44432060000000001,null,0.47416399999999997]
[0.44432060000000001,null,0.47398319999999999]
[0.44423649999999998,null,0.47398319999999999]
[0.44423649999999998,null,0.47398319999999999]
[0.44418200000000002,null,0.47398319999999999]
[0.44418200000000002,null,0.47398319999999999]
[0.44418200000000002,null,0.47398319999999999]
[0.44418190000000002,null,0.47392060000000003]
[0.44409199999999999,null,0.47392060000000003]
[0.44409199999999999,null,0.47382809999999997]
[0.44391829999999999,null,0.47382809999999997]
[0.44391829999999999,null,0.47382809999999997]
[0.44382470000000002,null,0.47374329999999998]
[0.44382470000000002,null,0.47374329999999998]
[0.44382470000000002,null,0.47374329999999998]
[0.44368600000000002,null,0.47374329999999998]
[0.44368600000000002,null,0.47374329999999998]
[0.44368600000000002,null,0.4736551]
[0.44368600000000002,null,0.4735703]
[0.44359609999999999,null,0.4735703]
[0.44359609999999999,null,0.4735703]
[0.44354149999999998,null,0.4734777]
[0.4434574,null,0.47338520000000001]
[0.4434574,null,0.47338520000000001]
[0.4434574,null,0.47330050000000001]
[0.4434574,null,0.47320800000000002]
[0.4434574,null,0.47314539999999999]
[0.44336379999999997,null,0.47305710000000001]
[0.44321929999999998,null,0.47305710000000001]
[0.44321929999999998,null,0.47305710000000001]
[0.44321929999999998,null,0.47305710000000001]
[0.44312980000000002,null,0.47305710000000001]
[0.44304559999999998,null,0.47305710000000001]
[0.44304559999999998,null,0.47305710000000001]
[0.44304559999999998,null,0.47305710000000001]
[0.44295200000000001,null,0.47305710000000001]
[0.44295200000000001,null,0.47305710000000001]
[0.4428975,null,0.47305710000000001]
[0.4428975,null,0.47296460000000001]
[0.4428975,null,0.47287980000000002]
[0.4428975,null,0.47287980000000002]
[0.44266339999999998,null,0.47287980000000002]
[0.44266339999999998,null,0.47281719999999999]
[0.44266339999999998,null,0.47272900000000001]
[0.44266339999999998,null,0.47263640000000001]
[0.44257930000000001,null,0.47263640000000001]
[0.44257930000000001,null,0.47263640000000001]
[0.44257930000000001,null,0.47255160000000002]
[0.44257930000000001,null,0.47255160000000002]
[0.44249509999999997,null,0.47255160000000002]
[0.44231160000000003,null,0.47255160000000002]
[0.44231160000000003,null,0.47247070000000002]
[0.44225710000000001,null,0.47245910000000002]
[0.44225710000000001,null,0.47245910000000002]
[0.44225710000000001,null,0.47245910000000002]
[0.44225710000000001,null,0.47245910000000002]
[0.44217289999999998,null,0.47227829999999998]
[0.44211840000000002,null,0.47227829999999998]
[0.4420289,null,0.47219349999999999]
[0.4420288,null,0.47204620000000003]
[0.4420288,null,0.47204620000000003]
[0.4420288,null,0.47204620000000003]
[0.4420288,null,0.47204620000000003]
[0.4420288,null,0.47204610000000002]
[0.44194470000000002,null,0.47204610000000002]
[0.44185469999999999,null,0.47204610000000002]
[0.44185469999999999,null,0.47204610000000002]
[0.44171060000000001,null,0.47204610000000002]
[0.44161709999999998,null,0.47186109999999998]
[0.44161709999999998,null,0.47186109999999998]
[0.44161709999999998,null,0.47177629999999998]
[0.44147259999999999,null,0.47177629999999998]
[0.44147259999999999,null,0.4716881]
[0.44147259999999999,null,0.471688]
[0.44138840000000001,null,0.471688]
[0.44138840000000001,null,0.47162539999999997]
[0.44138840000000001,null,0.47162539999999997]
[0.44129889999999999,null,0.47162539999999997]
[0.44129879999999999,null,0.47153289999999998]
[0.44129879999999999,null,0.47153289999999998]
[0.44120530000000002,null,0.47153289999999998]
[0.44106659999999998,null,0.47153289999999998]
[0.44106659999999998,null,0.47144469999999999]
[0.44106659999999998,null,0.47144469999999999]
[0.44106659999999998,null,0.47144469999999999]
[0.44106659999999998,null,0.4713599]
[0.44101210000000002,null,0.4713599]
[0.44083800000000001,null,0.4712674]
[0.44083800000000001,null,0.4712674]
[0.44083800000000001,null,0.4712674]
[0.44083800000000001,null,0.47111649999999999]
[0.44069390000000003,null,0.4710239]
[0.44069390000000003,null,0.4710239]
[0.4406003,null,0.4710239]
[0.4406003,null,0.4709314]
[0.4406003,null,0.4709314]
[0.4406003,null,0.4709314]
[0.4406003,null,0.47084670000000001]
[0.44051610000000002,null,0.47084670000000001]
[0.44046160000000001,null,0.47084670000000001]
[0.44046160000000001,null,0.47075840000000002]
[0.44037169999999998,null,0.47066590000000003]
[0.44037169999999998,null,0.47066590000000003]
[0.44037159999999997,null,0.4706033]
[0.44037159999999997,null,0.47051860000000001]
[0.44037159999999997,null,0.47042600000000001]
[0.44037159999999997,null,0.47042600000000001]
[0.44018849999999998,null,0.47033350000000002]
[0.44018849999999998,null,0.47033350000000002]
[0.44010440000000001,null,0.47033350000000002]
[0.44010440000000001,null,0.47033350000000002]
[0.44004979999999999,null,0.47033350000000002]
[0.44004979999999999,null,0.47024870000000002]
[0.44004979999999999,null,0.47006789999999998]
[0.43987569999999998,null,0.47006789999999998]
[0.43978210000000001,null,0.47006789999999998]
[0.43978210000000001,null,0.46997539999999999]
[0.43978210000000001,null,0.46997539999999999]
[0.43978210000000001,null,0.46997539999999999]
[0.43978210000000001,null,0.46991280000000002]
[0.43964350000000002,null,0.46991280000000002]
[0.43964350000000002,null,0.46982810000000003]
[0.43964350000000002,null,0.46964719999999999]
[0.43964350000000002,null,0.46964719999999999]
[0.43964350000000002,null,0.46955469999999999]
[0.43964350000000002,null,0.46955469999999999]
[0.4395539,null,0.46955469999999999]
[0.43946390000000002,null,0.46955469999999999]
[0.43946390000000002,null,0.46955469999999999]
[0.43937979999999999,null,0.46946209999999999]
[0.43932529999999997,null,0.46946209999999999]
[0.4392317,null,0.46946209999999999]
[0.4392317,null,0.46946209999999999]
[0.4392317,null,0.4693774]
[0.4392317,null,0.4693774]
[0.43914750000000002,null,0.46919660000000002]
[0.43914750000000002,null,0.46919660000000002]
[0.43914750000000002,null,0.46919660000000002]
[0.43890990000000002,null,0.46919660000000002]
[0.43890990000000002,null,0.46919660000000002]
[0.43890990000000002,null,0.46919660000000002]
[0.43890990000000002,null,0.46911180000000002]
[0.43890980000000002,null,0.4689567]
[0.4388203,null,0.46886850000000002]
[0.4388203,null,0.46886850000000002]
[0.43876579999999998,null,0.46886850000000002]
[0.43867620000000002,null,0.46886850000000002]
[0.43859209999999998,null,0.46886850000000002]
[0.43850210000000001,null,0.46886850000000002]
[0.43850210000000001,null,0.46886850000000002]
[0.43850210000000001,null,0.46877600000000003]
[0.43850210000000001,null,0.46859859999999998]
[0.43835400000000002,null,0.46859859999999998]
[0.43826979999999999,null,0.46859859999999998]
[0.43826979999999999,null,0.46853600000000001]
[0.43826979999999999,null,0.46844770000000002]
[0.43817620000000002,null,0.46827049999999998]
[0.4381217,null,0.46827049999999998]
[0.43803180000000003,null,0.46827049999999998]
[0.43803180000000003,null,0.46827049999999998]
[0.43785809999999997,null,0.46827049999999998]
[0.43785809999999997,null,0.46818219999999999]
[0.43785809999999997,null,0.4680897]
[0.43785809999999997,null,0.4679971]
[0.43785800000000002,null,0.4679971]
[0.43785800000000002,null,0.4679971]
[0.43785800000000002,null,0.4679971]
[0.4376294,null,0.4679971]
[0.43753579999999997,null,0.4679971]
[0.43753579999999997,null,0.4679971]
[0.43753579999999997,null,0.46793449999999998]
[0.43753579999999997,null,0.4677538]
[0.43753579999999997,null,0.46775369999999999]
[0.43753579999999997,null,0.467669]
[0.43753579999999997,null,0.467669]
[0.43753579999999997,null,0.467669]
[0.43753579999999997,null,0.467669]
[0.4374459,null,0.467669]
[0.43730720000000001,null,0.46758070000000002]
[0.43730720000000001,null,0.46758070000000002]
[0.43730720000000001,null,0.46748820000000002]
[0.43721759999999998,null,0.46739560000000002]
[0.43721759999999998,null,0.46730310000000003]
[0.43713350000000001,null,0.4672405]
[0.43713350000000001,null,0.4672405]
[0.437079,null,0.46706750000000002]
[0.43698540000000002,null,0.46706750000000002]
[0.43698540000000002,null,0.46706750000000002]
[0.43698540000000002,null,0.46697499999999997]
[0.43689539999999999,null,0.46688239999999998]
[0.43681130000000001,null,0.46688239999999998]
[0.43672169999999999,null,0.46688239999999998]
[0.43672169999999999,null,0.46688239999999998]
[0.43672169999999999,null,0.46688239999999998]
[0.43666719999999998,null,0.46670159999999999]
[0.43666719999999998,null,0.46670159999999999]
[0.43666719999999998,null,0.4666169]
[0.43666719999999998,null,0.4666169]
[0.43666719999999998,null,0.4666169]
[0.43666719999999998,null,0.4666169]
[0.43648949999999997,null,0.4665243]
[0.43639990000000001,null,0.46636919999999998]
[0.43639990000000001,null,0.46636919999999998]
[0.43639990000000001,null,0.46636919999999998]
[0.43639990000000001,null,0.46636919999999998]
[0.43617129999999998,null,0.4662809]
[0.43617129999999998,null,0.4661884]
[0.43617119999999998,null,0.4661884]
[0.43617119999999998,null,0.4661884]
[0.43617119999999998,null,0.4661884]
[0.43611670000000002,null,0.46610370000000001]
[0.43611670000000002,null,0.46610370000000001]
[0.43611670000000002,null,0.46601120000000001]
[0.43611670000000002,null,0.46601120000000001]
[0.43593900000000002,null,0.46601110000000001]
[0.43588450000000001,null,0.46601110000000001]
[0.43579489999999999,null,0.46601110000000001]
[0.43579489999999999,null,0.46585589999999999]
[0.43579489999999999,null,0.46576770000000001]
[0.43579489999999999,null,0.46576770000000001]
[0.43571080000000001,null,0.46568290000000001]
[0.43562079999999997,null,0.46559040000000002]
[0.4355272,null,0.46559040000000002]
[0.4355272,null,0.46559040000000002]
[0.4355272,null,0.46559040000000002]
[0.43547269999999999,null,0.46550219999999998]
[0.43547269999999999,null,0.46550219999999998]
[0.43547269999999999,null,0.46550219999999998]
[0.43547269999999999,null,0.46531709999999998]
[0.43547269999999999,null,0.46531709999999998]
[0.43520900000000001,null,0.46523229999999999]
[0.43520900000000001,null,0.46523229999999999]
[0.4351545,null,0.46523229999999999]
[0.4351545,null,0.46523229999999999]
[0.4351545,null,0.46523229999999999]
[0.4351545,null,0.46523229999999999]
[0.43507030000000002,null,0.46513979999999999]
[0.43507030000000002,null,0.4650551]
[0.43507030000000002,null,0.46490419999999999]
[0.43507030000000002,null,0.46490419999999999]
[0.43492219999999998,null,0.46490419999999999]
[0.43492219999999998,null,0.4647191]
[0.4348323,null,0.4647191]
[0.43474810000000003,null,0.4646266]
[0.43474810000000003,null,0.4646266]
[0.43474810000000003,null,0.4646266]
[0.43469360000000001,null,0.4646266]
[0.43451990000000001,null,0.4646266]
[0.43451990000000001,null,0.4646266]
[0.43442629999999999,null,0.4646266]
[0.43442629999999999,null,0.46444930000000001]
[0.43442629999999999,null,0.46444930000000001]
[0.43442629999999999,null,0.46436110000000003]
[0.43442629999999999,null,0.46436110000000003]
[0.43433670000000002,null,0.4642985]
[0.43433670000000002,null,0.4642985]
[0.43425259999999999,null,0.4642985]
[0.43419809999999998,null,0.46420600000000001]
[0.43419809999999998,null,0.4642059]
[0.4341081,null,0.46411770000000002]
[0.4341081,null,0.46411770000000002]
[0.4341081,null,0.46403290000000003]
[0.4341081,null,0.46403290000000003]
[0.4341081,null,0.46394039999999998]
[0.4341081,null,0.46384779999999998]
[0.43386999999999998,null,0.46384779999999998]
[0.43378050000000001,null,0.46375959999999999]
[0.43369629999999998,null,0.4636671]
[0.43364180000000002,null,0.4636671]
[0.43364180000000002,null,0.4636671]
[0.43364180000000002,null,0.4636671]
[0.43364180000000002,null,0.4636671]
[0.43364180000000002,null,0.46351969999999998]
[0.43364180000000002,null,0.46333459999999999]
[0.43364180000000002,null,0.46333459999999999]
[0.43349769999999999,null,0.46333459999999999]
[0.43341360000000001,null,0.4632464]
[0.43341360000000001,null,0.4632464]
[0.43332359999999998,null,0.4632464]
[0.43323,null,0.4632464]
[0.43323,null,0.4632463]
[0.43323,null,0.4632463]
[0.43314039999999998,null,0.4632463]
[0.43308590000000002,null,0.4632463]
[0.43300179999999999,null,0.46315810000000002]
[0.43300179999999999,null,0.46307330000000002]
[0.43300179999999999,null,0.46298070000000002]
[0.43300179999999999,null,0.46288829999999997]
[0.43290820000000002,null,0.46288829999999997]
[0.43290820000000002,null,0.46288820000000003]
[0.43290820000000002,null,0.46288820000000003]
[0.43290820000000002,null,0.4628256]
[0.43267410000000001,null,0.4628256]
[0.43267410000000001,null,0.4628256]
[0.43258999999999997,null,0.46256009999999997]
[0.43258999999999997,null,0.46256009999999997]
[0.43258999999999997,null,0.46256009999999997]
[0.43258999999999997,null,0.46256009999999997]
[0.4324964,null,0.46256009999999997]
[0.4324964,null,0.46256009999999997]
[0.4324964,null,0.46256009999999997]
[0.43241220000000002,null,0.46246749999999998]
[0.43241220000000002,null,0.46237499999999998]
[0.43241220000000002,null,0.46229029999999999]
[0.43241220000000002,null,0.46213939999999998]
[0.43227359999999998,null,0.46213939999999998]
[0.43209409999999998,null,0.46213939999999998]
[0.43209409999999998,null,0.46213939999999998]
[0.43209409999999998,null,0.46204689999999998]
[0.43209399999999998,null,0.46204689999999998]
[0.43200050000000001,null,0.46204689999999998]
[0.43200050000000001,null,0.46195439999999999]
[0.43200040000000001,null,0.4618661]
[0.43186180000000002,null,0.46178140000000001]
[0.43186180000000002,null,0.46159630000000001]
[0.43186180000000002,null,0.46159630000000001]
[0.43177179999999998,null,0.46159630000000001]
[0.43177179999999998,null,0.46159630000000001]
[0.43177179999999998,null,0.46159630000000001]
[0.4316277,null,0.46159630000000001]
[0.4316277,null,0.46159630000000001]
[0.43154360000000003,null,0.46142329999999998]
[0.43154360000000003,null,0.46126820000000002]
[0.43154360000000003,null,0.46126810000000001]
[0.43154360000000003,null,0.46117560000000002]
[0.43154360000000003,null,0.46117550000000002]
[0.43145,null,0.46117550000000002]
[0.43145,null,0.46108300000000002]
[0.43136590000000002,null,0.46108300000000002]
[0.43131130000000001,null,0.46099479999999998]
[0.43122139999999998,null,0.46090999999999999]
[0.43122139999999998,null,0.46090999999999999]
[0.43113180000000001,null,0.46090999999999999]
[0.43113180000000001,null,0.46081739999999999]
[0.43113180000000001,null,0.46081739999999999]
[0.43113180000000001,null,0.46072489999999999]
[0.43113180000000001,null,0.46072489999999999]
[0.43113180000000001,null,0.46072489999999999]
[0.43103819999999998,null,0.46057409999999999]
[0.43103819999999998,null,0.46057409999999999]
[0.43103819999999998,null,0.46048149999999999]
[0.43095410000000001,null,0.46039679999999999]
[0.43095410000000001,null,0.46039679999999999]
[0.43089949999999999,null,0.46039679999999999]
[0.43089949999999999,null,0.46039679999999999]
[0.43071999999999999,null,0.46030850000000001]
[0.43071999999999999,null,0.46030850000000001]
[0.43063590000000002,null,0.46030850000000001]
[0.43063590000000002,null,0.46015339999999999]
[0.43063590000000002,null,0.46015339999999999]
[0.43054229999999999,null,0.46006079999999999]
[0.43048779999999998,null,0.46006079999999999]
[0.43039820000000001,null,0.46006079999999999]
[0.43039820000000001,null,0.45990569999999997]
[0.43039820000000001,null,0.45990569999999997]
[0.43039820000000001,null,0.45982099999999998]
[0.43030819999999997,null,0.45982099999999998]
[0.4302241,null,0.45972839999999998]
[0.4302241,null,0.4596402]
[0.4302241,null,0.4596402]
[0.4302241,null,0.4596402]
[0.4302241,null,0.45955190000000001]
[0.4302241,null,0.45955190000000001]
[0.4302241,null,0.45945930000000001]
[0.4302241,null,0.45937460000000002]
[0.4302241,null,0.45937460000000002]
[0.43008000000000002,null,0.45928210000000003]
[0.42998999999999998,null,0.45928210000000003]
[0.42990590000000001,null,0.45913120000000002]
[0.42981229999999998,null,0.45913120000000002]
[0.42981229999999998,null,0.45913120000000002]
[0.42981229999999998,null,0.45894610000000002]
[0.42975780000000002,null,0.45894610000000002]
[0.42975780000000002,null,0.45894610000000002]
[0.42966779999999999,null,0.45894610000000002]
[0.42966779999999999,null,0.45886139999999997]
[0.42966779999999999,null,0.45886139999999997]
[0.42957420000000002,null,0.45876879999999998]
[0.42943009999999998,null,0.45876879999999998]
[0.42943009999999998,null,0.458588]
[0.42934600000000001,null,0.45852540000000003]
[0.42934600000000001,null,0.45852540000000003]
[0.42934600000000001,null,0.45852540000000003]
[0.42934600000000001,null,0.45852540000000003]
[0.42934600000000001,null,0.45852540000000003]
[0.42919790000000002,null,0.45843289999999998]
[0.42910789999999999,null,0.45834809999999998]
[0.42910789999999999,null,0.4582599]
[0.42910789999999999,null,0.4582599]
[0.42910789999999999,null,0.4581673]
[0.42902380000000001,null,0.4581673]
[0.42902380000000001,null,0.4581673]
[0.42902380000000001,null,0.4581673]
[0.42902380000000001,null,0.4581673]
[0.42902380000000001,null,0.45810459999999997]
[0.42884420000000001,null,0.45801209999999998]
[0.42884420000000001,null,0.45792389999999999]
[0.42876009999999998,null,0.4578313]
[0.42876009999999998,null,0.4578313]
[0.42861199999999999,null,0.4578313]
[0.42861199999999999,null,0.4578313]
[0.42861199999999999,null,0.4578313]
[0.42861199999999999,null,0.45765400000000001]
[0.42852240000000003,null,0.45765400000000001]
[0.42852240000000003,null,0.45756140000000001]
[0.42852240000000003,null,0.45747320000000002]
[0.42834830000000002,null,0.45747320000000002]
[0.42834830000000002,null,0.45747320000000002]
[0.42834830000000002,null,0.45747320000000002]
[0.4282938,null,0.45738489999999998]
[0.4282938,null,0.45714510000000003]
[0.4282938,null,0.45714510000000003]
[0.42820419999999998,null,0.45714510000000003]
[0.42811060000000001,null,0.45714510000000003]
[0.42805609999999999,null,0.45714500000000002]
[0.42805609999999999,null,0.45696779999999998]
[0.42797200000000002,null,0.45687949999999999]
[0.42797190000000002,null,0.45687949999999999]
[0.42788199999999998,null,0.45687949999999999]
[0.42788199999999998,null,0.45687949999999999]
[0.42788199999999998,null,0.45672430000000003]
[0.42788199999999998,null,0.45672430000000003]
[0.42788199999999998,null,0.45663609999999999]
[0.42788199999999998,null,0.45663609999999999]
[0.42770829999999999,null,0.45654359999999999]
[0.42761470000000001,null,0.45654359999999999]
[0.4275602,null,0.4564588]
[0.4275602,null,0.4564588]
[0.4275602,null,0.4564588]
[0.4275602,null,0.4564588]
[0.42747020000000002,null,0.4564588]
[0.42747020000000002,null,0.4564588]
[0.42738609999999999,null,0.4563741]
[0.42738609999999999,null,0.45619320000000002]
[0.42729650000000002,null,0.45619320000000002]
[0.42729650000000002,null,0.45610070000000003]
[0.42729650000000002,null,0.45610070000000003]
[0.42729650000000002,null,0.45610070000000003]
[0.42724200000000001,null,0.45610070000000003]
[0.42724200000000001,null,0.45601599999999998]
[0.42724200000000001,null,0.45601599999999998]
[0.42715199999999998,null,0.45592339999999998]
[0.42715199999999998,null,0.45592339999999998]
[0.42715199999999998,null,0.45592339999999998]
[0.42697429999999997,null,0.45592339999999998]
[0.42697429999999997,null,0.45586070000000001]
[0.42697429999999997,null,0.45577600000000001]
[0.42697429999999997,null,0.45568350000000002]
[0.42683019999999999,null,0.45568350000000002]
[0.42683019999999999,null,0.45559519999999998]
[0.42683019999999999,null,0.45559519999999998]
[0.42683019999999999,null,0.45559519999999998]
[0.42683019999999999,null,0.45559519999999998]
[0.42683019999999999,null,0.45559519999999998]
[0.42683019999999999,null,0.45551049999999998]
[0.42683019999999999,null,0.45551049999999998]
[0.42683019999999999,null,0.45541799999999999]
[0.42683019999999999,null,0.45532539999999999]
[0.42683019999999999,null,0.45532539999999999]
[0.42668210000000001,null,0.45532539999999999]
[0.42659789999999997,null,0.45532539999999999]
[0.426508,null,0.45532539999999999]
[0.426508,null,0.4551481]
[0.42641839999999998,null,0.4551481]
[0.42641839999999998,null,0.4551481]
[0.42641839999999998,null,0.45508549999999998]
[0.42636390000000002,null,0.45499299999999998]
[0.42636390000000002,null,0.45499299999999998]
[0.42636390000000002,null,0.45499299999999998]
[0.42627429999999999,null,0.4548122]
[0.42618430000000002,null,0.4548122]
[0.42618430000000002,null,0.4547274]
[0.42609069999999999,null,0.4547274]
[0.4259521,null,0.4547274]
[0.4259521,null,0.4547274]
[0.4259521,null,0.4547274]
[0.4259521,null,0.4547274]
[0.4259521,null,0.45463490000000001]
[0.42589749999999998,null,0.45463490000000001]
[0.42589749999999998,null,0.45446189999999997]
[0.42572379999999999,null,0.45446189999999997]
[0.42572379999999999,null,0.45446189999999997]
[0.42572379999999999,null,0.45446189999999997]
[0.42566929999999997,null,0.45446189999999997]
[0.42566929999999997,null,0.45446189999999997]
[0.4255757,null,0.45413379999999998]
[0.42548580000000003,null,0.45404119999999998]
[0.42548580000000003,null,0.45404119999999998]
[0.42548580000000003,null,0.45404119999999998]
[0.42548580000000003,null,0.45404119999999998]
[0.42540159999999999,null,0.45404119999999998]
[0.42540159999999999,null,0.45404119999999998]
[0.42531160000000001,null,0.45395289999999999]
[0.42522209999999999,null,0.45395289999999999]
[0.42522209999999999,null,0.4538682]
[0.42516759999999998,null,0.4537756]
[0.42516759999999998,null,0.45368310000000001]
[0.42516759999999998,null,0.45368310000000001]
[0.42516759999999998,null,0.45359480000000002]
[0.42507400000000001,null,0.45359480000000002]
[0.42507400000000001,null,0.4535322]
[0.42498399999999997,null,0.4535322]
[0.42498399999999997,null,0.4535322]
[0.42498399999999997,null,0.4535322]
[0.42498399999999997,null,0.4534396]
[0.42498399999999997,null,0.45335130000000001]
[0.42498399999999997,null,0.45335130000000001]
[0.4248904,null,0.45325880000000002]
[0.42480630000000003,null,0.45325880000000002]
[0.42480630000000003,null,0.4531115]
[0.4247167,null,0.45302320000000001]
[0.42466219999999999,null,0.45302320000000001]
[0.42457220000000001,null,0.45302320000000001]
[0.42457220000000001,null,0.45302320000000001]
[0.42457220000000001,null,0.45302320000000001]
[0.42457220000000001,null,0.45302320000000001]
[0.42457220000000001,null,0.45293850000000002]
[0.42457220000000001,null,0.45293850000000002]
[0.42457220000000001,null,0.45284590000000002]
[0.42457220000000001,null,0.45284590000000002]
[0.42448219999999998,null,0.45284590000000002]
[0.4243382,null,0.45275339999999997]
[0.42425400000000002,null,0.45275339999999997]
[0.42425400000000002,null,0.4526907]
[0.42425400000000002,null,0.4526907]
[0.42425400000000002,null,0.4526907]
[0.42425400000000002,null,0.45260600000000001]
[0.42416039999999999,null,0.45251770000000002]
[0.42407050000000002,null,0.45251770000000002]
[0.42398089999999999,null,0.45242520000000003]
[0.42398089999999999,null,0.45233259999999997]
[0.42398089999999999,null,0.45217750000000001]
[0.42389680000000002,null,0.45209280000000002]
[0.42389670000000002,null,0.45209280000000002]
[0.42389670000000002,null,0.45209280000000002]
[0.42389670000000002,null,0.45200800000000002]
[0.42375230000000003,null,0.45191550000000003]
[0.42375230000000003,null,0.45182290000000003]
[0.42375230000000003,null,0.45173469999999999]
[0.42375220000000002,null,0.45173469999999999]
[0.42357450000000002,null,0.45164219999999999]
[0.42357450000000002,null,0.4515574]
[0.42357450000000002,null,0.45149479999999997]
[0.42357450000000002,null,0.45140219999999998]
[0.423485,null,0.45130969999999998]
[0.423485,null,0.45130969999999998]
[0.42343039999999998,null,0.45122139999999999]
[0.42343039999999998,null,0.45122139999999999]
[0.42334050000000001,null,0.45122139999999999]
[0.42334050000000001,null,0.4511289]
[0.42334050000000001,null,0.4510363]
[0.42324689999999998,null,0.4510363]
[0.42324689999999998,null,0.45095160000000001]
[0.42324689999999998,null,0.45095160000000001]
[0.42324689999999998,null,0.45086680000000001]
[0.4231627,null,0.45077859999999997]
[0.4231627,null,0.45068599999999998]
[0.42307319999999998,null,0.45059349999999998]
[0.42307319999999998,null,0.45059349999999998]
[0.42307319999999998,null,0.45059349999999998]
[0.42307319999999998,null,0.45059349999999998]
[0.42307319999999998,null,0.45043840000000002]
[0.42307319999999998,null,0.45043840000000002]
[0.4229832,null,0.45035360000000002]
[0.42288959999999998,null,0.45035360000000002]
[0.42288959999999998,null,0.45026529999999998]
[0.42288959999999998,null,0.45026529999999998]
[0.42288959999999998,null,0.45018059999999999]
[0.42283510000000002,null,0.45018059999999999]
[0.42275099999999999,null,0.45018059999999999]
[0.42275099999999999,null,0.45008799999999999]
[0.42275089999999999,null,0.44982250000000001]
[0.42275089999999999,null,0.44982250000000001]
[0.42275089999999999,null,0.44982250000000001]
[0.42275089999999999,null,0.44973000000000002]
[0.42266680000000001,null,0.44973000000000002]
[0.42248730000000001,null,0.44973000000000002]
[0.42248730000000001,null,0.44973000000000002]
[0.42248730000000001,null,0.4495748]
[0.42248730000000001,null,0.44949]
[0.42248730000000001,null,0.44949]
[0.42239369999999998,null,0.44949]
[0.42239369999999998,null,0.44939750000000001]
[0.42239369999999998,null,0.44939750000000001]
[0.42239369999999998,null,0.44931280000000001]
[0.42233920000000003,null,0.44922450000000003]
[0.42225499999999999,null,0.44922450000000003]
[0.42225499999999999,null,0.44913189999999997]
[0.42216510000000002,null,0.44903939999999998]
[0.42216510000000002,null,0.44903939999999998]
[0.42207149999999999,null,0.44903939999999998]
[0.42207149999999999,null,0.44895469999999998]
[0.42207149999999999,null,0.4488664]
[0.42198730000000001,null,0.4488664]
[0.42189779999999999,null,0.44878170000000001]
[0.42189779999999999,null,0.44878170000000001]
[0.42180420000000002,null,0.44868910000000001]
[0.42180420000000002,null,0.44859660000000001]
[0.42180420000000002,null,0.44850830000000003]
[0.42180420000000002,null,0.4484457]
[0.42180420000000002,null,0.44836090000000001]
[0.42165970000000003,null,0.44836090000000001]
[0.42157549999999999,null,0.44826840000000001]
[0.42157549999999999,null,0.44826840000000001]
[0.42157549999999999,null,0.44817590000000002]
[0.42157549999999999,null,0.44808769999999998]
[0.42148600000000003,null,0.44791039999999999]
[0.42148600000000003,null,0.44791039999999999]
[0.4213924,null,0.44791039999999999]
[0.42130820000000002,null,0.44784780000000002]
[0.42125370000000001,null,0.44784780000000002]
[0.42125370000000001,null,0.44775520000000002]
[0.42125370000000001,null,0.44775520000000002]
[0.42125370000000001,null,0.44775520000000002]
[0.42125370000000001,null,0.44757799999999998]
[0.42125370000000001,null,0.44757789999999997]
[0.42116379999999998,null,0.44748969999999999]
[0.42116369999999997,null,0.44748969999999999]
[0.42116369999999997,null,0.44739709999999999]
[0.42107020000000001,null,0.4473124]
[0.42107020000000001,null,0.4473124]
[0.42107020000000001,null,0.44716149999999999]
[0.42092610000000003,null,0.44706899999999999]
[0.42092610000000003,null,0.44706899999999999]
[0.42092610000000003,null,0.44706899999999999]
[0.42092610000000003,null,0.44706899999999999]
[0.42092610000000003,null,0.44706899999999999]
[0.42083609999999999,null,0.4469764]
[0.42083609999999999,null,0.4468839]
[0.42083609999999999,null,0.4468839]
[0.42083609999999999,null,0.44679140000000001]
[0.42075200000000001,null,0.44670310000000002]
[0.42065839999999999,null,0.44670310000000002]
[0.42065839999999999,null,0.44653009999999999]
[0.42065839999999999,null,0.44653009999999999]
[0.42056880000000002,null,0.44653009999999999]
[0.42056880000000002,null,0.44653009999999999]
[0.42056880000000002,null,0.44643759999999999]
[0.42056880000000002,null,0.44643759999999999]
[0.42051430000000001,null,0.44637500000000002]
[0.42051430000000001,null,0.44619409999999998]
[0.42051430000000001,null,0.44619409999999998]
[0.42042429999999997,null,0.44619409999999998]
[0.42042429999999997,null,0.44601679999999999]
[0.42042429999999997,null,0.4459243]
[0.42042429999999997,null,0.4459243]
[0.42019610000000002,null,0.4459243]
[0.42010249999999999,null,0.4458395]
[0.42010249999999999,null,0.4458395]
[0.42010249999999999,null,0.4458395]
[0.42010249999999999,null,0.44575480000000001]
[0.42001250000000001,null,0.44575480000000001]
[0.42001250000000001,null,0.44557400000000003]
[0.41991889999999998,null,0.44557400000000003]
[0.41991889999999998,null,0.44557400000000003]
[0.41991889999999998,null,0.44557400000000003]
[0.41982900000000001,null,0.44548569999999998]
[0.41974479999999997,null,0.44542310000000002]
[0.41974479999999997,null,0.44524580000000002]
[0.41974479999999997,null,0.44515329999999997]
[0.41974479999999997,null,0.44515329999999997]
[0.41974479999999997,null,0.44515329999999997]
[0.41974479999999997,null,0.44515329999999997]
[0.41965530000000001,null,0.44515329999999997]
[0.41950710000000002,null,0.44506849999999998]
[0.41950710000000002,null,0.4449803]
[0.41950710000000002,null,0.4448878]
[0.41950710000000002,null,0.4448878]
[0.4194176,null,0.4448878]
[0.4194176,null,0.4448878]
[0.4194176,null,0.4447952]
[0.4194176,null,0.44470270000000001]
[0.41924349999999999,null,0.44464009999999998]
[0.41924349999999999,null,0.44455529999999999]
[0.41914990000000002,null,0.44455529999999999]
[0.41914990000000002,null,0.44455529999999999]
[0.41914990000000002,null,0.44455529999999999]
[0.41914990000000002,null,0.44455529999999999]
[0.41914990000000002,null,0.44455529999999999]
[0.41906569999999999,null,0.44446269999999999]
[0.41897620000000002,null,0.444378]
[0.41892160000000001,null,0.444378]
[0.41882809999999998,null,0.44419720000000001]
[0.41882809999999998,null,0.44419720000000001]
[0.41882809999999998,null,0.44419720000000001]
[0.41882809999999998,null,0.44410460000000002]
[0.41882809999999998,null,0.44410460000000002]
[0.41873850000000001,null,0.44410460000000002]
[0.41873850000000001,null,0.44410460000000002]
[0.41859400000000002,null,0.44401990000000002]
[0.41850989999999999,null,0.44392740000000003]
[0.41850989999999999,null,0.44392730000000002]
[0.41850989999999999,null,0.44392730000000002]
[0.41850989999999999,null,0.44377650000000002]
[0.41850989999999999,null,0.44368390000000002]
[0.41850989999999999,null,0.44359910000000002]
[0.41850989999999999,null,0.44359910000000002]
[0.41850989999999999,null,0.44359910000000002]
[0.41850989999999999,null,0.44359910000000002]
[0.41850979999999999,null,0.44359910000000002]
[0.41850979999999999,null,0.44342609999999999]
[0.41842570000000001,null,0.44333359999999999]
[0.41842570000000001,null,0.4432489]
[0.41815259999999999,null,0.4432489]
[0.41815259999999999,null,0.4432489]
[0.41809809999999997,null,0.4431563]
[0.41809809999999997,null,0.44309369999999998]
[0.41809809999999997,null,0.44309369999999998]
[0.41809809999999997,null,0.44309369999999998]
[0.41809809999999997,null,0.44300119999999998]
[0.41809809999999997,null,0.44300119999999998]
[0.41801389999999999,null,0.44300119999999998]
[0.41801389999999999,null,0.44273560000000001]
[0.41801389999999999,null,0.44273560000000001]
[0.41792030000000002,null,0.44273560000000001]
[0.41783039999999999,null,0.44273560000000001]
[0.41783039999999999,null,0.44264310000000001]
[0.41783039999999999,null,0.44264300000000001]
[0.41783039999999999,null,0.44255050000000001]
[0.41783039999999999,null,0.44240309999999999]
[0.41783039999999999,null,0.44240309999999999]
[0.41783039999999999,null,0.4423106]
[0.41774040000000001,null,0.4423106]
[0.41774040000000001,null,0.4423106]
[0.41774040000000001,null,0.4423106]
[0.41774040000000001,null,0.4423106]
[0.41756670000000001,null,0.44222230000000001]
[0.4175122,null,0.44213760000000002]
[0.4175122,null,0.44213760000000002]
[0.4175122,null,0.44195250000000003]
[0.4175122,null,0.44195250000000003]
[0.41741859999999997,null,0.44195250000000003]
[0.41741859999999997,null,0.44195250000000003]
[0.41741859999999997,null,0.44195250000000003]
[0.41724450000000002,null,0.44186769999999997]
[0.41724450000000002,null,0.44186769999999997]
[0.41724450000000002,null,0.44180510000000001]
[0.4171549,null,0.44180510000000001]
[0.4171549,null,0.44171690000000002]
[0.41706130000000002,null,0.44171690000000002]
[0.41706130000000002,null,0.44162430000000003]
[0.41706130000000002,null,0.44162430000000003]
[0.41706130000000002,null,0.44162430000000003]
[0.41706130000000002,null,0.44153949999999997]
[0.41700680000000001,null,0.44144699999999998]
[0.41700680000000001,null,0.44144699999999998]
[0.41692269999999998,null,0.4413588]
[0.4168327,null,0.4413588]
[0.4168327,null,0.4413588]
[0.41674309999999998,null,0.44135869999999999]
[0.41674309999999998,null,0.4411815]
[0.41664950000000001,null,0.4411815]
[0.41664950000000001,null,0.4411815]
[0.41664950000000001,null,0.44100070000000002]
[0.41664950000000001,null,0.44100060000000002]
[0.41659499999999999,null,0.44100060000000002]
[0.41651090000000002,null,0.44100060000000002]
[0.41651090000000002,null,0.4408454]
[0.41651090000000002,null,0.44076070000000001]
[0.41642129999999999,null,0.44076070000000001]
[0.41623779999999999,null,0.44076070000000001]
[0.41623779999999999,null,0.44067240000000002]
[0.41623769999999999,null,0.44067240000000002]
[0.41623769999999999,null,0.44049519999999998]
[0.41623769999999999,null,0.44040259999999998]
[0.41615360000000001,null,0.44040259999999998]
[0.41615360000000001,null,0.44040259999999998]
[0.41615360000000001,null,0.4402218]
[0.41605999999999999,null,0.4402218]
[0.41597050000000002,null,0.4401371]
[0.41591590000000001,null,0.4401371]
[0.41591590000000001,null,0.4401371]
[0.41591590000000001,null,0.44004460000000001]
[0.41582599999999997,null,0.44004460000000001]
[0.41582599999999997,null,0.44004460000000001]
[0.41582599999999997,null,0.43980459999999999]
[0.41582599999999997,null,0.43980459999999999]
[0.4157324,null,0.43980459999999999]
[0.4157324,null,0.43980459999999999]
[0.4157324,null,0.4397199]
[0.4157324,null,0.4397199]
[0.41564240000000002,null,0.43944650000000002]
[0.41564240000000002,null,0.43944650000000002]
[0.41555829999999999,null,0.43944650000000002]
[0.41546870000000002,null,0.43944650000000002]
[0.41541420000000001,null,0.43944650000000002]
[0.41541420000000001,null,0.43944650000000002]
[0.41541420000000001,null,0.43926920000000003]
[0.41532419999999998,null,0.439114]
[0.41532419999999998,null,0.439114]
[0.41532419999999998,null,0.439114]
[0.4152401,null,0.43902580000000002]
[0.4152401,null,0.43902580000000002]
[0.41514649999999997,null,0.43894100000000003]
[0.41514649999999997,null,0.43894100000000003]
[0.41505690000000001,null,0.43885279999999999]
[0.41505690000000001,null,0.43885279999999999]
[0.41505690000000001,null,0.43867539999999999]
[0.41491820000000001,null,0.43867539999999999]
[0.41491820000000001,null,0.4385829]
[0.41491820000000001,null,0.4385829]
[0.41473470000000001,null,0.4385829]
[0.41473470000000001,null,0.4385829]
[0.41473470000000001,null,0.43840560000000001]
[0.41464509999999999,null,0.43840560000000001]
[0.41464509999999999,null,0.43840560000000001]
[0.41464509999999999,null,0.43813220000000003]
[0.41464509999999999,null,0.43813220000000003]
[0.41464509999999999,null,0.43813220000000003]
[0.41459059999999998,null,0.43813220000000003]
[0.4145065,null,0.43813220000000003]
[0.4145065,null,0.43804749999999998]
[0.4145064,null,0.43798490000000001]
[0.41441289999999997,null,0.43789230000000001]
[0.41441289999999997,null,0.43789230000000001]
[0.41441289999999997,null,0.43780750000000002]
[0.41441289999999997,null,0.43771929999999998]
[0.41432289999999999,null,0.43771929999999998]
[0.41432289999999999,null,0.43762679999999998]
[0.41432289999999999,null,0.43753419999999998]
[0.41423330000000003,null,0.43753419999999998]
[0.4141492,null,0.43753419999999998]
[0.4141492,null,0.43744939999999999]
[0.4141492,null,0.43736120000000001]
[0.41409469999999998,null,0.43727640000000001]
[0.41409469999999998,null,0.43727640000000001]
[0.41409469999999998,null,0.43709130000000002]
[0.41409469999999998,null,0.43709130000000002]
[0.41400110000000001,null,0.43709130000000002]
[0.41391149999999999,null,0.43709130000000002]
[0.41391149999999999,null,0.43700309999999998]
[0.41391149999999999,null,0.43685570000000001]
[0.41391149999999999,null,0.43685570000000001]
[0.413767,null,0.43676310000000002]
[0.41368290000000002,null,0.43676310000000002]
[0.41368290000000002,null,0.43667479999999997]
[0.41368290000000002,null,0.43667479999999997]
[0.41368290000000002,null,0.43649759999999999]
[0.41368290000000002,null,0.43640499999999999]
[0.41358929999999999,null,0.43640499999999999]
[0.41358929999999999,null,0.43640499999999999]
[0.41358929999999999,null,0.43640499999999999]
[0.41358929999999999,null,0.43640499999999999]
[0.41358929999999999,null,0.43632019999999999]
[0.41349970000000003,null,0.4362277]
[0.41332560000000002,null,0.4362277]
[0.4132711,null,0.43613940000000001]
[0.4132711,null,0.43613940000000001]
[0.4132711,null,0.43604680000000001]
[0.4132711,null,0.43604680000000001]
[0.4132711,null,0.43586950000000002]
[0.41308790000000001,null,0.4358069]
[0.41308790000000001,null,0.4357143]
[0.41308790000000001,null,0.4357143]
[0.41308790000000001,null,0.43562610000000002]
[0.41291020000000001,null,0.43562610000000002]
[0.41291020000000001,null,0.43554130000000002]
[0.41282059999999998,null,0.43554130000000002]
[0.41273070000000001,null,0.43554130000000002]
[0.41273070000000001,null,0.43544870000000002]
[0.41267619999999999,null,0.43535620000000003]
[0.41267609999999999,null,0.43526799999999999]
[0.41267609999999999,null,0.43517539999999999]
[0.41267609999999999,null,0.43517539999999999]
[0.41267609999999999,null,0.43509059999999999]
[0.41258260000000002,null,0.43509059999999999]
[0.41258260000000002,null,0.43509059999999999]
[0.41258250000000002,null,0.43502800000000003]
[0.41249839999999999,null,0.43502800000000003]
[0.41244389999999997,null,0.43485499999999999]
[0.41244389999999997,null,0.4347625]
[0.41235430000000001,null,0.4347625]
[0.41235430000000001,null,0.4347625]
[0.41235430000000001,null,0.4347625]
[0.41235430000000001,null,0.4347625]
[0.41226069999999998,null,0.4347625]
[0.41226069999999998,null,0.4345852]
[0.41226069999999998,null,0.4345852]
[0.4121708,null,0.4345852]
[0.41203210000000001,null,0.4344343]
[0.41203210000000001,null,0.4343417]
[0.41203210000000001,null,0.4343417]
[0.41194249999999999,null,0.4343417]
[0.41194249999999999,null,0.4343417]
[0.41194249999999999,null,0.4342492]
[0.41188799999999998,null,0.43416440000000001]
[0.41188799999999998,null,0.43416440000000001]
[0.41188799999999998,null,0.43416440000000001]
[0.4117944,null,0.43416440000000001]
[0.4117944,null,0.43399140000000003]
[0.4117944,null,0.43399140000000003]
[0.4117944,null,0.43399140000000003]
[0.41162070000000001,null,0.43399140000000003]
[0.41153079999999997,null,0.43380629999999998]
[0.41153070000000003,null,0.43380629999999998]
[0.41147620000000001,null,0.43365550000000003]
[0.41147620000000001,null,0.43365550000000003]
[0.41138259999999999,null,0.43365550000000003]
[0.41138259999999999,null,0.43357069999999998]
[0.41138259999999999,null,0.43357069999999998]
[0.41138259999999999,null,0.43357069999999998]
[0.41138259999999999,null,0.43348239999999999]
[0.41138259999999999,null,0.4333051]
[0.41129850000000001,null,0.4333051]
[0.41129850000000001,null,0.4333051]
[0.41120849999999998,null,0.4333051]
[0.41120849999999998,null,0.4332126]
[0.41120849999999998,null,0.43312430000000002]
[0.41111900000000001,null,0.43312430000000002]
[0.41111900000000001,null,0.43312430000000002]
[0.4110644,null,0.43312430000000002]
[0.4110644,null,0.43303170000000002]
[0.41097080000000002,null,0.43303170000000002]
[0.41097080000000002,null,0.43303170000000002]
[0.4108813,null,0.43293910000000002]
[0.4108813,null,0.43285439999999997]
[0.4108813,null,0.43269930000000001]
[0.41079710000000003,null,0.43269930000000001]
[0.41079710000000003,null,0.43261100000000002]
[0.41061360000000002,null,0.43261100000000002]
[0.41061360000000002,null,0.43251840000000003]
[0.41061360000000002,null,0.43251840000000003]
[0.41061360000000002,null,0.43243369999999998]
[0.41061360000000002,null,0.43234119999999998]
[0.41061360000000002,null,0.43234119999999998]
[0.41061360000000002,null,0.43234119999999998]
[0.410524,null,0.43234119999999998]
[0.41046949999999999,null,0.4321603]
[0.41038540000000001,null,0.4321603]
[0.41038530000000001,null,0.4320678]
[0.41038530000000001,null,0.43198310000000001]
[0.41029179999999998,null,0.43198310000000001]
[0.41029179999999998,null,0.43198310000000001]
[0.41020180000000001,null,0.43198310000000001]
[0.41011769999999997,null,0.43192039999999998]
[0.41002810000000001,null,0.43182789999999999]
[0.41002810000000001,null,0.4317396]
[0.41002810000000001,null,0.4317396]
[0.41002810000000001,null,0.43164710000000001]
[0.41002810000000001,null,0.43156240000000001]
[0.41002810000000001,null,0.43156230000000001]
[0.41002810000000001,null,0.43156230000000001]
[0.41002810000000001,null,0.43147410000000003]
[0.40988000000000002,null,0.43138149999999997]
[0.40988000000000002,null,0.43138149999999997]
[0.40978999999999999,null,0.43129669999999998]
[0.40970590000000001,null,0.43120849999999999]
[0.40970590000000001,null,0.43120849999999999]
[0.40970590000000001,null,0.43105339999999998]
[0.40970590000000001,null,0.43096859999999998]
[0.40970590000000001,null,0.43096859999999998]
[0.40952630000000001,null,0.43087599999999998]
[0.40952630000000001,null,0.43087599999999998]
[0.40952630000000001,null,0.43078349999999999]
[0.40952630000000001,null,0.43078349999999999]
[0.4094718,null,0.4306953]
[0.40938770000000002,null,0.43061050000000001]
[0.4092981,null,0.43061050000000001]
[0.4092981,null,0.43061050000000001]
[0.40920810000000002,null,0.43051790000000001]
[0.40920810000000002,null,0.43042540000000001]
[0.40911449999999999,null,0.43042540000000001]
[0.40911449999999999,null,0.43033280000000002]
[0.40911449999999999,null,0.43033280000000002]
[0.40911449999999999,null,0.43033280000000002]
[0.40911449999999999,null,0.4301855]
[0.40911449999999999,null,0.43009720000000001]
[0.40903040000000002,null,0.43009720000000001]
[0.40894079999999999,null,0.43009720000000001]
[0.4087963,null,0.43009720000000001]
[0.4087963,null,0.43000890000000003]
[0.4087963,null,0.43000890000000003]
[0.4087963,null,0.42991639999999998]
[0.4087963,null,0.42982379999999998]
[0.4087963,null,0.42982379999999998]
[0.40870640000000003,null,0.42982379999999998]
[0.4086128,null,0.42982379999999998]
[0.40852860000000002,null,0.4296508]
[0.4084391,null,0.4296508]
[0.4084391,null,0.4296508]
[0.4084391,null,0.4296508]
[0.40834549999999997,null,0.4296508]
[0.40834549999999997,null,0.4295583]
[0.40834549999999997,null,0.42940309999999998]
[0.40834549999999997,null,0.42940309999999998]
[0.40829100000000002,null,0.4293148]
[0.40820679999999998,null,0.4293148]
[0.4081169,null,0.4292223]
[0.4081169,null,0.4292222]
[0.4081169,null,0.4292222]
[0.4081169,null,0.42913400000000002]
[0.4081169,null,0.42904920000000002]
[0.4081168,null,0.42895670000000002]
[0.40794320000000001,null,0.42895660000000002]
[0.4079431,null,0.42895660000000002]
[0.40779500000000002,null,0.42886839999999998]
[0.40779500000000002,null,0.42886839999999998]
[0.40779500000000002,null,0.42878359999999999]
[0.40779500000000002,null,0.42869109999999999]
[0.40770509999999999,null,0.42869099999999999]
[0.40770509999999999,null,0.42853590000000003]
[0.40770509999999999,null,0.42844769999999999]
[0.40770509999999999,null,0.42844769999999999]
[0.40761550000000002,null,0.42844769999999999]
[0.40761550000000002,null,0.42844769999999999]
[0.40743780000000002,null,0.42844769999999999]
[0.40743780000000002,null,0.42844769999999999]
[0.40743780000000002,null,0.42835509999999999]
[0.40743780000000002,null,0.42835509999999999]
[0.40743780000000002,null,0.42826259999999999]
[0.40743780000000002,null,0.4281778]
[0.40743780000000002,null,0.4281778]
[0.40743780000000002,null,0.4281778]
[0.40743780000000002,null,0.4280852]
[0.40743780000000002,null,0.4280852]
[0.40729910000000003,null,0.42799700000000002]
[0.40720909999999999,null,0.42799700000000002]
[0.40720909999999999,null,0.42799700000000002]
[0.40703539999999999,null,0.42793429999999999]
[0.40703539999999999,null,0.42793429999999999]
[0.40694180000000002,null,0.427757]
[0.40694180000000002,null,0.4276645]
[0.40685189999999999,null,0.4276645]
[0.40685189999999999,null,0.42757620000000002]
[0.40679729999999997,null,0.42757620000000002]
[0.4067038,null,0.42757620000000002]
[0.4067038,null,0.42757620000000002]
[0.40661419999999998,null,0.42748360000000002]
[0.40661419999999998,null,0.42748360000000002]
[0.40661419999999998,null,0.42721809999999999]
[0.40661419999999998,null,0.42721809999999999]
[0.4065242,null,0.42721809999999999]
[0.4065242,null,0.4271334]
[0.40644010000000003,null,0.42704510000000001]
[0.40644010000000003,null,0.42704510000000001]
[0.40644010000000003,null,0.42704510000000001]
[0.40644010000000003,null,0.42689779999999999]
[0.40644010000000003,null,0.4268052]
[0.40644010000000003,null,0.42671690000000001]
[0.4063465,null,0.42671690000000001]
[0.40625689999999998,null,0.42671690000000001]
[0.40625689999999998,null,0.42662440000000001]
[0.406167,null,0.42662440000000001]
[0.40602830000000001,null,0.42653970000000002]
[0.40602830000000001,null,0.42653970000000002]
[0.40602830000000001,null,0.42644710000000002]
[0.40593469999999998,null,0.42644710000000002]
[0.40593469999999998,null,0.42644710000000002]
[0.40593469999999998,null,0.42644710000000002]
[0.40593469999999998,null,0.42635459999999997]
[0.40593469999999998,null,0.42635459999999997]
[0.40593469999999998,null,0.42626629999999999]
[0.40593469999999998,null,0.426089]
[0.40585060000000001,null,0.42602640000000003]
[0.40585060000000001,null,0.42602640000000003]
[0.40585060000000001,null,0.42602630000000002]
[0.40585060000000001,null,0.42602630000000002]
[0.40576099999999998,null,0.42594159999999998]
[0.405671,null,0.42584899999999998]
[0.40557749999999998,null,0.42584899999999998]
[0.40557739999999998,null,0.42575649999999998]
[0.40552290000000002,null,0.42575649999999998]
[0.40543879999999999,null,0.42566389999999998]
[0.40543879999999999,null,0.42566389999999998]
[0.40543879999999999,null,0.4255756]
[0.40543879999999999,null,0.4255756]
[0.40543879999999999,null,0.4255756]
[0.40543879999999999,null,0.4255756]
[0.40543879999999999,null,0.42539840000000001]
[0.40543879999999999,null,0.42539840000000001]
[0.40534520000000002,null,0.42539840000000001]
[0.40508149999999998,null,0.42539840000000001]
[0.40508149999999998,null,0.42539840000000001]
[0.40508149999999998,null,0.42531010000000002]
[0.40499740000000001,null,0.42521750000000003]
[0.40494289999999999,null,0.42521750000000003]
[0.40484930000000002,null,0.42521750000000003]
[0.40476509999999999,null,0.42512929999999999]
[0.40476509999999999,null,0.42504449999999999]
[0.40476509999999999,null,0.424952]
[0.40476509999999999,null,0.4248673]
[0.40476509999999999,null,0.4248673]
[0.40476509999999999,null,0.42480469999999998]
[0.40458559999999999,null,0.42471209999999998]
[0.40458559999999999,null,0.4246238]
[0.40458559999999999,null,0.4246238]
[0.40458559999999999,null,0.4246238]
[0.40458559999999999,null,0.4246238]
[0.40458559999999999,null,0.4246238]
[0.40458559999999999,null,0.4246238]
[0.40458559999999999,null,0.4245391]
[0.40458559999999999,null,0.42445080000000002]
[0.40440789999999999,null,0.42435830000000002]
[0.40440789999999999,null,0.42435830000000002]
[0.40440789999999999,null,0.42435830000000002]
[0.40440789999999999,null,0.42427350000000003]
[0.40435330000000003,null,0.42427350000000003]
[0.40435330000000003,null,0.42427350000000003]
[0.40435330000000003,null,0.42427350000000003]
[0.40426380000000001,null,0.42427350000000003]
[0.40426380000000001,null,0.42427350000000003]
[0.40417380000000003,null,0.42427350000000003]
[0.40417380000000003,null,0.42412270000000002]
[0.40399610000000002,null,0.42412270000000002]
[0.40399610000000002,null,0.42403010000000002]
[0.40399610000000002,null,0.42403010000000002]
[0.40399610000000002,null,0.42385279999999997]
[0.40399610000000002,null,0.42385279999999997]
[0.40394150000000001,null,0.42376459999999999]
[0.40394150000000001,null,0.42376459999999999]
[0.40394150000000001,null,0.42376459999999999]
[0.40385159999999998,null,0.42367199999999999]
[0.40385159999999998,null,0.42367199999999999]
[0.40385159999999998,null,0.42367199999999999]
[0.4037674,null,0.42367199999999999]
[0.40367389999999997,null,0.4235872]
[0.40358430000000001,null,0.4235872]
[0.40358430000000001,null,0.4235872]
[0.40358430000000001,null,0.4235872]
[0.40358430000000001,null,0.42349900000000001]
[0.40350009999999997,null,0.42341420000000002]
[0.40350009999999997,null,0.42322910000000002]
[0.40335569999999998,null,0.42322910000000002]
[0.40335559999999998,null,0.42314089999999999]
[0.40326210000000001,null,0.42314089999999999]
[0.40326210000000001,null,0.42314089999999999]
[0.40326210000000001,null,0.42314089999999999]
[0.40326210000000001,null,0.42307820000000002]
[0.40317789999999998,null,0.42307820000000002]
[0.40317789999999998,null,0.42307820000000002]
[0.40317789999999998,null,0.42307820000000002]
[0.40317789999999998,null,0.42298570000000002]
[0.40317789999999998,null,0.42298570000000002]
[0.40317789999999998,null,0.42290100000000003]
[0.40299839999999998,null,0.42281269999999999]
[0.40299839999999998,null,0.42272009999999999]
[0.40285969999999999,null,0.42272009999999999]
[0.40276610000000002,null,0.42272009999999999]
[0.40276610000000002,null,0.42272009999999999]
[0.40276610000000002,null,0.42263539999999999]
[0.40276610000000002,null,0.42254710000000001]
[0.40276610000000002,null,0.42254710000000001]
[0.40276610000000002,null,0.42245450000000001]
[0.40276610000000002,null,0.42236200000000002]
[0.4026766,null,0.42236200000000002]
[0.4026766,null,0.42227379999999998]
[0.40259240000000002,null,0.42221110000000001]
[0.40249879999999999,null,0.42221110000000001]
[0.40244429999999998,null,0.42221110000000001]
[0.40244429999999998,null,0.42211860000000001]
[0.40244429999999998,null,0.42211860000000001]
[0.40244429999999998,null,0.42211850000000001]
[0.4023543,null,0.42203030000000002]
[0.4023543,null,0.42194549999999997]
[0.4023543,null,0.42194549999999997]
[0.40227020000000002,null,0.42194549999999997]
[0.40227020000000002,null,0.42185299999999998]
[0.4021766,null,0.42185299999999998]
[0.40208709999999998,null,0.42185299999999998]
[0.40208700000000003,null,0.42179040000000001]
[0.40208700000000003,null,0.42179040000000001]
[0.4020029,null,0.42160959999999997]
[0.4020029,null,0.42152479999999998]
[0.40190930000000002,null,0.42152479999999998]
[0.40190930000000002,null,0.42152479999999998]
[0.40190930000000002,null,0.42152479999999998]
[0.40190930000000002,null,0.42152479999999998]
[0.40181939999999999,null,0.42152479999999998]
[0.40173520000000001,null,0.42152479999999998]
[0.40173520000000001,null,0.42143659999999999]
[0.40173520000000001,null,0.42143659999999999]
[0.40165109999999998,null,0.4213441]
[0.40150659999999999,null,0.4212593]
[0.40141700000000002,null,0.4211667]
[0.40141700000000002,null,0.42107850000000002]
[0.40141700000000002,null,0.42107850000000002]
[0.40141700000000002,null,0.42107850000000002]
[0.40141700000000002,null,0.42107850000000002]
[0.40141700000000002,null,0.42107850000000002]
[0.4013234,null,0.42107840000000002]
[0.40123930000000002,null,0.4210158]
[0.40123930000000002,null,0.4209311]
[0.40123930000000002,null,0.42083860000000001]
[0.40118480000000001,null,0.42083860000000001]
[0.40118480000000001,null,0.42074600000000001]
[0.40109479999999997,null,0.42065770000000002]
[0.40091710000000003,null,0.42065770000000002]
[0.40091710000000003,null,0.42065770000000002]
[0.40091710000000003,null,0.42065770000000002]
[0.4008275,null,0.42065770000000002]
[0.4008275,null,0.42065770000000002]
[0.4008275,null,0.42056510000000003]
[0.4008275,null,0.42047689999999999]
[0.4008275,null,0.42047689999999999]
[0.4008275,null,0.42039209999999999]
[0.40065339999999999,null,0.42039209999999999]
[0.40065339999999999,null,0.42039209999999999]
[0.40055980000000002,null,0.42039209999999999]
[0.40055980000000002,null,0.42039209999999999]
[0.40055980000000002,null,0.42039209999999999]
[0.4004702,null,0.42039209999999999]
[0.40041569999999999,null,0.42011880000000001]
[0.40041569999999999,null,0.42003400000000002]
[0.40024159999999998,null,0.41997139999999999]
[0.40024159999999998,null,0.41997139999999999]
[0.40024159999999998,null,0.4198788]
[0.40024159999999998,null,0.4198788]
[0.40024159999999998,null,0.4198788]
[0.400148,null,0.4198788]
[0.400148,null,0.4197941]
[0.40006389999999997,null,0.4197941]
[0.40006389999999997,null,0.41970580000000002]
[0.39997389999999999,null,0.41961320000000002]
[0.39997389999999999,null,0.41961320000000002]
[0.39991939999999998,null,0.41952070000000002]
[0.39991939999999998,null,0.41952070000000002]
[0.39991939999999998,null,0.41952070000000002]
[0.39982980000000001,null,0.41934339999999998]
[0.39982980000000001,null,0.41934339999999998]
[0.39974569999999998,null,0.41934339999999998]
[0.39974569999999998,null,0.41934339999999998]
[0.39974569999999998,null,0.41934339999999998]
[0.39974569999999998,null,0.41925089999999998]
[0.39965210000000001,null,0.41925089999999998]
[0.399478,null,0.41918820000000001]
[0.39938839999999998,null,0.41918820000000001]
[0.39938839999999998,null,0.41918820000000001]
[0.39938839999999998,null,0.41918820000000001]
[0.39938839999999998,null,0.41909570000000002]
[0.3993043,null,0.41900739999999997]
[0.39921069999999997,null,0.41900739999999997]
[0.39921069999999997,null,0.41900739999999997]
[0.39921069999999997,null,0.41900739999999997]
[0.3991171,null,0.41900739999999997]
[0.39906259999999999,null,0.41883009999999998]
[0.39897300000000002,null,0.41882999999999998]
[0.39897300000000002,null,0.41867490000000002]
[0.39888889999999999,null,0.41867490000000002]
[0.39888889999999999,null,0.41858669999999998]
[0.39888889999999999,null,0.41858669999999998]
[0.39879530000000002,null,0.41858669999999998]
[0.39870529999999998,null,0.41858669999999998]
[0.39862120000000001,null,0.41850189999999998]
[0.39862120000000001,null,0.41850189999999998]
[0.39862120000000001,null,0.41850189999999998]
[0.39862120000000001,null,0.41840929999999998]
[0.39862120000000001,null,0.4183211]
[0.39862120000000001,null,0.4183211]
[0.39856659999999999,null,0.4183211]
[0.39856659999999999,null,0.4183211]
[0.39856659999999999,null,0.4182285]
[0.39847300000000002,null,0.41813600000000001]
[0.39838889999999999,null,0.41805120000000001]
[0.39829930000000002,null,0.41805120000000001]
[0.39829930000000002,null,0.41796299999999997]
[0.39829930000000002,null,0.41796299999999997]
[0.39829930000000002,null,0.41796299999999997]
[0.39829930000000002,null,0.41787039999999998]
[0.39829930000000002,null,0.41787039999999998]
[0.3982098,null,0.41787039999999998]
[0.39811980000000002,null,0.41777789999999998]
[0.39811980000000002,null,0.41777789999999998]
[0.39798119999999998,null,0.41777789999999998]
[0.39798119999999998,null,0.41777789999999998]
[0.39798109999999998,null,0.41769309999999998]
[0.39798109999999998,null,0.41753790000000002]
[0.39798109999999998,null,0.41753790000000002]
[0.39798109999999998,null,0.41744969999999998]
[0.39798109999999998,null,0.41744969999999998]
[0.39798109999999998,null,0.41744959999999998]
[0.397897,null,0.41744959999999998]
[0.39780339999999997,null,0.41744959999999998]
[0.39765889999999998,null,0.41735709999999998]
[0.39757480000000001,null,0.41735709999999998]
[0.39757480000000001,null,0.41735709999999998]
[0.39757480000000001,null,0.41735709999999998]
[0.39748519999999998,null,0.41727239999999999]
[0.39748519999999998,null,0.4171841]
[0.39748519999999998,null,0.4170915]
[0.39740110000000001,null,0.4170915]
[0.39740110000000001,null,0.4170915]
[0.39740110000000001,null,0.41699900000000001]
[0.39721790000000001,null,0.41699900000000001]
[0.39721790000000001,null,0.41699900000000001]
[0.39721790000000001,null,0.41699900000000001]
[0.39707930000000002,null,0.41690640000000001]
[0.39707930000000002,null,0.41690640000000001]
[0.39707930000000002,null,0.41690640000000001]
[0.39707920000000002,null,0.41681820000000003]
[0.39698929999999999,null,0.41667080000000001]
[0.39690520000000001,null,0.41667080000000001]
[0.39690520000000001,null,0.41657830000000001]
[0.39690510000000001,null,0.41657830000000001]
[0.3968506,null,0.41657830000000001]
[0.3968506,null,0.41657830000000001]
[0.3968506,null,0.41657830000000001]
[0.3968506,null,0.41657830000000001]
[0.3968506,null,0.41649000000000003]
[0.3968506,null,0.41639749999999998]
[0.39667649999999999,null,0.41631279999999998]
[0.39658700000000002,null,0.41631279999999998]
[0.3964934,null,0.41631279999999998]
[0.3964934,null,0.41622019999999998]
[0.3964934,null,0.41622019999999998]
[0.3964934,null,0.41622019999999998]
[0.3964934,null,0.41622019999999998]
[0.3964934,null,0.41604720000000001]
[0.39649329999999999,null,0.41604720000000001]
[0.39634930000000002,null,0.41604720000000001]
[0.39616570000000001,null,0.41595460000000001]
[0.39608159999999998,null,0.41595460000000001]
[0.39608159999999998,null,0.41595460000000001]
[0.39608159999999998,null,0.41595460000000001]
[0.39599200000000001,null,0.41586980000000001]
[0.39599200000000001,null,0.41586980000000001]
[0.39599200000000001,null,0.41571900000000001]
[0.39599200000000001,null,0.41562650000000001]
[0.39599200000000001,null,0.41562650000000001]
[0.39599200000000001,null,0.41562650000000001]
[0.39589839999999998,null,0.41562650000000001]
[0.39589839999999998,null,0.41562650000000001]
[0.39589839999999998,null,0.41553820000000002]
[0.39584390000000003,null,0.41553820000000002]
[0.39575979999999999,null,0.41544560000000003]
[0.39566980000000002,null,0.41544560000000003]
[0.39566980000000002,null,0.41536089999999998]
[0.39558019999999999,null,0.41536089999999998]
[0.39558019999999999,null,0.41526839999999998]
[0.39558019999999999,null,0.41526839999999998]
[0.39558019999999999,null,0.41517579999999998]
[0.39549610000000002,null,0.41517579999999998]
[0.39540249999999999,null,0.41511320000000002]
[0.39540249999999999,null,0.41502489999999997]
[0.39540249999999999,null,0.41502489999999997]
[0.39540249999999999,null,0.41502489999999997]
[0.39540249999999999,null,0.41502489999999997]
[0.39540249999999999,null,0.41493239999999998]
[0.39540249999999999,null,0.41484409999999999]
[0.39531250000000001,null,0.4147594]
[0.39522839999999998,null,0.4146668]
[0.39517390000000002,null,0.4146668]
[0.3950843,null,0.4146668]
[0.3950843,null,0.4146668]
[0.3950843,null,0.4146668]
[0.39499069999999997,null,0.4146668]
[0.39499069999999997,null,0.4145742]
[0.39499069999999997,null,0.4145742]
[0.39499069999999997,null,0.41448170000000001]
[0.3949066,null,0.41439340000000002]
[0.3949066,null,0.4143308]
[0.39490649999999999,null,0.4143308]
[0.39481699999999997,null,0.41424610000000001]
[0.39472699999999999,null,0.41424610000000001]
[0.39472699999999999,null,0.41424610000000001]
[0.39464290000000002,null,0.41415350000000001]
[0.39464290000000002,null,0.41415350000000001]
[0.39458840000000001,null,0.41406100000000001]
[0.39458840000000001,null,0.41406100000000001]
[0.39458840000000001,null,0.41406100000000001]
[0.39449479999999998,null,0.41388799999999998]
[0.39449479999999998,null,0.41388799999999998]
[0.39449479999999998,null,0.41388799999999998]
[0.39449479999999998,null,0.41388799999999998]
[0.3944048,null,0.41388789999999998]
[0.39431519999999998,null,0.41388789999999998]
[0.39431519999999998,null,0.41379539999999998]
[0.39431519999999998,null,0.41379539999999998]
[0.3942311,null,0.41373270000000001]
[0.39413749999999997,null,0.41373270000000001]
[0.39408300000000002,null,0.41373270000000001]
[0.39408300000000002,null,0.41364800000000002]
[0.39408300000000002,null,0.41364800000000002]
[0.39408300000000002,null,0.41346290000000002]
[0.39398939999999999,null,0.41346290000000002]
[0.39398939999999999,null,0.41337459999999998]
[0.39398939999999999,null,0.41337459999999998]
[0.39398939999999999,null,0.41328989999999999]
[0.39389980000000002,null,0.41328989999999999]
[0.39384530000000001,null,0.41328989999999999]
[0.39384530000000001,null,0.41328989999999999]
[0.39384530000000001,null,0.41328989999999999]
[0.39384530000000001,null,0.41319729999999999]
[0.39376119999999998,null,0.41319729999999999]
[0.3936712,null,0.413109]
[0.3936712,null,0.413109]
[0.3936712,null,0.413109]
[0.39357760000000003,null,0.413109]
[0.39357760000000003,null,0.41301650000000001]
[0.3934935,null,0.41301650000000001]
[0.3934935,null,0.41293180000000002]
[0.39340389999999997,null,0.41283920000000002]
[0.39340389999999997,null,0.41277659999999999]
[0.39340389999999997,null,0.41277659999999999]
[0.39340389999999997,null,0.41277659999999999]
[0.39340389999999997,null,0.41277659999999999]
[0.3933103,null,0.41277659999999999]
[0.3933103,null,0.4126918]
[0.39325579999999999,null,0.4126918]
[0.39308169999999998,null,0.4126918]
[0.39308169999999998,null,0.4125993]
[0.39308169999999998,null,0.4125993]
[0.39308169999999998,null,0.4125067]
[0.39298810000000001,null,0.4125067]
[0.39298810000000001,null,0.4125067]
[0.39298810000000001,null,0.4125067]
[0.39298810000000001,null,0.4125067]
[0.39298810000000001,null,0.4125067]
[0.39298810000000001,null,0.4125067]
[0.39298810000000001,null,0.4125067]
[0.39281440000000001,null,0.41242200000000001]
[0.39281440000000001,null,0.41242200000000001]
[0.39281440000000001,null,0.41242200000000001]
[0.39281440000000001,null,0.41232950000000002]
[0.39281440000000001,null,0.41232950000000002]
[0.39272439999999997,null,0.41232950000000002]
[0.39272439999999997,null,0.41232950000000002]
[0.3926403,null,0.41214859999999998]
[0.39258579999999998,null,0.41214859999999998]
[0.39258569999999998,null,0.41214859999999998]
[0.39258569999999998,null,0.41214859999999998]
[0.39240259999999999,null,0.41214859999999998]
[0.39240259999999999,null,0.41214859999999998]
[0.39240259999999999,null,0.41190880000000002]
[0.39240259999999999,null,0.41190880000000002]
[0.39222849999999998,null,0.41182049999999998]
[0.39222849999999998,null,0.41182049999999998]
[0.39222849999999998,null,0.41182049999999998]
[0.39222849999999998,null,0.41182049999999998]
[0.39222849999999998,null,0.41172799999999998]
[0.39222849999999998,null,0.41172799999999998]
[0.39222849999999998,null,0.41155069999999999]
[0.39217400000000002,null,0.41155059999999999]
[0.39217400000000002,null,0.41146240000000001]
[0.3920804,null,0.41146240000000001]
[0.3920804,null,0.41146240000000001]
[0.3919067,null,0.41146240000000001]
[0.3919067,null,0.41146240000000001]
[0.3919067,null,0.41146240000000001]
[0.39181670000000002,null,0.41128160000000002]
[0.39181670000000002,null,0.41119689999999998]
[0.39181670000000002,null,0.41119689999999998]
[0.39181670000000002,null,0.41119689999999998]
[0.39181670000000002,null,0.41119689999999998]
[0.39172709999999999,null,0.41110859999999999]
[0.39172709999999999,null,0.41110859999999999]
[0.39163350000000002,null,0.41101599999999999]
[0.39163350000000002,null,0.4109313]
[0.39154939999999999,null,0.4109313]
[0.39154939999999999,null,0.41086869999999998]
[0.39154939999999999,null,0.41086869999999998]
[0.3914049,null,0.41086869999999998]
[0.3914049,null,0.41086859999999997]
[0.3914049,null,0.41077619999999998]
[0.3914049,null,0.41077609999999998]
[0.3914049,null,0.41068359999999998]
[0.39131529999999998,null,0.41068359999999998]
[0.39113759999999997,null,0.4105953]
[0.39113759999999997,null,0.4105106]
[0.3910476,null,0.4105105]
[0.39096350000000002,null,0.4105105]
[0.39096350000000002,null,0.41035529999999998]
[0.39096350000000002,null,0.41035529999999998]
[0.39096350000000002,null,0.41035529999999998]
[0.39078000000000002,null,0.41035529999999998]
[0.39077990000000001,null,0.4102671]
[0.39077990000000001,null,0.4102671]
[0.39077990000000001,null,0.41008630000000001]
[0.39063589999999998,null,0.41008630000000001]
[0.39063589999999998,null,0.41008630000000001]
[0.39045809999999997,null,0.41008630000000001]
[0.39045809999999997,null,0.41008630000000001]
[0.39045809999999997,null,0.41008630000000001]
[0.39045809999999997,null,0.40990900000000002]
[0.39045809999999997,null,0.40990900000000002]
[0.39045809999999997,null,0.40990900000000002]
[0.39045809999999997,null,0.40990900000000002]
[0.39045809999999997,null,0.40972819999999999]
[0.39045809999999997,null,0.40972819999999999]
[0.39045809999999997,null,0.40972819999999999]
[0.39028040000000003,null,0.40972819999999999]
[0.39028040000000003,null,0.40972819999999999]
[0.39028040000000003,null,0.40966560000000002]
[0.3901963,null,0.40957300000000002]
[0.39014169999999998,null,0.40957300000000002]
[0.3900518,null,0.40948469999999998]
[0.3900518,null,0.40930749999999999]
[0.38996219999999998,null,0.40930749999999999]
[0.38996219999999998,null,0.40930749999999999]
[0.38996219999999998,null,0.40930749999999999]
[0.38996219999999998,null,0.40921489999999999]
[0.38996219999999998,null,0.40921489999999999]
[0.38996219999999998,null,0.40921489999999999]
[0.38987810000000001,null,0.40921489999999999]
[0.389878,null,0.4091301]
[0.38978449999999998,null,0.4091301]
[0.38960489999999998,null,0.40904190000000001]
[0.38960489999999998,null,0.40904190000000001]
[0.38960489999999998,null,0.40904190000000001]
[0.3895208,null,0.40894940000000002]
[0.3895208,null,0.40894940000000002]
[0.3895208,null,0.4087942]
[0.3895208,null,0.4087942]
[0.38946629999999999,null,0.4087942]
[0.38937270000000002,null,0.4087094]
[0.38928269999999998,null,0.4087094]
[0.38928269999999998,null,0.4087094]
[0.38919860000000001,null,0.40862120000000002]
[0.38919860000000001,null,0.40862120000000002]
[0.38919860000000001,null,0.40852870000000002]
[0.38919860000000001,null,0.40852860000000002]
[0.38901540000000001,null,0.40852860000000002]
[0.38901540000000001,null,0.40852860000000002]
[0.38901540000000001,null,0.40852860000000002]
[0.38901540000000001,null,0.40835129999999997]
[0.3889609,null,0.40825879999999998]
[0.38887680000000002,null,0.40825879999999998]
[0.38887680000000002,null,0.40825879999999998]
[0.38887680000000002,null,0.40825879999999998]
[0.38887670000000002,null,0.40825879999999998]
[0.38887670000000002,null,0.40825879999999998]
[0.38887670000000002,null,0.40817049999999999]
[0.3887872,null,0.40817049999999999]
[0.38869359999999997,null,0.40817049999999999]
[0.38869359999999997,null,0.40802319999999997]
[0.3886095,null,0.40793069999999998]
[0.38851950000000002,null,0.40793069999999998]
[0.38851950000000002,null,0.40793069999999998]
[0.388465,null,0.40793069999999998]
[0.388465,null,0.40793069999999998]
[0.38837539999999998,null,0.40774559999999999]
[0.38837539999999998,null,0.40774559999999999]
[0.38837539999999998,null,0.40766079999999999]
[0.38829130000000001,null,0.40757260000000001]
[0.38829130000000001,null,0.40757260000000001]
[0.38829130000000001,null,0.40757260000000001]
[0.38829130000000001,null,0.40757260000000001]
[0.38829130000000001,null,0.40757260000000001]
[0.38829130000000001,null,0.40748010000000001]
[0.3882912,null,0.40748010000000001]
[0.38820710000000003,null,0.40748010000000001]
[0.3881135,null,0.40748010000000001]
[0.38802360000000002,null,0.40741739999999999]
[0.38802360000000002,null,0.40724440000000001]
[0.38796900000000001,null,0.40724440000000001]
[0.38796900000000001,null,0.40724440000000001]
[0.38796900000000001,null,0.40715190000000001]
[0.38796900000000001,null,0.40715190000000001]
[0.38796900000000001,null,0.40705930000000001]
[0.38787549999999998,null,0.40705930000000001]
[0.38787549999999998,null,0.40705930000000001]
[0.38778590000000002,null,0.40705930000000001]
[0.38778590000000002,null,0.40705930000000001]
[0.38778590000000002,null,0.40705930000000001]
[0.38761180000000001,null,0.40705930000000001]
[0.38761180000000001,null,0.40705930000000001]
[0.38761180000000001,null,0.40705930000000001]
[0.38755719999999999,null,0.40696680000000002]
[0.38746770000000003,null,0.40687420000000002]
[0.38746770000000003,null,0.40678599999999998]
[0.38738349999999999,null,0.40678599999999998]
[0.38738349999999999,null,0.40670119999999998]
[0.38738349999999999,null,0.40670119999999998]
[0.38738349999999999,null,0.40670119999999998]
[0.38738349999999999,null,0.40670119999999998]
[0.38729000000000002,null,0.40663860000000002]
[0.38728990000000002,null,0.40663860000000002]
[0.38728990000000002,null,0.40663860000000002]
[0.38714549999999998,null,0.40663860000000002]
[0.38714549999999998,null,0.40655390000000002]
[0.38705590000000001,null,0.40628049999999999]
[0.38697179999999998,null,0.40628049999999999]
[0.38697179999999998,null,0.40628049999999999]
[0.38697179999999998,null,0.40628049999999999]
[0.38697179999999998,null,0.40628049999999999]
[0.38697179999999998,null,0.40628049999999999]
[0.38697179999999998,null,0.40618799999999999]
[0.38697169999999997,null,0.4061032]
[0.38687820000000001,null,0.4060107]
[0.38679400000000003,null,0.4060107]
[0.38670450000000001,null,0.4060107]
[0.38670450000000001,null,0.40582990000000002]
[0.38664989999999999,null,0.40582990000000002]
[0.38664989999999999,null,0.40582990000000002]
[0.38664989999999999,null,0.40582990000000002]
[0.38664989999999999,null,0.40582990000000002]
[0.38664989999999999,null,0.4057673]
[0.38656000000000001,null,0.4057673]
[0.38647579999999998,null,0.4056748]
[0.38638220000000001,null,0.40549740000000001]
[0.38638220000000001,null,0.40549740000000001]
[0.38638220000000001,null,0.40549740000000001]
[0.38638220000000001,null,0.40549740000000001]
[0.38629809999999998,null,0.40549740000000001]
[0.38629809999999998,null,0.40540920000000003]
[0.38629809999999998,null,0.40540920000000003]
[0.3862081,null,0.40531660000000003]
[0.38611859999999998,null,0.40523179999999998]
[0.38606400000000002,null,0.40513929999999998]
[0.38597049999999999,null,0.40513929999999998]
[0.38597049999999999,null,0.40513929999999998]
[0.38597049999999999,null,0.40513929999999998]
[0.38588630000000002,null,0.40513929999999998]
[0.38588630000000002,null,0.40513929999999998]
[0.38588630000000002,null,0.40513929999999998]
[0.38588630000000002,null,0.40513929999999998]
[0.38588630000000002,null,0.40513929999999998]
[0.38588630000000002,null,0.4048737]
[0.38579669999999999,null,0.4048737]
[0.38571260000000002,null,0.4048737]
[0.38561899999999999,null,0.4048737]
[0.38561899999999999,null,0.4048737]
[0.38561899999999999,null,0.40471859999999998]
[0.38561899999999999,null,0.40471859999999998]
[0.38552940000000002,null,0.40471859999999998]
[0.38552940000000002,null,0.40462599999999999]
[0.38547490000000001,null,0.40445300000000001]
[0.38547490000000001,null,0.40445300000000001]
[0.38539079999999998,null,0.40445300000000001]
[0.38539079999999998,null,0.40436040000000001]
[0.3853008,null,0.40436040000000001]
[0.3853008,null,0.40426790000000001]
[0.3853008,null,0.40426790000000001]
[0.3853008,null,0.40426790000000001]
[0.38521670000000002,null,0.40426790000000001]
[0.38521670000000002,null,0.40417540000000002]
[0.38521670000000002,null,0.40417540000000002]
[0.38521670000000002,null,0.40417540000000002]
[0.3851271,null,0.4039354]
[0.38503710000000002,null,0.40375470000000002]
[0.38503710000000002,null,0.40375470000000002]
[0.3849436,null,0.40375470000000002]
[0.3849436,null,0.40375470000000002]
[0.38494349999999999,null,0.40375470000000002]
[0.38485940000000002,null,0.40366990000000003]
[0.38485940000000002,null,0.40357739999999998]
[0.38480490000000001,null,0.40357739999999998]
[0.38480490000000001,null,0.40357739999999998]
[0.38480490000000001,null,0.40357739999999998]
[0.38480490000000001,null,0.40348479999999998]
[0.38480490000000001,null,0.40348479999999998]
[0.38463120000000001,null,0.40348479999999998]
[0.38453759999999998,null,0.40339659999999999]
[0.38453759999999998,null,0.40339659999999999]
[0.38453759999999998,null,0.40339659999999999]
[0.38453759999999998,null,0.40339659999999999]
[0.38448310000000002,null,0.4033118]
[0.38448310000000002,null,0.4032193]
[0.38430900000000001,null,0.4032193]
[0.38430900000000001,null,0.4031267]
[0.38421539999999998,null,0.40303850000000002]
[0.38421539999999998,null,0.40303850000000002]
[0.38421539999999998,null,0.40295370000000003]
[0.38421539999999998,null,0.40295370000000003]
[0.38421539999999998,null,0.40286110000000003]
[0.38421539999999998,null,0.40276859999999998]
[0.38412580000000002,null,0.40276859999999998]
[0.38404169999999999,null,0.40276859999999998]
[0.38404169999999999,null,0.40276859999999998]
[0.38404169999999999,null,0.40267609999999998]
[0.38404169999999999,null,0.40267609999999998]
[0.38404169999999999,null,0.40267609999999998]
[0.38404169999999999,null,0.40252870000000002]
[0.38386209999999998,null,0.40244049999999998]
[0.38386209999999998,null,0.40244049999999998]
[0.38376850000000001,null,0.40244049999999998]
[0.38376850000000001,null,0.40234789999999998]
[0.38368439999999998,null,0.40234789999999998]
[0.38362990000000002,null,0.40234789999999998]
[0.38362990000000002,null,0.40234789999999998]
[0.38362990000000002,null,0.40217059999999999]
[0.38362990000000002,null,0.40208240000000001]
[0.38362990000000002,null,0.40208240000000001]
[0.38362990000000002,null,0.40198980000000001]
[0.38362990000000002,null,0.40198980000000001]
[0.38345030000000002,null,0.40198980000000001]
[0.38345030000000002,null,0.40198980000000001]
[0.38345030000000002,null,0.40181679999999997]
[0.3833568,null,0.40163169999999998]
[0.38335669999999999,null,0.40163169999999998]
[0.38330219999999998,null,0.40163169999999998]
[0.38330219999999998,null,0.40156910000000001]
[0.38321810000000001,null,0.40156910000000001]
[0.38321810000000001,null,0.40156900000000001]
[0.38321810000000001,null,0.40148430000000002]
[0.38303860000000001,null,0.40130349999999998]
[0.38294499999999998,null,0.40121099999999998]
[0.38294499999999998,null,0.40121099999999998]
[0.3828608,null,0.40121099999999998]
[0.3828608,null,0.40121099999999998]
[0.3828608,null,0.40121099999999998]
[0.3828608,null,0.40121089999999998]
[0.3828608,null,0.40121089999999998]
[0.3828608,null,0.40111839999999999]
[0.38276719999999997,null,0.40111839999999999]
[0.38276719999999997,null,0.40111839999999999]
[0.38276719999999997,null,0.40103369999999999]
[0.38253860000000001,null,0.40103369999999999]
[0.38253860000000001,null,0.40094109999999999]
[0.38244899999999998,null,0.4008486]
[0.38244899999999998,null,0.4008486]
[0.38244899999999998,null,0.40078599999999998]
[0.38244899999999998,null,0.40069769999999999]
[0.38236490000000001,null,0.40069769999999999]
[0.38236490000000001,null,0.40060519999999999]
[0.38236490000000001,null,0.4005205]
[0.38236490000000001,null,0.4005205]
[0.38231039999999999,null,0.4005205]
[0.38222620000000002,null,0.4005205]
[0.38222620000000002,null,0.4005205]
[0.38222620000000002,null,0.4005205]
[0.38204310000000002,null,0.40033960000000002]
[0.38204310000000002,null,0.40033960000000002]
[0.38204310000000002,null,0.40024710000000002]
[0.38204310000000002,null,0.40024710000000002]
[0.38204310000000002,null,0.40016239999999997]
[0.38186900000000001,null,0.40016239999999997]
[0.38186900000000001,null,0.40016239999999997]
[0.3818144,null,0.4000997]
[0.3818144,null,0.4000997]
[0.3818144,null,0.4000997]
[0.3818144,null,0.4000997]
[0.38163130000000001,null,0.4000997]
[0.38163130000000001,null,0.40001500000000001]
[0.38163130000000001,null,0.39992670000000002]
[0.38163130000000001,null,0.39992670000000002]
[0.38154709999999997,null,0.39983410000000003]
[0.38154709999999997,null,0.39983410000000003]
[0.38154709999999997,null,0.39983410000000003]
[0.38149260000000002,null,0.39983410000000003]
[0.38149260000000002,null,0.39974939999999998]
[0.38140309999999999,null,0.39974939999999998]
[0.38140309999999999,null,0.39965689999999998]
[0.38130950000000002,null,0.39965689999999998]
[0.38130950000000002,null,0.39956429999999998]
[0.38130950000000002,null,0.399476]
[0.38122529999999999,null,0.399476]
[0.38113540000000001,null,0.399476]
[0.38113540000000001,null,0.399476]
[0.38113540000000001,null,0.399476]
[0.38113540000000001,null,0.39938780000000002]
[0.38113540000000001,null,0.39930300000000002]
[0.38104579999999999,null,0.39930300000000002]
[0.38104579999999999,null,0.39921050000000002]
[0.38104579999999999,null,0.3991479]
[0.38099129999999998,null,0.3991479]
[0.3809071,null,0.3991479]
[0.38081350000000003,null,0.3991479]
[0.38081350000000003,null,0.3990553]
[0.38081350000000003,null,0.3990553]
[0.38072400000000001,null,0.39888230000000002]
[0.38072400000000001,null,0.39888230000000002]
[0.38072400000000001,null,0.39888230000000002]
[0.38063979999999997,null,0.39888230000000002]
[0.38063979999999997,null,0.39888230000000002]
[0.38063979999999997,null,0.39888230000000002]
[0.3805499,null,0.39888230000000002]
[0.3805499,null,0.39878980000000003]
[0.38045630000000003,null,0.39878980000000003]
[0.38040170000000001,null,0.39878980000000003]
[0.38040170000000001,null,0.39878980000000003]
[0.38040170000000001,null,0.39870149999999999]
[0.38040170000000001,null,0.39854640000000002]
[0.38031759999999998,null,0.39846169999999997]
[0.38031759999999998,null,0.39846169999999997]
[0.38031759999999998,null,0.39836909999999998]
[0.38031759999999998,null,0.39836909999999998]
[0.38013449999999999,null,0.39836909999999998]
[0.38013449999999999,null,0.39836909999999998]
[0.38013449999999999,null,0.39836909999999998]
[0.38007990000000003,null,0.39836909999999998]
[0.37998999999999999,null,0.39827659999999998]
[0.37998999999999999,null,0.3981883]
[0.37998999999999999,null,0.3981883]
[0.37998999999999999,null,0.3981883]
[0.37998999999999999,null,0.3981036]
[0.37998999999999999,null,0.39801110000000001]
[0.37998999999999999,null,0.39801110000000001]
[0.37990580000000002,null,0.398011]
[0.37981219999999999,null,0.398011]
[0.37972270000000002,null,0.3978602]
[0.37972270000000002,null,0.3978602]
[0.37972270000000002,null,0.3976828]
[0.37972270000000002,null,0.3976828]
[0.37972270000000002,null,0.3976828]
[0.37972270000000002,null,0.3976828]
[0.37972270000000002,null,0.3976828]
[0.37963849999999999,null,0.3976828]
[0.37963849999999999,null,0.39759030000000001]
[0.37949040000000001,null,0.39759030000000001]
[0.37931090000000001,null,0.39759030000000001]
[0.37931090000000001,null,0.39759030000000001]
[0.37931090000000001,null,0.39749770000000001]
[0.37922670000000003,null,0.39740950000000003]
[0.37922670000000003,null,0.39740950000000003]
[0.37922670000000003,null,0.39740950000000003]
[0.37922670000000003,null,0.39740950000000003]
[0.37922670000000003,null,0.39732469999999998]
[0.37922670000000003,null,0.39732469999999998]
[0.37922670000000003,null,0.39732469999999998]
[0.37913720000000001,null,0.39732469999999998]
[0.37913720000000001,null,0.39732469999999998]
[0.37913720000000001,null,0.39714389999999999]
[0.37908259999999999,null,0.39714389999999999]
[0.37908259999999999,null,0.39714389999999999]
[0.37908259999999999,null,0.3970514]
[0.37899850000000002,null,0.3970514]
[0.37899850000000002,null,0.3969666]
[0.37899850000000002,null,0.3969666]
[0.37899850000000002,null,0.3969666]
[0.37890889999999999,null,0.39690399999999998]
[0.37872539999999999,null,0.39690399999999998]
[0.37872539999999999,null,0.39690399999999998]
[0.37872539999999999,null,0.39681149999999998]
[0.37872539999999999,null,0.39681149999999998]
[0.37872539999999999,null,0.39681149999999998]
[0.37872539999999999,null,0.3966385]
[0.3785867,null,0.3966385]
[0.3785867,null,0.3966385]
[0.3785867,null,0.3966385]
[0.3785867,null,0.39645340000000001]
[0.3785867,null,0.39645340000000001]
[0.3785867,null,0.39645340000000001]
[0.37831900000000002,null,0.39645340000000001]
[0.37831900000000002,null,0.39627610000000002]
[0.3782295,null,0.39627610000000002]
[0.37814530000000002,null,0.39627610000000002]
[0.37814530000000002,null,0.39627610000000002]
[0.37814530000000002,null,0.39627610000000002]
[0.37814530000000002,null,0.39627610000000002]
[0.37814530000000002,null,0.3962135]
[0.37814530000000002,null,0.39612530000000001]
[0.37814530000000002,null,0.39603280000000002]
[0.37814530000000002,null,0.39603280000000002]
[0.3780908,null,0.39603280000000002]
[0.3780908,null,0.39603270000000002]
[0.3780908,null,0.39585540000000002]
[0.37800119999999998,null,0.39576289999999997]
[0.37791710000000001,null,0.39576289999999997]
[0.37791710000000001,null,0.39576289999999997]
[0.37791710000000001,null,0.39576289999999997]
[0.3777335,null,0.39567039999999998]
[0.3777335,null,0.39567039999999998]
[0.3777335,null,0.39558209999999999]
[0.37767899999999999,null,0.39558209999999999]
[0.37758940000000002,null,0.39558209999999999]
[0.37758940000000002,null,0.39558209999999999]
[0.37750529999999999,null,0.39558209999999999]
[0.37750529999999999,null,0.39548949999999999]
[0.37750529999999999,null,0.39548949999999999]
[0.37750529999999999,null,0.395397]
[0.37750529999999999,null,0.39531230000000001]
[0.37741170000000002,null,0.39524969999999998]
[0.37741170000000002,null,0.39524969999999998]
[0.37741170000000002,null,0.39524969999999998]
[0.37732209999999999,null,0.3951614]
[0.37732209999999999,null,0.3951614]
[0.37732209999999999,null,0.3951614]
[0.37723800000000002,null,0.3950689]
[0.37714799999999998,null,0.3949763]
[0.37714799999999998,null,0.3949763]
[0.37709350000000003,null,0.3949763]
[0.3769999,null,0.3949763]
[0.3769999,null,0.39489160000000001]
[0.3769999,null,0.39479910000000001]
[0.3769999,null,0.39471079999999997]
[0.3769999,null,0.39471079999999997]
[0.3769999,null,0.39471079999999997]
[0.3769999,null,0.39471079999999997]
[0.37691580000000002,null,0.39456340000000001]
[0.37691580000000002,null,0.39447090000000001]
[0.3768262,null,0.39447090000000001]
[0.3768262,null,0.39447090000000001]
[0.3768262,null,0.39447090000000001]
[0.37673620000000002,null,0.39447090000000001]
[0.37673620000000002,null,0.39447090000000001]
[0.3766427,null,0.39447090000000001]
[0.3766427,null,0.39437830000000001]
[0.3766427,null,0.39429009999999998]
[0.3766427,null,0.39419759999999998]
[0.3766427,null,0.39419759999999998]
[0.37664259999999999,null,0.39419759999999998]
[0.37655850000000002,null,0.39419759999999998]
[0.3764689,null,0.39419759999999998]
[0.37641439999999998,null,0.39419759999999998]
[0.37641439999999998,null,0.39410509999999999]
[0.37641439999999998,null,0.39410509999999999]
[0.37641439999999998,null,0.39410509999999999]
[0.37632450000000001,null,0.39410509999999999]
[0.37632450000000001,null,0.39402029999999999]
[0.3763244,null,0.39392769999999999]
[0.37623089999999998,null,0.39377689999999999]
[0.37623089999999998,null,0.39368429999999999]
[0.37623089999999998,null,0.39368429999999999]
[0.37605719999999998,null,0.39368429999999999]
[0.37600260000000002,null,0.39368429999999999]
[0.37600260000000002,null,0.39368429999999999]
[0.37600260000000002,null,0.39368429999999999]
[0.37600260000000002,null,0.39349919999999999]
[0.3759131,null,0.39349919999999999]
[0.3759131,null,0.39349919999999999]
[0.3759131,null,0.39349919999999999]
[0.3759131,null,0.3934145]
[0.3759131,null,0.39332620000000001]
[0.37582890000000002,null,0.39332620000000001]
[0.37573899999999999,null,0.39332620000000001]
[0.37573899999999999,null,0.39323370000000002]
[0.37568439999999997,null,0.39323370000000002]
[0.37568439999999997,null,0.39323370000000002]
[0.37550129999999998,null,0.39323370000000002]
[0.37550129999999998,null,0.39323370000000002]
[0.37550129999999998,null,0.39323370000000002]
[0.37550129999999998,null,0.39323370000000002]
[0.37550129999999998,null,0.39314549999999998]
[0.3754171,null,0.39308280000000001]
[0.3754171,null,0.39289780000000002]
[0.3754171,null,0.39281300000000002]
[0.3754171,null,0.39281300000000002]
[0.3752376,null,0.39281300000000002]
[0.3752376,null,0.39272049999999997]
[0.3752376,null,0.39272049999999997]
[0.3752376,null,0.39262799999999998]
[0.3752376,null,0.39253969999999999]
[0.3752376,null,0.39253969999999999]
[0.37514399999999998,null,0.39244709999999999]
[0.37514399999999998,null,0.39244709999999999]
[0.37514399999999998,null,0.39244709999999999]
[0.37514399999999998,null,0.3923546]
[0.37508950000000002,null,0.3923546]
[0.37508950000000002,null,0.39226640000000002]
[0.37491580000000002,null,0.39218160000000002]
[0.37491580000000002,null,0.39218160000000002]
[0.37491580000000002,null,0.39218160000000002]
[0.37491580000000002,null,0.39218160000000002]
[0.37491580000000002,null,0.392119]
[0.37491580000000002,null,0.392119]
[0.37483159999999999,null,0.3920265]
[0.37483159999999999,null,0.3919339]
[0.37473810000000002,null,0.3919339]
[0.37473810000000002,null,0.39184570000000002]
[0.37473810000000002,null,0.39176090000000002]
[0.37473810000000002,null,0.39176090000000002]
[0.3746485,null,0.39176090000000002]
[0.37455850000000002,null,0.39176090000000002]
[0.37455850000000002,null,0.39176090000000002]
[0.374504,null,0.39176090000000002]
[0.374504,null,0.39166840000000003]
[0.374504,null,0.39166840000000003]
[0.374504,null,0.39158009999999999]
[0.37441039999999998,null,0.39158009999999999]
[0.37441039999999998,null,0.39149539999999999]
[0.37441039999999998,null,0.39149539999999999]
[0.37441039999999998,null,0.39149539999999999]
[0.3743263,null,0.3914029]
[0.3743263,null,0.3914029]
[0.3743263,null,0.39124779999999998]
[0.3743263,null,0.39115949999999999]
[0.37418180000000001,null,0.39115949999999999]
[0.37418180000000001,null,0.39115949999999999]
[0.37418180000000001,null,0.39115949999999999]
[0.37409219999999999,null,0.39115949999999999]
[0.37409219999999999,null,0.391067]
[0.37409219999999999,null,0.3909744]
[0.37409219999999999,null,0.3909744]
[0.37409219999999999,null,0.3909744]
[0.37400810000000001,null,0.39080140000000002]
[0.37400810000000001,null,0.39080140000000002]
[0.37400810000000001,null,0.39080140000000002]
[0.37391449999999998,null,0.39080140000000002]
[0.37391449999999998,null,0.39080140000000002]
[0.37391449999999998,null,0.39070890000000003]
[0.37391449999999998,null,0.39062059999999998]
[0.37382490000000002,null,0.39062059999999998]
[0.37382490000000002,null,0.39062059999999998]
[0.37382490000000002,null,0.39062059999999998]
[0.37382490000000002,null,0.39062059999999998]
[0.37382490000000002,null,0.39053589999999999]
[0.37368630000000003,null,0.39035510000000001]
[0.37368630000000003,null,0.39035510000000001]
[0.37368630000000003,null,0.39035510000000001]
[0.37368620000000002,null,0.39026250000000001]
[0.37368620000000002,null,0.39026250000000001]
[0.37368620000000002,null,0.39019989999999999]
[0.37368620000000002,null,0.39019989999999999]
[0.3735967,null,0.3901116]
[0.37350670000000002,null,0.39001910000000001]
[0.37350670000000002,null,0.39001910000000001]
[0.3734131,null,0.39001910000000001]
[0.3734131,null,0.39001910000000001]
[0.3734131,null,0.39001910000000001]
[0.3734131,null,0.39001910000000001]
[0.3734131,null,0.39001910000000001]
[0.3734131,null,0.39001910000000001]
[0.3734131,null,0.39001910000000001]
[0.37332900000000002,null,0.38992660000000001]
[0.37332900000000002,null,0.38992660000000001]
[0.37323899999999999,null,0.38992660000000001]
[0.37323899999999999,null,0.38992660000000001]
[0.37300139999999998,null,0.38965680000000003]
[0.37300129999999998,null,0.38965680000000003]
[0.37300129999999998,null,0.38965680000000003]
[0.37300129999999998,null,0.38965680000000003]
[0.3729172,null,0.38965680000000003]
[0.3729172,null,0.38950590000000002]
[0.3729172,null,0.38950590000000002]
[0.3729172,null,0.38950590000000002]
[0.3729172,null,0.38950590000000002]
[0.37282759999999998,null,0.38950590000000002]
[0.37282759999999998,null,0.38941340000000002]
[0.37264409999999998,null,0.38941340000000002]
[0.37264409999999998,null,0.38941340000000002]
[0.37264409999999998,null,0.38941340000000002]
[0.37264409999999998,null,0.38924039999999999]
[0.37264409999999998,null,0.38905529999999999]
[0.37264409999999998,null,0.38905529999999999]
[0.37258950000000002,null,0.38905529999999999]
[0.3725,null,0.38905529999999999]
[0.37241580000000002,null,0.38905529999999999]
[0.37232229999999999,null,0.38905529999999999]
[0.37232229999999999,null,0.38887450000000001]
[0.37232229999999999,null,0.38887450000000001]
[0.37232229999999999,null,0.38887450000000001]
[0.37232229999999999,null,0.38887450000000001]
[0.37232229999999999,null,0.38878200000000002]
[0.37232219999999999,null,0.38878200000000002]
[0.37232219999999999,null,0.38869730000000002]
[0.37213869999999999,null,0.38869730000000002]
[0.37213869999999999,null,0.38869730000000002]
[0.37196499999999999,null,0.3885421]
[0.37196499999999999,null,0.38845390000000002]
[0.37196499999999999,null,0.38845390000000002]
[0.37196499999999999,null,0.38845390000000002]
[0.37191049999999998,null,0.38845390000000002]
[0.37191049999999998,null,0.38826880000000003]
[0.37191049999999998,null,0.38826880000000003]
[0.37191049999999998,null,0.38826880000000003]
[0.37191049999999998,null,0.38818399999999997]
[0.37191049999999998,null,0.38818399999999997]
[0.37191049999999998,null,0.38818399999999997]
[0.37173089999999998,null,0.38818399999999997]
[0.37173089999999998,null,0.38818399999999997]
[0.37173089999999998,null,0.38818399999999997]
[0.37173089999999998,null,0.38818399999999997]
[0.37155319999999997,null,0.38818399999999997]
[0.37155319999999997,null,0.38809149999999998]
[0.37155319999999997,null,0.38809149999999998]
[0.37149870000000002,null,0.3880033]
[0.37149870000000002,null,0.3880033]
[0.37140509999999999,null,0.3880033]
[0.37140509999999999,null,0.38794060000000002]
[0.37140509999999999,null,0.38794060000000002]
[0.37140509999999999,null,0.38794060000000002]
[0.37131550000000002,null,0.38784809999999997]
[0.37131550000000002,null,0.38784809999999997]
[0.37131550000000002,null,0.38776339999999998]
[0.37123139999999999,null,0.38776339999999998]
[0.37113780000000002,null,0.38776339999999998]
[0.37113780000000002,null,0.38776339999999998]
[0.37113780000000002,null,0.38767509999999999]
[0.37113780000000002,null,0.38767509999999999]
[0.3710833,null,0.38749]
[0.3710833,null,0.38749]
[0.3710833,null,0.38749]
[0.37098969999999998,null,0.38749]
[0.37098969999999998,null,0.38749]
[0.37090010000000001,null,0.38749]
[0.37090010000000001,null,0.38749]
[0.37081599999999998,null,0.38749]
[0.37081599999999998,null,0.38742739999999998]
[0.37081599999999998,null,0.38742739999999998]
[0.37081599999999998,null,0.38742739999999998]
[0.370726,null,0.38742739999999998]
[0.370726,null,0.38733909999999999]
[0.370726,null,0.38733909999999999]
[0.370726,null,0.3872466]
[0.370726,null,0.3872466]
[0.370726,null,0.3872466]
[0.370726,null,0.3871619]
[0.37063239999999997,null,0.3871619]
[0.37054290000000001,null,0.3871619]
[0.37054290000000001,null,0.3871619]
[0.37045869999999997,null,0.38698100000000002]
[0.37045869999999997,null,0.3868259]
[0.37040420000000002,null,0.3868259]
[0.37040420000000002,null,0.3868259]
[0.37040420000000002,null,0.3868259]
[0.37040420000000002,null,0.3868259]
[0.37040420000000002,null,0.3868259]
[0.37031419999999998,null,0.3868259]
[0.37031419999999998,null,0.3868259]
[0.37023010000000001,null,0.3868259]
[0.37023010000000001,null,0.38674120000000001]
[0.37023010000000001,null,0.38658609999999999]
[0.37014049999999998,null,0.38658609999999999]
[0.37014049999999998,null,0.38658599999999999]
[0.37014049999999998,null,0.38658599999999999]
[0.37014049999999998,null,0.3864978]
[0.37014049999999998,null,0.3864978]
[0.37004690000000001,null,0.3864052]
[0.37004690000000001,null,0.3864052]
[0.37004690000000001,null,0.3864052]
[0.37004690000000001,null,0.3864052]
[0.37004690000000001,null,0.3864052]
[0.36996279999999998,null,0.3864052]
[0.36977919999999997,null,0.38631270000000001]
[0.36977919999999997,null,0.38631270000000001]
[0.36977919999999997,null,0.38631270000000001]
[0.36963509999999999,null,0.38631270000000001]
[0.36963509999999999,null,0.38631270000000001]
[0.36963509999999999,null,0.38631270000000001]
[0.36963509999999999,null,0.38625009999999999]
[0.36963509999999999,null,0.38616529999999999]
[0.36945739999999999,null,0.38607710000000001]
[0.36945739999999999,null,0.38598460000000001]
[0.36945739999999999,null,0.38598460000000001]
[0.36936740000000001,null,0.38598460000000001]
[0.3693129,null,0.38598460000000001]
[0.3693129,null,0.38598450000000001]
[0.36922339999999998,null,0.38598450000000001]
[0.36922329999999998,null,0.38579950000000002]
[0.36922329999999998,null,0.38579950000000002]
[0.3691392,null,0.38579950000000002]
[0.3691392,null,0.38579950000000002]
[0.3691392,null,0.38579950000000002]
[0.36904559999999997,null,0.38579950000000002]
[0.36904559999999997,null,0.38571119999999998]
[0.36904559999999997,null,0.38571119999999998]
[0.36904559999999997,null,0.38571119999999998]
[0.36904559999999997,null,0.38564860000000001]
[0.36895559999999999,null,0.38564860000000001]
[0.36895559999999999,null,0.38555600000000001]
[0.36890109999999998,null,0.38555600000000001]
[0.36881160000000002,null,0.38547120000000001]
[0.36881160000000002,null,0.38547120000000001]
[0.36872739999999998,null,0.38529049999999998]
[0.36872739999999998,null,0.38529049999999998]
[0.36863380000000001,null,0.38529049999999998]
[0.36863380000000001,null,0.38529049999999998]
[0.36863380000000001,null,0.38529049999999998]
[0.36863380000000001,null,0.38529049999999998]
[0.36863380000000001,null,0.38529049999999998]
[0.36863380000000001,null,0.38529049999999998]
[0.36863380000000001,null,0.38529049999999998]
[0.36854429999999999,null,0.38511319999999999]
[0.36854429999999999,null,0.38511319999999999]
[0.36854429999999999,null,0.38511319999999999]
[0.36854429999999999,null,0.38502500000000001]
[0.36848969999999998,null,0.38502500000000001]
[0.3683998,null,0.38496229999999998]
[0.36830619999999997,null,0.38486979999999998]
[0.36822199999999999,null,0.38477719999999999]
[0.36822199999999999,null,0.38477719999999999]
[0.36813249999999997,null,0.38477719999999999]
[0.36813249999999997,null,0.38477719999999999]
[0.36813249999999997,null,0.38477719999999999]
[0.36813249999999997,null,0.38477719999999999]
[0.36813249999999997,null,0.38469249999999999]
[0.36813249999999997,null,0.38469249999999999]
[0.36813249999999997,null,0.38469249999999999]
[0.3680389,null,0.38469249999999999]
[0.3680389,null,0.3846]
[0.3680389,null,0.3846]
[0.36798439999999999,null,0.3846]
[0.36798439999999999,null,0.38451170000000001]
[0.36790020000000001,null,0.38451170000000001]
[0.36790020000000001,null,0.38451170000000001]
[0.36781029999999998,null,0.38441920000000002]
[0.36771670000000001,null,0.38432660000000002]
[0.36771670000000001,null,0.38432660000000002]
[0.36771670000000001,null,0.38426399999999999]
[0.36762709999999998,null,0.38426399999999999]
[0.36762709999999998,null,0.38426399999999999]
[0.36762709999999998,null,0.38409100000000002]
[0.36762709999999998,null,0.38409100000000002]
[0.36762709999999998,null,0.38409100000000002]
[0.36762709999999998,null,0.38409100000000002]
[0.36762709999999998,null,0.38399850000000002]
[0.36757260000000003,null,0.38399850000000002]
[0.36748839999999999,null,0.38399850000000002]
[0.36739480000000002,null,0.38399850000000002]
[0.36739480000000002,null,0.38399850000000002]
[0.36739480000000002,null,0.38399850000000002]
[0.36739480000000002,null,0.38399850000000002]
[0.36739480000000002,null,0.38390590000000002]
[0.36721530000000002,null,0.38366250000000002]
[0.36721530000000002,null,0.38366250000000002]
[0.36721530000000002,null,0.38366250000000002]
[0.36721530000000002,null,0.38366250000000002]
[0.36721530000000002,null,0.38366250000000002]
[0.36721530000000002,null,0.38357780000000002]
[0.36706719999999998,null,0.38357780000000002]
[0.36706719999999998,null,0.38357780000000002]
[0.36706719999999998,null,0.38357780000000002]
[0.36706719999999998,null,0.38357780000000002]
[0.3669772,null,0.38357780000000002]
[0.36689310000000003,null,0.38357780000000002]
[0.36689310000000003,null,0.38353359999999997]
[0.36689310000000003,null,0.38348949999999998]
[0.36689310000000003,null,0.38348949999999998]
[0.36689310000000003,null,0.38348949999999998]
[0.36689310000000003,null,0.38339699999999999]
[0.3668035,null,0.38339699999999999]
[0.3668035,null,0.38333440000000002]
[0.36670989999999998,null,0.38333440000000002]
[0.36670989999999998,null,0.38324180000000002]
[0.36665540000000002,null,0.38324180000000002]
[0.36665540000000002,null,0.38324180000000002]
[0.3665658,null,0.38315700000000003]
[0.3665658,null,0.38315700000000003]
[0.3665658,null,0.38315700000000003]
[0.3665658,null,0.38306879999999999]
[0.36648170000000002,null,0.38306879999999999]
[0.36638809999999999,null,0.38297629999999999]
[0.36638809999999999,null,0.38297629999999999]
[0.36638809999999999,null,0.38297629999999999]
[0.36638809999999999,null,0.38297629999999999]
[0.36638809999999999,null,0.38288369999999999]
[0.36629810000000002,null,0.38288369999999999]
[0.3662086,null,0.3827912]
[0.3662086,null,0.38264029999999999]
[0.3662086,null,0.38264029999999999]
[0.36611500000000002,null,0.38264029999999999]
[0.36611500000000002,null,0.38264029999999999]
[0.36597629999999998,null,0.38264029999999999]
[0.36597629999999998,null,0.3825556]
[0.36597629999999998,null,0.3825556]
[0.36597629999999998,null,0.3825556]
[0.36588270000000001,null,0.3825556]
[0.36588270000000001,null,0.3825556]
[0.36588270000000001,null,0.38255549999999999]
[0.36588270000000001,null,0.38255549999999999]
[0.36588270000000001,null,0.38246730000000001]
[0.36588270000000001,null,0.38237480000000001]
[0.36570900000000001,null,0.38237480000000001]
[0.36570900000000001,null,0.38237480000000001]
[0.36570900000000001,null,0.38237480000000001]
[0.36556450000000001,null,0.38237480000000001]
[0.36556450000000001,null,0.38228220000000002]
[0.36556450000000001,null,0.38228220000000002]
[0.36547099999999999,null,0.38221959999999999]
[0.36547089999999999,null,0.38221959999999999]
[0.36547089999999999,null,0.38221959999999999]
[0.36547089999999999,null,0.3821271]
[0.36547089999999999,null,0.3821271]
[0.36547089999999999,null,0.3821271]
[0.36538680000000001,null,0.3821271]
[0.36538680000000001,null,0.3821271]
[0.36538680000000001,null,0.3821271]
[0.36529319999999998,null,0.3820423]
[0.36520370000000002,null,0.38195410000000002]
[0.36520370000000002,null,0.38195410000000002]
[0.36520370000000002,null,0.38186150000000002]
[0.3651491,null,0.38186150000000002]
[0.3651491,null,0.38186150000000002]
[0.3651491,null,0.3817989]
[0.3651491,null,0.3817989]
[0.3651491,null,0.3817989]
[0.3651491,null,0.38179879999999999]
[0.3651491,null,0.38179879999999999]
[0.36497499999999999,null,0.38161810000000002]
[0.36488140000000002,null,0.38161810000000002]
[0.36488140000000002,null,0.38161810000000002]
[0.3647919,null,0.38161810000000002]
[0.3647919,null,0.38161810000000002]
[0.3647919,null,0.38161810000000002]
[0.3647919,null,0.38153330000000002]
[0.3647919,null,0.38153330000000002]
[0.3647919,null,0.38153330000000002]
[0.3647919,null,0.38144070000000002]
[0.36473729999999999,null,0.38144070000000002]
[0.36473729999999999,null,0.38135249999999998]
[0.36464370000000002,null,0.38135249999999998]
[0.36455959999999998,null,0.38135249999999998]
[0.36455959999999998,null,0.38135249999999998]
[0.36455959999999998,null,0.38135249999999998]
[0.36447000000000002,null,0.38125999999999999]
[0.36438009999999998,null,0.38119740000000002]
[0.36438009999999998,null,0.38119740000000002]
[0.36438009999999998,null,0.38119740000000002]
[0.36438009999999998,null,0.38119740000000002]
[0.36438009999999998,null,0.38119740000000002]
[0.36438009999999998,null,0.38119740000000002]
[0.36429590000000001,null,0.38119740000000002]
[0.36429590000000001,null,0.38119740000000002]
[0.36429590000000001,null,0.38119740000000002]
[0.36429590000000001,null,0.38119730000000002]
[0.36429590000000001,null,0.38111260000000002]
[0.36429590000000001,null,0.38111260000000002]
[0.36420229999999998,null,0.38093179999999999]
[0.36414780000000002,null,0.38093179999999999]
[0.36414780000000002,null,0.38093179999999999]
[0.36414780000000002,null,0.38093179999999999]
[0.3640583,null,0.38093179999999999]
[0.36396469999999997,null,0.38083929999999999]
[0.36396469999999997,null,0.38083929999999999]
[0.36396469999999997,null,0.38083929999999999]
[0.3638747,null,0.38083929999999999]
[0.36379060000000002,null,0.38083919999999999]
[0.36379060000000002,null,0.38069190000000003]
[0.36379060000000002,null,0.38069190000000003]
[0.36379060000000002,null,0.38060359999999999]
[0.36369699999999999,null,0.38060359999999999]
[0.36369699999999999,null,0.38060359999999999]
[0.36360740000000003,null,0.38060359999999999]
[0.36360740000000003,null,0.38060359999999999]
[0.36360740000000003,null,0.38051099999999999]
[0.36360740000000003,null,0.38051099999999999]
[0.36342970000000002,null,0.38051099999999999]
[0.36342970000000002,null,0.38051099999999999]
[0.36337520000000001,null,0.38051099999999999]
[0.36337510000000001,null,0.38042280000000001]
[0.36337510000000001,null,0.38033030000000001]
[0.36337510000000001,null,0.38033030000000001]
[0.36337510000000001,null,0.38033030000000001]
[0.36319560000000001,null,0.38024550000000001]
[0.36319560000000001,null,0.38024550000000001]
[0.36319560000000001,null,0.38024550000000001]
[0.36319560000000001,null,0.38024550000000001]
[0.3630179,null,0.38024550000000001]
[0.3630179,null,0.38024550000000001]
[0.3630179,null,0.38024550000000001]
[0.3630179,null,0.3800946]
[0.3630179,null,0.3800946]
[0.3630179,null,0.38000210000000001]
[0.3630179,null,0.38000200000000001]
[0.3630179,null,0.38000200000000001]
[0.3630179,null,0.38000200000000001]
[0.3630179,null,0.37990950000000001]
[0.3630179,null,0.37990950000000001]
[0.36292829999999998,null,0.37990950000000001]
[0.36292829999999998,null,0.37982480000000002]
[0.3627802,null,0.37982480000000002]
[0.36269610000000002,null,0.37982480000000002]
[0.36269610000000002,null,0.37982480000000002]
[0.36269610000000002,null,0.37982480000000002]
[0.36260609999999999,null,0.37982480000000002]
[0.36260609999999999,null,0.37982480000000002]
[0.36260609999999999,null,0.37973649999999998]
[0.36260609999999999,null,0.37973649999999998]
[0.36251250000000002,null,0.37973649999999998]
[0.36251250000000002,null,0.37964389999999998]
[0.36251250000000002,null,0.37964389999999998]
[0.36242289999999999,null,0.37958130000000001]
[0.36242289999999999,null,0.37958130000000001]
[0.36242289999999999,null,0.37948880000000002]
[0.36242289999999999,null,0.37940410000000002]
[0.36233880000000002,null,0.37940410000000002]
[0.3622843,null,0.37940410000000002]
[0.3622843,null,0.37940410000000002]
[0.3622843,null,0.37940410000000002]
[0.3622843,null,0.37940410000000002]
[0.36219069999999998,null,0.37931579999999998]
[0.36219069999999998,null,0.37931579999999998]
[0.36219069999999998,null,0.37931579999999998]
[0.36219069999999998,null,0.37925320000000001]
[0.36210110000000001,null,0.37925320000000001]
[0.36210110000000001,null,0.37925320000000001]
[0.36210110000000001,null,0.37925320000000001]
[0.36201699999999998,null,0.37925320000000001]
[0.36201699999999998,null,0.37906810000000002]
[0.36196250000000002,null,0.37906810000000002]
[0.36196250000000002,null,0.37906810000000002]
[0.36187249999999999,null,0.37906810000000002]
[0.36177890000000001,null,0.37906810000000002]
[0.36177890000000001,null,0.37906810000000002]
[0.36177890000000001,null,0.37906810000000002]
[0.36177890000000001,null,0.37906810000000002]
[0.36177890000000001,null,0.37906810000000002]
[0.36168929999999999,null,0.37898340000000003]
[0.36168929999999999,null,0.37898330000000002]
[0.36168929999999999,null,0.37898330000000002]
[0.36168929999999999,null,0.37898330000000002]
[0.36168929999999999,null,0.37889509999999998]
[0.36168929999999999,null,0.37883250000000002]
[0.36168929999999999,null,0.37883250000000002]
[0.36168929999999999,null,0.37864740000000002]
[0.36160520000000002,null,0.37864740000000002]
[0.36160520000000002,null,0.37864740000000002]
[0.36160520000000002,null,0.37864740000000002]
[0.36146109999999998,null,0.37864740000000002]
[0.36146109999999998,null,0.37864740000000002]
[0.36136750000000001,null,0.37864740000000002]
[0.36136750000000001,null,0.37864740000000002]
[0.36136750000000001,null,0.37864740000000002]
[0.36136750000000001,null,0.37864740000000002]
[0.36136750000000001,null,0.37864740000000002]
[0.36127749999999997,null,0.37864740000000002]
[0.36127749999999997,null,0.3785848]
[0.36127749999999997,null,0.3785848]
[0.36127749999999997,null,0.3785848]
[0.36127749999999997,null,0.3785847]
[0.36118800000000001,null,0.3785847]
[0.36118800000000001,null,0.37849650000000001]
[0.36109439999999998,null,0.37831930000000003]
[0.36109439999999998,null,0.37831920000000002]
[0.36109439999999998,null,0.37831920000000002]
[0.36109439999999998,null,0.37831920000000002]
[0.3610102,null,0.37831920000000002]
[0.3610102,null,0.37831920000000002]
[0.3610102,null,0.37831920000000002]
[0.36095569999999999,null,0.37822670000000003]
[0.36095569999999999,null,0.37822660000000002]
[0.36095569999999999,null,0.378164]
[0.36086210000000002,null,0.378164]
[0.36086210000000002,null,0.37807580000000002]
[0.36077219999999999,null,0.37798330000000002]
[0.36077219999999999,null,0.37798330000000002]
[0.36068260000000002,null,0.37798330000000002]
[0.36068260000000002,null,0.37798330000000002]
[0.36068260000000002,null,0.37798330000000002]
[0.36068260000000002,null,0.37798330000000002]
[0.36068260000000002,null,0.37789850000000003]
[0.36054389999999997,null,0.37789850000000003]
[0.36054389999999997,null,0.37789850000000003]
[0.36054389999999997,null,0.37789850000000003]
[0.3604504,null,0.37789850000000003]
[0.3604504,null,0.37789850000000003]
[0.3604504,null,0.37774760000000002]
[0.3604504,null,0.37774760000000002]
[0.3604504,null,0.37774760000000002]
[0.3604504,null,0.37774760000000002]
[0.3604503,null,0.37774760000000002]
[0.3604503,null,0.37756250000000002]
[0.36036079999999998,null,0.37756250000000002]
[0.36036079999999998,null,0.37756250000000002]
[0.36026720000000001,null,0.37756250000000002]
[0.36026720000000001,null,0.37756250000000002]
[0.36026720000000001,null,0.37738949999999999]
[0.36026720000000001,null,0.37738949999999999]
[0.36026720000000001,null,0.37738949999999999]
[0.36017759999999999,null,0.37738949999999999]
[0.36009350000000001,null,0.37738949999999999]
[0.35994900000000002,null,0.37738949999999999]
[0.35994900000000002,null,0.37732690000000002]
[0.35994900000000002,null,0.37732690000000002]
[0.35994900000000002,null,0.37732690000000002]
[0.35994900000000002,null,0.37732690000000002]
[0.35985539999999999,null,0.37732690000000002]
[0.35985539999999999,null,0.37732690000000002]
[0.35976580000000002,null,0.37723440000000003]
[0.35976580000000002,null,0.37723440000000003]
[0.35976580000000002,null,0.37714609999999998]
[0.35976580000000002,null,0.37714609999999998]
[0.35976580000000002,null,0.37706139999999999]
[0.35976580000000002,null,0.37696879999999999]
[0.35976580000000002,null,0.37696879999999999]
[0.3596722,null,0.37696879999999999]
[0.35961769999999998,null,0.37690620000000002]
[0.35953360000000001,null,0.37690620000000002]
[0.35953360000000001,null,0.37690620000000002]
[0.35953360000000001,null,0.37690620000000002]
[0.35953360000000001,null,0.37681369999999997]
[0.35953360000000001,null,0.37681369999999997]
[0.35944399999999999,null,0.37681369999999997]
[0.35944399999999999,null,0.37672539999999999]
[0.35944399999999999,null,0.37672539999999999]
[0.35944399999999999,null,0.37672539999999999]
[0.35935040000000001,null,0.37672539999999999]
[0.35935040000000001,null,0.37672539999999999]
[0.35935040000000001,null,0.37672539999999999]
[0.35926049999999998,null,0.37672539999999999]
[0.35926049999999998,null,0.37672539999999999]
[0.35926049999999998,null,0.37672539999999999]
[0.35926049999999998,null,0.37663289999999999]
[0.35917090000000002,null,0.37654029999999999]
[0.35917090000000002,null,0.37654029999999999]
[0.35908679999999998,null,0.37654029999999999]
[0.35908679999999998,null,0.3764556]
[0.35899320000000001,null,0.37639299999999998]
[0.35899320000000001,null,0.37639299999999998]
[0.35899320000000001,null,0.37639299999999998]
[0.35899320000000001,null,0.37639299999999998]
[0.35890359999999999,null,0.37630469999999999]
[0.35890359999999999,null,0.37630469999999999]
[0.35890359999999999,null,0.37630469999999999]
[0.35884909999999998,null,0.37630469999999999]
[0.35884909999999998,null,0.37630469999999999]
[0.3587649,null,0.37630469999999999]
[0.3587649,null,0.37630469999999999]
[0.3587649,null,0.37630469999999999]
[0.3587649,null,0.37630469999999999]
[0.35867130000000003,null,0.37621640000000001]
[0.35858180000000001,null,0.37612380000000001]
[0.35849180000000003,null,0.37596869999999999]
[0.35849180000000003,null,0.375884]
[0.35849180000000003,null,0.375884]
[0.35849180000000003,null,0.375884]
[0.35849180000000003,null,0.375884]
[0.3583982,null,0.375884]
[0.3583982,null,0.375884]
[0.3583982,null,0.375884]
[0.3583982,null,0.3757915]
[0.3583982,null,0.3757915]
[0.35830830000000002,null,0.37570320000000001]
[0.3582187,null,0.37570320000000001]
[0.35816419999999999,null,0.37570320000000001]
[0.35807060000000002,null,0.37570320000000001]
[0.35798639999999998,null,0.37570320000000001]
[0.35798639999999998,null,0.37570320000000001]
[0.35798639999999998,null,0.37570320000000001]
[0.35798639999999998,null,0.37570320000000001]
[0.35798639999999998,null,0.37552600000000003]
[0.35798639999999998,null,0.3754633]
[0.35789280000000001,null,0.3754633]
[0.35789280000000001,null,0.37537510000000002]
[0.35780329999999999,null,0.37537510000000002]
[0.35780329999999999,null,0.37537510000000002]
[0.35780329999999999,null,0.37537510000000002]
[0.35780329999999999,null,0.37528250000000002]
[0.35780329999999999,null,0.37528250000000002]
[0.35770970000000002,null,0.37528250000000002]
[0.35765520000000001,null,0.37528250000000002]
[0.35765520000000001,null,0.37528250000000002]
[0.35765520000000001,null,0.37528250000000002]
[0.35756520000000003,null,0.37528250000000002]
[0.35739149999999997,null,0.37519000000000002]
[0.35739149999999997,null,0.37519000000000002]
[0.3572979,null,0.37519000000000002]
[0.3572979,null,0.37510169999999998]
[0.3572979,null,0.37510169999999998]
[0.3572979,null,0.37510169999999998]
[0.3572979,null,0.37501699999999999]
[0.3572979,null,0.37501699999999999]
[0.3572979,null,0.37501699999999999]
[0.3572979,null,0.37501699999999999]
[0.35720829999999998,null,0.37492439999999999]
[0.35720829999999998,null,0.37486180000000002]
[0.3571242,null,0.37486180000000002]
[0.3571242,null,0.37486180000000002]
[0.35703059999999998,null,0.37486180000000002]
[0.35703059999999998,null,0.37486180000000002]
[0.35697610000000002,null,0.37486180000000002]
[0.35697610000000002,null,0.37486180000000002]
[0.35697610000000002,null,0.37486180000000002]
[0.35697610000000002,null,0.37477349999999998]
[0.35688609999999998,null,0.37468879999999999]
[0.35688609999999998,null,0.37468869999999999]
[0.35688609999999998,null,0.37459619999999999]
[0.35688609999999998,null,0.37459619999999999]
[0.35688609999999998,null,0.37459619999999999]
[0.35688609999999998,null,0.37459619999999999]
[0.35688609999999998,null,0.37459619999999999]
[0.35688609999999998,null,0.37459619999999999]
[0.35679250000000001,null,0.37459619999999999]
[0.35679250000000001,null,0.37453360000000002]
[0.35665390000000002,null,0.37453360000000002]
[0.35665390000000002,null,0.37453360000000002]
[0.35665390000000002,null,0.37453360000000002]
[0.3565643,null,0.37453360000000002]
[0.35647069999999997,null,0.37453360000000002]
[0.35647069999999997,null,0.37435279999999999]
[0.35647069999999997,null,0.37435279999999999]
[0.35647069999999997,null,0.37435279999999999]
[0.35647069999999997,null,0.37435279999999999]
[0.35638110000000001,null,0.37417549999999999]
[0.35638110000000001,null,0.37417549999999999]
[0.35629119999999997,null,0.37417549999999999]
[0.356207,null,0.37417549999999999]
[0.356207,null,0.37411290000000003]
[0.35611340000000002,null,0.37411290000000003]
[0.35611340000000002,null,0.37411290000000003]
[0.35605890000000001,null,0.37411290000000003]
[0.35605890000000001,null,0.37411290000000003]
[0.35605890000000001,null,0.37411290000000003]
[0.35605890000000001,null,0.37411290000000003]
[0.35605890000000001,null,0.37402029999999997]
[0.35605890000000001,null,0.37402029999999997]
[0.35605890000000001,null,0.37402029999999997]
[0.35596529999999998,null,0.37402029999999997]
[0.35587540000000001,null,0.37402029999999997]
[0.35587540000000001,null,0.37393559999999998]
[0.35578579999999999,null,0.37384729999999999]
[0.35578579999999999,null,0.37384729999999999]
[0.35578579999999999,null,0.37384729999999999]
[0.35578579999999999,null,0.37384729999999999]
[0.35578579999999999,null,0.37384729999999999]
[0.35570160000000001,null,0.37384729999999999]
[0.35570160000000001,null,0.37384729999999999]
[0.35564709999999999,null,0.3737548]
[0.35564709999999999,null,0.3737548]
[0.35564709999999999,null,0.37369219999999997]
[0.35564709999999999,null,0.37369219999999997]
[0.35564709999999999,null,0.37369219999999997]
[0.35564709999999999,null,0.37369219999999997]
[0.35555350000000002,null,0.37360389999999999]
[0.35555350000000002,null,0.37360389999999999]
[0.355464,null,0.37360389999999999]
[0.355464,null,0.37360389999999999]
[0.355464,null,0.37360389999999999]
[0.355464,null,0.37351129999999999]
[0.35532530000000001,null,0.3734266]
[0.35532530000000001,null,0.3734266]
[0.35523529999999998,null,0.3734266]
[0.35523529999999998,null,0.3734266]
[0.35523529999999998,null,0.3733341]
[0.35523529999999998,null,0.3733341]
[0.35523529999999998,null,0.37327149999999998]
[0.35523529999999998,null,0.37327149999999998]
[0.35514180000000001,null,0.37327149999999998]
[0.3551417,null,0.37327149999999998]
[0.3551417,null,0.37318319999999999]
[0.3551417,null,0.37318319999999999]
[0.3551417,null,0.37318319999999999]
[0.35505219999999998,null,0.37318319999999999]
[0.35499770000000003,null,0.37318319999999999]
[0.35499770000000003,null,0.37318319999999999]
[0.35499770000000003,null,0.37309059999999999]
[0.35499760000000002,null,0.3729981]
[0.35499760000000002,null,0.3729981]
[0.35499760000000002,null,0.3729981]
[0.35482360000000002,null,0.3729981]
[0.35472999999999999,null,0.3729981]
[0.35472999999999999,null,0.37282510000000002]
[0.35472999999999999,null,0.37282510000000002]
[0.35472999999999999,null,0.37282510000000002]
[0.35472999999999999,null,0.3727625]
[0.35472999999999999,null,0.3727625]
[0.35472999999999999,null,0.3727625]
[0.35464040000000002,null,0.3727625]
[0.35464040000000002,null,0.3727625]
[0.35464040000000002,null,0.3727625]
[0.35458590000000001,null,0.37267]
[0.35458590000000001,null,0.37267]
[0.35458590000000001,null,0.3725774]
[0.35458590000000001,null,0.37248910000000002]
[0.35458590000000001,null,0.37248910000000002]
[0.35449229999999998,null,0.37248910000000002]
[0.35449229999999998,null,0.37248910000000002]
[0.3544081,null,0.37248910000000002]
[0.3544081,null,0.37248910000000002]
[0.3544081,null,0.37248910000000002]
[0.3544081,null,0.37240440000000002]
[0.35431820000000003,null,0.3723418]
[0.35426360000000001,null,0.3723417]
[0.35426360000000001,null,0.3723417]
[0.35426360000000001,null,0.3723417]
[0.35417409999999999,null,0.3723417]
[0.35417409999999999,null,0.3722492]
[0.35408050000000002,null,0.3722492]
[0.35408050000000002,null,0.3722492]
[0.35408050000000002,null,0.37216100000000002]
[0.35408050000000002,null,0.37216100000000002]
[0.35408050000000002,null,0.37206840000000002]
[0.35408050000000002,null,0.37198360000000003]
[0.35408050000000002,null,0.37198360000000003]
[0.3539909,null,0.37198360000000003]
[0.3539909,null,0.37198360000000003]
[0.35389730000000003,null,0.37198360000000003]
[0.35381319999999999,null,0.37198360000000003]
[0.35381319999999999,null,0.37198360000000003]
[0.35381319999999999,null,0.37198360000000003]
[0.3536687,null,0.37198360000000003]
[0.3536687,null,0.37198360000000003]
[0.3536687,null,0.37198360000000003]
[0.3536687,null,0.37198360000000003]
[0.3536687,null,0.37198360000000003]
[0.35348560000000001,null,0.37189889999999998]
[0.35348560000000001,null,0.37181059999999999]
[0.35348550000000001,null,0.3717181]
[0.35348550000000001,null,0.37165550000000003]
[0.35348550000000001,null,0.37165550000000003]
[0.35348550000000001,null,0.37165550000000003]
[0.35348550000000001,null,0.37165550000000003]
[0.35348550000000001,null,0.37165550000000003]
[0.35348550000000001,null,0.37165550000000003]
[0.35348550000000001,null,0.37165550000000003]
[0.35333740000000002,null,0.37165550000000003]
[0.35333740000000002,null,0.37165550000000003]
[0.35333740000000002,null,0.37156719999999999]
[0.35333740000000002,null,0.37147469999999999]
[0.35333740000000002,null,0.37147469999999999]
[0.35325329999999999,null,0.37147469999999999]
[0.35325329999999999,null,0.37141210000000002]
[0.35325329999999999,null,0.37141210000000002]
[0.35307379999999999,null,0.37141210000000002]
[0.35298020000000002,null,0.37141210000000002]
[0.35298020000000002,null,0.37141210000000002]
[0.35298020000000002,null,0.37132739999999997]
[0.35298020000000002,null,0.37123479999999998]
[0.35298020000000002,null,0.37123479999999998]
[0.35292560000000001,null,0.37123479999999998]
[0.35292560000000001,null,0.37123479999999998]
[0.35283209999999998,null,0.37123479999999998]
[0.35283209999999998,null,0.37108390000000002]
[0.3527479,null,0.37108390000000002]
[0.3527479,null,0.37108390000000002]
[0.35265839999999998,null,0.37108390000000002]
[0.35265839999999998,null,0.37099140000000003]
[0.35265829999999998,null,0.37099140000000003]
[0.35265829999999998,null,0.37099140000000003]
[0.35265829999999998,null,0.37099140000000003]
[0.35265829999999998,null,0.37099140000000003]
[0.35265829999999998,null,0.37099140000000003]
[0.35265829999999998,null,0.37099140000000003]
[0.35260380000000002,null,0.37090669999999998]
[0.3525102,null,0.37090669999999998]
[0.3525102,null,0.37090669999999998]
[0.3525102,null,0.37081409999999998]
[0.3525102,null,0.37081409999999998]
[0.3525102,null,0.37075150000000001]
[0.35233609999999999,null,0.37075140000000001]
[0.35233609999999999,null,0.37065890000000001]
[0.35233609999999999,null,0.37065890000000001]
[0.35224250000000001,null,0.37057069999999998]
[0.352188,null,0.37057069999999998]
[0.352188,null,0.37057069999999998]
[0.352188,null,0.37057069999999998]
[0.352188,null,0.37057069999999998]
[0.35209839999999998,null,0.37057069999999998]
[0.35209839999999998,null,0.37057069999999998]
[0.35209839999999998,null,0.37057069999999998]
[0.35209839999999998,null,0.37057069999999998]
[0.35209839999999998,null,0.37057069999999998]
[0.35209839999999998,null,0.37057069999999998]
[0.35209839999999998,null,0.37057069999999998]
[0.3520143,null,0.37048589999999998]
[0.3520143,null,0.37042330000000001]
[0.3520143,null,0.37033509999999997]
[0.3520143,null,0.37024249999999997]
[0.35192069999999998,null,0.37024249999999997]
[0.35192069999999998,null,0.37014999999999998]
[0.3518307,null,0.37014999999999998]
[0.35174119999999998,null,0.37014999999999998]
[0.35174119999999998,null,0.37014999999999998]
[0.35168670000000002,null,0.37014999999999998]
[0.35168670000000002,null,0.37014999999999998]
[0.35159309999999999,null,0.37014999999999998]
[0.35159309999999999,null,0.37014999999999998]
[0.35159309999999999,null,0.37014999999999998]
[0.35159309999999999,null,0.37014989999999998]
[0.35159309999999999,null,0.37014989999999998]
[0.35159309999999999,null,0.37014989999999998]
[0.35159309999999999,null,0.37014989999999998]
[0.35159309999999999,null,0.37014989999999998]
[0.35159309999999999,null,0.37005739999999998]
[0.35159309999999999,null,0.36997259999999998]
[0.35159309999999999,null,0.36997259999999998]
[0.3514099,null,0.3698844]
[0.35131990000000002,null,0.3698844]
[0.35131990000000002,null,0.3698843]
[0.35131990000000002,null,0.3697918]
[0.35126540000000001,null,0.36972919999999998]
[0.35126540000000001,null,0.36972919999999998]
[0.35118129999999997,null,0.36972919999999998]
[0.35118129999999997,null,0.36972919999999998]
[0.3510877,null,0.36972919999999998]
[0.3510877,null,0.36964449999999999]
[0.3510877,null,0.36964449999999999]
[0.3510877,null,0.36964449999999999]
[0.3510877,null,0.36955189999999999]
[0.3510877,null,0.36955189999999999]
[0.3510877,null,0.36955189999999999]
[0.3510877,null,0.36955189999999999]
[0.3510877,null,0.36955189999999999]
[0.35103319999999999,null,0.36955189999999999]
[0.35103319999999999,null,0.36955189999999999]
[0.35085,null,0.36955189999999999]
[0.35085,null,0.36955189999999999]
[0.35085,null,0.36940099999999998]
[0.35085,null,0.36940099999999998]
[0.35076590000000002,null,0.36930849999999998]
[0.35076590000000002,null,0.36930849999999998]
[0.35076590000000002,null,0.36930849999999998]
[0.35076590000000002,null,0.36922379999999999]
[0.35067229999999999,null,0.36922379999999999]
[0.35067229999999999,null,0.36922379999999999]
[0.35049279999999999,null,0.36922379999999999]
[0.35049279999999999,null,0.36922379999999999]
[0.35049279999999999,null,0.36922379999999999]
[0.35043819999999998,null,0.36922379999999999]
[0.35043819999999998,null,0.36916110000000002]
[0.35043819999999998,null,0.36916110000000002]
[0.35043819999999998,null,0.36916110000000002]
[0.35043819999999998,null,0.36916110000000002]
[0.35043819999999998,null,0.36916110000000002]
[0.35043819999999998,null,0.36916110000000002]
[0.35034460000000001,null,0.36907640000000003]
[0.35034460000000001,null,0.36898379999999997]
[0.35034460000000001,null,0.36898379999999997]
[0.35026049999999997,null,0.36898379999999997]
[0.35026049999999997,null,0.36898379999999997]
[0.35026049999999997,null,0.36898379999999997]
[0.35026049999999997,null,0.36898379999999997]
[0.35011639999999999,null,0.36898379999999997]
[0.35011639999999999,null,0.36889549999999999]
[0.35011639999999999,null,0.36880299999999999]
[0.35002280000000002,null,0.36874040000000002]
[0.34993289999999999,null,0.36874040000000002]
[0.34993279999999999,null,0.36874040000000002]
[0.34993279999999999,null,0.36874040000000002]
[0.34993279999999999,null,0.36865569999999998]
[0.34993279999999999,null,0.36865569999999998]
[0.34993279999999999,null,0.36865569999999998]
[0.34984870000000001,null,0.36865569999999998]
[0.34975509999999999,null,0.36865569999999998]
[0.34966550000000002,null,0.36865569999999998]
[0.34966550000000002,null,0.36865569999999998]
[0.34966550000000002,null,0.36856319999999998]
[0.34952109999999997,null,0.36847059999999998]
[0.34952109999999997,null,0.3683823]
[0.34952109999999997,null,0.3683823]
[0.34952109999999997,null,0.3683823]
[0.34952109999999997,null,0.3683823]
[0.34952109999999997,null,0.3683823]
[0.34952109999999997,null,0.3683823]
[0.34952109999999997,null,0.3683823]
[0.34952109999999997,null,0.3682976]
[0.34952100000000003,null,0.3682976]
[0.34952100000000003,null,0.3682976]
[0.34934739999999997,null,0.3682976]
[0.3492538,null,0.3682976]
[0.3492538,null,0.3682976]
[0.3492538,null,0.3682976]
[0.3492538,null,0.36820930000000002]
[0.3492538,null,0.36820930000000002]
[0.3492538,null,0.36820930000000002]
[0.34916380000000002,null,0.36814669999999999]
[0.34916380000000002,null,0.36814669999999999]
[0.34916380000000002,null,0.3680619]
[0.34901569999999998,null,0.3680619]
[0.34901569999999998,null,0.3679694]
[0.34901569999999998,null,0.3679694]
[0.34893150000000001,null,0.3679694]
[0.34884199999999999,null,0.3679694]
[0.34884199999999999,null,0.3679694]
[0.34884199999999999,null,0.3678768]
[0.34884199999999999,null,0.3678768]
[0.34884199999999999,null,0.3678768]
[0.34884199999999999,null,0.36781419999999998]
[0.34884199999999999,null,0.367726]
[0.34884199999999999,null,0.367726]
[0.34875200000000001,null,0.367726]
[0.34875200000000001,null,0.367726]
[0.34865839999999998,null,0.3676412]
[0.34865839999999998,null,0.3676412]
[0.34865839999999998,null,0.3676412]
[0.34856890000000001,null,0.3676412]
[0.34856880000000001,null,0.3676412]
[0.34856880000000001,null,0.3676412]
[0.34856880000000001,null,0.36757859999999998]
[0.34856880000000001,null,0.36757859999999998]
[0.3485143,null,0.36757859999999998]
[0.3485143,null,0.36757859999999998]
[0.34843020000000002,null,0.36749389999999998]
[0.34843020000000002,null,0.36749379999999998]
[0.34843020000000002,null,0.36749379999999998]
[0.3483366,null,0.36749379999999998]
[0.3483366,null,0.36749379999999998]
[0.3483366,null,0.36749379999999998]
[0.34824699999999997,null,0.3673131]
[0.34824699999999997,null,0.36722050000000001]
[0.34824699999999997,null,0.36722050000000001]
[0.34824699999999997,null,0.36722050000000001]
[0.34824699999999997,null,0.36715789999999998]
[0.3481571,null,0.36715789999999998]
[0.34810249999999998,null,0.36715789999999998]
[0.34800890000000001,null,0.36715789999999998]
[0.34800890000000001,null,0.36715789999999998]
[0.34792479999999998,null,0.36715789999999998]
[0.34792479999999998,null,0.36715789999999998]
[0.34792479999999998,null,0.36707309999999999]
[0.34792479999999998,null,0.36707309999999999]
[0.34792479999999998,null,0.36707309999999999]
[0.34792479999999998,null,0.36707309999999999]
[0.34792479999999998,null,0.36707309999999999]
[0.34783520000000001,null,0.36707309999999999]
[0.34774169999999999,null,0.36698049999999999]
[0.34774169999999999,null,0.36698049999999999]
[0.34774169999999999,null,0.3668923]
[0.34774169999999999,null,0.3668923]
[0.34774159999999998,null,0.3668923]
[0.34774159999999998,null,0.36673719999999999]
[0.34774159999999998,null,0.36673719999999999]
[0.34774159999999998,null,0.36673719999999999]
[0.34764810000000002,null,0.36673719999999999]
[0.34764810000000002,null,0.36665239999999999]
[0.3475935,null,0.36665239999999999]
[0.3475935,null,0.36665239999999999]
[0.34750360000000002,null,0.36665239999999999]
[0.34750360000000002,null,0.36656420000000001]
[0.34741939999999999,null,0.36656420000000001]
[0.34741939999999999,null,0.3665641]
[0.34732990000000002,null,0.3665641]
[0.34732990000000002,null,0.3665641]
[0.3472363,null,0.3665641]
[0.3472363,null,0.3665641]
[0.3472363,null,0.3665641]
[0.3472363,null,0.3665641]
[0.3472363,null,0.36650149999999998]
[0.3472363,null,0.36650149999999998]
[0.3472363,null,0.36632429999999999]
[0.3472363,null,0.36632429999999999]
[0.34714630000000002,null,0.36632429999999999]
[0.34714630000000002,null,0.36623169999999999]
[0.34714630000000002,null,0.36623169999999999]
[0.34714630000000002,null,0.36614340000000001]
[0.34714630000000002,null,0.36614340000000001]
[0.34687899999999999,null,0.36614340000000001]
[0.34687899999999999,null,0.36614340000000001]
[0.34687899999999999,null,0.36614340000000001]
[0.34682449999999998,null,0.36608079999999998]
[0.34673090000000001,null,0.36598829999999999]
[0.34673090000000001,null,0.36598829999999999]
[0.34673090000000001,null,0.36598829999999999]
[0.34673090000000001,null,0.36598829999999999]
[0.34673090000000001,null,0.36598829999999999]
[0.34664089999999997,null,0.36598829999999999]
[0.34664089999999997,null,0.36598829999999999]
[0.34664089999999997,null,0.36590349999999999]
[0.3465568,null,0.36590349999999999]
[0.3465568,null,0.36590349999999999]
[0.3465568,null,0.36590349999999999]
[0.3465568,null,0.36584090000000002]
[0.34646320000000003,null,0.36584090000000002]
[0.3463736,null,0.36575269999999999]
[0.3463736,null,0.36575269999999999]
[0.3463736,null,0.36575269999999999]
[0.34622550000000002,null,0.36575269999999999]
[0.34613559999999999,null,0.36575269999999999]
[0.34613559999999999,null,0.36575269999999999]
[0.34613559999999999,null,0.36575269999999999]
[0.34613549999999998,null,0.36575269999999999]
[0.34613549999999998,null,0.36566789999999999]
[0.34613549999999998,null,0.36566789999999999]
[0.34613549999999998,null,0.36557529999999999]
[0.34613549999999998,null,0.3654828]
[0.34613549999999998,null,0.3654828]
[0.34604200000000002,null,0.3654828]
[0.34604200000000002,null,0.3654828]
[0.3459874,null,0.36542019999999997]
[0.3458137,null,0.36542019999999997]
[0.3458137,null,0.36533199999999999]
[0.3458137,null,0.36533199999999999]
[0.3458137,null,0.36533189999999999]
[0.3458137,null,0.36533189999999999]
[0.3458137,null,0.36533189999999999]
[0.3458137,null,0.36533189999999999]
[0.3458137,null,0.36533189999999999]
[0.34572009999999997,null,0.36523939999999999]
[0.3456302,null,0.36523939999999999]
[0.3456302,null,0.36523939999999999]
[0.3456302,null,0.3651546]
[0.3456302,null,0.36509200000000003]
[0.3456302,null,0.36509200000000003]
[0.34557559999999998,null,0.36509200000000003]
[0.34557559999999998,null,0.36509200000000003]
[0.34557559999999998,null,0.36509200000000003]
[0.34557559999999998,null,0.36509200000000003]
[0.34557559999999998,null,0.36499949999999998]
[0.34548210000000001,null,0.36491119999999999]
[0.34548210000000001,null,0.36491119999999999]
[0.34539249999999999,null,0.36491119999999999]
[0.34539249999999999,null,0.36491119999999999]
[0.34521839999999998,null,0.36491119999999999]
[0.34521839999999998,null,0.36491119999999999]
[0.34521839999999998,null,0.36491119999999999]
[0.34516390000000002,null,0.36491119999999999]
[0.34516390000000002,null,0.36491119999999999]
[0.34516390000000002,null,0.36491119999999999]
[0.3450703,null,0.36491119999999999]
[0.3450703,null,0.36484860000000002]
[0.3450703,null,0.36467559999999999]
[0.3450703,null,0.36467559999999999]
[0.3450703,null,0.36467559999999999]
[0.3450703,null,0.36467559999999999]
[0.34498069999999997,null,0.36467559999999999]
[0.34498069999999997,null,0.36458309999999999]
[0.34489069999999999,null,0.36458309999999999]
[0.34489069999999999,null,0.36458309999999999]
[0.34479710000000002,null,0.36458309999999999]
[0.34479710000000002,null,0.3644905]
[0.34479710000000002,null,0.3644058]
[0.34479710000000002,null,0.3644058]
[0.34465849999999998,null,0.36431750000000002]
[0.34465849999999998,null,0.36431750000000002]
[0.34465849999999998,null,0.36425489999999999]
[0.34465849999999998,null,0.36425489999999999]
[0.34465849999999998,null,0.36425489999999999]
[0.34465849999999998,null,0.36425489999999999]
[0.34465849999999998,null,0.36425489999999999]
[0.34465849999999998,null,0.36425489999999999]
[0.34465849999999998,null,0.36425489999999999]
[0.34461170000000002,null,0.36425489999999999]
[0.34447489999999997,null,0.36425489999999999]
[0.34438540000000001,null,0.36419230000000002]
[0.34438540000000001,null,0.36419230000000002]
[0.34433079999999999,null,0.36419230000000002]
[0.34433079999999999,null,0.36409970000000003]
[0.34433079999999999,null,0.36409970000000003]
[0.34433079999999999,null,0.36401499999999998]
[0.34433079999999999,null,0.36401499999999998]
[0.34424670000000002,null,0.36392669999999999]
[0.34424670000000002,null,0.36392669999999999]
[0.34424670000000002,null,0.36392669999999999]
[0.34424670000000002,null,0.3638342]
[0.34424670000000002,null,0.36383409999999999]
[0.34424670000000002,null,0.36377150000000003]
[0.34424670000000002,null,0.36377150000000003]
[0.34415309999999999,null,0.36377150000000003]
[0.34406310000000001,null,0.36377150000000003]
[0.34406310000000001,null,0.36377150000000003]
[0.34406310000000001,null,0.36367899999999997]
[0.34406310000000001,null,0.36367899999999997]
[0.34406310000000001,null,0.36359429999999998]
[0.34406310000000001,null,0.36359429999999998]
[0.34406310000000001,null,0.36359429999999998]
[0.34406310000000001,null,0.36359429999999998]
[0.34396949999999998,null,0.36359429999999998]
[0.34388000000000002,null,0.36359429999999998]
[0.34388000000000002,null,0.363506]
[0.34388000000000002,null,0.363506]
[0.34382550000000001,null,0.363506]
[0.34374130000000003,null,0.363506]
[0.34374130000000003,null,0.363506]
[0.34374130000000003,null,0.363506]
[0.34374130000000003,null,0.36344340000000003]
[0.34365129999999999,null,0.36344340000000003]
[0.34365129999999999,null,0.36344340000000003]
[0.34365129999999999,null,0.36344340000000003]
[0.34365129999999999,null,0.36344340000000003]
[0.34365129999999999,null,0.36335089999999998]
[0.34355780000000002,null,0.36335089999999998]
[0.34355780000000002,null,0.36328830000000001]
[0.34355780000000002,null,0.36328830000000001]
[0.34355780000000002,null,0.36320350000000001]
[0.34355780000000002,null,0.36320350000000001]
[0.34355770000000002,null,0.36311090000000001]
[0.34355770000000002,null,0.36311090000000001]
[0.34347359999999999,null,0.36311090000000001]
[0.34347359999999999,null,0.36311090000000001]
[0.34347359999999999,null,0.36311090000000001]
[0.34338400000000002,null,0.36311090000000001]
[0.34332950000000001,null,0.36311090000000001]
[0.34332950000000001,null,0.36311090000000001]
[0.34323589999999998,null,0.36311090000000001]
[0.34323589999999998,null,0.36311090000000001]
[0.34323589999999998,null,0.36304829999999999]
[0.34314600000000001,null,0.36296010000000001]
[0.34314600000000001,null,0.36296010000000001]
[0.34314600000000001,null,0.36296010000000001]
[0.34314600000000001,null,0.36296010000000001]
[0.34314600000000001,null,0.36296010000000001]
[0.34314600000000001,null,0.36287530000000001]
[0.34300730000000001,null,0.36287530000000001]
[0.34300730000000001,null,0.36278280000000002]
[0.34291369999999999,null,0.36278280000000002]
[0.34291369999999999,null,0.36278280000000002]
[0.34282370000000001,null,0.36278280000000002]
[0.34282370000000001,null,0.36278280000000002]
[0.34273419999999999,null,0.36278280000000002]
[0.34273419999999999,null,0.36278280000000002]
[0.34273419999999999,null,0.36272019999999999]
[0.34273419999999999,null,0.36272019999999999]
[0.34273419999999999,null,0.36272019999999999]
[0.34273419999999999,null,0.36263190000000001]
[0.3425861,null,0.36263190000000001]
[0.3425861,null,0.36253930000000001]
[0.3425861,null,0.36253930000000001]
[0.34249610000000003,null,0.36253930000000001]
[0.34249610000000003,null,0.36253930000000001]
[0.3424065,null,0.36253930000000001]
[0.3424065,null,0.36245460000000002]
[0.3424065,null,0.36245460000000002]
[0.3424065,null,0.36245460000000002]
[0.3424065,null,0.36245460000000002]
[0.34232240000000003,null,0.36245460000000002]
[0.34232240000000003,null,0.36245460000000002]
[0.3422288,null,0.36236210000000002]
[0.3422288,null,0.36236210000000002]
[0.3422288,null,0.3622995]
[0.34213919999999998,null,0.3622995]
[0.3420493,null,0.3622995]
[0.3420493,null,0.3622995]
[0.3420493,null,0.3622995]
[0.3420493,null,0.3622995]
[0.3420493,null,0.36221120000000001]
[0.3420493,null,0.36221120000000001]
[0.34196510000000002,null,0.36221120000000001]
[0.34187149999999999,null,0.36212650000000002]
[0.34187149999999999,null,0.36203390000000002]
[0.34181699999999998,null,0.36203390000000002]
[0.34181699999999998,null,0.3619713]
[0.34181699999999998,null,0.3619713]
[0.34181699999999998,null,0.36197119999999999]
[0.34181699999999998,null,0.36197119999999999]
[0.34181699999999998,null,0.36188300000000001]
[0.3415493,null,0.36188300000000001]
[0.34145979999999998,null,0.36188300000000001]
[0.34145979999999998,null,0.36188300000000001]
[0.34145979999999998,null,0.36188300000000001]
[0.34145979999999998,null,0.36188300000000001]
[0.34145979999999998,null,0.36170570000000002]
[0.34145979999999998,null,0.36170570000000002]
[0.34145969999999998,null,0.36170570000000002]
[0.3413756,null,0.36170570000000002]
[0.3413756,null,0.36170570000000002]
[0.3413756,null,0.36170570000000002]
[0.34132109999999999,null,0.36170570000000002]
[0.34132109999999999,null,0.36152489999999998]
[0.34132109999999999,null,0.36152489999999998]
[0.34132109999999999,null,0.36146230000000001]
[0.34122750000000002,null,0.36146230000000001]
[0.34122750000000002,null,0.36146230000000001]
[0.34122750000000002,null,0.36146230000000001]
[0.34122750000000002,null,0.36146230000000001]
[0.34113749999999998,null,0.36146230000000001]
[0.34096379999999998,null,0.36146230000000001]
[0.34096379999999998,null,0.36146230000000001]
[0.34096379999999998,null,0.36146230000000001]
[0.34096379999999998,null,0.36146230000000001]
[0.34096379999999998,null,0.36139959999999999]
[0.34087020000000001,null,0.36131489999999999]
[0.34087020000000001,null,0.36131489999999999]
[0.34087020000000001,null,0.36131489999999999]
[0.34087020000000001,null,0.36131489999999999]
[0.34087020000000001,null,0.36131489999999999]
[0.34087020000000001,null,0.36131489999999999]
[0.34087020000000001,null,0.36131489999999999]
[0.34078029999999998,null,0.36122660000000001]
[0.34078029999999998,null,0.36113410000000001]
[0.34068670000000001,null,0.36104150000000002]
[0.34063209999999999,null,0.36097889999999999]
[0.34054800000000002,null,0.36097889999999999]
[0.34045839999999999,null,0.36097889999999999]
[0.34045839999999999,null,0.36097889999999999]
[0.34045839999999999,null,0.36097889999999999]
[0.34045839999999999,null,0.36097889999999999]
[0.34045839999999999,null,0.3608942]
[0.34045839999999999,null,0.3608942]
[0.34036850000000002,null,0.3608942]
[0.34027489999999999,null,0.3608942]
[0.34022039999999998,null,0.3608942]
[0.34022039999999998,null,0.3608942]
[0.34022039999999998,null,0.3608942]
[0.34022039999999998,null,0.3608942]
[0.3401362,null,0.3608942]
[0.3401362,null,0.3608942]
[0.3401362,null,0.36083159999999997]
[0.3401362,null,0.36083159999999997]
[0.34004669999999998,null,0.36083159999999997]
[0.34004669999999998,null,0.36074329999999999]
[0.34004669999999998,null,0.36074329999999999]
[0.34004659999999998,null,0.36074329999999999]
[0.33995310000000001,null,0.36065079999999999]
[0.33986309999999997,null,0.36065079999999999]
[0.33986309999999997,null,0.36065079999999999]
[0.33986309999999997,null,0.36065079999999999]
[0.339779,null,0.3605582]
[0.339779,null,0.3605582]
[0.339779,null,0.3604735]
[0.339779,null,0.3604735]
[0.339779,null,0.3604735]
[0.339779,null,0.3604735]
[0.339779,null,0.36041079999999998]
[0.339779,null,0.36041079999999998]
[0.33963080000000001,null,0.36041079999999998]
[0.33963080000000001,null,0.36041079999999998]
[0.33954129999999999,null,0.36041079999999998]
[0.33954129999999999,null,0.36041079999999998]
[0.33954129999999999,null,0.36041079999999998]
[0.33945710000000001,null,0.36041079999999998]
[0.33945710000000001,null,0.36041079999999998]
[0.33936719999999998,null,0.36032259999999999]
[0.33936719999999998,null,0.36032259999999999]
[0.33936719999999998,null,0.36032259999999999]
[0.33936719999999998,null,0.36032259999999999]
[0.33936719999999998,null,0.36032259999999999]
[0.33927360000000001,null,0.3602301]
[0.33927360000000001,null,0.3601453]
[0.33927360000000001,null,0.3600527]
[0.33927360000000001,null,0.3600527]
[0.33927360000000001,null,0.3600527]
[0.33927360000000001,null,0.3600527]
[0.33927360000000001,null,0.3600527]
[0.33927360000000001,null,0.3600527]
[0.33927360000000001,null,0.3600527]
[0.33909990000000001,null,0.3600527]
[0.33900989999999998,null,0.3600527]
[0.33900989999999998,null,0.3599019]
[0.33900989999999998,null,0.3599019]
[0.33886179999999999,null,0.3599019]
[0.33886179999999999,null,0.3599019]
[0.33886179999999999,null,0.35990179999999999]
[0.33886179999999999,null,0.35990179999999999]
[0.33886179999999999,null,0.35990179999999999]
[0.33886179999999999,null,0.35990179999999999]
[0.33886179999999999,null,0.35990179999999999]
[0.33886179999999999,null,0.35990179999999999]
[0.33886179999999999,null,0.35990179999999999]
[0.33886179999999999,null,0.35990179999999999]
[0.33868809999999999,null,0.3597168]
[0.33859810000000001,null,0.3597168]
[0.33859810000000001,null,0.3597168]
[0.33859810000000001,null,0.35963200000000001]
[0.33859810000000001,null,0.35963200000000001]
[0.33859810000000001,null,0.35956939999999998]
[0.33850449999999999,null,0.35956939999999998]
[0.33850449999999999,null,0.35956939999999998]
[0.33850449999999999,null,0.35956939999999998]
[0.33850449999999999,null,0.3594811]
[0.33850449999999999,null,0.3594811]
[0.33844999999999997,null,0.3594811]
[0.33844999999999997,null,0.3594811]
[0.33844999999999997,null,0.3594811]
[0.33840520000000002,null,0.3594811]
[0.33827629999999997,null,0.3594811]
[0.33827629999999997,null,0.3593886]
[0.33827629999999997,null,0.3593886]
[0.33827629999999997,null,0.359296]
[0.3381863,null,0.35921130000000001]
[0.3381863,null,0.35921130000000001]
[0.3381863,null,0.35921130000000001]
[0.33809270000000002,null,0.35921130000000001]
[0.33809270000000002,null,0.35921130000000001]
[0.33809270000000002,null,0.35921130000000001]
[0.33809270000000002,null,0.35921130000000001]
[0.33809270000000002,null,0.35921130000000001]
[0.33809270000000002,null,0.35921130000000001]
[0.33809270000000002,null,0.35914869999999999]
[0.33800859999999999,null,0.35914869999999999]
[0.33800859999999999,null,0.35914869999999999]
[0.33800859999999999,null,0.35914869999999999]
[0.3378255,null,0.35914869999999999]
[0.3378254,null,0.3590604]
[0.33777089999999999,null,0.3590604]
[0.33777089999999999,null,0.3590604]
[0.33768100000000001,null,0.3590604]
[0.33768100000000001,null,0.35896790000000001]
[0.33768100000000001,null,0.35896790000000001]
[0.33768090000000001,null,0.35888320000000001]
[0.33758739999999998,null,0.35888320000000001]
[0.33758739999999998,null,0.35888310000000001]
[0.33758739999999998,null,0.35888310000000001]
[0.33758739999999998,null,0.35879060000000002]
[0.3374974,null,0.35870229999999997]
[0.33727220000000002,null,0.35870229999999997]
[0.33723009999999998,null,0.35870229999999997]
[0.33723009999999998,null,0.35863970000000001]
[0.33723009999999998,null,0.35863970000000001]
[0.33723009999999998,null,0.35863970000000001]
[0.33717560000000002,null,0.35863970000000001]
[0.33717560000000002,null,0.35863970000000001]
[0.33717560000000002,null,0.35863970000000001]
[0.33717560000000002,null,0.35863970000000001]
[0.33717560000000002,null,0.35863970000000001]
[0.33717560000000002,null,0.35863970000000001]
[0.33717560000000002,null,0.35863970000000001]
[0.33717560000000002,null,0.35854720000000001]
[0.33694740000000001,null,0.35854720000000001]
[0.33681830000000001,null,0.35854720000000001]
[0.33681830000000001,null,0.35854720000000001]
[0.33681830000000001,null,0.35846240000000001]
[0.33681830000000001,null,0.35839979999999999]
[0.33681830000000001,null,0.35831160000000001]
[0.33681830000000001,null,0.35831160000000001]
[0.33681830000000001,null,0.3583115]
[0.33681830000000001,null,0.3583115]
[0.33672829999999998,null,0.3583115]
[0.33655059999999998,null,0.3583115]
[0.33646110000000001,null,0.3583115]
[0.33646110000000001,null,0.3583115]
[0.3364065,null,0.35821900000000001]
[0.3364065,null,0.35821900000000001]
[0.3364065,null,0.35821900000000001]
[0.33631290000000003,null,0.35821900000000001]
[0.33631290000000003,null,0.35821900000000001]
[0.33631290000000003,null,0.35815629999999998]
[0.33631290000000003,null,0.35815629999999998]
[0.33631290000000003,null,0.35806379999999999]
[0.33631290000000003,null,0.35797909999999999]
[0.33631290000000003,null,0.35797909999999999]
[0.33631290000000003,null,0.35797909999999999]
[0.33631290000000003,null,0.35797909999999999]
[0.33631290000000003,null,0.35797909999999999]
[0.33631290000000003,null,0.35797909999999999]
[0.33631290000000003,null,0.35797909999999999]
[0.33622879999999999,null,0.35789080000000001]
[0.33613520000000002,null,0.35789080000000001]
[0.33595570000000002,null,0.35782819999999999]
[0.33595570000000002,null,0.35774349999999999]
[0.33595570000000002,null,0.35774349999999999]
[0.33590120000000001,null,0.35774349999999999]
[0.33581699999999998,null,0.35774349999999999]
[0.33581699999999998,null,0.35774349999999999]
[0.33581699999999998,null,0.35774349999999999]
[0.33581699999999998,null,0.35765089999999999]
[0.33581699999999998,null,0.35765089999999999]
[0.33572340000000001,null,0.35765089999999999]
[0.33572340000000001,null,0.35765089999999999]
[0.33572340000000001,null,0.35765089999999999]
[0.33572340000000001,null,0.35758830000000003]
[0.33572340000000001,null,0.35758820000000002]
[0.33572340000000001,null,0.35758820000000002]
[0.33572340000000001,null,0.35749999999999998]
[0.33563379999999998,null,0.35741519999999999]
[0.33554970000000001,null,0.35741519999999999]
[0.33554970000000001,null,0.35741519999999999]
[0.33545970000000003,null,0.35741519999999999]
[0.33545970000000003,null,0.35735260000000002]
[0.33545970000000003,null,0.35735260000000002]
[0.33531159999999999,null,0.35735260000000002]
[0.33531159999999999,null,0.35726010000000002]
[0.33531159999999999,null,0.35726010000000002]
[0.33531159999999999,null,0.35726010000000002]
[0.33531159999999999,null,0.35726010000000002]
[0.33531159999999999,null,0.35726010000000002]
[0.33531159999999999,null,0.35726010000000002]
[0.33531159999999999,null,0.35726010000000002]
[0.33531159999999999,null,0.35726010000000002]
[0.33531159999999999,null,0.35726010000000002]
[0.33512809999999998,null,0.35726010000000002]
[0.33504390000000001,null,0.35726010000000002]
[0.33495439999999999,null,0.35726010000000002]
[0.33495439999999999,null,0.3571975]
[0.33495439999999999,null,0.3571049]
[0.33495439999999999,null,0.35701240000000001]
[0.33495439999999999,null,0.35701240000000001]
[0.33495439999999999,null,0.35701240000000001]
[0.33486440000000001,null,0.35701240000000001]
[0.33477079999999998,null,0.35701240000000001]
[0.33471630000000002,null,0.35692410000000002]
[0.33471630000000002,null,0.35692410000000002]
[0.33471630000000002,null,0.35683939999999997]
[0.33471630000000002,null,0.35677680000000001]
[0.33454260000000002,null,0.35677680000000001]
[0.33454260000000002,null,0.35677680000000001]
[0.33454260000000002,null,0.35668430000000001]
[0.334449,null,0.35668430000000001]
[0.334449,null,0.35668430000000001]
[0.334449,null,0.35668430000000001]
[0.33433180000000001,null,0.35668430000000001]
[0.3343045,null,0.35668430000000001]
[0.3343045,null,0.35668430000000001]
[0.3343045,null,0.35668430000000001]
[0.3343045,null,0.35662169999999999]
[0.3343045,null,0.35662169999999999]
[0.3343045,null,0.35662159999999998]
[0.33421089999999998,null,0.35662159999999998]
[0.33412130000000001,null,0.35652909999999999]
[0.33412130000000001,null,0.35635610000000001]
[0.33403719999999998,null,0.35635610000000001]
[0.33403719999999998,null,0.35635610000000001]
[0.3339472,null,0.35635610000000001]
[0.3339472,null,0.35635610000000001]
[0.3339472,null,0.35635610000000001]
[0.3339472,null,0.35635610000000001]
[0.33385359999999997,null,0.35635610000000001]
[0.33379910000000002,null,0.35635600000000001]
[0.33379910000000002,null,0.35635600000000001]
[0.33371499999999998,null,0.35635600000000001]
[0.33371499999999998,null,0.35635600000000001]
[0.33371499999999998,null,0.35629339999999998]
[0.33362140000000001,null,0.35620869999999999]
[0.33362140000000001,null,0.35620869999999999]
[0.33362140000000001,null,0.35620869999999999]
[0.33362140000000001,null,0.3561204]
[0.33362140000000001,null,0.3561204]
[0.3335669,null,0.35602790000000001]
[0.33329370000000003,null,0.35602790000000001]
[0.33329370000000003,null,0.35602790000000001]
[0.33329370000000003,null,0.35602790000000001]
[0.33320959999999999,null,0.35602790000000001]
[0.33320959999999999,null,0.35593530000000001]
[0.33320959999999999,null,0.35593530000000001]
[0.33320959999999999,null,0.35593530000000001]
[0.33311600000000002,null,0.35587269999999999]
[0.33311600000000002,null,0.35587269999999999]
[0.33311600000000002,null,0.35587269999999999]
[0.33297149999999998,null,0.35587269999999999]
[0.33297149999999998,null,0.35587269999999999]
[0.33297149999999998,null,0.35578799999999999]
[0.3328874,null,0.35578799999999999]
[0.3328874,null,0.35578799999999999]
[0.3328874,null,0.35578799999999999]
[0.3328874,null,0.35578799999999999]
[0.33279379999999997,null,0.3556955]
[0.33279379999999997,null,0.3556955]
[0.33270420000000001,null,0.3556955]
[0.33270420000000001,null,0.3556955]
[0.33270420000000001,null,0.3556955]
[0.33261059999999998,null,0.35554459999999999]
[0.33261059999999998,null,0.35554459999999999]
[0.33261059999999998,null,0.35554459999999999]
[0.33261059999999998,null,0.35554459999999999]
[0.3325207,null,0.35554459999999999]
[0.33246609999999999,null,0.35554459999999999]
[0.33246609999999999,null,0.35554459999999999]
[0.33246609999999999,null,0.35554459999999999]
[0.33246609999999999,null,0.35545199999999999]
[0.33238200000000001,null,0.35538940000000002]
[0.33228839999999998,null,0.35538940000000002]
[0.33228839999999998,null,0.35530460000000003]
[0.33219880000000002,null,0.35530460000000003]
[0.33219880000000002,null,0.35530460000000003]
[0.33219880000000002,null,0.35530460000000003]
[0.33219880000000002,null,0.35521209999999998]
[0.33210529999999999,null,0.35521209999999998]
[0.33210519999999999,null,0.35521209999999998]
[0.33201530000000001,null,0.35521209999999998]
[0.33193109999999998,null,0.35521209999999998]
[0.33193109999999998,null,0.35521209999999998]
[0.33193109999999998,null,0.35514950000000001]
[0.33183760000000001,null,0.35514950000000001]
[0.33183760000000001,null,0.35514950000000001]
[0.33183760000000001,null,0.35514950000000001]
[0.33183760000000001,null,0.35514950000000001]
[0.33183750000000001,null,0.35514950000000001]
[0.33183750000000001,null,0.35506120000000002]
[0.33174799999999999,null,0.35506120000000002]
[0.33157029999999998,null,0.35506120000000002]
[0.33148030000000001,null,0.35496870000000003]
[0.33148030000000001,null,0.35496870000000003]
[0.33148030000000001,null,0.35496870000000003]
[0.33148030000000001,null,0.35496870000000003]
[0.33148030000000001,null,0.3549061]
[0.33142579999999999,null,0.3549061]
[0.33142579999999999,null,0.35482140000000001]
[0.33142579999999999,null,0.35482140000000001]
[0.33124799999999999,null,0.35482140000000001]
[0.33124799999999999,null,0.35472880000000001]
[0.33124799999999999,null,0.35472880000000001]
[0.33124799999999999,null,0.35472880000000001]
[0.33124799999999999,null,0.35472880000000001]
[0.33115810000000001,null,0.35472880000000001]
[0.33097490000000002,null,0.35472880000000001]
[0.33097490000000002,null,0.35472880000000001]
[0.3309204,null,0.35454799999999997]
[0.3309204,null,0.35440070000000001]
[0.33083630000000003,null,0.35440070000000001]
[0.33083630000000003,null,0.35440070000000001]
[0.33083620000000002,null,0.35440060000000001]
[0.33083620000000002,null,0.35440060000000001]
[0.33083620000000002,null,0.35440060000000001]
[0.3307427,null,0.35440060000000001]
[0.3307427,null,0.35440060000000001]
[0.3307427,null,0.35440060000000001]
[0.33056859999999999,null,0.35440060000000001]
[0.33056849999999999,null,0.35440060000000001]
[0.33056849999999999,null,0.35440060000000001]
[0.33047500000000002,null,0.35440060000000001]
[0.33047500000000002,null,0.35440060000000001]
[0.3303854,null,0.35431590000000002]
[0.3303854,null,0.35431590000000002]
[0.3303854,null,0.3541608]
[0.3303854,null,0.3541608]
[0.33033089999999998,null,0.3541608]
[0.33023730000000001,null,0.3540682]
[0.33023730000000001,null,0.35397990000000001]
[0.33015309999999998,null,0.35397990000000001]
[0.3300632,null,0.35397990000000001]
[0.3300632,null,0.35397990000000001]
[0.3300632,null,0.35397990000000001]
[0.3300632,null,0.35397990000000001]
[0.3300632,null,0.35397990000000001]
[0.3300632,null,0.35397990000000001]
[0.32991510000000002,null,0.35397990000000001]
[0.32991510000000002,null,0.35391729999999999]
[0.32991510000000002,null,0.35391729999999999]
[0.32982549999999999,null,0.35382479999999999]
[0.32982549999999999,null,0.35382479999999999]
[0.32982549999999999,null,0.3537401]
[0.32982549999999999,null,0.35365180000000002]
[0.32974140000000002,null,0.35365180000000002]
[0.32974140000000002,null,0.35365180000000002]
[0.32965139999999998,null,0.35365180000000002]
[0.32965139999999998,null,0.35365180000000002]
[0.32965139999999998,null,0.35365180000000002]
[0.32955780000000001,null,0.35355920000000002]
[0.32955780000000001,null,0.35355920000000002]
[0.32955780000000001,null,0.35355920000000002]
[0.32955780000000001,null,0.35355920000000002]
[0.32955780000000001,null,0.35355920000000002]
[0.32955780000000001,null,0.35355920000000002]
[0.32955780000000001,null,0.35355920000000002]
[0.32955780000000001,null,0.35349659999999999]
[0.32955780000000001,null,0.35349659999999999]
[0.32931969999999999,null,0.3534041]
[0.32931969999999999,null,0.3533193]
[0.32931969999999999,null,0.3533193]
[0.32931969999999999,null,0.3533193]
[0.32923560000000002,null,0.3533193]
[0.32923560000000002,null,0.3533193]
[0.32923560000000002,null,0.3533193]
[0.32923560000000002,null,0.3533193]
[0.32923560000000002,null,0.3533193]
[0.32905240000000002,null,0.35325669999999998]
[0.32905240000000002,null,0.35325669999999998]
[0.32905240000000002,null,0.35316839999999999]
[0.32896829999999999,null,0.35316839999999999]
[0.32896829999999999,null,0.35316839999999999]
[0.32891379999999998,null,0.35316839999999999]
[0.32891379999999998,null,0.3530759]
[0.32891369999999998,null,0.3530759]
[0.32873019999999997,null,0.3529911]
[0.32873019999999997,null,0.3529911]
[0.32873019999999997,null,0.35289860000000001]
[0.3286461,null,0.35283599999999998]
[0.3286461,null,0.35283599999999998]
[0.32855250000000003,null,0.35283599999999998]
[0.32855250000000003,null,0.35283599999999998]
[0.32855250000000003,null,0.35283599999999998]
[0.32840839999999999,null,0.35283599999999998]
[0.32831480000000002,null,0.35283599999999998]
[0.32822479999999998,null,0.35283599999999998]
[0.32822479999999998,null,0.35283599999999998]
[0.32822479999999998,null,0.35283599999999998]
[0.32822479999999998,null,0.3527477]
[0.32804709999999998,null,0.3527477]
[0.32804709999999998,null,0.3527477]
[0.32804709999999998,null,0.3527477]
[0.32804709999999998,null,0.3527477]
[0.32804709999999998,null,0.35268509999999997]
[0.32804709999999998,null,0.35268509999999997]
[0.32804709999999998,null,0.35268509999999997]
[0.327903,null,0.35268509999999997]
[0.32780939999999997,null,0.35250779999999998]
[0.32780939999999997,null,0.35241529999999999]
[0.32780939999999997,null,0.35241529999999999]
[0.32780939999999997,null,0.35241529999999999]
[0.32771939999999999,null,0.35241529999999999]
[0.32771939999999999,null,0.35241529999999999]
[0.32763530000000002,null,0.35241529999999999]
[0.32763530000000002,null,0.35241529999999999]
[0.32763530000000002,null,0.35241529999999999]
[0.32754169999999999,null,0.35241529999999999]
[0.32754169999999999,null,0.35233049999999999]
[0.32754169999999999,null,0.35233049999999999]
[0.32754169999999999,null,0.35233049999999999]
[0.32745170000000001,null,0.35224230000000001]
[0.32745170000000001,null,0.35224230000000001]
[0.32736759999999998,null,0.35217959999999998]
[0.32736759999999998,null,0.35217959999999998]
[0.32727400000000001,null,0.35217959999999998]
[0.32718439999999999,null,0.35217959999999998]
[0.32718439999999999,null,0.35217959999999998]
[0.32704,null,0.35208709999999999]
[0.32695580000000002,null,0.35208709999999999]
[0.32695580000000002,null,0.35208709999999999]
[0.32695580000000002,null,0.35208709999999999]
[0.32695580000000002,null,0.35199449999999999]
[0.32686219999999999,null,0.35199449999999999]
[0.32686219999999999,null,0.35193190000000002]
[0.32686219999999999,null,0.35193190000000002]
[0.32677270000000003,null,0.35193190000000002]
[0.32677270000000003,null,0.35193190000000002]
[0.32677270000000003,null,0.35193190000000002]
[0.32671810000000001,null,0.35193190000000002]
[0.32662449999999998,null,0.35193190000000002]
[0.32645039999999997,null,0.35193190000000002]
[0.32645039999999997,null,0.35184720000000003]
[0.32645039999999997,null,0.35175889999999999]
[0.32645039999999997,null,0.35175889999999999]
[0.32645039999999997,null,0.35175889999999999]
[0.3263568,null,0.35175889999999999]
[0.3263568,null,0.35175889999999999]
[0.3263568,null,0.35175889999999999]
[0.32627270000000003,null,0.35160380000000002]
[0.32627270000000003,null,0.35160380000000002]
[0.3261831,null,0.35160380000000002]
[0.3261831,null,0.35160380000000002]
[0.3261831,null,0.35160380000000002]
[0.32609320000000003,null,0.35160380000000002]
[0.3259996,null,0.35160380000000002]
[0.3259996,null,0.35160380000000002]
[0.32586090000000001,null,0.35151549999999998]
[0.32586090000000001,null,0.35151549999999998]
[0.32586090000000001,null,0.35151549999999998]
[0.32586090000000001,null,0.35142289999999998]
[0.32586090000000001,null,0.35133819999999999]
[0.32586090000000001,null,0.35133819999999999]
[0.32586090000000001,null,0.35133819999999999]
[0.32586090000000001,null,0.35133819999999999]
[0.32586090000000001,null,0.35133819999999999]
[0.32586090000000001,null,0.35133819999999999]
[0.32567780000000002,null,0.35133819999999999]
[0.32567780000000002,null,0.35133819999999999]
[0.32558779999999998,null,0.35127560000000002]
[0.32550370000000001,null,0.35127560000000002]
[0.32541009999999998,null,0.35127560000000002]
[0.32541009999999998,null,0.35127560000000002]
[0.32541009999999998,null,0.35127560000000002]
[0.32541009999999998,null,0.35127560000000002]
[0.32535550000000002,null,0.35121289999999999]
[0.32535550000000002,null,0.3511204]
[0.32517200000000002,null,0.35103220000000002]
[0.32508779999999998,null,0.35103220000000002]
[0.32508779999999998,null,0.35093960000000002]
[0.32508779999999998,null,0.35093960000000002]
[0.32508779999999998,null,0.35093960000000002]
[0.32499430000000001,null,0.35085490000000003]
[0.32499430000000001,null,0.35085490000000003]
[0.32490469999999999,null,0.35085490000000003]
[0.32481470000000001,null,0.35085480000000002]
[0.32481470000000001,null,0.35085480000000002]
[0.32481470000000001,null,0.35085480000000002]
[0.32473059999999998,null,0.3507922]
[0.32473059999999998,null,0.3507922]
[0.3245825,null,0.3507922]
[0.3245825,null,0.3506997]
[0.3245825,null,0.3506997]
[0.3245825,null,0.3506997]
[0.32449289999999997,null,0.3506997]
[0.32449289999999997,null,0.3506997]
[0.3244088,null,0.3506997]
[0.32431880000000002,null,0.3506997]
[0.32431880000000002,null,0.3506997]
[0.32431880000000002,null,0.3506997]
[0.32431880000000002,null,0.3506997]
[0.32422519999999999,null,0.35061500000000001]
[0.32422519999999999,null,0.35043410000000003]
[0.32422519999999999,null,0.35043410000000003]
[0.32422519999999999,null,0.35043410000000003]
[0.32417069999999998,null,0.35043410000000003]
[0.3240807,null,0.35043410000000003]
[0.3240807,null,0.3503715]
[0.3240807,null,0.3503715]
[0.32398709999999997,null,0.3503715]
[0.32398709999999997,null,0.3503715]
[0.323903,null,0.3503715]
[0.323903,null,0.3503715]
[0.32381339999999997,null,0.35027900000000001]
[0.32381339999999997,null,0.35027900000000001]
[0.32381339999999997,null,0.35027900000000001]
[0.32381339999999997,null,0.35027900000000001]
[0.32381339999999997,null,0.35021639999999998]
[0.32381339999999997,null,0.35021639999999998]
[0.32363930000000002,null,0.35013159999999999]
[0.32363930000000002,null,0.35013159999999999]
[0.32363930000000002,null,0.35013159999999999]
[0.32349119999999998,null,0.35013159999999999]
[0.32349119999999998,null,0.35013159999999999]
[0.32349119999999998,null,0.35013159999999999]
[0.32340160000000001,null,0.35013159999999999]
[0.32330799999999998,null,0.3500434]
[0.32330799999999998,null,0.3500434]
[0.32330799999999998,null,0.34995080000000001]
[0.3231694,null,0.34995080000000001]
[0.3231694,null,0.34995080000000001]
[0.3231694,null,0.34985830000000001]
[0.3231694,null,0.34979569999999999]
[0.3231694,null,0.34979569999999999]
[0.32308520000000002,null,0.34979569999999999]
[0.32308520000000002,null,0.34979569999999999]
[0.32299159999999999,null,0.34979569999999999]
[0.32290170000000001,null,0.34971089999999999]
[0.32290170000000001,null,0.34971089999999999]
[0.32290170000000001,null,0.34971089999999999]
[0.32281749999999998,null,0.34971089999999999]
[0.32281749999999998,null,0.34971089999999999]
[0.32281749999999998,null,0.34971089999999999]
[0.32272800000000001,null,0.34962270000000001]
[0.32263439999999999,null,0.34962270000000001]
[0.32263439999999999,null,0.34962260000000001]
[0.3224899,null,0.34962260000000001]
[0.3224899,null,0.34955999999999998]
[0.3224899,null,0.34955999999999998]
[0.3224899,null,0.34955999999999998]
[0.3224899,null,0.34955999999999998]
[0.3224899,null,0.34955999999999998]
[0.3223104,null,0.34955999999999998]
[0.32221680000000003,null,0.34955999999999998]
[0.32213259999999999,null,0.34947529999999999]
[0.32213259999999999,null,0.34947529999999999]
[0.32213259999999999,null,0.34947529999999999]
[0.32207809999999998,null,0.34938269999999999]
[0.32207809999999998,null,0.34938269999999999]
[0.321994,null,0.3492902]
[0.321994,null,0.3492902]
[0.321994,null,0.3492902]
[0.32190400000000002,null,0.3492902]
[0.3218104,null,0.3492902]
[0.32172079999999997,null,0.3492902]
[0.32172079999999997,null,0.34922760000000003]
[0.32172079999999997,null,0.34922760000000003]
[0.32158219999999998,null,0.34922760000000003]
[0.32148860000000001,null,0.34913929999999999]
[0.32148860000000001,null,0.34913929999999999]
[0.32148860000000001,null,0.34913929999999999]
[0.32139499999999999,null,0.34913929999999999]
[0.32139499999999999,null,0.34905459999999999]
[0.32139499999999999,null,0.3489621]
[0.32139499999999999,null,0.3489621]
[0.32131080000000001,null,0.3489621]
[0.32122129999999999,null,0.3489621]
[0.32113130000000001,null,0.3489621]
[0.32113130000000001,null,0.3489621]
[0.32113130000000001,null,0.3489621]
[0.32095360000000001,null,0.34896199999999999]
[0.32095360000000001,null,0.34896199999999999]
[0.32095360000000001,null,0.34881119999999999]
[0.32095360000000001,null,0.34881119999999999]
[0.32080550000000002,null,0.34871869999999999]
[0.32071549999999999,null,0.34862609999999999]
[0.32071549999999999,null,0.34862609999999999]
[0.32071549999999999,null,0.34862609999999999]
[0.32063140000000001,null,0.3485413]
[0.32054179999999999,null,0.3485413]
[0.32054179999999999,null,0.3485413]
[0.32054179999999999,null,0.3485413]
[0.32054179999999999,null,0.3485413]
[0.32054179999999999,null,0.3485413]
[0.32044820000000002,null,0.3485413]
[0.32036409999999998,null,0.3485413]
[0.32027410000000001,null,0.3485413]
[0.32027410000000001,null,0.3485413]
[0.32027410000000001,null,0.3485413]
[0.32018999999999997,null,0.34845310000000002]
[0.32004589999999999,null,0.34845310000000002]
[0.32004589999999999,null,0.348298]
[0.31995230000000002,null,0.34829789999999999]
[0.31986229999999999,null,0.34829789999999999]
[0.31986229999999999,null,0.3482132]
[0.31986229999999999,null,0.3482132]
[0.31986229999999999,null,0.3482132]
[0.31986229999999999,null,0.3482132]
[0.31977230000000001,null,0.3482132]
[0.31977230000000001,null,0.3482132]
[0.31977230000000001,null,0.3482132]
[0.31954009999999999,null,0.3482132]
[0.31954009999999999,null,0.3482132]
[0.31954009999999999,null,0.3482132]
[0.31954009999999999,null,0.3482132]
[0.31954009999999999,null,0.34815059999999998]
[0.31954009999999999,null,0.34796549999999998]
[0.31945050000000003,null,0.3478772]
[0.31945050000000003,null,0.3478772]
[0.31936639999999999,null,0.3478772]
[0.31936639999999999,null,0.3477925]
[0.31936639999999999,null,0.3477925]
[0.31927640000000002,null,0.3477925]
[0.31927640000000002,null,0.3477925]
[0.31927640000000002,null,0.3477925]
[0.3190442,null,0.3477925]
[0.3190442,null,0.3477925]
[0.31895459999999998,null,0.3477925]
[0.31895459999999998,null,0.3477925]
[0.31895459999999998,null,0.3477925]
[0.31895459999999998,null,0.3477925]
[0.3188646,null,0.3477925]
[0.3188646,null,0.34772989999999998]
[0.3188646,null,0.34763739999999999]
[0.31877100000000003,null,0.34763739999999999]
[0.31877100000000003,null,0.34763739999999999]
[0.31877100000000003,null,0.34763729999999998]
[0.31868150000000001,null,0.34755259999999999]
[0.31862689999999999,null,0.34755259999999999]
[0.31853340000000002,null,0.34755259999999999]
[0.31844339999999999,null,0.34745999999999999]
[0.31835930000000001,null,0.34745999999999999]
[0.31835930000000001,null,0.34737180000000001]
[0.31835930000000001,null,0.34737180000000001]
[0.31835920000000001,null,0.34737180000000001]
[0.31826569999999998,null,0.34737180000000001]
[0.31817570000000001,null,0.34737180000000001]
[0.31817570000000001,null,0.34737180000000001]
[0.31809159999999997,null,0.34730909999999998]
[0.317998,null,0.34721659999999999]
[0.31790800000000002,null,0.34721659999999999]
[0.3178184,null,0.34721659999999999]
[0.31776389999999999,null,0.34721659999999999]
[0.31776389999999999,null,0.34721659999999999]
[0.31776389999999999,null,0.34721659999999999]
[0.31767030000000002,null,0.34721659999999999]
[0.31767030000000002,null,0.34721659999999999]
[0.31767030000000002,null,0.34721659999999999]
[0.31767030000000002,null,0.34715400000000002]
[0.31767030000000002,null,0.34715400000000002]
[0.31767030000000002,null,0.34715400000000002]
[0.31767030000000002,null,0.34706930000000003]
[0.31740259999999998,null,0.34706930000000003]
[0.31731310000000001,null,0.34706930000000003]
[0.31731310000000001,null,0.34697670000000003]
[0.31731300000000001,null,0.34697670000000003]
[0.31716490000000003,null,0.34697670000000003]
[0.3170808,null,0.34697670000000003]
[0.3170808,null,0.34697670000000003]
[0.3170808,null,0.34688419999999998]
[0.3170808,null,0.34688419999999998]
[0.3170808,null,0.34688419999999998]
[0.3170808,null,0.34679589999999999]
[0.31698720000000002,null,0.34679589999999999]
[0.31689719999999999,null,0.34679589999999999]
[0.31689719999999999,null,0.34679589999999999]
[0.31681310000000001,null,0.34673330000000002]
[0.31681310000000001,null,0.34664850000000003]
[0.31681310000000001,null,0.34664850000000003]
[0.31671949999999999,null,0.34664850000000003]
[0.31671949999999999,null,0.34664850000000003]
[0.31671949999999999,null,0.34664850000000003]
[0.31671949999999999,null,0.34664850000000003]
[0.31654539999999998,null,0.34664850000000003]
[0.31630770000000002,null,0.34655589999999997]
[0.31630770000000002,null,0.34655589999999997]
[0.31630770000000002,null,0.34655589999999997]
[0.3162141,null,0.34655589999999997]
[0.3162141,null,0.34646339999999998]
[0.3162141,null,0.34646339999999998]
[0.3162141,null,0.34640080000000001]
[0.3162141,null,0.34640080000000001]
[0.31613000000000002,null,0.34640080000000001]
[0.31594680000000003,null,0.34640080000000001]
[0.31594680000000003,null,0.34631260000000003]
[0.31589230000000001,null,0.34631260000000003]
[0.31580229999999998,null,0.34631260000000003]
[0.31580229999999998,null,0.34631260000000003]
[0.31580229999999998,null,0.34622779999999997]
[0.31580229999999998,null,0.34622779999999997]
[0.31570880000000001,null,0.34622779999999997]
[0.31562459999999998,null,0.34622779999999997]
[0.31562459999999998,null,0.34622779999999997]
[0.31562459999999998,null,0.34607260000000001]
[0.31562459999999998,null,0.34607260000000001]
[0.3155405,null,0.34598010000000001]
[0.31545050000000002,null,0.34598010000000001]
[0.31545050000000002,null,0.34598010000000001]
[0.31545050000000002,null,0.34598010000000001]
[0.31530639999999999,null,0.34598010000000001]
[0.31530639999999999,null,0.34598010000000001]
[0.31530639999999999,null,0.34598010000000001]
[0.31530639999999999,null,0.34598010000000001]
[0.31530639999999999,null,0.34598010000000001]
[0.31512289999999998,null,0.34598010000000001]
[0.3150387,null,0.34598010000000001]
[0.31494919999999998,null,0.34589180000000003]
[0.31494919999999998,null,0.34589180000000003]
[0.31494919999999998,null,0.34589180000000003]
[0.31494919999999998,null,0.34589180000000003]
[0.31494909999999998,null,0.34579929999999998]
[0.31494909999999998,null,0.34565200000000001]
[0.31485560000000001,null,0.34565200000000001]
[0.31476559999999998,null,0.34565200000000001]
[0.31471110000000002,null,0.34565200000000001]
[0.31462689999999999,null,0.34555940000000002]
[0.31462689999999999,null,0.34555940000000002]
[0.31462689999999999,null,0.34555940000000002]
[0.31462689999999999,null,0.34555940000000002]
[0.31462689999999999,null,0.34555940000000002]
[0.31453330000000002,null,0.34555940000000002]
[0.31435380000000002,null,0.34555940000000002]
[0.31435380000000002,null,0.34555940000000002]
[0.31426019999999999,null,0.34555940000000002]
[0.31426019999999999,null,0.34546690000000002]
[0.31426019999999999,null,0.34537859999999998]
[0.31426019999999999,null,0.34537859999999998]
[0.31417610000000001,null,0.34537859999999998]
[0.31403160000000002,null,0.34537859999999998]
[0.31403160000000002,null,0.34537859999999998]
[0.31393799999999999,null,0.34537859999999998]
[0.31384840000000003,null,0.34537859999999998]
[0.31384840000000003,null,0.34523120000000002]
[0.3137548,null,0.34523120000000002]
[0.3137548,null,0.34523120000000002]
[0.3135713,null,0.34513870000000002]
[0.31348710000000002,null,0.34504620000000003]
[0.31348710000000002,null,0.34504620000000003]
[0.31348710000000002,null,0.34504620000000003]
[0.31339359999999999,null,0.34504610000000002]
[0.31321949999999998,null,0.34504610000000002]
[0.31321949999999998,null,0.34504610000000002]
[0.31321949999999998,null,0.34504610000000002]
[0.31321939999999998,null,0.34504610000000002]
[0.31321939999999998,null,0.34504610000000002]
[0.31321939999999998,null,0.34504610000000002]
[0.31312590000000001,null,0.3449835]
[0.3128918,null,0.3449835]
[0.31271409999999999,null,0.34489530000000002]
[0.31271409999999999,null,0.34489530000000002]
[0.31271409999999999,null,0.34489530000000002]
[0.31271409999999999,null,0.34480280000000002]
[0.31271409999999999,null,0.34480280000000002]
[0.31271409999999999,null,0.34480280000000002]
[0.31262050000000002,null,0.34462540000000003]
[0.31262050000000002,null,0.34462540000000003]
[0.31253049999999999,null,0.34462540000000003]
[0.31244090000000002,null,0.34462540000000003]
[0.31238640000000001,null,0.34462540000000003]
[0.31238640000000001,null,0.34462540000000003]
[0.31238640000000001,null,0.34462540000000003]
[0.31238640000000001,null,0.34462540000000003]
[0.31229279999999998,null,0.34462540000000003]
[0.31220870000000001,null,0.3445628]
[0.31220870000000001,null,0.3445628]
[0.31211909999999998,null,0.3445628]
[0.31211909999999998,null,0.3445628]
[0.31202550000000001,null,0.3445628]
[0.31202550000000001,null,0.34447030000000001]
[0.31202550000000001,null,0.34447030000000001]
[0.31202550000000001,null,0.34447030000000001]
[0.31193559999999998,null,0.34447030000000001]
[0.31184600000000001,null,0.34438560000000001]
[0.31175239999999999,null,0.34432289999999999]
[0.31166830000000001,null,0.34432289999999999]
[0.31152380000000002,null,0.34432289999999999]
[0.31152380000000002,null,0.34432289999999999]
[0.31152380000000002,null,0.34432289999999999]
[0.31152380000000002,null,0.3442347]
[0.31152380000000002,null,0.3442347]
[0.31152380000000002,null,0.34414220000000001]
[0.31143019999999999,null,0.34414220000000001]
[0.31134610000000001,null,0.34414220000000001]
[0.31125649999999999,null,0.34414220000000001]
[0.31125649999999999,null,0.34404960000000001]
[0.31116650000000001,null,0.34404960000000001]
[0.31116650000000001,null,0.34404960000000001]
[0.31116650000000001,null,0.34404960000000001]
[0.31116650000000001,null,0.34396480000000001]
[0.31116650000000001,null,0.34396480000000001]
[0.31107289999999999,null,0.34387230000000002]
[0.31097930000000001,null,0.3438097]
[0.31097930000000001,null,0.3438097]
[0.31089519999999998,null,0.3438097]
[0.31080560000000002,null,0.3438097]
[0.31066110000000002,null,0.3438097]
[0.31066110000000002,null,0.3438097]
[0.31066110000000002,null,0.3438097]
[0.31066110000000002,null,0.3438097]
[0.31066110000000002,null,0.3438097]
[0.31066110000000002,null,0.34372140000000001]
[0.31066110000000002,null,0.34372140000000001]
[0.3105675,null,0.34372140000000001]
[0.3105675,null,0.34362890000000001]
[0.3105675,null,0.34362890000000001]
[0.31029440000000003,null,0.34362890000000001]
[0.31021029999999999,null,0.34362890000000001]
[0.31015579999999998,null,0.34356629999999999]
[0.31015579999999998,null,0.343389]
[0.31015579999999998,null,0.343389]
[0.3100658,null,0.343389]
[0.3100658,null,0.343389]
[0.30997219999999998,null,0.343389]
[0.3098881,null,0.343389]
[0.30979849999999998,null,0.343389]
[0.30979849999999998,null,0.343389]
[0.3097085,null,0.3432965]
[0.3097085,null,0.34320820000000002]
[0.3097085,null,0.34320820000000002]
[0.30962440000000002,null,0.34320820000000002]
[0.30962440000000002,null,0.34320820000000002]
[0.30962440000000002,null,0.34320820000000002]
[0.30947989999999997,null,0.34320820000000002]
[0.3093863,null,0.34320820000000002]
[0.30929669999999998,null,0.34312350000000003]
[0.30929669999999998,null,0.34312350000000003]
[0.30920310000000001,null,0.3430608]
[0.30911899999999998,null,0.3430608]
[0.30911899999999998,null,0.3430608]
[0.30911899999999998,null,0.3430608]
[0.309029,null,0.34288000000000002]
[0.309029,null,0.34288000000000002]
[0.309029,null,0.34288000000000002]
[0.30893949999999998,null,0.34288000000000002]
[0.30884590000000001,null,0.34288000000000002]
[0.30879139999999999,null,0.34278750000000002]
[0.30879139999999999,null,0.34278750000000002]
[0.30869780000000002,null,0.34278750000000002]
[0.30869780000000002,null,0.34278750000000002]
[0.3086082,null,0.34270270000000003]
[0.3086082,null,0.34270270000000003]
[0.3086082,null,0.34270270000000003]
[0.3084305,null,0.34270270000000003]
[0.3084305,null,0.34261449999999999]
[0.3084305,null,0.34261449999999999]
[0.3084305,null,0.34261449999999999]
[0.30834050000000002,null,0.34255190000000002]
[0.30834050000000002,null,0.34245940000000002]
[0.30815740000000003,null,0.34245940000000002]
[0.30810280000000001,null,0.34245940000000002]
[0.30810280000000001,null,0.34236680000000003]
[0.30792910000000001,null,0.34236680000000003]
[0.30783549999999998,null,0.34236680000000003]
[0.30783549999999998,null,0.34228199999999998]
[0.30783549999999998,null,0.34228199999999998]
[0.30783549999999998,null,0.34228199999999998]
[0.30783549999999998,null,0.34228199999999998]
[0.30783549999999998,null,0.34228199999999998]
[0.30765199999999998,null,0.34228199999999998]
[0.30765199999999998,null,0.34228199999999998]
[0.30756240000000001,null,0.34213110000000002]
[0.3075079,null,0.34213110000000002]
[0.3075079,null,0.34213110000000002]
[0.30741429999999997,null,0.34213110000000002]
[0.30741429999999997,null,0.34213110000000002]
[0.30741429999999997,null,0.34213110000000002]
[0.3073302,null,0.34203860000000003]
[0.30724020000000002,null,0.34203860000000003]
[0.30724020000000002,null,0.34203860000000003]
[0.30709209999999998,null,0.34203860000000003]
[0.30709209999999998,null,0.34203860000000003]
[0.30691249999999998,null,0.34203860000000003]
[0.30691249999999998,null,0.34195389999999998]
[0.30691249999999998,null,0.34195389999999998]
[0.30691249999999998,null,0.34195389999999998]
[0.30685800000000002,null,0.34195389999999998]
[0.30677389999999999,null,0.34189130000000001]
[0.30677389999999999,null,0.34189130000000001]
[0.30659069999999999,null,0.34179870000000001]
[0.30659069999999999,null,0.34171390000000001]
[0.30659069999999999,null,0.34171390000000001]
[0.30659069999999999,null,0.34171390000000001]
[0.30659069999999999,null,0.34171390000000001]
[0.30659069999999999,null,0.34171390000000001]
[0.30649710000000002,null,0.34162140000000002]
[0.30649710000000002,null,0.34162140000000002]
[0.3064076,null,0.34153319999999998]
[0.30626310000000001,null,0.34153319999999998]
[0.30626310000000001,null,0.34153319999999998]
[0.30626310000000001,null,0.34153319999999998]
[0.3060853,null,0.34147050000000001]
[0.3060853,null,0.34147050000000001]
[0.30599579999999998,null,0.34147050000000001]
[0.30599579999999998,null,0.34147050000000001]
[0.30590580000000001,null,0.34147050000000001]
[0.30581219999999998,null,0.34147050000000001]
[0.30581219999999998,null,0.34138580000000002]
[0.30581219999999998,null,0.34120070000000002]
[0.30581219999999998,null,0.34120070000000002]
[0.30567359999999999,null,0.34120070000000002]
[0.30558360000000001,null,0.34104980000000001]
[0.30549399999999999,null,0.34104980000000001]
[0.30549399999999999,null,0.34104980000000001]
[0.30540040000000002,null,0.34104980000000001]
[0.30531629999999998,null,0.34104980000000001]
[0.30531629999999998,null,0.34104980000000001]
[0.30531629999999998,null,0.34104980000000001]
[0.30513679999999999,null,0.34104980000000001]
[0.30513679999999999,null,0.34104980000000001]
[0.30513679999999999,null,0.34104980000000001]
[0.30508220000000003,null,0.34104980000000001]
[0.3049886,null,0.34096510000000002]
[0.3049886,null,0.34096510000000002]
[0.3049886,null,0.34096510000000002]
[0.3049886,null,0.34096510000000002]
[0.30490450000000002,null,0.34087260000000003]
[0.30490450000000002,null,0.34078429999999998]
[0.30472090000000002,null,0.34078429999999998]
[0.30472090000000002,null,0.34078429999999998]
[0.3046314,null,0.34072170000000002]
[0.30457689999999998,null,0.34072170000000002]
[0.30457689999999998,null,0.34072170000000002]
[0.30448330000000001,null,0.34054440000000002]
[0.30438969999999999,null,0.34054440000000002]
[0.30438969999999999,null,0.34054440000000002]
[0.30429610000000001,null,0.34045189999999997]
[0.30429610000000001,null,0.34045189999999997]
[0.30421189999999998,null,0.34045180000000003]
[0.30397790000000002,null,0.34045180000000003]
[0.30397790000000002,null,0.34045180000000003]
[0.30397790000000002,null,0.34045180000000003]
[0.30397790000000002,null,0.34045180000000003]
[0.30397790000000002,null,0.34045180000000003]
[0.3038843,null,0.34045180000000003]
[0.30380020000000002,null,0.34045180000000003]
[0.30380020000000002,null,0.34045180000000003]
[0.3037106,null,0.34030100000000002]
[0.3037106,null,0.34030100000000002]
[0.3035311,null,0.34030100000000002]
[0.3035311,null,0.34020840000000002]
[0.3035311,null,0.34020840000000002]
[0.30343750000000003,null,0.34011590000000003]
[0.30335329999999999,null,0.34011590000000003]
[0.30335329999999999,null,0.34011590000000003]
[0.30335329999999999,null,0.34011590000000003]
[0.30326379999999997,null,0.34003109999999998]
[0.30326379999999997,null,0.34003109999999998]
[0.30317379999999999,null,0.34003109999999998]
[0.30311929999999998,null,0.33994289999999999]
[0.30311929999999998,null,0.33994289999999999]
[0.30302570000000001,null,0.33994289999999999]
[0.30302570000000001,null,0.33994289999999999]
[0.30302570000000001,null,0.33988020000000002]
[0.30294149999999997,null,0.33988020000000002]
[0.30276199999999998,null,0.33978770000000003]
[0.30261389999999999,null,0.33978770000000003]
[0.30261389999999999,null,0.33978770000000003]
[0.30261389999999999,null,0.33978770000000003]
[0.30252390000000001,null,0.33978770000000003]
[0.30252390000000001,null,0.33978770000000003]
[0.30252390000000001,null,0.33978770000000003]
[0.30252390000000001,null,0.33961039999999998]
[0.30234080000000002,null,0.33952209999999999]
[0.30234080000000002,null,0.33952209999999999]
[0.30225079999999999,null,0.33952209999999999]
[0.30225079999999999,null,0.33952209999999999]
[0.30216670000000001,null,0.33952209999999999]
[0.30216670000000001,null,0.3394296]
[0.30201860000000003,null,0.3394296]
[0.30192859999999999,null,0.3394296]
[0.30192859999999999,null,0.3394296]
[0.30183900000000002,null,0.3394296]
[0.30183900000000002,null,0.3394296]
[0.3017454,null,0.33936699999999997]
[0.3017454,null,0.33936699999999997]
[0.30166130000000002,null,0.33936699999999997]
[0.30166130000000002,null,0.33936699999999997]
[0.30151679999999997,null,0.33936699999999997]
[0.30151679999999997,null,0.33936699999999997]
[0.30134309999999997,null,0.33936699999999997]
[0.30134309999999997,null,0.33936699999999997]
[0.30134309999999997,null,0.33928229999999998]
[0.3012495,null,0.33928229999999998]
[0.3012495,null,0.33928229999999998]
[0.30115989999999998,null,0.339194]
[0.30115989999999998,null,0.339194]
[0.30115989999999998,null,0.339194]
[0.3010758,null,0.3391015]
[0.30098219999999998,null,0.3391015]
[0.30098219999999998,null,0.33903889999999998]
[0.30074810000000002,null,0.33903889999999998]
[0.30074810000000002,null,0.33894629999999998]
[0.30074810000000002,null,0.33894629999999998]
[0.30074810000000002,null,0.33894629999999998]
[0.30074810000000002,null,0.33894629999999998]
[0.30057400000000001,null,0.33894629999999998]
[0.30048039999999998,null,0.33886149999999998]
[0.30048039999999998,null,0.33886149999999998]
[0.30048039999999998,null,0.33886149999999998]
[0.30048039999999998,null,0.3387733]
[0.30042590000000002,null,0.3387733]
[0.30042590000000002,null,0.3387733]
[0.30034179999999999,null,0.33871069999999998]
[0.30025220000000002,null,0.33871069999999998]
[0.3001586,null,0.33871069999999998]
[0.3001586,null,0.33871069999999998]
[0.3001586,null,0.33871069999999998]
[0.3001586,null,0.33861819999999998]
[0.30006870000000002,null,0.33861819999999998]
[0.30006870000000002,null,0.33852989999999999]
[0.30006860000000002,null,0.33852989999999999]
[0.2999791,null,0.33852989999999999]
[0.29988550000000003,null,0.33852989999999999]
[0.29988550000000003,null,0.33828999999999998]
[0.29971140000000002,null,0.33828989999999998]
[0.29971140000000002,null,0.33828989999999998]
[0.29971140000000002,null,0.33828989999999998]
[0.29962179999999999,null,0.33828989999999998]
[0.29956729999999998,null,0.33828989999999998]
[0.29956729999999998,null,0.33828989999999998]
[0.29956729999999998,null,0.33828989999999998]
[0.2994773,null,0.33828989999999998]
[0.29938369999999997,null,0.33819739999999998]
[0.29938369999999997,null,0.33819739999999998]
[0.29938369999999997,null,0.33819739999999998]
[0.29938369999999997,null,0.33819739999999998]
[0.29938369999999997,null,0.33819739999999998]
[0.29920600000000003,null,0.33805010000000002]
[0.29906189999999999,null,0.33805010000000002]
[0.29906189999999999,null,0.33795750000000002]
[0.29906189999999999,null,0.33786919999999998]
[0.29906189999999999,null,0.33786919999999998]
[0.29897200000000002,null,0.33786919999999998]
[0.29888239999999999,null,0.33786919999999998]
[0.29888239999999999,null,0.33786919999999998]
[0.29888239999999999,null,0.33786919999999998]
[0.29888239999999999,null,0.33786919999999998]
[0.29879240000000001,null,0.33786919999999998]
[0.29870829999999998,null,0.33786919999999998]
[0.2985602,null,0.33772190000000002]
[0.29847059999999997,null,0.33762940000000002]
[0.29847059999999997,null,0.33762940000000002]
[0.29847059999999997,null,0.33762930000000002]
[0.2983865,null,0.33762930000000002]
[0.2983865,null,0.33762930000000002]
[0.29820289999999999,null,0.33762930000000002]
[0.29811330000000003,null,0.33762930000000002]
[0.29805880000000001,null,0.33762930000000002]
[0.29805880000000001,null,0.33762930000000002]
[0.29788110000000001,null,0.33762930000000002]
[0.29788110000000001,null,0.33762930000000002]
[0.29788110000000001,null,0.33754109999999998]
[0.29770160000000001,null,0.33744849999999998]
[0.29770160000000001,null,0.33735599999999999]
[0.29770160000000001,null,0.33729340000000002]
[0.29764699999999999,null,0.33729340000000002]
[0.29764699999999999,null,0.33729340000000002]
[0.29764699999999999,null,0.33720860000000002]
[0.29764699999999999,null,0.33720860000000002]
[0.2974733,null,0.33720860000000002]
[0.29728979999999999,null,0.33720860000000002]
[0.29728979999999999,null,0.33720860000000002]
[0.29728979999999999,null,0.33720860000000002]
[0.29728979999999999,null,0.33720860000000002]
[0.29728979999999999,null,0.33720860000000002]
[0.29728979999999999,null,0.33720860000000002]
[0.29719620000000002,null,0.33711600000000003]
[0.29711199999999999,null,0.33702349999999998]
[0.2969675,null,0.33702349999999998]
[0.2969675,null,0.33702349999999998]
[0.2969675,null,0.33702349999999998]
[0.2969675,null,0.33702349999999998]
[0.29687390000000002,null,0.33696090000000001]
[0.29687390000000002,null,0.33696090000000001]
[0.2967844,null,0.33696090000000001]
[0.2967844,null,0.33687260000000002]
[0.29669440000000002,null,0.33678010000000003]
[0.29669440000000002,null,0.33678010000000003]
[0.29646220000000001,null,0.33669529999999998]
[0.29646220000000001,null,0.33669529999999998]
[0.29646220000000001,null,0.33669529999999998]
[0.29646220000000001,null,0.33669529999999998]
[0.29646220000000001,null,0.33669529999999998]
[0.29637219999999997,null,0.33669529999999998]
[0.29628260000000001,null,0.33669529999999998]
[0.2961049,null,0.33669529999999998]
[0.2961049,null,0.33669529999999998]
[0.29605039999999999,null,0.33669529999999998]
[0.29605039999999999,null,0.33669529999999998]
[0.29596080000000002,null,0.33660279999999998]
[0.29596080000000002,null,0.33660279999999998]
[0.2958672,null,0.3364298]
[0.29577730000000002,null,0.33636719999999998]
[0.29577720000000002,null,0.33636719999999998]
[0.29569309999999999,null,0.33636719999999998]
[0.29569309999999999,null,0.33627459999999998]
[0.29563859999999997,null,0.33627459999999998]
[0.29563859999999997,null,0.33627459999999998]
[0.29563859999999997,null,0.33627459999999998]
[0.29563859999999997,null,0.33618209999999998]
[0.29528130000000002,null,0.33618209999999998]
[0.29528130000000002,null,0.33618209999999998]
[0.29528130000000002,null,0.33618209999999998]
[0.29528130000000002,null,0.33618209999999998]
[0.29528130000000002,null,0.3360938]
[0.29528130000000002,null,0.3360938]
[0.2951917,null,0.3360012]
[0.29513719999999999,null,0.33593859999999998]
[0.29504360000000002,null,0.33593859999999998]
[0.29495949999999999,null,0.33593859999999998]
[0.29486950000000001,null,0.33585389999999998]
[0.29486950000000001,null,0.33585389999999998]
[0.29486950000000001,null,0.33585389999999998]
[0.29486950000000001,null,0.33585389999999998]
[0.29486950000000001,null,0.33585389999999998]
[0.29477999999999999,null,0.33585389999999998]
[0.29477999999999999,null,0.33585389999999998]
[0.29477999999999999,null,0.33585379999999998]
[0.2946319,null,0.33576129999999998]
[0.2946319,null,0.33576129999999998]
[0.2946318,null,0.33566879999999999]
[0.2946318,null,0.33566879999999999]
[0.29445769999999999,null,0.33566879999999999]
[0.29436820000000002,null,0.33566879999999999]
[0.29436820000000002,null,0.33560610000000002]
[0.2942746,null,0.33560610000000002]
[0.29419050000000002,null,0.33560610000000002]
[0.29413590000000001,null,0.33552140000000003]
[0.29413590000000001,null,0.33552140000000003]
[0.29413590000000001,null,0.33543309999999998]
[0.29413590000000001,null,0.33543309999999998]
[0.29413590000000001,null,0.33534059999999999]
[0.29395280000000001,null,0.33534059999999999]
[0.29386859999999998,null,0.33534059999999999]
[0.2937787,null,0.33524799999999999]
[0.29372409999999999,null,0.33524799999999999]
[0.29364000000000001,null,0.33524799999999999]
[0.29364000000000001,null,0.33518540000000002]
[0.29364000000000001,null,0.33518540000000002]
[0.29354999999999998,null,0.33518540000000002]
[0.29346050000000001,null,0.33518540000000002]
[0.29346050000000001,null,0.33518540000000002]
[0.29346050000000001,null,0.33509290000000003]
[0.29336689999999999,null,0.33509290000000003]
[0.29336689999999999,null,0.33509290000000003]
[0.29336689999999999,null,0.33500819999999998]
[0.29336689999999999,null,0.33500819999999998]
[0.29318909999999998,null,0.33500819999999998]
[0.2930992,null,0.33500819999999998]
[0.29295110000000002,null,0.33494550000000001]
[0.29295110000000002,null,0.33494550000000001]
[0.2928615,null,0.33485300000000001]
[0.2928615,null,0.33476470000000003]
[0.2928615,null,0.33476470000000003]
[0.29276790000000003,null,0.33476470000000003]
[0.29267789999999999,null,0.33476470000000003]
[0.29267789999999999,null,0.33476470000000003]
[0.29267789999999999,null,0.33476470000000003]
[0.29259380000000001,null,0.33467989999999997]
[0.29259380000000001,null,0.33458739999999998]
[0.29259380000000001,null,0.33458739999999998]
[0.29250419999999999,null,0.33458739999999998]
[0.29244969999999998,null,0.33458739999999998]
[0.29244969999999998,null,0.33458739999999998]
[0.29226619999999998,null,0.33458739999999998]
[0.29217660000000001,null,0.33458739999999998]
[0.29217660000000001,null,0.33458739999999998]
[0.29209239999999997,null,0.33458739999999998]
[0.29209239999999997,null,0.33458739999999998]
[0.2920083,null,0.33452480000000001]
[0.29191470000000003,null,0.33452480000000001]
[0.29186020000000001,null,0.33443230000000002]
[0.29186020000000001,null,0.33443230000000002]
[0.29186020000000001,null,0.33443230000000002]
[0.29186020000000001,null,0.33434409999999998]
[0.29186020000000001,null,0.33425149999999998]
[0.29186020000000001,null,0.33425149999999998]
[0.29167700000000002,null,0.33416669999999998]
[0.29158709999999999,null,0.33416669999999998]
[0.29158709999999999,null,0.33416669999999998]
[0.29150290000000001,null,0.33416669999999998]
[0.29150290000000001,null,0.33410410000000001]
[0.29150290000000001,null,0.33410410000000001]
[0.29150290000000001,null,0.33410410000000001]
[0.29135879999999997,null,0.33410410000000001]
[0.2912652,null,0.33410410000000001]
[0.2912652,null,0.33410410000000001]
[0.29117530000000003,null,0.33410410000000001]
[0.29117530000000003,null,0.33401160000000002]
[0.2910817,null,0.33392680000000002]
[0.2910817,null,0.33392680000000002]
[0.2910817,null,0.33392680000000002]
[0.2910817,null,0.33392680000000002]
[0.29098810000000003,null,0.33392680000000002]
[0.29098810000000003,null,0.3338642]
[0.29084939999999998,null,0.3338642]
[0.29075990000000002,null,0.33377600000000002]
[0.29066629999999999,null,0.33377600000000002]
[0.29066629999999999,null,0.33368340000000002]
[0.29066629999999999,null,0.33368340000000002]
[0.29057630000000001,null,0.33359860000000002]
[0.29057630000000001,null,0.33350610000000003]
[0.29057630000000001,null,0.33350610000000003]
[0.29048269999999998,null,0.33350610000000003]
[0.29039320000000002,null,0.33350610000000003]
[0.29039320000000002,null,0.33350610000000003]
[0.29039320000000002,null,0.33350610000000003]
[0.29030319999999998,null,0.33350610000000003]
[0.29030319999999998,null,0.33350610000000003]
[0.29030319999999998,null,0.33350610000000003]
[0.2901551,null,0.3334435]
[0.2901551,null,0.33335880000000001]
[0.2899814,null,0.33335880000000001]
[0.2899814,null,0.33335880000000001]
[0.2899814,null,0.33326620000000001]
[0.2899814,null,0.33326620000000001]
[0.28988779999999997,null,0.33317370000000002]
[0.28970820000000003,null,0.33317370000000002]
[0.2896241,null,0.33317370000000002]
[0.2896241,null,0.33317370000000002]
[0.2896241,null,0.33317370000000002]
[0.2896241,null,0.33308539999999998]
[0.28953050000000002,null,0.33299289999999998]
[0.28953050000000002,null,0.33299289999999998]
[0.28947600000000001,null,0.33299289999999998]
[0.28939179999999998,null,0.33299289999999998]
[0.2893019,null,0.33299289999999998]
[0.2893019,null,0.33284550000000002]
[0.2893019,null,0.33284550000000002]
[0.2893019,null,0.33284550000000002]
[0.28911870000000001,null,0.33284550000000002]
[0.28911870000000001,null,0.33284550000000002]
[0.28911870000000001,null,0.33284550000000002]
[0.28906419999999999,null,0.33284550000000002]
[0.28889009999999998,null,0.33284550000000002]
[0.28889009999999998,null,0.33284550000000002]
[0.288746,null,0.33284550000000002]
[0.288746,null,0.33284550000000002]
[0.28865239999999998,null,0.33275290000000002]
[0.28865239999999998,null,0.33260210000000001]
[0.28865239999999998,null,0.33260210000000001]
[0.2885624,null,0.33260210000000001]
[0.2885624,null,0.33260210000000001]
[0.2885624,null,0.33260210000000001]
[0.28846889999999997,null,0.33260210000000001]
[0.28829110000000002,null,0.33260210000000001]
[0.28823660000000001,null,0.33260210000000001]
[0.28814699999999999,null,0.33250950000000001]
[0.28814699999999999,null,0.33250950000000001]
[0.28814699999999999,null,0.33242480000000002]
[0.28814699999999999,null,0.33242480000000002]
[0.28805710000000001,null,0.33242480000000002]
[0.28796349999999998,null,0.33227390000000001]
[0.28796349999999998,null,0.33227390000000001]
[0.2878793,null,0.33227390000000001]
[0.2878793,null,0.33227390000000001]
[0.28778979999999998,null,0.33227390000000001]
[0.28773520000000002,null,0.33227390000000001]
[0.2876417,null,0.33227390000000001]
[0.28755170000000002,null,0.33227390000000001]
[0.28755170000000002,null,0.33227390000000001]
[0.28755170000000002,null,0.33218130000000001]
[0.28745809999999999,null,0.33208880000000002]
[0.28737400000000002,null,0.33200410000000002]
[0.28737400000000002,null,0.33200410000000002]
[0.28737400000000002,null,0.33200410000000002]
[0.28719440000000002,null,0.33200410000000002]
[0.2871399,null,0.33200410000000002]
[0.28704629999999998,null,0.33200410000000002]
[0.28704629999999998,null,0.33200410000000002]
[0.28704629999999998,null,0.33185320000000001]
[0.28704629999999998,null,0.33185320000000001]
[0.28699180000000002,null,0.33176850000000002]
[0.28690759999999998,null,0.33176850000000002]
[0.28681770000000001,null,0.33176850000000002]
[0.28672409999999998,null,0.33176850000000002]
[0.28663450000000001,null,0.33176850000000002]
[0.28655039999999998,null,0.33167590000000002]
[0.28655039999999998,null,0.3316133]
[0.28655039999999998,null,0.3316133]
[0.28655039999999998,null,0.3316133]
[0.28655039999999998,null,0.3316133]
[0.28640589999999999,null,0.3316133]
[0.28631230000000002,null,0.3316133]
[0.28631230000000002,null,0.3315207]
[0.2862227,null,0.3315207]
[0.2862227,null,0.33143600000000001]
[0.28612910000000003,null,0.33134350000000001]
[0.28603919999999999,null,0.33134350000000001]
[0.28594960000000003,null,0.33134350000000001]
[0.28586549999999999,null,0.33134350000000001]
[0.28571740000000001,null,0.33134350000000001]
[0.28571740000000001,null,0.33134350000000001]
[0.28571740000000001,null,0.33125870000000002]
[0.28553420000000002,null,0.33125870000000002]
[0.28553420000000002,null,0.33119609999999999]
[0.28544419999999998,null,0.33101540000000002]
[0.28544419999999998,null,0.33101540000000002]
[0.28544419999999998,null,0.33101540000000002]
[0.28544419999999998,null,0.33101540000000002]
[0.28544419999999998,null,0.33101540000000002]
[0.28535060000000001,null,0.33101540000000002]
[0.28526109999999999,null,0.33092280000000002]
[0.28526109999999999,null,0.33092280000000002]
[0.28517690000000001,null,0.33083030000000002]
[0.2851224,null,0.33083030000000002]
[0.28503240000000002,null,0.33083030000000002]
[0.28503240000000002,null,0.33083020000000002]
[0.28503240000000002,null,0.33083020000000002]
[0.28493889999999999,null,0.33074550000000003]
[0.28475929999999999,null,0.33074550000000003]
[0.28475929999999999,null,0.33074550000000003]
[0.28475929999999999,null,0.33074550000000003]
[0.28458559999999999,null,0.33074550000000003]
[0.28449200000000002,null,0.33056469999999999]
[0.28440209999999999,null,0.33050210000000002]
[0.28440209999999999,null,0.33050210000000002]
[0.28431250000000002,null,0.33050210000000002]
[0.28431250000000002,null,0.33050210000000002]
[0.28431250000000002,null,0.33040950000000002]
[0.2842189,null,0.33040950000000002]
[0.28413480000000002,null,0.33031700000000003]
[0.28413480000000002,null,0.33031700000000003]
[0.28399029999999997,null,0.33031700000000003]
[0.28399029999999997,null,0.33031700000000003]
[0.28399029999999997,null,0.33022879999999999]
[0.28399029999999997,null,0.33022879999999999]
[0.28399029999999997,null,0.33022879999999999]
[0.283723,null,0.33022879999999999]
[0.283723,null,0.33022879999999999]
[0.28354889999999999,null,0.33013619999999999]
[0.28354889999999999,null,0.33013619999999999]
[0.28354889999999999,null,0.32998880000000003]
[0.28354889999999999,null,0.32998880000000003]
[0.28354889999999999,null,0.32998880000000003]
[0.28345930000000003,null,0.32989629999999998]
[0.28337519999999999,null,0.32989629999999998]
[0.28337519999999999,null,0.32989629999999998]
[0.28322700000000001,null,0.32989629999999998]
[0.28322700000000001,null,0.32989629999999998]
[0.28322700000000001,null,0.32980369999999998]
[0.28313749999999999,null,0.32980369999999998]
[0.28313749999999999,null,0.32980369999999998]
[0.28304750000000001,null,0.32974110000000001]
[0.28295389999999998,null,0.32965630000000001]
[0.28295389999999998,null,0.32956809999999997]
[0.28295389999999998,null,0.32956809999999997]
[0.2828698,null,0.32956809999999997]
[0.2828698,null,0.32956809999999997]
[0.2828698,null,0.32956809999999997]
[0.28277980000000003,null,0.32947559999999998]
[0.28263169999999999,null,0.32947559999999998]
[0.28263169999999999,null,0.32947559999999998]
[0.28254210000000002,null,0.32947559999999998]
[0.28245799999999999,null,0.32941300000000001]
[0.28245799999999999,null,0.32941300000000001]
[0.28245799999999999,null,0.32941300000000001]
[0.28245799999999999,null,0.32932040000000001]
[0.28236440000000002,null,0.32932040000000001]
[0.28227439999999998,null,0.32932040000000001]
[0.2821304,null,0.32923570000000002]
[0.2821303,null,0.32905060000000003]
[0.2821303,null,0.32905060000000003]
[0.2821303,null,0.328988]
[0.28204620000000002,null,0.32889970000000002]
[0.28204620000000002,null,0.32889970000000002]
[0.28195619999999999,null,0.32889970000000002]
[0.28186270000000002,null,0.32889970000000002]
[0.28186260000000002,null,0.32889970000000002]
[0.28180810000000001,null,0.32889970000000002]
[0.28171859999999999,null,0.32889970000000002]
[0.28171859999999999,null,0.32889970000000002]
[0.28171859999999999,null,0.32889970000000002]
[0.28171859999999999,null,0.32880710000000002]
[0.28171849999999998,null,0.32880710000000002]
[0.28153899999999998,null,0.32871460000000002]
[0.28153899999999998,null,0.32871460000000002]
[0.2813909,null,0.32862989999999997]
[0.28130680000000002,null,0.32854159999999999]
[0.28130680000000002,null,0.32854159999999999]
[0.28130680000000002,null,0.32847900000000002]
[0.28130680000000002,null,0.32847900000000002]
[0.28121679999999999,null,0.32847900000000002]
[0.28113270000000001,null,0.32847900000000002]
[0.28103909999999999,null,0.32847900000000002]
[0.28103909999999999,null,0.32838650000000003]
[0.28085949999999998,null,0.32838650000000003]
[0.28085949999999998,null,0.32838650000000003]
[0.28080500000000003,null,0.32838650000000003]
[0.28080500000000003,null,0.32838650000000003]
[0.2807114,null,0.32830179999999998]
[0.28061779999999997,null,0.32830179999999998]
[0.28061779999999997,null,0.32820919999999998]
[0.28061779999999997,null,0.32820919999999998]
[0.28043829999999997,null,0.32820919999999998]
[0.28043829999999997,null,0.32820919999999998]
[0.28043829999999997,null,0.32820919999999998]
[0.28038380000000002,null,0.32820919999999998]
[0.28020600000000001,null,0.32820909999999998]
[0.28011249999999999,null,0.32820909999999998]
[0.28011249999999999,null,0.32803189999999999]
[0.28011239999999998,null,0.3279436]
[0.28011239999999998,null,0.32788099999999998]
[0.27983930000000001,null,0.32788099999999998]
[0.27983930000000001,null,0.32788099999999998]
[0.27975519999999998,null,0.32788099999999998]
[0.27975519999999998,null,0.32778839999999998]
[0.27956799999999998,null,0.32778839999999998]
[0.27956799999999998,null,0.32778839999999998]
[0.27939389999999997,null,0.32778839999999998]
[0.27930389999999999,null,0.32769589999999998]
[0.27930389999999999,null,0.32769589999999998]
[0.27930389999999999,null,0.32769589999999998]
[0.27915580000000001,null,0.32769589999999998]
[0.27915580000000001,null,0.32769589999999998]
[0.27906629999999999,null,0.32763330000000002]
[0.27906619999999999,null,0.32763330000000002]
[0.27874399999999999,null,0.32754860000000002]
[0.27874399999999999,null,0.32745600000000002]
[0.27874399999999999,null,0.32745600000000002]
[0.27874399999999999,null,0.32736349999999997]
[0.27874399999999999,null,0.32736349999999997]
[0.27856629999999999,null,0.32736349999999997]
[0.27847630000000001,null,0.32727519999999999]
[0.27838639999999998,null,0.32727519999999999]
[0.2782423,null,0.3271905]
[0.27814870000000003,null,0.3271905]
[0.27814870000000003,null,0.3271905]
[0.2780646,null,0.3271905]
[0.27806449999999999,null,0.3270979]
[0.27800999999999998,null,0.3270054]
[0.27791640000000001,null,0.32694269999999998]
[0.27791640000000001,null,0.32694269999999998]
[0.27764329999999998,null,0.32694269999999998]
[0.2775533,null,0.32694269999999998]
[0.2775533,null,0.32685799999999998]
[0.2773756,null,0.32685799999999998]
[0.2773756,null,0.32685799999999998]
[0.2773756,null,0.32685799999999998]
[0.27728599999999998,null,0.32685799999999998]
[0.2772019,null,0.32676549999999999]
[0.27711190000000002,null,0.3266772]
[0.2770184,null,0.32661459999999998]
[0.2770183,null,0.32661459999999998]
[0.2770183,null,0.32661459999999998]
[0.27696379999999998,null,0.32661459999999998]
[0.27696379999999998,null,0.32661459999999998]
[0.27668710000000002,null,0.32661459999999998]
[0.27659709999999998,null,0.32634479999999999]
[0.27651300000000001,null,0.32634479999999999]
[0.27651300000000001,null,0.32634479999999999]
[0.27642299999999997,null,0.32634479999999999]
[0.2763294,null,0.32634479999999999]
[0.2763294,null,0.3262565]
[0.27624530000000003,null,0.32619389999999998]
[0.27606570000000002,null,0.32619389999999998]
[0.2759722,null,0.32610139999999999]
[0.27582770000000001,null,0.32610139999999999]
[0.27582770000000001,null,0.32610139999999999]
[0.27582770000000001,null,0.32601659999999999]
[0.27573409999999998,null,0.32601659999999999]
[0.27564450000000001,null,0.32601659999999999]
[0.27555089999999999,null,0.32601659999999999]
[0.2754064,null,0.32601659999999999]
[0.2754064,null,0.32601659999999999]
[0.27532230000000002,null,0.32601659999999999]
[0.2752327,null,0.32601659999999999]
[0.2752327,null,0.3258315]
[0.27513910000000003,null,0.32574330000000001]
[0.27504919999999999,null,0.32574330000000001]
[0.27504919999999999,null,0.32574330000000001]
[0.27504919999999999,null,0.32565850000000002]
[0.27487549999999999,null,0.32565850000000002]
[0.27478550000000002,null,0.32559589999999999]
[0.27469189999999999,null,0.32559589999999999]
[0.27459830000000002,null,0.32559589999999999]
[0.27459830000000002,null,0.32559589999999999]
[0.27459830000000002,null,0.32559589999999999]
[0.27441470000000001,null,0.3255033]
[0.27441470000000001,null,0.3254108]
[0.2743602,null,0.3254108]
[0.2743602,null,0.3254108]
[0.27427069999999998,null,0.32532610000000001]
[0.2741865,null,0.32532610000000001]
[0.274003,null,0.32532610000000001]
[0.27391339999999997,null,0.32532610000000001]
[0.27391339999999997,null,0.32532610000000001]
[0.27391339999999997,null,0.32532610000000001]
[0.27385890000000002,null,0.3251752]
[0.27376529999999999,null,0.3250826]
[0.27376529999999999,null,0.3250826]
[0.27367570000000002,null,0.3250826]
[0.27350160000000001,null,0.32499790000000001]
[0.27340799999999998,null,0.3249978]
[0.27340799999999998,null,0.32490530000000001]
[0.2732599,null,0.32490530000000001]
[0.2732599,null,0.32490530000000001]
[0.2732599,null,0.32490530000000001]
[0.27317580000000002,null,0.32490530000000001]
[0.2730862,null,0.32490530000000001]
[0.2730862,null,0.32490530000000001]
[0.2729026,null,0.32482060000000001]
[0.2729026,null,0.32482060000000001]
[0.2729026,null,0.32472800000000002]
[0.27284809999999998,null,0.3245729]
[0.27275850000000001,null,0.3245729]
[0.27275850000000001,null,0.3245729]
[0.27275850000000001,null,0.32448460000000001]
[0.27257500000000001,null,0.32448460000000001]
[0.27249079999999998,null,0.32439990000000002]
[0.27249079999999998,null,0.32439990000000002]
[0.27249079999999998,null,0.32439990000000002]
[0.27240130000000001,null,0.32430730000000002]
[0.27240130000000001,null,0.32421480000000003]
[0.27221770000000001,null,0.32421480000000003]
[0.27221770000000001,null,0.32421480000000003]
[0.27221770000000001,null,0.32421480000000003]
[0.27216319999999999,null,0.32421480000000003]
[0.27198549999999999,null,0.32421480000000003]
[0.27189550000000001,null,0.32406390000000002]
[0.27189550000000001,null,0.32406390000000002]
[0.27180589999999999,null,0.32406390000000002]
[0.27180589999999999,null,0.32388660000000002]
[0.27172180000000001,null,0.32388660000000002]
[0.27172180000000001,null,0.32388660000000002]
[0.27153820000000001,null,0.32388660000000002]
[0.27144469999999998,null,0.32379409999999997]
[0.27135510000000002,null,0.32379400000000003]
[0.27121640000000002,null,0.32379400000000003]
[0.27121640000000002,null,0.32379400000000003]
[0.27121640000000002,null,0.32379400000000003]
[0.2711269,null,0.32379400000000003]
[0.2711268,null,0.32379400000000003]
[0.27095269999999999,null,0.32370149999999998]
[0.27085920000000002,null,0.32361679999999998]
[0.27076919999999999,null,0.32361679999999998]
[0.27076919999999999,null,0.32361679999999998]
[0.27058599999999999,null,0.32352419999999998]
[0.27053149999999998,null,0.32346160000000002]
[0.2704474,null,0.32346160000000002]
[0.2704474,null,0.32346160000000002]
[0.27035740000000003,null,0.32337329999999997]
[0.27035740000000003,null,0.32337329999999997]
[0.2702678,null,0.32337329999999997]
[0.27000010000000002,null,0.32337329999999997]
[0.27000010000000002,null,0.32337329999999997]
[0.27000010000000002,null,0.32337329999999997]
[0.2699106,null,0.32328859999999998]
[0.2699106,null,0.32319609999999999]
[0.2699106,null,0.32319609999999999]
[0.26967289999999999,null,0.32310349999999999]
[0.26949879999999998,null,0.3230152]
[0.26949879999999998,null,0.3230152]
[0.26949879999999998,null,0.3230152]
[0.26940520000000001,null,0.3230152]
[0.26940520000000001,null,0.32286789999999999]
[0.26931519999999998,null,0.32286789999999999]
[0.2692311,null,0.32286789999999999]
[0.26913749999999997,null,0.32277529999999999]
[0.26899299999999998,null,0.32277529999999999]
[0.26899299999999998,null,0.32277529999999999]
[0.26899299999999998,null,0.32277529999999999]
[0.26899299999999998,null,0.32277529999999999]
[0.26899299999999998,null,0.32277529999999999]
[0.268903,null,0.32277529999999999]
[0.26881890000000003,null,0.3226871]
[0.2687293,null,0.32259460000000001]
[0.2687293,null,0.32259460000000001]
[0.26863569999999998,null,0.32250980000000001]
[0.26846199999999998,null,0.32232470000000002]
[0.2683721,null,0.32232470000000002]
[0.26831749999999999,null,0.32232470000000002]
[0.26823340000000001,null,0.32232470000000002]
[0.26823340000000001,null,0.32224000000000003]
[0.26813979999999998,null,0.32224000000000003]
[0.26805570000000001,null,0.32224000000000003]
[0.2678779,null,0.32209260000000001]
[0.26778439999999998,null,0.32209260000000001]
[0.26769480000000001,null,0.32209260000000001]
[0.2675112,null,0.32209260000000001]
[0.26745669999999999,null,0.32200000000000001]
[0.26736710000000002,null,0.32200000000000001]
[0.26717999999999997,null,0.32190750000000001]
[0.26709579999999999,null,0.32190750000000001]
[0.26709579999999999,null,0.32190750000000001]
[0.26709579999999999,null,0.32182280000000002]
[0.26700580000000002,null,0.32173449999999998]
[0.26700580000000002,null,0.32173449999999998]
[0.26673859999999999,null,0.32173449999999998]
[0.26673859999999999,null,0.32173449999999998]
[0.26673859999999999,null,0.32173449999999998]
[0.26673859999999999,null,0.32173449999999998]
[0.26668399999999998,null,0.32164979999999999]
[0.26650990000000002,null,0.32149460000000002]
[0.26641629999999999,null,0.32140639999999998]
[0.26632270000000002,null,0.32140639999999998]
[0.2662332,null,0.32131379999999998]
[0.2662332,null,0.32131379999999998]
[0.26614320000000002,null,0.32131379999999998]
[0.2660536,null,0.32131379999999998]
[0.26596370000000003,null,0.32131379999999998]
[0.26581559999999999,null,0.32131379999999998]
[0.26573140000000001,null,0.32122899999999999]
[0.26554830000000001,null,0.32122899999999999]
[0.26554830000000001,null,0.32113649999999999]
[0.26554830000000001,null,0.32113649999999999]
[0.26554830000000001,null,0.32098569999999998]
[0.26545469999999999,null,0.32098569999999998]
[0.26536510000000002,null,0.32098569999999998]
[0.26527509999999999,null,0.32098569999999998]
[0.26519100000000001,null,0.32090089999999999]
[0.26509739999999998,null,0.32090089999999999]
[0.26509739999999998,null,0.3207158]
[0.26500780000000002,null,0.3207158]
[0.2649533,null,0.3207158]
[0.2649533,null,0.3207158]
[0.26468019999999998,null,0.3207158]
[0.2645961,null,0.3207158]
[0.2645961,null,0.3206311]
[0.26451190000000002,null,0.32054280000000002]
[0.26433420000000002,null,0.32054280000000002]
[0.26427970000000001,null,0.32054280000000002]
[0.26427970000000001,null,0.32054280000000002]
[0.26418609999999998,null,0.3203954]
[0.26409650000000001,null,0.3203954]
[0.26401239999999998,null,0.3203029]
[0.26401239999999998,null,0.3203029]
[0.26395780000000002,null,0.3203029]
[0.26377430000000002,null,0.3203028]
[0.26360060000000002,null,0.32012560000000001]
[0.26360060000000002,null,0.32012560000000001]
[0.26360060000000002,null,0.32003730000000002]
[0.26350699999999999,null,0.32003730000000002]
[0.26350699999999999,null,0.32003730000000002]
[0.26341340000000002,null,0.31994470000000003]
[0.26332929999999999,null,0.31985999999999998]
[0.26323570000000002,null,0.31985999999999998]
[0.26309159999999998,null,0.31985999999999998]
[0.2630016,null,0.31979740000000001]
[0.26290799999999998,null,0.31979740000000001]
[0.26290799999999998,null,0.31971260000000001]
[0.2626367,null,0.31971260000000001]
[0.2624572,null,0.31971260000000001]
[0.2624572,null,0.31962439999999998]
[0.2624572,null,0.31953189999999998]
[0.2624572,null,0.31944709999999998]
[0.26227400000000001,null,0.31935449999999999]
[0.26227400000000001,null,0.31935449999999999]
[0.26218989999999998,null,0.31935449999999999]
[0.26213540000000002,null,0.31926199999999999]
[0.26195180000000001,null,0.31926199999999999]
[0.26186219999999999,null,0.31919940000000002]
[0.26168449999999999,null,0.31919940000000002]
[0.26168449999999999,null,0.31919940000000002]
[0.26168449999999999,null,0.31911469999999997]
[0.26159090000000002,null,0.31911469999999997]
[0.26150679999999998,null,0.31911469999999997]
[0.26145220000000002,null,0.31911469999999997]
[0.26127270000000002,null,0.31902219999999998]
[0.26118859999999999,null,0.31902209999999998]
[0.26118859999999999,null,0.31893739999999998]
[0.26109500000000002,null,0.3188491]
[0.26101079999999999,null,0.3187566]
[0.26101079999999999,null,0.3187566]
[0.2608277,null,0.3187565]
[0.26065359999999999,null,0.318664]
[0.26065359999999999,null,0.31860139999999998]
[0.26059909999999997,null,0.31860139999999998]
[0.26059909999999997,null,0.31860139999999998]
[0.2605095,null,0.31860139999999998]
[0.2605095,null,0.3184206]
[0.26041589999999998,null,0.3183358]
[0.2603318,null,0.3183358]
[0.26024180000000002,null,0.3183358]
[0.26018730000000001,null,0.3183358]
[0.26018730000000001,null,0.3183358]
[0.26000410000000002,null,0.31825110000000001]
[0.25991999999999998,null,0.31815860000000001]
[0.25982640000000001,null,0.31809599999999999]
[0.25964870000000001,null,0.31800339999999999]
[0.25964870000000001,null,0.31800339999999999]
[0.25964870000000001,null,0.31800339999999999]
[0.25964870000000001,null,0.31800339999999999]
[0.25959409999999999,null,0.31800339999999999]
[0.25932640000000001,null,0.31791510000000001]
[0.25932640000000001,null,0.31783040000000001]
[0.25914690000000001,null,0.31783040000000001]
[0.25914690000000001,null,0.31783040000000001]
[0.25896380000000002,null,0.31773790000000002]
[0.25890920000000001,null,0.31773780000000001]
[0.25882509999999997,null,0.31764530000000002]
[0.25882509999999997,null,0.31758259999999999]
[0.25882509999999997,null,0.31758259999999999]
[0.2587315,null,0.3173975]
[0.25864150000000002,null,0.3173975]
[0.258552,null,0.3173975]
[0.2583742,null,0.31731280000000001]
[0.2583742,null,0.31722450000000002]
[0.2583742,null,0.31722450000000002]
[0.25831969999999999,null,0.31722450000000002]
[0.25822610000000001,null,0.31722450000000002]
[0.25813609999999998,null,0.31722450000000002]
[0.25804260000000001,null,0.31713190000000002]
[0.25795839999999998,null,0.31713190000000002]
[0.25795839999999998,null,0.31704719999999997]
[0.25795839999999998,null,0.31695469999999998]
[0.25786890000000001,null,0.31689210000000001]
[0.25777529999999999,null,0.31680380000000002]
[0.25777529999999999,null,0.31680380000000002]
[0.25769110000000001,null,0.31680380000000002]
[0.25769110000000001,null,0.31653399999999998]
[0.25763659999999999,null,0.31653399999999998]
[0.25763659999999999,null,0.31653399999999998]
[0.25763659999999999,null,0.31653399999999998]
[0.2574534,null,0.31644919999999999]
[0.25718570000000002,null,0.31644919999999999]
[0.25718570000000002,null,0.31635669999999999]
[0.25718570000000002,null,0.31635669999999999]
[0.25718570000000002,null,0.316272]
[0.25718570000000002,null,0.316272]
[0.25686389999999998,null,0.31609110000000001]
[0.25668039999999998,null,0.31609110000000001]
[0.25668039999999998,null,0.31600640000000002]
[0.25659080000000001,null,0.31600640000000002]
[0.25659080000000001,null,0.31600640000000002]
[0.25659080000000001,null,0.31600640000000002]
[0.25659080000000001,null,0.31594369999999999]
[0.25650669999999998,null,0.31576300000000002]
[0.2562335,null,0.31576300000000002]
[0.2562335,null,0.31576300000000002]
[0.2559959,null,0.31567820000000002]
[0.2559959,null,0.31558560000000002]
[0.25591170000000002,null,0.31558560000000002]
[0.25591170000000002,null,0.31558560000000002]
[0.25564799999999999,null,0.31558560000000002]
[0.25555450000000002,null,0.31540489999999999]
[0.25555450000000002,null,0.31540489999999999]
[0.25555440000000001,null,0.31532009999999999]
[0.25538080000000002,null,0.31525750000000002]
[0.25528719999999999,null,0.31525750000000002]
[0.255139,null,0.31525750000000002]
[0.255139,null,0.31516490000000003]
[0.25495950000000001,null,0.31516490000000003]
[0.25486589999999998,null,0.31516490000000003]
[0.25477230000000001,null,0.31516490000000003]
[0.25468819999999998,null,0.31516490000000003]
[0.25468819999999998,null,0.31498769999999998]
[0.25468819999999998,null,0.31498769999999998]
[0.2545946,null,0.31498769999999998]
[0.25445050000000002,null,0.31498769999999998]
[0.25436639999999999,null,0.3148994]
[0.25427640000000001,null,0.3148147]
[0.25427640000000001,null,0.31465949999999998]
[0.25409330000000002,null,0.31465949999999998]
[0.25409330000000002,null,0.31465949999999998]
[0.2540037,null,0.31456689999999998]
[0.25391950000000002,null,0.31456689999999998]
[0.25391950000000002,null,0.31448219999999999]
[0.25374540000000001,null,0.31438959999999999]
[0.25365179999999998,null,0.31438959999999999]
[0.25347229999999998,null,0.31430130000000001]
[0.25347229999999998,null,0.31412410000000002]
[0.25347229999999998,null,0.31412410000000002]
[0.25333359999999999,null,0.31412410000000002]
[0.25324410000000003,null,0.31412410000000002]
[0.25324410000000003,null,0.31412410000000002]
[0.25306050000000002,null,0.31403150000000002]
[0.25297639999999999,null,0.31403150000000002]
[0.25297639999999999,null,0.31403150000000002]
[0.2527932,null,0.31394680000000003]
[0.25264510000000001,null,0.31385429999999997]
[0.25256099999999998,null,0.3137916]
[0.25256099999999998,null,0.3137916]
[0.25238139999999998,null,0.3137916]
[0.25238139999999998,null,0.3137916]
[0.25219429999999998,null,0.31370340000000002]
[0.2521101,null,0.31370340000000002]
[0.25192290000000001,null,0.31361080000000002]
[0.25183339999999999,null,0.31352600000000003]
[0.25183339999999999,null,0.31352600000000003]
[0.25159530000000002,null,0.31352600000000003]
[0.25159530000000002,null,0.31343339999999997]
[0.25151119999999999,null,0.31334089999999998]
[0.25151119999999999,null,0.31334089999999998]
[0.25141760000000002,null,0.31327830000000001]
[0.2511893,null,0.31310529999999998]
[0.2511893,null,0.31292809999999999]
[0.2511893,null,0.31292809999999999]
[0.25100620000000001,null,0.31292809999999999]
[0.25091619999999998,null,0.31292799999999998]
[0.25091619999999998,null,0.31292799999999998]
[0.25091619999999998,null,0.3127508]
[0.25082260000000001,null,0.3126582]
[0.25073849999999998,null,0.3126582]
[0.2506449,null,0.3126582]
[0.25056079999999997,null,0.3126582]
[0.25038120000000003,null,0.3125735]
[0.25029709999999999,null,0.31251079999999998]
[0.25014900000000001,null,0.31251079999999998]
[0.25014900000000001,null,0.31251079999999998]
[0.25005899999999998,null,0.31251079999999998]
[0.2498813,null,0.31242609999999998]
[0.24979709999999999,null,0.31224099999999999]
[0.2497076,null,0.31224099999999999]
[0.249614,null,0.31215270000000001]
[0.249614,null,0.31206800000000001]
[0.2495298,null,0.31206800000000001]
[0.2494403,null,0.31206800000000001]
[0.2494403,null,0.31188290000000002]
[0.2493561,null,0.31179820000000003]
[0.2492625,null,0.31179820000000003]
[0.24902850000000001,null,0.31179810000000002]
[0.24894430000000001,null,0.3117355]
[0.24894430000000001,null,0.3117355]
[0.24894430000000001,null,0.31165080000000001]
[0.24885479999999999,null,0.31156250000000002]
[0.24885479999999999,null,0.31147000000000002]
[0.24885479999999999,null,0.31147000000000002]
[0.24876119999999999,null,0.31147000000000002]
[0.24849750000000001,null,0.31147000000000002]
[0.24849750000000001,null,0.31147000000000002]
[0.24831439999999999,null,0.31138529999999998]
[0.24822079999999999,null,0.31129269999999998]
[0.24822079999999999,null,0.31129269999999998]
[0.2479827,null,0.31120019999999998]
[0.24789310000000001,null,0.31111539999999999]
[0.24789310000000001,null,0.31111539999999999]
[0.247809,null,0.31105280000000002]
[0.24771940000000001,null,0.31096449999999998]
[0.24748129999999999,null,0.31087199999999998]
[0.24721399999999999,null,0.31077939999999998]
[0.24721399999999999,null,0.31077939999999998]
[0.24721399999999999,null,0.31077939999999998]
[0.24721399999999999,null,0.31061]
[0.24721399999999999,null,0.31061]
[0.2471245,null,0.31052170000000001]
[0.2469413,null,0.31043700000000002]
[0.2468513,null,0.31025970000000003]
[0.2467578,null,0.31025970000000003]
[0.2465291,null,0.31025970000000003]
[0.2465291,null,0.31008239999999998]
[0.2463419,null,0.31008239999999998]
[0.24625240000000001,null,0.31001970000000001]
[0.24625240000000001,null,0.30992720000000001]
[0.2460783,null,0.30992720000000001]
[0.2459847,null,0.30974990000000002]
[0.2459847,null,0.30974990000000002]
[0.2459847,null,0.30974990000000002]
[0.24583659999999999,null,0.30974990000000002]
[0.24574699999999999,null,0.30948429999999999]
[0.24574699999999999,null,0.30948429999999999]
[0.24565339999999999,null,0.30932920000000003]
[0.24556929999999999,null,0.30932920000000003]
[0.24547930000000001,null,0.30924439999999997]
[0.24547930000000001,null,0.30924439999999997]
[0.24529619999999999,null,0.30924439999999997]
[0.24529619999999999,null,0.30915179999999998]
[0.24529619999999999,null,0.30906709999999998]
[0.24529609999999999,null,0.3089788]
[0.2451575,null,0.3089788]
[0.2450639,null,0.3089788]
[0.24497430000000001,null,0.3089788]
[0.24497430000000001,null,0.3087937]
[0.2447908,null,0.3087937]
[0.2447066,null,0.30870900000000001]
[0.2447066,null,0.30870900000000001]
[0.244613,null,0.30870900000000001]
[0.2444335,null,0.30870900000000001]
[0.24437900000000001,null,0.30870900000000001]
[0.24429480000000001,null,0.30843559999999998]
[0.24420130000000001,null,0.30843559999999998]
[0.24420130000000001,null,0.30843559999999998]
[0.24402750000000001,null,0.30835089999999998]
[0.24378949999999999,null,0.30835089999999998]
[0.24378949999999999,null,0.30826609999999999]
[0.24378949999999999,null,0.30817359999999999]
[0.24378949999999999,null,0.30811100000000002]
[0.24360989999999999,null,0.30801840000000003]
[0.24342279999999999,null,0.30793019999999999]
[0.24342279999999999,null,0.30784539999999999]
[0.2432841,null,0.30784539999999999]
[0.24319450000000001,null,0.30784539999999999]
[0.24310090000000001,null,0.30781459999999999]
[0.24310090000000001,null,0.3076603]
[0.24310090000000001,null,0.3076603]
[0.24274370000000001,null,0.30747950000000002]
[0.24274370000000001,null,0.30747950000000002]
[0.24265410000000001,null,0.30747950000000002]
[0.2425996,null,0.30739480000000002]
[0.24241599999999999,null,0.30739480000000002]
[0.24224229999999999,null,0.30730220000000003]
[0.24224229999999999,null,0.30730220000000003]
[0.24205879999999999,null,0.30706660000000002]
[0.2419692,null,0.30706660000000002]
[0.2419692,null,0.30706660000000002]
[0.24187919999999999,null,0.30706660000000002]
[0.241651,null,0.307004]
[0.241651,null,0.307004]
[0.24155740000000001,null,0.3069114]
[0.24155740000000001,null,0.30681890000000001]
[0.24146380000000001,null,0.30681890000000001]
[0.24146380000000001,null,0.30681890000000001]
[0.24137020000000001,null,0.30673410000000001]
[0.24137020000000001,null,0.30664580000000002]
[0.2412861,null,0.30655329999999997]
[0.24104800000000001,null,0.30646859999999998]
[0.24095839999999999,null,0.30646859999999998]
[0.24095839999999999,null,0.30637599999999998]
[0.24086479999999999,null,0.30637599999999998]
[0.24078069999999999,null,0.30629129999999999]
[0.24069070000000001,null,0.30613610000000002]
[0.24069070000000001,null,0.30604789999999998]
[0.2405467,null,0.30596309999999999]
[0.2405467,null,0.30596309999999999]
[0.2404625,null,0.30596309999999999]
[0.2404625,null,0.30587839999999999]
[0.2403689,null,0.3057859]
[0.24027899999999999,null,0.3056933]
[0.24027899999999999,null,0.3056933]
[0.2401403,null,0.30560500000000002]
[0.24005029999999999,null,0.30554239999999999]
[0.2398672,null,0.30554239999999999]
[0.239783,null,0.3054577]
[0.239783,null,0.30527690000000002]
[0.23960529999999999,null,0.30527690000000002]
[0.23943120000000001,null,0.30518430000000002]
[0.23943120000000001,null,0.30518430000000002]
[0.23934159999999999,null,0.30509180000000002]
[0.23924799999999999,null,0.30500699999999997]
[0.23915439999999999,null,0.30491439999999997]
[0.2390999,null,0.30482619999999999]
[0.2390158,null,0.3047337]
[0.23892620000000001,null,0.3047337]
[0.23883260000000001,null,0.30458629999999998]
[0.2386585,null,0.30458629999999998]
[0.2386585,null,0.30458629999999998]
[0.23857439999999999,null,0.30458629999999998]
[0.23848079999999999,null,0.30458629999999998]
[0.23848079999999999,null,0.3043207]
[0.23839080000000001,null,0.30414350000000001]
[0.23830129999999999,null,0.30414350000000001]
[0.23820769999999999,null,0.30414350000000001]
[0.23812349999999999,null,0.30405100000000002]
[0.23803360000000001,null,0.30396620000000002]
[0.23794399999999999,null,0.30396620000000002]
[0.2377959,null,0.30387799999999998]
[0.2377959,null,0.30378539999999998]
[0.2377117,null,0.30378539999999998]
[0.2377117,null,0.30378539999999998]
[0.2377117,null,0.30372270000000001]
[0.23756759999999999,null,0.30363020000000002]
[0.23738989999999999,null,0.30354550000000002]
[0.2372454,null,0.30345290000000003]
[0.23716129999999999,null,0.30336039999999997]
[0.23716129999999999,null,0.30336039999999997]
[0.23706769999999999,null,0.30336039999999997]
[0.2369781,null,0.30318309999999998]
[0.23680039999999999,null,0.3030023]
[0.23671039999999999,null,0.3030023]
[0.23662630000000001,null,0.3029097]
[0.23662630000000001,null,0.30282500000000001]
[0.23662630000000001,null,0.30276229999999998]
[0.23653270000000001,null,0.30276229999999998]
[0.23634949999999999,null,0.3025815]
[0.23625599999999999,null,0.30249670000000001]
[0.23599229999999999,null,0.30249670000000001]
[0.2359378,null,0.30249670000000001]
[0.2359378,null,0.30240420000000001]
[0.2358442,null,0.30231170000000002]
[0.23566100000000001,null,0.30213099999999998]
[0.23557110000000001,null,0.30213089999999998]
[0.235571,null,0.30203839999999998]
[0.2354869,null,0.30186109999999999]
[0.2354869,null,0.30186109999999999]
[0.2353973,null,0.30179850000000003]
[0.23534279999999999,null,0.30170599999999997]
[0.23524919999999999,null,0.30170599999999997]
[0.23507149999999999,null,0.30162119999999998]
[0.23489199999999999,null,0.30162119999999998]
[0.23479839999999999,null,0.30162119999999998]
[0.23479839999999999,null,0.30143609999999998]
[0.23470479999999999,null,0.3013479]
[0.23462060000000001,null,0.3013479]
[0.23462060000000001,null,0.30126310000000001]
[0.23462060000000001,null,0.30126310000000001]
[0.23453109999999999,null,0.30108580000000001]
[0.23430239999999999,null,0.30108580000000001]
[0.2342089,null,0.30102319999999999]
[0.2342089,null,0.30102319999999999]
[0.2340352,null,0.30093839999999999]
[0.2339416,null,0.30075770000000002]
[0.2339416,null,0.30075770000000002]
[0.2339416,null,0.30067290000000002]
[0.23379710000000001,null,0.30058030000000002]
[0.23361390000000001,null,0.30058030000000002]
[0.23361390000000001,null,0.30058030000000002]
[0.23334659999999999,null,0.30049559999999997]
[0.23334659999999999,null,0.30040309999999998]
[0.23316310000000001,null,0.30040309999999998]
[0.23316310000000001,null,0.30021799999999998]
[0.23316310000000001,null,0.30021799999999998]
[0.23293079999999999,null,0.30013319999999999]
[0.23293079999999999,null,0.30004069999999999]
[0.23293079999999999,null,0.30004069999999999]
[0.23275709999999999,null,0.29989339999999998]
[0.2325699,null,0.29989339999999998]
[0.23247999999999999,null,0.29989329999999997]
[0.23247999999999999,null,0.29980079999999998]
[0.23238639999999999,null,0.29980079999999998]
[0.23230219999999999,null,0.29970829999999998]
[0.23230219999999999,null,0.29970819999999998]
[0.23221269999999999,null,0.2994385]
[0.2320682,null,0.2994385]
[0.2320682,null,0.2994385]
[0.231984,null,0.2993459]
[0.231984,null,0.2992612]
[0.231984,null,0.2992612]
[0.2318009,null,0.2992612]
[0.2318009,null,0.2992611]
[0.2315372,null,0.29902129999999999]
[0.2314436,null,0.29902129999999999]
[0.2312564,null,0.29902129999999999]
[0.23116690000000001,null,0.29902129999999999]
[0.23092879999999999,null,0.29892869999999999]
[0.23084460000000001,null,0.2988362]
[0.23084460000000001,null,0.2987514]
[0.23066690000000001,null,0.2987514]
[0.2305828,null,0.29848160000000001]
[0.23048920000000001,null,0.29848160000000001]
[0.23048920000000001,null,0.29848160000000001]
[0.23034470000000001,null,0.29848160000000001]
[0.23026050000000001,null,0.29838910000000002]
[0.23007739999999999,null,0.29830430000000002]
[0.23007739999999999,null,0.29821180000000003]
[0.23007739999999999,null,0.29821180000000003]
[0.22989970000000001,null,0.29803449999999998]
[0.22981009999999999,null,0.29803449999999998]
[0.22972010000000001,null,0.29803449999999998]
[0.22972010000000001,null,0.29794199999999998]
[0.22948789999999999,null,0.29778680000000002]
[0.2293983,null,0.29778680000000002]
[0.229131,null,0.29778680000000002]
[0.2290411,null,0.29770200000000002]
[0.22895689999999999,null,0.29770200000000002]
[0.22886329999999999,null,0.29760950000000003]
[0.22886329999999999,null,0.29752479999999998]
[0.22886329999999999,null,0.29752479999999998]
[0.22859959999999999,null,0.29752479999999998]
[0.2284515,null,0.29743999999999998]
[0.2284515,null,0.29735529999999999]
[0.2283579,null,0.2971702]
[0.22826440000000001,null,0.29710760000000003]
[0.22799710000000001,null,0.29710760000000003]
[0.22799710000000001,null,0.29710760000000003]
[0.2278135,null,0.29710760000000003]
[0.22772390000000001,null,0.29701499999999997]
[0.22772390000000001,null,0.29701499999999997]
[0.22757579999999999,null,0.29683769999999998]
[0.22757579999999999,null,0.2967495]
[0.2274021,null,0.296657]
[0.2274021,null,0.296657]
[0.2273085,null,0.29659429999999998]
[0.2271348,null,0.29659429999999998]
[0.22695129999999999,null,0.29650959999999998]
[0.22686709999999999,null,0.29650959999999998]
[0.2267776,null,0.29633229999999999]
[0.22659979999999999,null,0.29615150000000001]
[0.22650989999999999,null,0.29615150000000001]
[0.22642570000000001,null,0.29615150000000001]
[0.22615840000000001,null,0.29605900000000002]
[0.22615840000000001,null,0.29605900000000002]
[0.22580120000000001,null,0.29597420000000002]
[0.225717,null,0.29588170000000003]
[0.22566249999999999,null,0.29588170000000003]
[0.22556889999999999,null,0.2957265]
[0.22547529999999999,null,0.29564180000000001]
[0.22538169999999999,null,0.29555350000000002]
[0.22538169999999999,null,0.29555350000000002]
[0.22532720000000001,null,0.29555350000000002]
[0.22532720000000001,null,0.29537629999999998]
[0.22505410000000001,null,0.29528799999999999]
[0.2249699,null,0.29528799999999999]
[0.2249699,null,0.2951954]
[0.2249699,null,0.2951954]
[0.22478680000000001,null,0.2951029]
[0.22464809999999999,null,0.29501810000000001]
[0.22464809999999999,null,0.29492560000000001]
[0.22446459999999999,null,0.29492560000000001]
[0.22438040000000001,null,0.29484090000000002]
[0.22428680000000001,null,0.29477829999999999]
[0.22410730000000001,null,0.29477829999999999]
[0.22410730000000001,null,0.29469000000000001]
[0.22383600000000001,null,0.29450490000000001]
[0.22383600000000001,null,0.29450490000000001]
[0.22374240000000001,null,0.29441669999999998]
[0.22365280000000001,null,0.29441669999999998]
[0.22365280000000001,null,0.29441659999999997]
[0.22347910000000001,null,0.29433189999999998]
[0.2233405,null,0.2940586]
[0.2232509,null,0.2940586]
[0.2231609,null,0.2940586]
[0.2230673,null,0.2940585]
[0.22298319999999999,null,0.29397380000000001]
[0.22298319999999999,null,0.29370829999999998]
[0.22298319999999999,null,0.29353099999999999]
[0.22289320000000001,null,0.29353099999999999]
[0.22262589999999999,null,0.29346830000000002]
[0.2224778,null,0.29337580000000002]
[0.2223937,null,0.29328759999999998]
[0.2223937,null,0.29320279999999999]
[0.2223937,null,0.29320279999999999]
[0.22221959999999999,null,0.2930256]
[0.22212999999999999,null,0.2930256]
[0.22204589999999999,null,0.2929331]
[0.22186810000000001,null,0.2929331]
[0.2218136,null,0.29284830000000001]
[0.2216341,null,0.29284830000000001]
[0.2216341,null,0.29258269999999997]
[0.22145629999999999,null,0.29258269999999997]
[0.22136639999999999,null,0.29258269999999997]
[0.22127279999999999,null,0.29249019999999998]
[0.22117919999999999,null,0.29249019999999998]
[0.22085740000000001,null,0.29240549999999998]
[0.2207674,null,0.29225030000000002]
[0.2207674,null,0.29215780000000002]
[0.2206738,null,0.29206520000000002]
[0.2204961,null,0.29197699999999999]
[0.220412,null,0.29189219999999999]
[0.2203224,null,0.29189219999999999]
[0.2201388,null,0.29189219999999999]
[0.22005469999999999,null,0.29189219999999999]
[0.2199651,null,0.2917997]
[0.21981700000000001,null,0.2916224]
[0.21963930000000001,null,0.2916224]
[0.21963930000000001,null,0.2916224]
[0.2195551,null,0.29147149999999999]
[0.2194652,null,0.291379]
[0.219282,null,0.291379]
[0.219282,null,0.29129430000000001]
[0.219282,null,0.29129430000000001]
[0.21918840000000001,null,0.29129430000000001]
[0.2190143,null,0.29129430000000001]
[0.2190143,null,0.2912942]
[0.21895980000000001,null,0.29110920000000001]
[0.21887019999999999,null,0.29110920000000001]
[0.21869250000000001,null,0.29102440000000002]
[0.21859890000000001,null,0.29084359999999998]
[0.2183312,null,0.29075109999999998]
[0.21824170000000001,null,0.29075099999999998]
[0.21814810000000001,null,0.29075099999999998]
[0.21814810000000001,null,0.29065849999999999]
[0.21805849999999999,null,0.2905703]
[0.21805849999999999,null,0.2905703]
[0.21805849999999999,null,0.29050769999999998]
[0.21782080000000001,null,0.29032259999999999]
[0.2177308,null,0.29023779999999999]
[0.2175571,null,0.29014529999999999]
[0.2175571,null,0.29014529999999999]
[0.217473,null,0.28996810000000001]
[0.2173794,null,0.28996810000000001]
[0.2173794,null,0.28996810000000001]
[0.21711569999999999,null,0.28969470000000003]
[0.21706120000000001,null,0.28969470000000003]
[0.21696760000000001,null,0.28960989999999998]
[0.21687770000000001,null,0.28954730000000001]
[0.21678810000000001,null,0.28928179999999998]
[0.21678810000000001,null,0.28928179999999998]
[0.2167039,null,0.28928179999999998]
[0.2164363,null,0.28928179999999998]
[0.21638170000000001,null,0.28918929999999998]
[0.21620400000000001,null,0.28910459999999999]
[0.21611440000000001,null,0.28901199999999999]
[0.21602080000000001,null,0.28883900000000001]
[0.21602080000000001,null,0.28883900000000001]
[0.21583769999999999,null,0.28874650000000002]
[0.21574769999999999,null,0.28868379999999999]
[0.21566360000000001,null,0.2885065]
[0.21548039999999999,null,0.28842180000000001]
[0.2154259,null,0.28842180000000001]
[0.2154259,null,0.28833350000000002]
[0.2153418,null,0.28824100000000002]
[0.2152482,null,0.28815629999999998]
[0.2152482,null,0.28815619999999997]
[0.2152482,null,0.28807149999999998]
[0.21501590000000001,null,0.28807149999999998]
[0.21483640000000001,null,0.28807149999999998]
[0.21483640000000001,null,0.2878906]
[0.2147522,null,0.28771340000000001]
[0.2146623,null,0.28771340000000001]
[0.21460770000000001,null,0.28771340000000001]
[0.21451819999999999,null,0.28753260000000003]
[0.21434049999999999,null,0.28753260000000003]
[0.21434049999999999,null,0.28729280000000001]
[0.2141923,null,0.28729280000000001]
[0.2141923,null,0.28720800000000002]
[0.2141923,null,0.28720800000000002]
[0.2140186,null,0.28720800000000002]
[0.2137455,null,0.28711540000000002]
[0.2137455,null,0.28693469999999999]
[0.2136555,null,0.28684209999999999]
[0.21357139999999999,null,0.28684209999999999]
[0.21357139999999999,null,0.2866648]
[0.21342330000000001,null,0.2866648]
[0.21342330000000001,null,0.28660219999999997]
[0.21333369999999999,null,0.28660219999999997]
[0.21324380000000001,null,0.28660219999999997]
[0.21310509999999999,null,0.28651389999999999]
[0.21301149999999999,null,0.28651389999999999]
[0.21301149999999999,null,0.2862441]
[0.2128283,null,0.28615580000000002]
[0.2128283,null,0.28609319999999999]
[0.2125647,null,0.28609319999999999]
[0.2125647,null,0.28609319999999999]
[0.21251010000000001,null,0.28609319999999999]
[0.21251010000000001,null,0.2860007]
[0.21224290000000001,null,0.2860007]
[0.21224290000000001,null,0.28582770000000002]
[0.21206510000000001,null,0.28582770000000002]
[0.21192059999999999,null,0.28573510000000002]
[0.2117375,null,0.28564260000000002]
[0.21165329999999999,null,0.28546959999999999]
[0.21146980000000001,null,0.28546959999999999]
[0.21146980000000001,null,0.28531440000000002]
[0.21137619999999999,null,0.28531440000000002]
[0.21119669999999999,null,0.28531440000000002]
[0.21101890000000001,null,0.28514139999999999]
[0.2109644,null,0.28504889999999999]
[0.21087439999999999,null,0.2849641]
[0.2106913,null,0.2848794]
[0.21060709999999999,null,0.28479110000000002]
[0.210424,null,0.28479110000000002]
[0.21033399999999999,null,0.28460600000000003]
[0.21024039999999999,null,0.28460600000000003]
[0.2100573,null,0.2845434]
[0.20990919999999999,null,0.28437040000000002]
[0.20972560000000001,null,0.28437040000000002]
[0.20964150000000001,null,0.28409699999999999]
[0.20964150000000001,null,0.2840123]
[0.20964150000000001,null,0.2840123]
[0.20955190000000001,null,0.2840123]
[0.20937420000000001,null,0.28383150000000001]
[0.20937420000000001,null,0.28383150000000001]
[0.20922969999999999,null,0.28365420000000002]
[0.20905190000000001,null,0.28365420000000002]
[0.20896239999999999,null,0.28365420000000002]
[0.20886879999999999,null,0.28348119999999999]
[0.20886879999999999,null,0.2832961]
[0.20886879999999999,null,0.2832114]
[0.20881430000000001,null,0.28314879999999998]
[0.20881430000000001,null,0.28314879999999998]
[0.2087243,null,0.28301209999999999]
[0.2086402,null,0.282968]
[0.208457,null,0.2828754]
[0.208457,null,0.2827829]
[0.208367,null,0.2827829]
[0.20831250000000001,null,0.28245049999999999]
[0.20821890000000001,null,0.28245049999999999]
[0.20821890000000001,null,0.2823657]
[0.2080448,null,0.28219270000000002]
[0.2079512,null,0.28219270000000002]
[0.20786170000000001,null,0.28210020000000002]
[0.20786160000000001,null,0.28210020000000002]
[0.20780709999999999,null,0.28210020000000002]
[0.20762359999999999,null,0.28210020000000002]
[0.2074404,null,0.28192719999999999]
[0.2073468,null,0.28183469999999999]
[0.2073468,null,0.2817421]
[0.20717269999999999,null,0.2817421]
[0.20717269999999999,null,0.2817421]
[0.2069346,null,0.28156130000000001]
[0.2068451,null,0.28147660000000002]
[0.2067515,null,0.28147660000000002]
[0.2067515,null,0.28147660000000002]
[0.2064838,null,0.281414]
[0.2064838,null,0.2813292]
[0.2064838,null,0.28115620000000002]
[0.20639959999999999,null,0.28088639999999998]
[0.2062551,null,0.28079379999999998]
[0.20589789999999999,null,0.28070129999999999]
[0.20589789999999999,null,0.2806131]
[0.20589789999999999,null,0.28045799999999999]
[0.2057242,null,0.28037319999999999]
[0.20566960000000001,null,0.28028059999999999]
[0.20549190000000001,null,0.28028059999999999]
[0.20531279999999999,null,0.28019240000000001]
[0.20522280000000001,null,0.28001510000000002]
[0.2050437,null,0.27992679999999998]
[0.20486599999999999,null,0.27992679999999998]
[0.20463190000000001,null,0.27983429999999998]
[0.20463190000000001,null,0.27967910000000001]
[0.2044483,null,0.27959440000000002]
[0.20427419999999999,null,0.27959440000000002]
[0.20427419999999999,null,0.27950960000000002]
[0.20419010000000001,null,0.27950960000000002]
[0.20410049999999999,null,0.27923979999999998]
[0.20404600000000001,null,0.27923979999999998]
[0.20404600000000001,null,0.27923979999999998]
[0.2037783,null,0.27908889999999997]
[0.2037783,null,0.27908889999999997]
[0.2036847,null,0.27890379999999998]
[0.2035911,null,0.27881909999999999]
[0.20340759999999999,null,0.27881909999999999]
[0.20340759999999999,null,0.27872659999999999]
[0.203318,null,0.2786418]
[0.20313439999999999,null,0.27855350000000001]
[0.2029958,null,0.27828019999999998]
[0.2029022,null,0.27828019999999998]
[0.2029022,null,0.27828019999999998]
[0.2029022,null,0.27828019999999998]
[0.20272809999999999,null,0.27819539999999998]
[0.2025449,null,0.27819539999999998]
[0.2025449,null,0.27819539999999998]
[0.20231089999999999,null,0.27792990000000001]
[0.20231089999999999,null,0.27784520000000001]
[0.20213310000000001,null,0.27784520000000001]
[0.20213310000000001,null,0.27775689999999997]
[0.20203960000000001,null,0.27760170000000001]
[0.20203960000000001,null,0.27751700000000001]
[0.20194599999999999,null,0.27742450000000002]
[0.2017119,null,0.27742450000000002]
[0.2016278,null,0.27742450000000002]
[0.2015342,null,0.27715109999999998]
[0.2015342,null,0.27715109999999998]
[0.201351,null,0.27706639999999999]
[0.2012669,null,0.27697379999999999]
[0.20109279999999999,null,0.27697379999999999]
[0.2009447,null,0.27697379999999999]
[0.2008511,null,0.276889]
[0.2008511,null,0.27670820000000002]
[0.2007669,null,0.27661570000000002]
[0.20067699999999999,null,0.27653090000000002]
[0.2004938,null,0.27653090000000002]
[0.20043929999999999,null,0.27629100000000001]
[0.20043929999999999,null,0.27620280000000003]
[0.20034969999999999,null,0.27620280000000003]
[0.20025609999999999,null,0.27611799999999997]
[0.20016249999999999,null,0.27602549999999998]
[0.19988939999999999,null,0.27594079999999999]
[0.19979939999999999,null,0.2757599]
[0.1997099,null,0.27566740000000001]
[0.19944619999999999,null,0.27566740000000001]
[0.19929810000000001,null,0.27557480000000001]
[0.19920450000000001,null,0.275335]
[0.19892779999999999,null,0.27524670000000001]
[0.19875370000000001,null,0.27524670000000001]
[0.1987536,null,0.27506940000000002]
[0.1985741,null,0.27506940000000002]
[0.1985741,null,0.27498470000000003]
[0.19848450000000001,null,0.27480389999999999]
[0.19830680000000001,null,0.2746266]
[0.1982169,null,0.27453830000000001]
[0.19816230000000001,null,0.27427629999999997]
[0.19806869999999999,null,0.27427629999999997]
[0.19806869999999999,null,0.27427629999999997]
[0.19798460000000001,null,0.27427629999999997]
[0.19780510000000001,null,0.27418369999999997]
[0.1977505,null,0.27409899999999998]
[0.1975768,null,0.27400649999999999]
[0.1974832,null,0.27382570000000001]
[0.1974832,null,0.27367049999999998]
[0.1973037,null,0.27358579999999999]
[0.19721959999999999,null,0.27358579999999999]
[0.19716500000000001,null,0.27349329999999999]
[0.19716500000000001,null,0.27322350000000001]
[0.19716500000000001,null,0.27313520000000002]
[0.1968973,null,0.27304260000000002]
[0.1968973,null,0.27304260000000002]
[0.19666330000000001,null,0.27304260000000002]
[0.19656970000000001,null,0.27276929999999999]
[0.19656970000000001,null,0.2726845]
[0.196302,null,0.2726845]
[0.19624749999999999,null,0.2724994]
[0.19624749999999999,null,0.27241470000000001]
[0.19589019999999999,null,0.2722638]
[0.19570299999999999,null,0.27217910000000001]
[0.19570299999999999,null,0.27217910000000001]
[0.19561890000000001,null,0.27208660000000001]
[0.19561890000000001,null,0.27190569999999997]
[0.19552530000000001,null,0.27182099999999998]
[0.19533809999999999,null,0.27164369999999999]
[0.1951995,null,0.27164369999999999]
[0.1951099,null,0.27155899999999999]
[0.19493579999999999,null,0.27155899999999999]
[0.19484219999999999,null,0.2714664]
[0.19443360000000001,null,0.2713739]
[0.19443360000000001,null,0.27128560000000002]
[0.19434000000000001,null,0.27119310000000002]
[0.19425590000000001,null,0.27110830000000002]
[0.19416630000000001,null,0.27102009999999999]
[0.1939246,null,0.27095750000000002]
[0.1939246,null,0.27078020000000003]
[0.1938405,null,0.27051819999999999]
[0.19365689999999999,null,0.27033740000000001]
[0.19357279999999999,null,0.27033740000000001]
[0.19338959999999999,null,0.27033740000000001]
[0.19329969999999999,null,0.27025260000000001]
[0.19321550000000001,null,0.27016440000000003]
[0.19303239999999999,null,0.26997929999999998]
[0.19303239999999999,null,0.26989449999999998]
[0.19293879999999999,null,0.26989449999999998]
[0.1926657,null,0.26989449999999998]
[0.192527,null,0.2697215]
[0.1924334,null,0.2697215]
[0.1922557,null,0.2697215]
[0.19216569999999999,null,0.26963680000000001]
[0.19211120000000001,null,0.26954850000000002]
[0.19211120000000001,null,0.26930080000000001]
[0.19211120000000001,null,0.26920830000000001]
[0.1917575,null,0.26920830000000001]
[0.19166800000000001,null,0.26912000000000003]
[0.1913908,null,0.26912000000000003]
[0.1912131,null,0.26912000000000003]
[0.19115860000000001,null,0.2687619]
[0.19098090000000001,null,0.2687619]
[0.19098080000000001,null,0.2687619]
[0.19079769999999999,null,0.2686694]
[0.19071360000000001,null,0.26860679999999998]
[0.19053580000000001,null,0.2684338]
[0.19039130000000001,null,0.26816390000000001]
[0.19039130000000001,null,0.26807569999999997]
[0.19030179999999999,null,0.26798309999999997]
[0.19011459999999999,null,0.26789059999999998]
[0.19003039999999999,null,0.26789059999999998]
[0.1899759,null,0.26779799999999998]
[0.18979280000000001,null,0.26779799999999998]
[0.18961500000000001,null,0.26771319999999998]
[0.1894315,null,0.26753250000000001]
[0.1893473,null,0.26753250000000001]
[0.18919920000000001,null,0.26729249999999999]
[0.18902550000000001,null,0.26729249999999999]
[0.18902550000000001,null,0.26729249999999999]
[0.18884600000000001,null,0.26711170000000001]
[0.18875600000000001,null,0.26711170000000001]
[0.1884883,null,0.26702700000000001]
[0.1884883,null,0.2668761]
[0.18843380000000001,null,0.26679140000000001]
[0.18834970000000001,null,0.26669880000000001]
[0.18807650000000001,null,0.26660630000000002]
[0.18798290000000001,null,0.26651380000000002]
[0.18798290000000001,null,0.26633639999999997]
[0.1878348,null,0.26624389999999998]
[0.1878348,null,0.26615559999999999]
[0.18766070000000001,null,0.2660631]
[0.18747759999999999,null,0.2659784]
[0.18747759999999999,null,0.26579330000000001]
[0.187384,null,0.26570500000000002]
[0.18720619999999999,null,0.26555770000000001]
[0.1871167,null,0.26546520000000001]
[0.1870231,null,0.26528780000000002]
[0.18687500000000001,null,0.26519959999999998]
[0.18678500000000001,null,0.26502229999999999]
[0.18678500000000001,null,0.26502229999999999]
[0.18651770000000001,null,0.26502229999999999]
[0.18651770000000001,null,0.2649376]
[0.1863696,null,0.26487500000000003]
[0.18610589999999999,null,0.26487490000000002]
[0.18601229999999999,null,0.26469419999999999]
[0.18592819999999999,null,0.26460939999999999]
[0.18566089999999999,null,0.2645169]
[0.18566089999999999,null,0.2644321]
[0.18529960000000001,null,0.26433960000000001]
[0.18529960000000001,null,0.26425130000000002]
[0.18520600000000001,null,0.26425130000000002]
[0.18493870000000001,null,0.26425130000000002]
[0.18484510000000001,null,0.26407399999999998]
[0.1846071,null,0.26401140000000001]
[0.1846071,null,0.26383060000000003]
[0.1846071,null,0.26364549999999998]
[0.1845135,null,0.26356079999999998]
[0.18442929999999999,null,0.26356079999999998]
[0.18419530000000001,null,0.26356079999999998]
[0.1840175,null,0.26338]
[0.1840175,null,0.26323259999999998]
[0.1839334,null,0.26304749999999999]
[0.18378530000000001,null,0.2628703]
[0.18378530000000001,null,0.26261250000000003]
[0.18351219999999999,null,0.26261250000000003]
[0.18351219999999999,null,0.26242739999999998]
[0.18333440000000001,null,0.26242739999999998]
[0.18324080000000001,null,0.26234269999999998]
[0.18305769999999999,null,0.26234269999999998]
[0.18296770000000001,null,0.26225789999999999]
[0.18263650000000001,null,0.26207710000000001]
[0.18263650000000001,null,0.26198460000000001]
[0.1826364,null,0.26174120000000001]
[0.18219099999999999,null,0.26165640000000001]
[0.18183959999999999,null,0.26156390000000002]
[0.18178510000000001,null,0.26156390000000002]
[0.1817009,null,0.26147920000000002]
[0.1817009,null,0.26139089999999998]
[0.1816073,null,0.26129829999999998]
[0.1813342,null,0.26129829999999998]
[0.1813342,null,0.26121359999999999]
[0.18116589999999999,null,0.26094030000000001]
[0.18107229999999999,null,0.26084770000000002]
[0.18079919999999999,null,0.26067050000000003]
[0.18056700000000001,null,0.26042710000000002]
[0.18056700000000001,null,0.26033460000000003]
[0.18047740000000001,null,0.26015719999999998]
[0.1803874,null,0.26015719999999998]
[0.18020430000000001,null,0.26007249999999998]
[0.18001710000000001,null,0.26007249999999998]
[0.18001710000000001,null,0.2598027]
[0.179843,null,0.2598027]
[0.1796053,null,0.25980259999999999]
[0.1790609,null,0.25980259999999999]
[0.17887729999999999,null,0.25956269999999998]
[0.17878730000000001,null,0.25947009999999998]
[0.17861360000000001,null,0.25938539999999999]
[0.17834230000000001,null,0.25920460000000001]
[0.17822299999999999,null,0.25911210000000001]
[0.1781942,null,0.25901950000000001]
[0.17811109999999999,null,0.25884220000000002]
[0.1781006,null,0.25884220000000002]
[0.1780429,null,0.25874960000000002]
[0.17795610000000001,null,0.25856889999999999]
[0.17793039999999999,null,0.25856889999999999]
[0.17786660000000001,null,0.25848409999999999]
[0.17782529999999999,null,0.25830340000000002]
[0.1777571,null,0.25830340000000002]
[0.1777571,null,0.25814819999999999]
[0.17759520000000001,null,0.2580556]
[0.17759520000000001,null,0.25788260000000002]
[0.17753269999999999,null,0.25779790000000002]
[0.17750569999999999,null,0.25761699999999998]
[0.17735210000000001,null,0.25752449999999999]
[0.17732790000000001,null,0.2573394]
[0.17724690000000001,null,0.2572547]
[0.17714840000000001,null,0.25716640000000002]
[0.1770668,null,0.25707390000000002]
[0.1770668,null,0.25707390000000002]
[0.17705480000000001,null,0.25688879999999997]
[0.17696120000000001,null,0.25664900000000002]
[0.17695430000000001,null,0.25664890000000001]
[0.17684240000000001,null,0.25638339999999998]
[0.17666229999999999,null,0.25638339999999998]
[0.1766394,null,0.25638339999999998]
[0.17654980000000001,null,0.2562062]
[0.1765458,null,0.25605529999999999]
[0.1765458,null,0.25587019999999999]
[0.17644460000000001,null,0.255693]
[0.17644460000000001,null,0.25560820000000001]
[0.17633270000000001,null,0.25551990000000002]
[0.1761751,null,0.25533479999999997]
[0.17604690000000001,null,0.25516529999999998]
[0.17602699999999999,null,0.25510270000000002]
[0.17597869999999999,null,0.25510260000000001]
[0.17593739999999999,null,0.25501010000000002]
[0.17587349999999999,null,0.25501010000000002]
[0.17576159999999999,null,0.25474449999999998]
[0.17567920000000001,null,0.25468190000000002]
[0.17567920000000001,null,0.25458930000000002]
[0.17558560000000001,null,0.25450460000000003]
[0.17558560000000001,null,0.25441200000000003]
[0.1755815,null,0.25414219999999998]
[0.17546900000000001,null,0.254054]
[0.17531250000000001,null,0.254054]
[0.17525189999999999,null,0.254054]
[0.17525189999999999,null,0.254054]
[0.1752283,null,0.25387310000000002]
[0.1752283,null,0.25369589999999997]
[0.1751837,null,0.25351859999999998]
[0.1751837,null,0.25351859999999998]
[0.17507130000000001,null,0.25342609999999999]
[0.17507120000000001,null,0.2531641]
[0.17498659999999999,null,0.25297900000000001]
[0.17496610000000001,null,0.25297900000000001]
[0.174897,null,0.25279819999999997]
[0.1748035,null,0.25262089999999998]
[0.1748034,null,0.25252829999999998]
[0.1747417,null,0.25243579999999999]
[0.17467350000000001,null,0.25226280000000001]
[0.17467350000000001,null,0.25210769999999999]
[0.17467350000000001,null,0.25210769999999999]
[0.17461989999999999,null,0.2518378]
[0.17456830000000001,null,0.2518378]
[0.17450019999999999,null,0.25165710000000002]
[0.1743566,null,0.25147969999999997]
[0.17432010000000001,null,0.25147969999999997]
[0.1742667,null,0.25147969999999997]
[0.17414669999999999,null,0.25130249999999998]
[0.1740343,null,0.25130249999999998]
[0.1740343,null,0.25120999999999999]
[0.1740343,null,0.25112519999999999]
[0.1740343,null,0.25085970000000002]
[0.17393900000000001,null,0.2507971]
[0.17393900000000001,null,0.2507045]
[0.17375589999999999,null,0.2506197]
[0.17370469999999999,null,0.25043890000000002]
[0.17370469999999999,null,0.25026159999999997]
[0.17370469999999999,null,0.25016899999999997]
[0.17367170000000001,null,0.25016899999999997]
[0.17359269999999999,null,0.24999170000000001]
[0.17359269999999999,null,0.24980659999999999]
[0.17339089999999999,null,0.2497219]
[0.17338239999999999,null,0.2496371]
[0.17329739999999999,null,0.24954889999999999]
[0.1732078,null,0.24954889999999999]
[0.1732023,null,0.24946409999999999]
[0.17312359999999999,null,0.24946409999999999]
[0.17312359999999999,null,0.2494015]
[0.17308979999999999,null,0.24922420000000001]
[0.1729773,null,0.2488583]
[0.17294409999999999,null,0.2488583]
[0.1728722,null,0.248585]
[0.17262189999999999,null,0.248585]
[0.17262189999999999,null,0.24849669999999999]
[0.17254259999999999,null,0.2483494]
[0.1724744,null,0.2483494]
[0.17244419999999999,null,0.24808379999999999]
[0.1723896,null,0.24808379999999999]
[0.17230010000000001,null,0.2479913]
[0.17230010000000001,null,0.2479065]
[0.17225679999999999,null,0.24781829999999999]
[0.17214479999999999,null,0.2476409]
[0.1719388,null,0.2475562]
[0.1719388,null,0.24740529999999999]
[0.17192769999999999,null,0.24740529999999999]
[0.1718595,null,0.2473128]
[0.17184920000000001,null,0.24713979999999999]
[0.17174710000000001,null,0.24713979999999999]
[0.1717011,null,0.2470473]
[0.171567,null,0.2470473]
[0.171567,null,0.2469547]
[0.171567,null,0.24680730000000001]
[0.17156689999999999,null,0.24663009999999999]
[0.17151749999999999,null,0.24663009999999999]
[0.17134930000000001,null,0.24644920000000001]
[0.17134379999999999,null,0.24635670000000001]
[0.17125029999999999,null,0.24627199999999999]
[0.17123740000000001,null,0.24620939999999999]
[0.17123740000000001,null,0.2460243]
[0.17115669999999999,null,0.2460242]
[0.17115669999999999,null,0.2457587]
[0.17102020000000001,null,0.2457587]
[0.1709186,null,0.24558140000000001]
[0.1708469,null,0.24548880000000001]
[0.1708469,null,0.2453379]
[0.17073540000000001,null,0.2452454]
[0.17073540000000001,null,0.2450724]
[0.17055770000000001,null,0.2449798]
[0.17055770000000001,null,0.2448873]
[0.17051730000000001,null,0.24471010000000001]
[0.17051730000000001,null,0.24462529999999999]
[0.17041210000000001,null,0.24444450000000001]
[0.1702997,null,0.24426719999999999]
[0.17023550000000001,null,0.24426719999999999]
[0.1701877,null,0.24426719999999999]
[0.1700874,null,0.2441121]
[0.17000760000000001,null,0.24402380000000001]
[0.1699137,null,0.24384649999999999]
[0.1699137,null,0.24384649999999999]
[0.16990240000000001,null,0.243754]
[0.16990240000000001,null,0.24357670000000001]
[0.16982410000000001,null,0.24357670000000001]
[0.169678,null,0.24321090000000001]
[0.16950470000000001,null,0.24321090000000001]
[0.16949639999999999,null,0.2430301]
[0.16941229999999999,null,0.2429376]
[0.16941229999999999,null,0.24260950000000001]
[0.16939219999999999,null,0.24251700000000001]
[0.16928029999999999,null,0.24243219999999999]
[0.1692121,null,0.24243219999999999]
[0.16904159999999999,null,0.24225920000000001]
[0.16899500000000001,null,0.24216670000000001]
[0.16888249999999999,null,0.24183850000000001]
[0.16888249999999999,null,0.24174599999999999]
[0.1688143,null,0.24174599999999999]
[0.16877429999999999,null,0.2416577]
[0.16853660000000001,null,0.24157300000000001]
[0.16853660000000001,null,0.24138789999999999]
[0.16848479999999999,null,0.2412106]
[0.16837959999999999,null,0.241148]
[0.1683114,null,0.24096290000000001]
[0.1682689,null,0.24096290000000001]
[0.1681995,null,0.24087459999999999]
[0.16808699999999999,null,0.24069740000000001]
[0.1680857,null,0.24069740000000001]
[0.16803119999999999,null,0.24052000000000001]
[0.16803119999999999,null,0.24052000000000001]
[0.1679069,null,0.24042749999999999]
[0.16778950000000001,null,0.2402502]
[0.16769590000000001,null,0.24007290000000001]
[0.1676898,null,0.24001030000000001]
[0.1676898,null,0.24001030000000001]
[0.16752220000000001,null,0.2399221]
[0.16752220000000001,null,0.23974470000000001]
[0.1673972,null,0.23965220000000001]
[0.1673972,null,0.23950489999999999]
[0.1673972,null,0.239235]
[0.16733870000000001,null,0.23888480000000001]
[0.167292,null,0.23879220000000001]
[0.1672487,null,0.23869969999999999]
[0.16711190000000001,null,0.2385524]
[0.16702049999999999,null,0.23846410000000001]
[0.16699939999999999,null,0.2382833]
[0.16699939999999999,null,0.23810600000000001]
[0.1668943,null,0.23810600000000001]
[0.16683729999999999,null,0.23810600000000001]
[0.16678229999999999,null,0.23784050000000001]
[0.1666501,null,0.23766319999999999]
[0.16649700000000001,null,0.23739759999999999]
[0.16641790000000001,null,0.2371578]
[0.1662044,null,0.23706530000000001]
[0.1662044,null,0.23698050000000001]
[0.16614470000000001,null,0.2368923]
[0.16603109999999999,null,0.23661460000000001]
[0.16595760000000001,null,0.23655190000000001]
[0.1659187,null,0.23645939999999999]
[0.16586799999999999,null,0.23619380000000001]
[0.1658135,null,0.23619380000000001]
[0.16578390000000001,null,0.23613120000000001]
[0.16578390000000001,null,0.23594609999999999]
[0.1655209,null,0.2358614]
[0.16551070000000001,null,0.23561789999999999]
[0.16536619999999999,null,0.23561789999999999]
[0.165297,null,0.2354328]
[0.165297,null,0.23525979999999999]
[0.16527269999999999,null,0.23525979999999999]
[0.16512370000000001,null,0.23499780000000001]
[0.16501170000000001,null,0.23490530000000001]
[0.16494349999999999,null,0.23472799999999999]
[0.1649118,null,0.23472799999999999]
[0.16483110000000001,null,0.2345507]
[0.1648222,null,0.23427729999999999]
[0.1646445,null,0.2341926]
[0.16450149999999999,null,0.23404520000000001]
[0.1644333,null,0.23396049999999999]
[0.1644333,null,0.2337796]
[0.1644158,null,0.23369139999999999]
[0.16432820000000001,null,0.2336066]
[0.16423270000000001,null,0.2334215]
[0.16423270000000001,null,0.233156]
[0.16423270000000001,null,0.2330634]
[0.1640886,null,0.23288610000000001]
[0.16399130000000001,null,0.23282349999999999]
[0.16392309999999999,null,0.23282349999999999]
[0.1638213,null,0.23282349999999999]
[0.163743,null,0.2326462]
[0.1636311,null,0.2325536]
[0.1635442,null,0.23237640000000001]
[0.16341339999999999,null,0.2322881]
[0.16341339999999999,null,0.2322255]
[0.16336100000000001,null,0.2322255]
[0.1631811,null,0.23204040000000001]
[0.1630875,null,0.23195560000000001]
[0.1630838,null,0.23171230000000001]
[0.1629032,null,0.23171230000000001]
[0.16283500000000001,null,0.23152719999999999]
[0.16276570000000001,null,0.23152719999999999]
[0.16267209999999999,null,0.23135410000000001]
[0.16267209999999999,null,0.23126160000000001]
[0.16261790000000001,null,0.23116900000000001]
[0.16254979999999999,null,0.23098830000000001]
[0.16254979999999999,null,0.23089999999999999]
[0.16248850000000001,null,0.2307227]
[0.16233210000000001,null,0.2307227]
[0.16225629999999999,null,0.23063439999999999]
[0.16200249999999999,null,0.2304793]
[0.16198309999999999,null,0.2304793]
[0.16198309999999999,null,0.2303867]
[0.16193440000000001,null,0.23023579999999999]
[0.16182189999999999,null,0.2301511]
[0.1618,null,0.22997029999999999]
[0.1618,null,0.22987779999999999]
[0.1617538,null,0.2297931]
[0.1617064,null,0.2297931]
[0.1616418,null,0.22960800000000001]
[0.16156229999999999,null,0.22943069999999999]
[0.1614169,null,0.22936809999999999]
[0.16138820000000001,null,0.229183]
[0.16138820000000001,null,0.2290905]
[0.16119919999999999,null,0.22890550000000001]
[0.16111690000000001,null,0.22845480000000001]
[0.16108729999999999,null,0.228185]
[0.16102330000000001,null,0.2280925]
[0.16090670000000001,null,0.22800780000000001]
[0.1607942,null,0.22800780000000001]
[0.16065660000000001,null,0.22776779999999999]
[0.16061410000000001,null,0.22767950000000001]
[0.16061410000000001,null,0.22750229999999999]
[0.16056300000000001,null,0.2273173]
[0.1602845,null,0.2273173]
[0.16024079999999999,null,0.2272325]
[0.1601726,null,0.2272325]
[0.1601725,null,0.2269891]
[0.16014719999999999,null,0.2269891]
[0.15999189999999999,null,0.22680829999999999]
[0.15999189999999999,null,0.22654630000000001]
[0.15977279999999999,null,0.2263655]
[0.15969939999999999,null,0.2262729]
[0.15959419999999999,null,0.2262729]
[0.1594119,null,0.22609989999999999]
[0.15936980000000001,null,0.22582659999999999]
[0.15925729999999999,null,0.22573399999999999]
[0.159084,null,0.22564149999999999]
[0.15904160000000001,null,0.22522429999999999]
[0.15904160000000001,null,0.22513610000000001]
[0.158972,null,0.22505130000000001]
[0.1588668,null,0.2249631]
[0.158858,null,0.2249631]
[0.1587549,null,0.22477800000000001]
[0.15864239999999999,null,0.22469320000000001]
[0.1585907,null,0.2245125]
[0.1584623,null,0.2245124]
[0.1583503,null,0.22417989999999999]
[0.15826309999999999,null,0.22399910000000001]
[0.15813269999999999,null,0.22373789999999999]
[0.15813269999999999,null,0.22373789999999999]
[0.1580799,null,0.2236496]
[0.1579526,null,0.22355700000000001]
[0.15793180000000001,null,0.22340969999999999]
[0.1578474,null,0.223048]
[0.15773499999999999,null,0.223048]
[0.15765870000000001,null,0.2229633]
[0.15757460000000001,null,0.22277820000000001]
[0.1574497,null,0.2226273]
[0.1574497,null,0.2225348]
[0.1574497,null,0.22244230000000001]
[0.15733720000000001,null,0.22244230000000001]
[0.1572974,null,0.2222614]
[0.15715709999999999,null,0.22199940000000001]
[0.1570889,null,0.22191469999999999]
[0.15706519999999999,null,0.22165270000000001]
[0.15697700000000001,null,0.22146759999999999]
[0.15688199999999999,null,0.22131239999999999]
[0.1566912,null,0.22096209999999999]
[0.1566912,null,0.220777]
[0.15657869999999999,null,0.22069230000000001]
[0.1565503,null,0.22059970000000001]
[0.1563986,null,0.2204267]
[0.15636320000000001,null,0.22033420000000001]
[0.1562934,null,0.2201534]
[0.1561128,null,0.21997610000000001]
[0.15608240000000001,null,0.21997610000000001]
[0.1560009,null,0.2197404]
[0.15590470000000001,null,0.21955530000000001]
[0.1557837,null,0.21946280000000001]
[0.15560309999999999,null,0.2192856]
[0.15549789999999999,null,0.21919730000000001]
[0.15545020000000001,null,0.21904999999999999]
[0.1553928,null,0.2189652]
[0.15521270000000001,null,0.21878010000000001]
[0.15511849999999999,null,0.21878010000000001]
[0.15503439999999999,null,0.21862490000000001]
[0.15499499999999999,null,0.21853239999999999]
[0.15488260000000001,null,0.21853239999999999]
[0.15470239999999999,null,0.2183551]
[0.15467349999999999,null,0.2182626]
[0.15459049999999999,null,0.21808179999999999]
[0.15448529999999999,null,0.2179893]
[0.15430469999999999,null,0.2179893]
[0.15430469999999999,null,0.2178341]
[0.15419949999999999,null,0.21774930000000001]
[0.15419949999999999,null,0.2175686]
[0.154112,null,0.21739130000000001]
[0.15387429999999999,null,0.2171371]
[0.15380179999999999,null,0.21698190000000001]
[0.1536016,null,0.21688930000000001]
[0.15332480000000001,null,0.21662380000000001]
[0.1532703,null,0.21653120000000001]
[0.1532483,null,0.21653120000000001]
[0.1532483,null,0.21635399999999999]
[0.1530233,null,0.21601799999999999]
[0.15295520000000001,null,0.21592549999999999]
[0.15284320000000001,null,0.21574460000000001]
[0.1526699,null,0.2155716]
[0.1525252,null,0.21548690000000001]
[0.15248929999999999,null,0.21539430000000001]
[0.1524411,null,0.21530179999999999]
[0.15237729999999999,null,0.21512100000000001]
[0.15230920000000001,null,0.2147886]
[0.15219669999999999,null,0.2147886]
[0.1521286,null,0.21461910000000001]
[0.15191089999999999,null,0.2144461]
[0.15173139999999999,null,0.21411359999999999]
[0.15169379999999999,null,0.21402109999999999]
[0.1516256,null,0.21393280000000001]
[0.1515137,null,0.2137521]
[0.1514085,null,0.21357480000000001]
[0.15129600000000001,null,0.21348220000000001]
[0.1512126,null,0.21321660000000001]
[0.1511284,null,0.21294679999999999]
[0.1510348,null,0.2127069]
[0.1508978,null,0.21262220000000001]
[0.1508978,null,0.21252960000000001]
[0.1508978,null,0.2119788]
[0.15078530000000001,null,0.21161650000000001]
[0.1507172,null,0.21152389999999999]
[0.1505745,null,0.2113688]
[0.15049999999999999,null,0.21099870000000001]
[0.1503032,null,0.21082139999999999]
[0.15020749999999999,null,0.2107289]
[0.15020749999999999,null,0.21046770000000001]
[0.15020749999999999,null,0.21010960000000001]
[0.15002679999999999,null,0.2098399]
[0.14991489999999999,null,0.2097473]
[0.14987429999999999,null,0.2093815]
[0.14969730000000001,null,0.20913809999999999]
[0.14969730000000001,null,0.2090455]
[0.14959210000000001,null,0.20886830000000001]
[0.1494801,null,0.2086875]
[0.1494801,null,0.20851020000000001]
[0.14941940000000001,null,0.2082446]
[0.14936769999999999,null,0.20805960000000001]
[0.14932590000000001,null,0.2078866]
[0.1490756,null,0.20773150000000001]
[0.1489704,null,0.2073614]
[0.14896499999999999,null,0.20726890000000001]
[0.1488585,null,0.20717630000000001]
[0.1487269,null,0.20709150000000001]
[0.1487269,null,0.20681820000000001]
[0.14868509999999999,null,0.20673340000000001]
[0.14868509999999999,null,0.2063633]
[0.1485727,null,0.20609430000000001]
[0.1484607,null,0.20583219999999999]
[0.1484607,null,0.20574390000000001]
[0.1484596,null,0.20559659999999999]
[0.14801919999999999,null,0.2054115]
[0.14801919999999999,null,0.20523069999999999]
[0.1478458,null,0.20487610000000001]
[0.14777770000000001,null,0.20487610000000001]
[0.14777770000000001,null,0.2047031]
[0.1476652,null,0.20445540000000001]
[0.1476652,null,0.20436280000000001]
[0.14748459999999999,null,0.20401250000000001]
[0.14737259999999999,null,0.20401250000000001]
[0.14737259999999999,null,0.20365440000000001]
[0.1473045,null,0.20349929999999999]
[0.1470873,null,0.2033143]
[0.14700489999999999,null,0.20295199999999999]
[0.14687020000000001,null,0.2028594]
[0.1468217,null,0.20258609999999999]
[0.1466385,null,0.2024936]
[0.1465844,null,0.20221610000000001]
[0.14651629999999999,null,0.20213130000000001]
[0.14629909999999999,null,0.20176540000000001]
[0.1461837,null,0.20158039999999999]
[0.14600659999999999,null,0.20140739999999999]
[0.14589460000000001,null,0.20131489999999999]
[0.14589460000000001,null,0.20098679999999999]
[0.14589460000000001,null,0.2008094]
[0.145677,null,0.2007169]
[0.14549690000000001,null,0.20053609999999999]
[0.14528650000000001,null,0.2004436]
[0.1450621,null,0.2003501]
[0.14497099999999999,null,0.2002343]
[0.1449501,null,0.20017799999999999]
[0.14469389999999999,null,0.200124]
[0.1446643,null,0.19991600000000001]
[0.1444599,null,0.19971810000000001]
[0.14432900000000001,null,0.19960240000000001]
[0.1442116,null,0.1995835]
[0.14399400000000001,null,0.19938069999999999]
[0.14388200000000001,null,0.1992254]
[0.14370189999999999,null,0.19894790000000001]
[0.14358940000000001,null,0.1989428]
[0.14358940000000001,null,0.1989428]
[0.1433036,null,0.19876279999999999]
[0.14319170000000001,null,0.19875419999999999]
[0.14319170000000001,null,0.19858200000000001]
[0.14308650000000001,null,0.1984543]
[0.14305780000000001,null,0.19834389999999999]
[0.1429745,null,0.19826569999999999]
[0.14278099999999999,null,0.19821620000000001]
[0.14272650000000001,null,0.19806879999999999]
[0.1426133,null,0.19793369999999999]
[0.1426133,null,0.19793369999999999]
[0.14232800000000001,null,0.19789580000000001]
[0.1422156,null,0.1978277]
[0.1422156,null,0.19771079999999999]
[0.14199790000000001,null,0.1976183]
[0.1417803,null,0.19752339999999999]
[0.14171210000000001,null,0.1974175]
[0.14171210000000001,null,0.1973017]
[0.1415997,null,0.19719139999999999]
[0.14131440000000001,null,0.1971599]
[0.14131440000000001,null,0.1970973]
[0.14120189999999999,null,0.19686380000000001]
[0.14109669999999999,null,0.1966475]
[0.1409166,null,0.19664670000000001]
[0.14080419999999999,null,0.19655420000000001]
[0.14058699999999999,null,0.19642689999999999]
[0.14047509999999999,null,0.19628870000000001]
[0.14047509999999999,null,0.19623289999999999]
[0.1403626,null,0.1960112]
[0.14029449999999999,null,0.1960112]
[0.13985239999999999,null,0.1958954]
[0.13953009999999999,null,0.1958501]
[0.1393057,null,0.1957576]
[0.13908180000000001,null,0.19570679999999999]
[0.1388335,null,0.19560669999999999]
[0.1387283,null,0.1954217]
[0.13850390000000001,null,0.19538030000000001]
[0.13832330000000001,null,0.19538030000000001]
[0.13832330000000001,null,0.19538030000000001]
[0.13810620000000001,null,0.1952256]
[0.13810620000000001,null,0.19515859999999999]
[0.1378885,null,0.1949832]
[0.13770840000000001,null,0.1948906]
[0.13770840000000001,null,0.19471189999999999]
[0.1374908,null,0.19462080000000001]
[0.13742260000000001,null,0.19460150000000001]
[0.13719819999999999,null,0.19460150000000001]
[0.13713,null,0.19443569999999999]
[0.13701759999999999,null,0.19430259999999999]
[0.1367932,null,0.19407340000000001]
[0.1363954,null,0.19397500000000001]
[0.1362902,null,0.1938926]
[0.13596069999999999,null,0.19375880000000001]
[0.1358925,null,0.19374530000000001]
[0.1358925,null,0.1935645]
[0.1358925,null,0.19353809999999999]
[0.1358925,null,0.1933164]
[0.1355999,null,0.19330079999999999]
[0.1355999,null,0.19328690000000001]
[0.1353828,null,0.19319439999999999]
[0.13515840000000001,null,0.1929844]
[0.1349407,null,0.1929844]
[0.1348288,null,0.19295090000000001]
[0.1348288,null,0.19277359999999999]
[0.1348288,null,0.1926524]
[0.1348288,null,0.19246820000000001]
[0.1346116,null,0.19245370000000001]
[0.1346116,null,0.19245370000000001]
[0.13432640000000001,null,0.1924199]
[0.1341087,null,0.1923579]
[0.1341087,null,0.19224260000000001]
[0.1339968,null,0.1921737]
[0.1339968,null,0.19214999999999999]
[0.133599,null,0.19214510000000001]
[0.13342570000000001,null,0.19206780000000001]
[0.13320080000000001,null,0.19199069999999999]
[0.13313259999999999,null,0.19196179999999999]
[0.1330201,null,0.19189229999999999]
[0.13284000000000001,null,0.1917393]
[0.1327276,null,0.191715]
[0.1322855,null,0.19165750000000001]
[0.1322855,null,0.19147330000000001]
[0.1319564,null,0.1913648]
[0.1316639,null,0.19135750000000001]
[0.1316639,null,0.19118399999999999]
[0.13122229999999999,null,0.1911437]
[0.13122229999999999,null,0.1911436]
[0.1309979,null,0.1911369]
[0.1308173,null,0.1909206]
[0.13063669999999999,null,0.19089220000000001]
[0.13053149999999999,null,0.19082160000000001]
[0.13041949999999999,null,0.19066649999999999]
[0.1302024,null,0.19040099999999999]
[0.13008990000000001,null,0.1903029]
[0.12980459999999999,null,0.190135]
[0.12969220000000001,null,0.19004299999999999]
[0.12936259999999999,null,0.18986159999999999]
[0.12925010000000001,null,0.1898408]
[0.12918199999999999,null,0.18974579999999999]
[0.12896479999999999,null,0.1897365]
[0.12872339999999999,null,0.18959239999999999]
[0.12855,null,0.18955720000000001]
[0.1280403,null,0.18934100000000001]
[0.1280403,null,0.1892307]
[0.12797220000000001,null,0.1891264]
[0.12775500000000001,null,0.18898239999999999]
[0.12764259999999999,null,0.18897929999999999]
[0.12753059999999999,null,0.18890409999999999]
[0.12734999999999999,null,0.18882499999999999]
[0.12706419999999999,null,0.18879370000000001]
[0.1268398,null,0.18872040000000001]
[0.1261427,null,0.18856229999999999]
[0.12592500000000001,null,0.1884769]
[0.12570790000000001,null,0.18842639999999999]
[0.12570790000000001,null,0.18842639999999999]
[0.1253783,null,0.18838440000000001]
[0.12526590000000001,null,0.18816179999999999]
[0.12516070000000001,null,0.18816179999999999]
[0.124943,null,0.18811890000000001]
[0.124651,null,0.18802779999999999]
[0.1244261,null,0.18779419999999999]
[0.1243209,null,0.18772639999999999]
[0.12402829999999999,null,0.18772639999999999]
[0.123818,null,0.18771409999999999]
[0.123818,null,0.18771409999999999]
[0.12363730000000001,null,0.1876092]
[0.12352490000000001,null,0.18752440000000001]
[0.1232766,null,0.18746769999999999]
[0.1231641,null,0.18738560000000001]
[0.1230522,null,0.1873821]
[0.1226544,null,0.18727170000000001]
[0.1226544,null,0.18725459999999999]
[0.12236859999999999,null,0.18719350000000001]
[0.1222562,null,0.18707370000000001]
[0.12214419999999999,null,0.1870619]
[0.12196360000000001,null,0.18697179999999999]
[0.1217903,null,0.1869576]
[0.1216783,null,0.18678320000000001]
[0.1214977,null,0.18665660000000001]
[0.1214977,null,0.1864836]
[0.1211681,null,0.1864468]
[0.1210562,null,0.1863911]
[0.120951,null,0.1863409]
[0.1207266,null,0.18625040000000001]
[0.1203283,null,0.18625040000000001]
[0.1201107,null,0.18623490000000001]
[0.1198181,null,0.18611920000000001]
[0.1197061,null,0.1861178]
[0.1195937,null,0.185949]
[0.1193698,null,0.1859489]
[0.1190402,null,0.1859306]
[0.1188158,null,0.1858446]
[0.1186054,null,0.18574019999999999]
[0.1186054,null,0.1854971]
[0.1184248,null,0.1854865]
[0.11813220000000001,null,0.18548149999999999]
[0.11801979999999999,null,0.1852808]
[0.11791459999999999,null,0.18513270000000001]
[0.1177783,null,0.18505469999999999]
[0.1174487,null,0.18504019999999999]
[0.1174487,null,0.18494759999999999]
[0.1173362,null,0.1846168]
[0.1170509,null,0.18458179999999999]
[0.1168265,null,0.18449460000000001]
[0.1167213,null,0.1843475]
[0.1167213,null,0.18431620000000001]
[0.1165042,null,0.18421090000000001]
[0.1162798,null,0.1839837]
[0.1161435,null,0.1839837]
[0.1158076,null,0.18394170000000001]
[0.11551500000000001,null,0.18388869999999999]
[0.11534170000000001,null,0.1837946]
[0.11511730000000001,null,0.1837104]
[0.1150048,null,0.1835611]
[0.1150048,null,0.1835331]
[0.1148242,null,0.183396]
[0.1148242,null,0.183396]
[0.1144264,null,0.1833351]
[0.11402089999999999,null,0.1833351]
[0.11373560000000001,null,0.18324170000000001]
[0.11351120000000001,null,0.18300849999999999]
[0.1133311,null,0.1828243]
[0.11311400000000001,null,0.1827859]
[0.1128895,null,0.18273039999999999]
[0.1126037,null,0.1826421]
[0.1124913,null,0.18260799999999999]
[0.1120502,null,0.18260799999999999]
[0.1118696,null,0.1823081]
[0.1114719,null,0.18229519999999999]
[0.11140369999999999,null,0.18218309999999999]
[0.1111861,null,0.1821796]
[0.11089350000000001,null,0.18206369999999999]
[0.1108254,null,0.182036]
[0.1107572,null,0.1819316]
[0.1102042,null,0.18190619999999999]
[0.1100241,null,0.18187990000000001]
[0.1097997,null,0.1816757]
[0.1096945,null,0.18162300000000001]
[0.1094087,null,0.18137149999999999]
[0.1092967,null,0.18134149999999999]
[0.1092967,null,0.18126320000000001]
[0.1086746,null,0.18121280000000001]
[0.1085694,null,0.18098130000000001]
[0.1084574,null,0.18093219999999999]
[0.1082398,null,0.18090139999999999]
[0.10805919999999999,null,0.18060019999999999]
[0.107991,null,0.18046000000000001]
[0.107991,null,0.18026819999999999]
[0.1077666,null,0.18020140000000001]
[0.1077666,null,0.18004220000000001]
[0.1075183,null,0.17993619999999999]
[0.1075183,null,0.1798988]
[0.1071201,null,0.17985799999999999]
[0.10705190000000001,null,0.17966940000000001]
[0.10682800000000001,null,0.17964849999999999]
[0.1066479,null,0.17948520000000001]
[0.1063626,null,0.17943580000000001]
[0.1062507,null,0.17935429999999999]
[0.106033,null,0.17926890000000001]
[0.1055837,null,0.17904780000000001]
[0.1052911,null,0.17904780000000001]
[0.104961,null,0.1788913]
[0.1047804,null,0.1788256]
[0.104444,null,0.1788256]
[0.1039781,null,0.17871519999999999]
[0.1037542,null,0.17859710000000001]
[0.1035293,null,0.1784936]
[0.1034173,null,0.1784927]
[0.1033121,null,0.17842830000000001]
[0.103132,null,0.17842830000000001]
[0.1028833,null,0.17830940000000001]
[0.10270310000000001,null,0.1781913]
[0.1025225,null,0.1780931]
[0.1021934,null,0.17804030000000001]
[0.101969,null,0.17793980000000001]
[0.10164620000000001,null,0.17776110000000001]
[0.101578,null,0.17765230000000001]
[0.1013979,null,0.1775448]
[0.1011803,null,0.1771355]
[0.1008336,null,0.17710770000000001]
[0.1007217,null,0.17702860000000001]
[0.10042909999999999,null,0.17698839999999999]
[0.10020469999999999,null,0.17672969999999999]
[9.9912100000000004E-2,null,0.17671970000000001]
[9.9806900000000004E-2,null,0.176701]
[9.9521600000000002E-2,null,0.17642830000000001]
[9.94535E-2,null,0.17626849999999999]
[9.9160899999999996E-2,null,0.17626849999999999]
[9.9048999999999998E-2,null,0.1760843]
[9.8755899999999994E-2,null,0.17601530000000001]
[9.8687700000000003E-2,null,0.17586260000000001]
[9.8197499999999993E-2,null,0.1757937]
[9.8085000000000006E-2,null,0.17567840000000001]
[9.7567500000000001E-2,null,0.17560229999999999]
[9.7350400000000004E-2,null,0.17557249999999999]
[9.7169800000000001E-2,null,0.17534640000000001]
[9.69526E-2,null,0.17524049999999999]
[9.6884499999999998E-2,null,0.17520369999999999]
[9.6659999999999996E-2,null,0.17494280000000001]
[9.6187400000000006E-2,null,0.17490230000000001]
[9.58339E-2,null,0.17484440000000001]
[9.5293600000000006E-2,null,0.17472869999999999]
[9.5113500000000004E-2,null,0.17464360000000001]
[9.4603800000000002E-2,null,0.17453920000000001]
[9.4354999999999994E-2,null,0.1745168]
[9.3703099999999998E-2,null,0.1742908]
[9.3522999999999995E-2,null,0.17418040000000001]
[9.3162200000000001E-2,null,0.17409179999999999]
[9.29373E-2,null,0.17392920000000001]
[9.2719700000000002E-2,null,0.1738528]
[9.2202199999999998E-2,null,0.17377870000000001]
[9.2089699999999997E-2,null,0.1734618]
[9.2089699999999997E-2,null,0.17345240000000001]
[9.1691999999999996E-2,null,0.17331569999999999]
[9.1579999999999995E-2,null,0.1731676]
[9.0509000000000006E-2,null,0.17308419999999999]
[9.0328900000000004E-2,null,0.17301320000000001]
[9.0104500000000004E-2,null,0.17286609999999999]
[8.9819200000000002E-2,null,0.17280699999999999]
[8.9594300000000002E-2,null,0.17269619999999999]
[8.9196499999999998E-2,null,0.1725719]
[8.8835800000000006E-2,null,0.17237440000000001]
[8.8618699999999995E-2,null,0.17232049999999999]
[8.8265200000000002E-2,null,0.17222660000000001]
[8.7704900000000002E-2,null,0.17221610000000001]
[8.7704900000000002E-2,null,0.1721859]
[8.7412299999999998E-2,null,0.17199510000000001]
[8.6653400000000005E-2,null,0.17199510000000001]
[8.6368100000000003E-2,null,0.17185819999999999]
[8.5962999999999998E-2,null,0.17176359999999999]
[8.5429500000000005E-2,null,0.17145340000000001]
[8.4888599999999995E-2,null,0.17114409999999999]
[8.4776699999999997E-2,null,0.17114409999999999]
[8.4467E-2,null,0.17111760000000001]
[8.3700800000000006E-2,null,0.17097039999999999]
[8.3303000000000002E-2,null,0.17080899999999999]
[8.2450700000000002E-2,null,0.1705219]
[8.23382E-2,null,0.17048240000000001]
[8.1760299999999994E-2,null,0.1702938]
[8.1467800000000007E-2,null,0.1702864]
[8.1287600000000002E-2,null,0.17008200000000001]
[8.0882599999999999E-2,null,0.1700806]
[8.0777399999999999E-2,null,0.1697176]
[8.0372899999999997E-2,null,0.16943549999999999]
[7.9630999999999993E-2,null,0.1694234]
[7.9270300000000002E-2,null,0.1694224]
[7.9052600000000001E-2,null,0.1690248]
[7.8803799999999993E-2,null,0.1687958]
[7.8262999999999999E-2,null,0.16873060000000001]
[7.8014200000000006E-2,null,0.16857630000000001]
[7.7728400000000003E-2,null,0.16850950000000001]
[7.7187099999999995E-2,null,0.16847799999999999]
[7.6517199999999994E-2,null,0.16836770000000001]
[7.6111700000000004E-2,null,0.16827800000000001]
[7.5621400000000005E-2,null,0.16817370000000001]
[7.5397000000000006E-2,null,0.16806779999999999]
[7.4607800000000002E-2,null,0.16796179999999999]
[7.38674E-2,null,0.16777909999999999]
[7.3221300000000003E-2,null,0.1675381]
[7.2474999999999998E-2,null,0.16747770000000001]
[7.2294399999999995E-2,null,0.1673441]
[7.1549100000000004E-2,null,0.1673441]
[7.0878700000000003E-2,null,0.1671126]
[7.0112900000000006E-2,null,0.16703899999999999]
[6.9328699999999993E-2,null,0.1668277]
[6.8991899999999995E-2,null,0.1668076]
[6.8481600000000004E-2,null,0.16679479999999999]
[6.7254900000000006E-2,null,0.16657620000000001]
[6.6749000000000003E-2,null,0.1665761]
[6.6500799999999999E-2,null,0.1665731]
[6.6183199999999998E-2,null,0.16646720000000001]
[6.6170699999999999E-2,null,0.16634460000000001]
[6.5623500000000001E-2,null,0.16596079999999999]
[6.5442799999999995E-2,null,0.1658549]
[6.5330399999999997E-2,null,0.1658549]
[6.4520800000000003E-2,null,0.1656609]
[6.3798800000000003E-2,null,0.16544020000000001]
[6.3234799999999994E-2,null,0.16525599999999999]
[6.2884300000000004E-2,null,0.16479920000000001]
[6.2825800000000001E-2,null,0.1644959]
[6.2478600000000002E-2,null,0.1644111]
[6.2206499999999998E-2,null,0.16435530000000001]
[6.2203399999999999E-2,null,0.1643019]
[6.2141200000000001E-2,null,0.16417970000000001]
[6.2070199999999999E-2,null,0.1639495]
[6.1607099999999998E-2,null,0.16394819999999999]
[6.1587200000000002E-2,null,0.16366629999999999]
[6.1209399999999997E-2,null,0.16345000000000001]
[6.06948E-2,null,0.16305239999999999]
[6.0375400000000003E-2,null,0.16302630000000001]
[6.0045300000000003E-2,null,0.1628657]
[5.98647E-2,null,0.16269429999999999]
[5.9254399999999999E-2,null,0.16240270000000001]
[5.9211399999999997E-2,null,0.16217809999999999]
[5.8471000000000002E-2,null,0.1615742]
[5.8428500000000001E-2,null,0.1615472]
[5.7804500000000002E-2,null,0.16144120000000001]
[5.7723799999999999E-2,null,0.1608147]
[5.6772099999999999E-2,null,0.1602806]
[5.6733199999999998E-2,null,0.1601629]
[5.5666500000000001E-2,null,0.16006000000000001]
[5.5231799999999998E-2,null,0.15973780000000001]
[5.48272E-2,null,0.15952150000000001]
[5.4198799999999998E-2,null,0.15931190000000001]
[5.2561700000000003E-2,null,0.15896189999999999]
[5.1735099999999999E-2,null,0.1587935]
[5.0063099999999999E-2,null,0.1583832]
[4.9642400000000003E-2,null,0.15807289999999999]
[4.9642400000000003E-2,null,0.1573437]
[4.9642400000000003E-2,null,0.15626019999999999]
[4.9642400000000003E-2,null,0.1560126]
[4.92217E-2,null,0.15526989999999999]
[4.8800999999999997E-2,null,0.15500240000000001]
[4.8800999999999997E-2,null,0.1546756]
[4.8800999999999997E-2,null,0.154667]
[4.8380300000000001E-2,null,0.15451899999999999]
[4.8380300000000001E-2,null,0.15381990000000001]
[4.8380300000000001E-2,null,0.1536614]
[4.8380300000000001E-2,null,0.1536486]
[4.7959599999999998E-2,null,0.15237300000000001]
[4.7959599999999998E-2,null,0.1522445]
[4.7538900000000002E-2,null,0.15219089999999999]
[4.7118199999999999E-2,null,0.1515714]
[4.6697500000000003E-2,null,0.15087690000000001]
[4.62768E-2,null,0.1497945]
[4.62768E-2,null,0.14902940000000001]
[4.5856099999999997E-2,null,0.14863080000000001]
[4.5856099999999997E-2,null,0.14777650000000001]
[4.5435400000000001E-2,null,0.14748230000000001]
[4.5014699999999998E-2,null,0.14692939999999999]
[4.5014699999999998E-2,null,0.1466287]
[4.4594000000000002E-2,null,0.14647209999999999]
[4.3752600000000003E-2,null,0.14563380000000001]
[4.33319E-2,null,0.1456211]
[4.2911199999999997E-2,null,0.14453869999999999]
[4.24905E-2,null,0.14384420000000001]
[4.24905E-2,null,0.14356720000000001]
[4.1228399999999998E-2,null,0.14120959999999999]
[4.1228399999999998E-2,null,0.140263]
[4.0386999999999999E-2,null,0.14005219999999999]
[3.9966300000000003E-2,null,0.13994989999999999]
[3.9966300000000003E-2,null,0.13966419999999999]
[3.9966300000000003E-2,null,0.1392012]
[3.9545700000000003E-2,null,0.13901060000000001]
[3.95456E-2,null,0.1386976]
[3.9125E-2,null,0.13838449999999999]
[3.9125E-2,null,0.13807140000000001]
[3.9125E-2,null,0.1372678]
[3.8704299999999997E-2,null,0.13713210000000001]
[3.6600800000000003E-2,null,0.13713210000000001]
[3.61801E-2,null,0.1368798]
[3.5338700000000001E-2,null,0.136819]
[3.4497300000000002E-2,null,0.136819]
[3.3655900000000002E-2,null,0.13494049999999999]
[3.3235199999999999E-2,null,0.13400129999999999]
[3.1973099999999997E-2,null,0.1327489]
[3.1552400000000001E-2,null,0.1327489]
[3.1552400000000001E-2,null,0.13243579999999999]
[3.0290299999999999E-2,null,0.12993109999999999]
[2.98696E-2,null,0.129305]
[2.94489E-2,null,0.1293049]
[2.94489E-2,null,0.12867880000000001]
[2.94489E-2,null,0.1283657]
[2.8186800000000001E-2,null,0.12773950000000001]
[2.7766099999999998E-2,null,0.1274264]
[2.7766099999999998E-2,null,0.12711330000000001]
[2.4821200000000002E-2,null,0.12692609999999999]
[2.4400499999999999E-2,null,0.12617410000000001]
[2.3979799999999999E-2,null,0.12617410000000001]
[2.3979799999999999E-2,null,0.12617410000000001]
[2.3979799999999999E-2,null,0.125861]
[2.31384E-2,null,0.12554789999999999]
[2.27177E-2,null,0.1249217]
[2.1876300000000001E-2,null,0.12429560000000001]
[2.1455599999999998E-2,null,0.1239825]
[2.01935E-2,null,0.12304320000000001]
[1.97728E-2,null,0.12304320000000001]
[1.8510700000000001E-2,null,0.1221039]
[1.7669299999999999E-2,null,0.12179089999999999]
[1.5986500000000001E-2,null,0.1208516]
[1.5565799999999999E-2,null,0.1199123]
[1.3883E-2,null,0.1192862]
[1.2200300000000001E-2,null,0.11803379999999999]
[1.00968E-2,null,0.1164684]
[9.2554000000000004E-3,null,0.115216]
[7.9933000000000001E-3,null,0.1136506]
[7.5725999999999996E-3,null,0.1120852]
[7.5725999999999996E-3,null,0.111459]
[6.7311999999999997E-3,null,0.1092674]
[4.6277000000000002E-3,null,0.1017533]
[1.6827999999999999E-3,null,9.2986799999999994E-2]
[4.2069999999999998E-4,null,9.2986799999999994E-2]
[0,null,0]
[0,null,0]
[0,null,0]
[0,null,0]
[0,null,0]
[0,null,0]
[0,null,0]
[0,null,0]
[0,null,0]
[0,null,0]
[0,null,0]
[0,null,0]
[0,null,0]
[0,null,0]
[0,null,0]
[0,null,0]
[0,null,0]
[0,null,0]
[0,null,0]
[0,null,0]
[0,null,0]
[0,null,0]
[0,null,0]
[0,null,0]
[0,null,0]
[0,null,0]
[0,null,0]
[0,null,0]
[0,null,0]
[0,null,0]
[0,null,0]

{"sheet":"Sensitivity_calcs","index":12,"n_rows":98,"n_cols":33,"rows_kept":98,"cut":false,"hidden":false,"merged":[]}
[{"$f":"bus","v":"Powercor"}]
[{"$f":"proj","v":"Mount Cottrell feeder 12"}]
["SENSITIVITY CALCULATIONS"]
[]
["Discount factor",null,null,null,null,null,null,{"$f":"Consol!H5","v":0},{"$f":"Consol!I5","v":0.98294637436598087},{"$f":"Consol!J5","v":0.94970664189949849},{"$f":"Consol!K5","v":0.91759095835700344},{"$f":"Consol!L5","v":0.88656131242222558},{"$f":"Consol!M5","v":0.85658097818572532},{"$f":"Consol!N5","v":0.8276144716770294},{"$f":"Consol!O5","v":0.79962750886669509},{"$f":"Consol!P5","v":0.77258696508859437},{"$f":"Consol!Q5","v":0.74646083583439071},{"$f":"Consol!R5","v":0.72121819887380756},{"$f":"Consol!S5","v":0.69682917765585273},{"$f":"Consol!T5","v":0.67326490594768384},{"$f":"Consol!U5","v":0.6504974936692598},{"$f":"Consol!V5","v":0.62849999388334288},{"$f":"Consol!W5","v":0.60724637090178057},{"$f":"Consol!X5","v":0.58671146947031949},{"$f":"Consol!Y5","v":0.56687098499547783},{"$f":"Consol!Z5","v":0.54770143477823952},{"$f":"Consol!AA5","v":0.52918013022052135},{"$f":"Consol!AB5","v":0.5112851499715183},{"$f":"Consol!AC5","v":0.4939953139821433},{"$f":"Consol!AD5","v":0.47729015843685346},{"$f":"Consol!AE5","v":0.46114991153319179},{"$f":"Consol!AF5","v":0.4455554700803786},{"$f":"Consol!AG5","v":0.43048837688925473}]
[{"$f":"'Option1 (base case)'!A6","v":"Count"},null,null,null,null,null,null,{"$f":"Consol!H6","v":0},{"$f":"Consol!I6","v":1},{"$f":"Consol!J6","v":2},{"$f":"Consol!K6","v":3},{"$f":"Consol!L6","v":4},{"$f":"Consol!M6","v":5},{"$f":"Consol!N6","v":6},{"$f":"Consol!O6","v":7},{"$f":"Consol!P6","v":8},{"$f":"Consol!Q6","v":9},{"$f":"Consol!R6","v":10},{"$f":"Consol!S6","v":11},{"$f":"Consol!T6","v":12},{"$f":"Consol!U6","v":13},{"$f":"Consol!V6","v":14},{"$f":"Consol!W6","v":15},{"$f":"Consol!X6","v":16},{"$f":"Consol!Y6","v":17},{"$f":"Consol!Z6","v":18},{"$f":"Consol!AA6","v":19},{"$f":"Consol!AB6","v":20},{"$f":"Consol!AC6","v":21},{"$f":"Consol!AD6","v":22},{"$f":"Consol!AE6","v":23},{"$f":"Consol!AF6","v":24},{"$f":"Consol!AG6","v":25}]
["Analysis period",null,null,null,null,null,null,{"$f":"Consol!H7","v":true},{"$f":"Consol!I7","v":true},{"$f":"Consol!J7","v":true},{"$f":"Consol!K7","v":true},{"$f":"Consol!L7","v":true},{"$f":"Consol!M7","v":true},{"$f":"Consol!N7","v":true},{"$f":"Consol!O7","v":true},{"$f":"Consol!P7","v":true},{"$f":"Consol!Q7","v":true},{"$f":"Consol!R7","v":true},{"$f":"Consol!S7","v":true},{"$f":"Consol!T7","v":true},{"$f":"Consol!U7","v":true},{"$f":"Consol!V7","v":true},{"$f":"Consol!W7","v":true},{"$f":"Consol!X7","v":true},{"$f":"Consol!Y7","v":true},{"$f":"Consol!Z7","v":true},{"$f":"Consol!AA7","v":true},{"$f":"Consol!AB7","v":true},{"$f":"Consol!AC7","v":false},{"$f":"Consol!AD7","v":false},{"$f":"Consol!AE7","v":false},{"$f":"Consol!AF7","v":false},{"$f":"Consol!AG7","v":false}]
[]
[null,null,null,null,null,null,null,{"$f":"'Option1 (base case)'!H9","v":"2026-06-30"},{"$f":"'Option1 (base case)'!I9","v":"2026-27"},{"$f":"'Option1 (base case)'!J9","v":"2027-28"},{"$f":"'Option1 (base case)'!K9","v":"2028-29"},{"$f":"'Option1 (base case)'!L9","v":"2029-30"},{"$f":"'Option1 (base case)'!M9","v":"2030-31"},{"$f":"'Option1 (base case)'!N9","v":"2031-32"},{"$f":"'Option1 (base case)'!O9","v":"2032-33"},{"$f":"'Option1 (base case)'!P9","v":"2033-34"},{"$f":"'Option1 (base case)'!Q9","v":"2034-35"},{"$f":"'Option1 (base case)'!R9","v":"2035-36"},{"$f":"'Option1 (base case)'!S9","v":"2036-37"},{"$f":"'Option1 (base case)'!T9","v":"2037-38"},{"$f":"'Option1 (base case)'!U9","v":"2038-39"},{"$f":"'Option1 (base case)'!V9","v":"2039-40"},{"$f":"'Option1 (base case)'!W9","v":"2040-41"},{"$f":"'Option1 (base case)'!X9","v":"2041-42"},{"$f":"'Option1 (base case)'!Y9","v":"2042-43"},{"$f":"'Option1 (base case)'!Z9","v":"2043-44"},{"$f":"'Option1 (base case)'!AA9","v":"2044-45"},{"$f":"'Option1 (base case)'!AB9","v":"2045-46"},{"$f":"'Option1 (base case)'!AC9","v":"2046-47"},{"$f":"'Option1 (base case)'!AD9","v":"2047-48"},{"$f":"'Option1 (base case)'!AE9","v":"2048-49"},{"$f":"'Option1 (base case)'!AF9","v":"2049-50"},{"$f":"'Option1 (base case)'!AG9","v":"2050-51"}]
[]
[null,null,null,null,null,"PV",null,{"$f":"IF(H6=$D$4,UPPER($A$4),IF(H6=end, \"END\", \"\"))","v":""}]
[null,null,null,null,null,null,null,null,null,null,null,null,null,null,null,null,null,null,null,null,null,null,null,null,null,{"$f":"Consol!AA36","v":4053941.3036656473},{"$f":"Consol!AB36","v":4053941.3036656473},{"$f":"Consol!AC36","v":0},{"$f":"Consol!AD36","v":0},{"$f":"Consol!AE36","v":0},{"$f":"Consol!AF36","v":0},{"$f":"Consol!AG36","v":0}]
[]
["OPTION 1 (base case)","NPV","Net benefits",{"$f":"A14&B14","v":"OPTION 1 (base case)NPV"},null,{"$f":"SUMPRODUCT($H14:$AG14, $H$5:$AG$5)","v":0},null,{"$f":"'Option1 (base case)'!I91*conv_2026","v":0},{"$f":"'Option1 (base case)'!J91*conv_2026","v":0},{"$f":"'Option1 (base case)'!K91*conv_2026","v":0},{"$f":"'Option1 (base case)'!L91*conv_2026","v":0},{"$f":"'Option1 (base case)'!M91*conv_2026","v":0},{"$f":"'Option1 (base case)'!N91*conv_2026","v":0},{"$f":"'Option1 (base case)'!O91*conv_2026","v":0},{"$f":"'Option1 (base case)'!P91*conv_2026","v":0},{"$f":"'Option1 (base case)'!Q91*conv_2026","v":0},{"$f":"'Option1 (base case)'!R91*conv_2026","v":0},{"$f":"'Option1 (base case)'!S91*conv_2026","v":0},{"$f":"'Option1 (base case)'!T91*conv_2026","v":0},{"$f":"'Option1 (base case)'!U91*conv_2026","v":0},{"$f":"'Option1 (base case)'!V91*conv_2026","v":0},{"$f":"'Option1 (base case)'!W91*conv_2026","v":0},{"$f":"'Option1 (base case)'!X91*conv_2026","v":0},{"$f":"'Option1 (base case)'!Y91*conv_2026","v":0},{"$f":"'Option1 (base case)'!Z91*conv_2026","v":0},{"$f":"'Option1 (base case)'!AA91*conv_2026","v":0},{"$f":"'Option1 (base case)'!AB91*conv_2026","v":0},{"$f":"'Option1 (base case)'!AC91*conv_2026","v":0},{"$f":"'Option1 (base case)'!AD91*conv_2026","v":0},{"$f":"'Option1 (base case)'!AE91*conv_2026","v":0},{"$f":"'Option1 (base case)'!AF91*conv_2026","v":0},{"$f":"'Option1 (base case)'!AG91*conv_2026","v":0},{"$f":"'Option1 (base case)'!AH91*conv_2026","v":0}]
[]
["OPTION 1 (base case)",{"$f":"'Option1 (base case)'!A114","v":"sens1"},{"$f":"'Option1 (base case)'!C114","v":"Capex 10% higher"},{"$f":"A16&B16","v":"OPTION 1 (base case)sens1"},null,{"$f":"SUMPRODUCT($H16:$AG16, $H$5:$AG$5)","v":0},null,{"$f":"(INDEX('Option1 (base case)'!H$110:H$121, MATCH($D16, 'Option1 (base case)'!$G$110:$G$121,0)))*conv_2026*H$7","v":0},{"$f":"(INDEX('Option1 (base case)'!I$110:I$121, MATCH($D16, 'Option1 (base case)'!$G$110:$G$121,0)))*conv_2026*I$7","v":0},{"$f":"(INDEX('Option1 (base case)'!J$110:J$121, MATCH($D16, 'Option1 (base case)'!$G$110:$G$121,0)))*conv_2026*J$7","v":0},{"$f":"(INDEX('Option1 (base case)'!K$110:K$121, MATCH($D16, 'Option1 (base case)'!$G$110:$G$121,0)))*conv_2026*K$7","v":0},{"$f":"(INDEX('Option1 (base case)'!L$110:L$121, MATCH($D16, 'Option1 (base case)'!$G$110:$G$121,0)))*conv_2026*L$7","v":0},{"$f":"(INDEX('Option1 (base case)'!M$110:M$121, MATCH($D16, 'Option1 (base case)'!$G$110:$G$121,0)))*conv_2026*M$7","v":0},{"$f":"(INDEX('Option1 (base case)'!N$110:N$121, MATCH($D16, 'Option1 (base case)'!$G$110:$G$121,0)))*conv_2026*N$7","v":0},{"$f":"(INDEX('Option1 (base case)'!O$110:O$121, MATCH($D16, 'Option1 (base case)'!$G$110:$G$121,0)))*conv_2026*O$7","v":0},{"$f":"(INDEX('Option1 (base case)'!P$110:P$121, MATCH($D16, 'Option1 (base case)'!$G$110:$G$121,0)))*conv_2026*P$7","v":0},{"$f":"(INDEX('Option1 (base case)'!Q$110:Q$121, MATCH($D16, 'Option1 (base case)'!$G$110:$G$121,0)))*conv_2026*Q$7","v":0},{"$f":"(INDEX('Option1 (base case)'!R$110:R$121, MATCH($D16, 'Option1 (base case)'!$G$110:$G$121,0)))*conv_2026*R$7","v":0},{"$f":"(INDEX('Option1 (base case)'!S$110:S$121, MATCH($D16, 'Option1 (base case)'!$G$110:$G$121,0)))*conv_2026*S$7","v":0},{"$f":"(INDEX('Option1 (base case)'!T$110:T$121, MATCH($D16, 'Option1 (base case)'!$G$110:$G$121,0)))*conv_2026*T$7","v":0},{"$f":"(INDEX('Option1 (base case)'!U$110:U$121, MATCH($D16, 'Option1 (base case)'!$G$110:$G$121,0)))*conv_2026*U$7","v":0},{"$f":"(INDEX('Option1 (base case)'!V$110:V$121, MATCH($D16, 'Option1 (base case)'!$G$110:$G$121,0)))*conv_2026*V$7","v":0},{"$f":"(INDEX('Option1 (base case)'!W$110:W$121, MATCH($D16, 'Option1 (base case)'!$G$110:$G$121,0)))*conv_2026*W$7","v":0},{"$f":"(INDEX('Option1 (base case)'!X$110:X$121, MATCH($D16, 'Option1 (base case)'!$G$110:$G$121,0)))*conv_2026*X$7","v":0},{"$f":"(INDEX('Option1 (base case)'!Y$110:Y$121, MATCH($D16, 'Option1 (base case)'!$G$110:$G$121,0)))*conv_2026*Y$7","v":0},{"$f":"(INDEX('Option1 (base case)'!Z$110:Z$121, MATCH($D16, 'Option1 (base case)'!$G$110:$G$121,0)))*conv_2026*Z$7","v":0},{"$f":"(INDEX('Option1 (base case)'!AA$110:AA$121, MATCH($D16, 'Option1 (base case)'!$G$110:$G$121,0)))*conv_2026*AA$7","v":0},{"$f":"(INDEX('Option1 (base case)'!AB$110:AB$121, MATCH($D16, 'Option1 (base case)'!$G$110:$G$121,0)))*conv_2026*AB$7","v":0},{"$f":"(INDEX('Option1 (base case)'!AC$110:AC$121, MATCH($D16, 'Option1 (base case)'!$G$110:$G$121,0)))*conv_2026*AC$7","v":0},{"$f":"(INDEX('Option1 (base case)'!AD$110:AD$121, MATCH($D16, 'Option1 (base case)'!$G$110:$G$121,0)))*conv_2026*AD$7","v":0},{"$f":"(INDEX('Option1 (base case)'!AE$110:AE$121, MATCH($D16, 'Option1 (base case)'!$G$110:$G$121,0)))*conv_2026*AE$7","v":0},{"$f":"(INDEX('Option1 (base case)'!AF$110:AF$121, MATCH($D16, 'Option1 (base case)'!$G$110:$G$121,0)))*conv_2026*AF$7","v":0},{"$f":"(INDEX('Option1 (base case)'!AG$110:AG$121, MATCH($D16, 'Option1 (base case)'!$G$110:$G$121,0)))*conv_2026*AG$7","v":0}]
["OPTION 1 (base case)",{"$f":"'Option1 (base case)'!A115","v":"sens2"},{"$f":"'Option1 (base case)'!C115","v":"Capex 10% lower"},"OPTION 1 (base case)sens2",null,{"$f":"SUMPRODUCT($H17:$AG17, $H$5:$AG$5)","v":0},null,{"$f":"(INDEX('Option1 (base case)'!H$110:H$121, MATCH($D17, 'Option1 (base case)'!$G$110:$G$121,0)))*conv_2026*H$7","v":0},{"$f":"(INDEX('Option1 (base case)'!I$110:I$121, MATCH($D17, 'Option1 (base case)'!$G$110:$G$121,0)))*conv_2026*I$7","v":0},{"$f":"(INDEX('Option1 (base case)'!J$110:J$121, MATCH($D17, 'Option1 (base case)'!$G$110:$G$121,0)))*conv_2026*J$7","v":0},{"$f":"(INDEX('Option1 (base case)'!K$110:K$121, MATCH($D17, 'Option1 (base case)'!$G$110:$G$121,0)))*conv_2026*K$7","v":0},{"$f":"(INDEX('Option1 (base case)'!L$110:L$121, MATCH($D17, 'Option1 (base case)'!$G$110:$G$121,0)))*conv_2026*L$7","v":0},{"$f":"(INDEX('Option1 (base case)'!M$110:M$121, MATCH($D17, 'Option1 (base case)'!$G$110:$G$121,0)))*conv_2026*M$7","v":0},{"$f":"(INDEX('Option1 (base case)'!N$110:N$121, MATCH($D17, 'Option1 (base case)'!$G$110:$G$121,0)))*conv_2026*N$7","v":0},{"$f":"(INDEX('Option1 (base case)'!O$110:O$121, MATCH($D17, 'Option1 (base case)'!$G$110:$G$121,0)))*conv_2026*O$7","v":0},{"$f":"(INDEX('Option1 (base case)'!P$110:P$121, MATCH($D17, 'Option1 (base case)'!$G$110:$G$121,0)))*conv_2026*P$7","v":0},{"$f":"(INDEX('Option1 (base case)'!Q$110:Q$121, MATCH($D17, 'Option1 (base case)'!$G$110:$G$121,0)))*conv_2026*Q$7","v":0},{"$f":"(INDEX('Option1 (base case)'!R$110:R$121, MATCH($D17, 'Option1 (base case)'!$G$110:$G$121,0)))*conv_2026*R$7","v":0},{"$f":"(INDEX('Option1 (base case)'!S$110:S$121, MATCH($D17, 'Option1 (base case)'!$G$110:$G$121,0)))*conv_2026*S$7","v":0},{"$f":"(INDEX('Option1 (base case)'!T$110:T$121, MATCH($D17, 'Option1 (base case)'!$G$110:$G$121,0)))*conv_2026*T$7","v":0},{"$f":"(INDEX('Option1 (base case)'!U$110:U$121, MATCH($D17, 'Option1 (base case)'!$G$110:$G$121,0)))*conv_2026*U$7","v":0},{"$f":"(INDEX('Option1 (base case)'!V$110:V$121, MATCH($D17, 'Option1 (base case)'!$G$110:$G$121,0)))*conv_2026*V$7","v":0},{"$f":"(INDEX('Option1 (base case)'!W$110:W$121, MATCH($D17, 'Option1 (base case)'!$G$110:$G$121,0)))*conv_2026*W$7","v":0},{"$f":"(INDEX('Option1 (base case)'!X$110:X$121, MATCH($D17, 'Option1 (base case)'!$G$110:$G$121,0)))*conv_2026*X$7","v":0},{"$f":"(INDEX('Option1 (base case)'!Y$110:Y$121, MATCH($D17, 'Option1 (base case)'!$G$110:$G$121,0)))*conv_2026*Y$7","v":0},{"$f":"(INDEX('Option1 (base case)'!Z$110:Z$121, MATCH($D17, 'Option1 (base case)'!$G$110:$G$121,0)))*conv_2026*Z$7","v":0},{"$f":"(INDEX('Option1 (base case)'!AA$110:AA$121, MATCH($D17, 'Option1 (base case)'!$G$110:$G$121,0)))*conv_2026*AA$7","v":0},{"$f":"(INDEX('Option1 (base case)'!AB$110:AB$121, MATCH($D17, 'Option1 (base case)'!$G$110:$G$121,0)))*conv_2026*AB$7","v":0},{"$f":"(INDEX('Option1 (base case)'!AC$110:AC$121, MATCH($D17, 'Option1 (base case)'!$G$110:$G$121,0)))*conv_2026*AC$7","v":0},{"$f":"(INDEX('Option1 (base case)'!AD$110:AD$121, MATCH($D17, 'Option1 (base case)'!$G$110:$G$121,0)))*conv_2026*AD$7","v":0},{"$f":"(INDEX('Option1 (base case)'!AE$110:AE$121, MATCH($D17, 'Option1 (base case)'!$G$110:$G$121,0)))*conv_2026*AE$7","v":0},{"$f":"(INDEX('Option1 (base case)'!AF$110:AF$121, MATCH($D17, 'Option1 (base case)'!$G$110:$G$121,0)))*conv_2026*AF$7","v":0},{"$f":"(INDEX('Option1 (base case)'!AG$110:AG$121, MATCH($D17, 'Option1 (base case)'!$G$110:$G$121,0)))*conv_2026*AG$7","v":0}]
["OPTION 1 (base case)",{"$f":"'Option1 (base case)'!A116","v":"sens3"},{"$f":"'Option1 (base case)'!C116","v":"Total benefits 10% higher"},"OPTION 1 (base case)sens3",null,0,null,{"$f":"(INDEX('Option1 (base case)'!H$110:H$121, MATCH($D18, 'Option1 (base case)'!$G$110:$G$121,0)))*conv_2026*H$7","v":0},{"$f":"(INDEX('Option1 (base case)'!I$110:I$121, MATCH($D18, 'Option1 (base case)'!$G$110:$G$121,0)))*conv_2026*I$7","v":0},{"$f":"(INDEX('Option1 (base case)'!J$110:J$121, MATCH($D18, 'Option1 (base case)'!$G$110:$G$121,0)))*conv_2026*J$7","v":0},{"$f":"(INDEX('Option1 (base case)'!K$110:K$121, MATCH($D18, 'Option1 (base case)'!$G$110:$G$121,0)))*conv_2026*K$7","v":0},{"$f":"(INDEX('Option1 (base case)'!L$110:L$121, MATCH($D18, 'Option1 (base case)'!$G$110:$G$121,0)))*conv_2026*L$7","v":0},{"$f":"(INDEX('Option1 (base case)'!M$110:M$121, MATCH($D18, 'Option1 (base case)'!$G$110:$G$121,0)))*conv_2026*M$7","v":0},{"$f":"(INDEX('Option1 (base case)'!N$110:N$121, MATCH($D18, 'Option1 (base case)'!$G$110:$G$121,0)))*conv_2026*N$7","v":0},{"$f":"(INDEX('Option1 (base case)'!O$110:O$121, MATCH($D18, 'Option1 (base case)'!$G$110:$G$121,0)))*conv_2026*O$7","v":0},{"$f":"(INDEX('Option1 (base case)'!P$110:P$121, MATCH($D18, 'Option1 (base case)'!$G$110:$G$121,0)))*conv_2026*P$7","v":0},{"$f":"(INDEX('Option1 (base case)'!Q$110:Q$121, MATCH($D18, 'Option1 (base case)'!$G$110:$G$121,0)))*conv_2026*Q$7","v":0},{"$f":"(INDEX('Option1 (base case)'!R$110:R$121, MATCH($D18, 'Option1 (base case)'!$G$110:$G$121,0)))*conv_2026*R$7","v":0},{"$f":"(INDEX('Option1 (base case)'!S$110:S$121, MATCH($D18, 'Option1 (base case)'!$G$110:$G$121,0)))*conv_2026*S$7","v":0},{"$f":"(INDEX('Option1 (base case)'!T$110:T$121, MATCH($D18, 'Option1 (base case)'!$G$110:$G$121,0)))*conv_2026*T$7","v":0},{"$f":"(INDEX('Option1 (base case)'!U$110:U$121, MATCH($D18, 'Option1 (base case)'!$G$110:$G$121,0)))*conv_2026*U$7","v":0},{"$f":"(INDEX('Option1 (base case)'!V$110:V$121, MATCH($D18, 'Option1 (base case)'!$G$110:$G$121,0)))*conv_2026*V$7","v":0},{"$f":"(INDEX('Option1 (base case)'!W$110:W$121, MATCH($D18, 'Option1 (base case)'!$G$110:$G$121,0)))*conv_2026*W$7","v":0},{"$f":"(INDEX('Option1 (base case)'!X$110:X$121, MATCH($D18, 'Option1 (base case)'!$G$110:$G$121,0)))*conv_2026*X$7","v":0},{"$f":"(INDEX('Option1 (base case)'!Y$110:Y$121, MATCH($D18, 'Option1 (base case)'!$G$110:$G$121,0)))*conv_2026*Y$7","v":0},{"$f":"(INDEX('Option1 (base case)'!Z$110:Z$121, MATCH($D18, 'Option1 (base case)'!$G$110:$G$121,0)))*conv_2026*Z$7","v":0},{"$f":"(INDEX('Option1 (base case)'!AA$110:AA$121, MATCH($D18, 'Option1 (base case)'!$G$110:$G$121,0)))*conv_2026*AA$7","v":0},{"$f":"(INDEX('Option1 (base case)'!AB$110:AB$121, MATCH($D18, 'Option1 (base case)'!$G$110:$G$121,0)))*conv_2026*AB$7","v":0},{"$f":"(INDEX('Option1 (base case)'!AC$110:AC$121, MATCH($D18, 'Option1 (base case)'!$G$110:$G$121,0)))*conv_2026*AC$7","v":0},{"$f":"(INDEX('Option1 (base case)'!AD$110:AD$121, MATCH($D18, 'Option1 (base case)'!$G$110:$G$121,0)))*conv_2026*AD$7","v":0},{"$f":"(INDEX('Option1 (base case)'!AE$110:AE$121, MATCH($D18, 'Option1 (base case)'!$G$110:$G$121,0)))*conv_2026*AE$7","v":0},{"$f":"(INDEX('Option1 (base case)'!AF$110:AF$121, MATCH($D18, 'Option1 (base case)'!$G$110:$G$121,0)))*conv_2026*AF$7","v":0},{"$f":"(INDEX('Option1 (base case)'!AG$110:AG$121, MATCH($D18, 'Option1 (base case)'!$G$110:$G$121,0)))*conv_2026*AG$7","v":0}]
["OPTION 1 (base case)",{"$f":"'Option1 (base case)'!A117","v":"sens4"},{"$f":"'Option1 (base case)'!C117","v":"Total benefits 10% lower"},"OPTION 1 (base case)sens4",null,0,null,{"$f":"(INDEX('Option1 (base case)'!H$110:H$121, MATCH($D19, 'Option1 (base case)'!$G$110:$G$121,0)))*conv_2026*H$7","v":0},{"$f":"(INDEX('Option1 (base case)'!I$110:I$121, MATCH($D19, 'Option1 (base case)'!$G$110:$G$121,0)))*conv_2026*I$7","v":0},{"$f":"(INDEX('Option1 (base case)'!J$110:J$121, MATCH($D19, 'Option1 (base case)'!$G$110:$G$121,0)))*conv_2026*J$7","v":0},{"$f":"(INDEX('Option1 (base case)'!K$110:K$121, MATCH($D19, 'Option1 (base case)'!$G$110:$G$121,0)))*conv_2026*K$7","v":0},{"$f":"(INDEX('Option1 (base case)'!L$110:L$121, MATCH($D19, 'Option1 (base case)'!$G$110:$G$121,0)))*conv_2026*L$7","v":0},{"$f":"(INDEX('Option1 (base case)'!M$110:M$121, MATCH($D19, 'Option1 (base case)'!$G$110:$G$121,0)))*conv_2026*M$7","v":0},{"$f":"(INDEX('Option1 (base case)'!N$110:N$121, MATCH($D19, 'Option1 (base case)'!$G$110:$G$121,0)))*conv_2026*N$7","v":0},{"$f":"(INDEX('Option1 (base case)'!O$110:O$121, MATCH($D19, 'Option1 (base case)'!$G$110:$G$121,0)))*conv_2026*O$7","v":0},{"$f":"(INDEX('Option1 (base case)'!P$110:P$121, MATCH($D19, 'Option1 (base case)'!$G$110:$G$121,0)))*conv_2026*P$7","v":0},{"$f":"(INDEX('Option1 (base case)'!Q$110:Q$121, MATCH($D19, 'Option1 (base case)'!$G$110:$G$121,0)))*conv_2026*Q$7","v":0},{"$f":"(INDEX('Option1 (base case)'!R$110:R$121, MATCH($D19, 'Option1 (base case)'!$G$110:$G$121,0)))*conv_2026*R$7","v":0},{"$f":"(INDEX('Option1 (base case)'!S$110:S$121, MATCH($D19, 'Option1 (base case)'!$G$110:$G$121,0)))*conv_2026*S$7","v":0},{"$f":"(INDEX('Option1 (base case)'!T$110:T$121, MATCH($D19, 'Option1 (base case)'!$G$110:$G$121,0)))*conv_2026*T$7","v":0},{"$f":"(INDEX('Option1 (base case)'!U$110:U$121, MATCH($D19, 'Option1 (base case)'!$G$110:$G$121,0)))*conv_2026*U$7","v":0},{"$f":"(INDEX('Option1 (base case)'!V$110:V$121, MATCH($D19, 'Option1 (base case)'!$G$110:$G$121,0)))*conv_2026*V$7","v":0},{"$f":"(INDEX('Option1 (base case)'!W$110:W$121, MATCH($D19, 'Option1 (base case)'!$G$110:$G$121,0)))*conv_2026*W$7","v":0},{"$f":"(INDEX('Option1 (base case)'!X$110:X$121, MATCH($D19, 'Option1 (base case)'!$G$110:$G$121,0)))*conv_2026*X$7","v":0},{"$f":"(INDEX('Option1 (base case)'!Y$110:Y$121, MATCH($D19, 'Option1 (base case)'!$G$110:$G$121,0)))*conv_2026*Y$7","v":0},{"$f":"(INDEX('Option1 (base case)'!Z$110:Z$121, MATCH($D19, 'Option1 (base case)'!$G$110:$G$121,0)))*conv_2026*Z$7","v":0},{"$f":"(INDEX('Option1 (base case)'!AA$110:AA$121, MATCH($D19, 'Option1 (base case)'!$G$110:$G$121,0)))*conv_2026*AA$7","v":0},{"$f":"(INDEX('Option1 (base case)'!AB$110:AB$121, MATCH($D19, 'Option1 (base case)'!$G$110:$G$121,0)))*conv_2026*AB$7","v":0},{"$f":"(INDEX('Option1 (base case)'!AC$110:AC$121, MATCH($D19, 'Option1 (base case)'!$G$110:$G$121,0)))*conv_2026*AC$7","v":0},{"$f":"(INDEX('Option1 (base case)'!AD$110:AD$121, MATCH($D19, 'Option1 (base case)'!$G$110:$G$121,0)))*conv_2026*AD$7","v":0},{"$f":"(INDEX('Option1 (base case)'!AE$110:AE$121, MATCH($D19, 'Option1 (base case)'!$G$110:$G$121,0)))*conv_2026*AE$7","v":0},{"$f":"(INDEX('Option1 (base case)'!AF$110:AF$121, MATCH($D19, 'Option1 (base case)'!$G$110:$G$121,0)))*conv_2026*AF$7","v":0},{"$f":"(INDEX('Option1 (base case)'!AG$110:AG$121, MATCH($D19, 'Option1 (base case)'!$G$110:$G$121,0)))*conv_2026*AG$7","v":0}]
["OPTION 1 (base case)",{"$f":"'Option1 (base case)'!A118","v":"sens5"},{"$f":"'Option1 (base case)'!C118","v":"Capex 10% higher & Total benefits 10% lower"},"OPTION 1 (base case)sens5",null,0,null,{"$f":"(INDEX('Option1 (base case)'!H$110:H$121, MATCH($D20, 'Option1 (base case)'!$G$110:$G$121,0)))*conv_2026*H$7","v":0},{"$f":"(INDEX('Option1 (base case)'!I$110:I$121, MATCH($D20, 'Option1 (base case)'!$G$110:$G$121,0)))*conv_2026*I$7","v":0},{"$f":"(INDEX('Option1 (base case)'!J$110:J$121, MATCH($D20, 'Option1 (base case)'!$G$110:$G$121,0)))*conv_2026*J$7","v":0},{"$f":"(INDEX('Option1 (base case)'!K$110:K$121, MATCH($D20, 'Option1 (base case)'!$G$110:$G$121,0)))*conv_2026*K$7","v":0},{"$f":"(INDEX('Option1 (base case)'!L$110:L$121, MATCH($D20, 'Option1 (base case)'!$G$110:$G$121,0)))*conv_2026*L$7","v":0},{"$f":"(INDEX('Option1 (base case)'!M$110:M$121, MATCH($D20, 'Option1 (base case)'!$G$110:$G$121,0)))*conv_2026*M$7","v":0},{"$f":"(INDEX('Option1 (base case)'!N$110:N$121, MATCH($D20, 'Option1 (base case)'!$G$110:$G$121,0)))*conv_2026*N$7","v":0},{"$f":"(INDEX('Option1 (base case)'!O$110:O$121, MATCH($D20, 'Option1 (base case)'!$G$110:$G$121,0)))*conv_2026*O$7","v":0},{"$f":"(INDEX('Option1 (base case)'!P$110:P$121, MATCH($D20, 'Option1 (base case)'!$G$110:$G$121,0)))*conv_2026*P$7","v":0},{"$f":"(INDEX('Option1 (base case)'!Q$110:Q$121, MATCH($D20, 'Option1 (base case)'!$G$110:$G$121,0)))*conv_2026*Q$7","v":0},{"$f":"(INDEX('Option1 (base case)'!R$110:R$121, MATCH($D20, 'Option1 (base case)'!$G$110:$G$121,0)))*conv_2026*R$7","v":0},{"$f":"(INDEX('Option1 (base case)'!S$110:S$121, MATCH($D20, 'Option1 (base case)'!$G$110:$G$121,0)))*conv_2026*S$7","v":0},{"$f":"(INDEX('Option1 (base case)'!T$110:T$121, MATCH($D20, 'Option1 (base case)'!$G$110:$G$121,0)))*conv_2026*T$7","v":0},{"$f":"(INDEX('Option1 (base case)'!U$110:U$121, MATCH($D20, 'Option1 (base case)'!$G$110:$G$121,0)))*conv_2026*U$7","v":0},{"$f":"(INDEX('Option1 (base case)'!V$110:V$121, MATCH($D20, 'Option1 (base case)'!$G$110:$G$121,0)))*conv_2026*V$7","v":0},{"$f":"(INDEX('Option1 (base case)'!W$110:W$121, MATCH($D20, 'Option1 (base case)'!$G$110:$G$121,0)))*conv_2026*W$7","v":0},{"$f":"(INDEX('Option1 (base case)'!X$110:X$121, MATCH($D20, 'Option1 (base case)'!$G$110:$G$121,0)))*conv_2026*X$7","v":0},{"$f":"(INDEX('Option1 (base case)'!Y$110:Y$121, MATCH($D20, 'Option1 (base case)'!$G$110:$G$121,0)))*conv_2026*Y$7","v":0},{"$f":"(INDEX('Option1 (base case)'!Z$110:Z$121, MATCH($D20, 'Option1 (base case)'!$G$110:$G$121,0)))*conv_2026*Z$7","v":0},{"$f":"(INDEX('Option1 (base case)'!AA$110:AA$121, MATCH($D20, 'Option1 (base case)'!$G$110:$G$121,0)))*conv_2026*AA$7","v":0},{"$f":"(INDEX('Option1 (base case)'!AB$110:AB$121, MATCH($D20, 'Option1 (base case)'!$G$110:$G$121,0)))*conv_2026*AB$7","v":0},{"$f":"(INDEX('Option1 (base case)'!AC$110:AC$121, MATCH($D20, 'Option1 (base case)'!$G$110:$G$121,0)))*conv_2026*AC$7","v":0},{"$f":"(INDEX('Option1 (base case)'!AD$110:AD$121, MATCH($D20, 'Option1 (base case)'!$G$110:$G$121,0)))*conv_2026*AD$7","v":0},{"$f":"(INDEX('Option1 (base case)'!AE$110:AE$121, MATCH($D20, 'Option1 (base case)'!$G$110:$G$121,0)))*conv_2026*AE$7","v":0},{"$f":"(INDEX('Option1 (base case)'!AF$110:AF$121, MATCH($D20, 'Option1 (base case)'!$G$110:$G$121,0)))*conv_2026*AF$7","v":0},{"$f":"(INDEX('Option1 (base case)'!AG$110:AG$121, MATCH($D20, 'Option1 (base case)'!$G$110:$G$121,0)))*conv_2026*AG$7","v":0}]
["OPTION 1 (base case)",{"$f":"'Option1 (base case)'!A119","v":"sens"},{"$f":"'Option1 (base case)'!C119","v":0},"OPTION 1 (base case)sens",null,0,null,{"$f":"(INDEX('Option1 (base case)'!H$110:H$121, MATCH($D21, 'Option1 (base case)'!$G$110:$G$121,0)))*conv_2026*H$7","v":0},{"$f":"(INDEX('Option1 (base case)'!I$110:I$121, MATCH($D21, 'Option1 (base case)'!$G$110:$G$121,0)))*conv_2026*I$7","v":0},{"$f":"(INDEX('Option1 (base case)'!J$110:J$121, MATCH($D21, 'Option1 (base case)'!$G$110:$G$121,0)))*conv_2026*J$7","v":0},{"$f":"(INDEX('Option1 (base case)'!K$110:K$121, MATCH($D21, 'Option1 (base case)'!$G$110:$G$121,0)))*conv_2026*K$7","v":0},{"$f":"(INDEX('Option1 (base case)'!L$110:L$121, MATCH($D21, 'Option1 (base case)'!$G$110:$G$121,0)))*conv_2026*L$7","v":0},{"$f":"(INDEX('Option1 (base case)'!M$110:M$121, MATCH($D21, 'Option1 (base case)'!$G$110:$G$121,0)))*conv_2026*M$7","v":0},{"$f":"(INDEX('Option1 (base case)'!N$110:N$121, MATCH($D21, 'Option1 (base case)'!$G$110:$G$121,0)))*conv_2026*N$7","v":0},{"$f":"(INDEX('Option1 (base case)'!O$110:O$121, MATCH($D21, 'Option1 (base case)'!$G$110:$G$121,0)))*conv_2026*O$7","v":0},{"$f":"(INDEX('Option1 (base case)'!P$110:P$121, MATCH($D21, 'Option1 (base case)'!$G$110:$G$121,0)))*conv_2026*P$7","v":0},{"$f":"(INDEX('Option1 (base case)'!Q$110:Q$121, MATCH($D21, 'Option1 (base case)'!$G$110:$G$121,0)))*conv_2026*Q$7","v":0},{"$f":"(INDEX('Option1 (base case)'!R$110:R$121, MATCH($D21, 'Option1 (base case)'!$G$110:$G$121,0)))*conv_2026*R$7","v":0},{"$f":"(INDEX('Option1 (base case)'!S$110:S$121, MATCH($D21, 'Option1 (base case)'!$G$110:$G$121,0)))*conv_2026*S$7","v":0},{"$f":"(INDEX('Option1 (base case)'!T$110:T$121, MATCH($D21, 'Option1 (base case)'!$G$110:$G$121,0)))*conv_2026*T$7","v":0},{"$f":"(INDEX('Option1 (base case)'!U$110:U$121, MATCH($D21, 'Option1 (base case)'!$G$110:$G$121,0)))*conv_2026*U$7","v":0},{"$f":"(INDEX('Option1 (base case)'!V$110:V$121, MATCH($D21, 'Option1 (base case)'!$G$110:$G$121,0)))*conv_2026*V$7","v":0},{"$f":"(INDEX('Option1 (base case)'!W$110:W$121, MATCH($D21, 'Option1 (base case)'!$G$110:$G$121,0)))*conv_2026*W$7","v":0},{"$f":"(INDEX('Option1 (base case)'!X$110:X$121, MATCH($D21, 'Option1 (base case)'!$G$110:$G$121,0)))*conv_2026*X$7","v":0},{"$f":"(INDEX('Option1 (base case)'!Y$110:Y$121, MATCH($D21, 'Option1 (base case)'!$G$110:$G$121,0)))*conv_2026*Y$7","v":0},{"$f":"(INDEX('Option1 (base case)'!Z$110:Z$121, MATCH($D21, 'Option1 (base case)'!$G$110:$G$121,0)))*conv_2026*Z$7","v":0},{"$f":"(INDEX('Option1 (base case)'!AA$110:AA$121, MATCH($D21, 'Option1 (base case)'!$G$110:$G$121,0)))*conv_2026*AA$7","v":0},{"$f":"(INDEX('Option1 (base case)'!AB$110:AB$121, MATCH($D21, 'Option1 (base case)'!$G$110:$G$121,0)))*conv_2026*AB$7","v":0},{"$f":"(INDEX('Option1 (base case)'!AC$110:AC$121, MATCH($D21, 'Option1 (base case)'!$G$110:$G$121,0)))*conv_2026*AC$7","v":0},{"$f":"(INDEX('Option1 (base case)'!AD$110:AD$121, MATCH($D21, 'Option1 (base case)'!$G$110:$G$121,0)))*conv_2026*AD$7","v":0},{"$f":"(INDEX('Option1 (base case)'!AE$110:AE$121, MATCH($D21, 'Option1 (base case)'!$G$110:$G$121,0)))*conv_2026*AE$7","v":0},{"$f":"(INDEX('Option1 (base case)'!AF$110:AF$121, MATCH($D21, 'Option1 (base case)'!$G$110:$G$121,0)))*conv_2026*AF$7","v":0},{"$f":"(INDEX('Option1 (base case)'!AG$110:AG$121, MATCH($D21, 'Option1 (base case)'!$G$110:$G$121,0)))*conv_2026*AG$7","v":0}]
["OPTION 1 (base case)",{"$f":"'Option1 (base case)'!A120","v":"sens"},{"$f":"'Option1 (base case)'!C120","v":0},"OPTION 1 (base case)sens",null,0,null,{"$f":"(INDEX('Option1 (base case)'!H$110:H$121, MATCH($D22, 'Option1 (base case)'!$G$110:$G$121,0)))*conv_2026*H$7","v":0},{"$f":"(INDEX('Option1 (base case)'!I$110:I$121, MATCH($D22, 'Option1 (base case)'!$G$110:$G$121,0)))*conv_2026*I$7","v":0},{"$f":"(INDEX('Option1 (base case)'!J$110:J$121, MATCH($D22, 'Option1 (base case)'!$G$110:$G$121,0)))*conv_2026*J$7","v":0},{"$f":"(INDEX('Option1 (base case)'!K$110:K$121, MATCH($D22, 'Option1 (base case)'!$G$110:$G$121,0)))*conv_2026*K$7","v":0},{"$f":"(INDEX('Option1 (base case)'!L$110:L$121, MATCH($D22, 'Option1 (base case)'!$G$110:$G$121,0)))*conv_2026*L$7","v":0},{"$f":"(INDEX('Option1 (base case)'!M$110:M$121, MATCH($D22, 'Option1 (base case)'!$G$110:$G$121,0)))*conv_2026*M$7","v":0},{"$f":"(INDEX('Option1 (base case)'!N$110:N$121, MATCH($D22, 'Option1 (base case)'!$G$110:$G$121,0)))*conv_2026*N$7","v":0},{"$f":"(INDEX('Option1 (base case)'!O$110:O$121, MATCH($D22, 'Option1 (base case)'!$G$110:$G$121,0)))*conv_2026*O$7","v":0},{"$f":"(INDEX('Option1 (base case)'!P$110:P$121, MATCH($D22, 'Option1 (base case)'!$G$110:$G$121,0)))*conv_2026*P$7","v":0},{"$f":"(INDEX('Option1 (base case)'!Q$110:Q$121, MATCH($D22, 'Option1 (base case)'!$G$110:$G$121,0)))*conv_2026*Q$7","v":0},{"$f":"(INDEX('Option1 (base case)'!R$110:R$121, MATCH($D22, 'Option1 (base case)'!$G$110:$G$121,0)))*conv_2026*R$7","v":0},{"$f":"(INDEX('Option1 (base case)'!S$110:S$121, MATCH($D22, 'Option1 (base case)'!$G$110:$G$121,0)))*conv_2026*S$7","v":0},{"$f":"(INDEX('Option1 (base case)'!T$110:T$121, MATCH($D22, 'Option1 (base case)'!$G$110:$G$121,0)))*conv_2026*T$7","v":0},{"$f":"(INDEX('Option1 (base case)'!U$110:U$121, MATCH($D22, 'Option1 (base case)'!$G$110:$G$121,0)))*conv_2026*U$7","v":0},{"$f":"(INDEX('Option1 (base case)'!V$110:V$121, MATCH($D22, 'Option1 (base case)'!$G$110:$G$121,0)))*conv_2026*V$7","v":0},{"$f":"(INDEX('Option1 (base case)'!W$110:W$121, MATCH($D22, 'Option1 (base case)'!$G$110:$G$121,0)))*conv_2026*W$7","v":0},{"$f":"(INDEX('Option1 (base case)'!X$110:X$121, MATCH($D22, 'Option1 (base case)'!$G$110:$G$121,0)))*conv_2026*X$7","v":0},{"$f":"(INDEX('Option1 (base case)'!Y$110:Y$121, MATCH($D22, 'Option1 (base case)'!$G$110:$G$121,0)))*conv_2026*Y$7","v":0},{"$f":"(INDEX('Option1 (base case)'!Z$110:Z$121, MATCH($D22, 'Option1 (base case)'!$G$110:$G$121,0)))*conv_2026*Z$7","v":0},{"$f":"(INDEX('Option1 (base case)'!AA$110:AA$121, MATCH($D22, 'Option1 (base case)'!$G$110:$G$121,0)))*conv_2026*AA$7","v":0},{"$f":"(INDEX('Option1 (base case)'!AB$110:AB$121, MATCH($D22, 'Option1 (base case)'!$G$110:$G$121,0)))*conv_2026*AB$7","v":0},{"$f":"(INDEX('Option1 (base case)'!AC$110:AC$121, MATCH($D22, 'Option1 (base case)'!$G$110:$G$121,0)))*conv_2026*AC$7","v":0},{"$f":"(INDEX('Option1 (base case)'!AD$110:AD$121, MATCH($D22, 'Option1 (base case)'!$G$110:$G$121,0)))*conv_2026*AD$7","v":0},{"$f":"(INDEX('Option1 (base case)'!AE$110:AE$121, MATCH($D22, 'Option1 (base case)'!$G$110:$G$121,0)))*conv_2026*AE$7","v":0},{"$f":"(INDEX('Option1 (base case)'!AF$110:AF$121, MATCH($D22, 'Option1 (base case)'!$G$110:$G$121,0)))*conv_2026*AF$7","v":0},{"$f":"(INDEX('Option1 (base case)'!AG$110:AG$121, MATCH($D22, 'Option1 (base case)'!$G$110:$G$121,0)))*conv_2026*AG$7","v":0}]
["OPTION 1 (base case)",{"$f":"'Option1 (base case)'!A121","v":"sens"},{"$f":"'Option1 (base case)'!C121","v":0},"OPTION 1 (base case)sens",null,0,null,{"$f":"(INDEX('Option1 (base case)'!H$110:H$121, MATCH($D23, 'Option1 (base case)'!$G$110:$G$121,0)))*conv_2026*H$7","v":0},{"$f":"(INDEX('Option1 (base case)'!I$110:I$121, MATCH($D23, 'Option1 (base case)'!$G$110:$G$121,0)))*conv_2026*I$7","v":0},{"$f":"(INDEX('Option1 (base case)'!J$110:J$121, MATCH($D23, 'Option1 (base case)'!$G$110:$G$121,0)))*conv_2026*J$7","v":0},{"$f":"(INDEX('Option1 (base case)'!K$110:K$121, MATCH($D23, 'Option1 (base case)'!$G$110:$G$121,0)))*conv_2026*K$7","v":0},{"$f":"(INDEX('Option1 (base case)'!L$110:L$121, MATCH($D23, 'Option1 (base case)'!$G$110:$G$121,0)))*conv_2026*L$7","v":0},{"$f":"(INDEX('Option1 (base case)'!M$110:M$121, MATCH($D23, 'Option1 (base case)'!$G$110:$G$121,0)))*conv_2026*M$7","v":0},{"$f":"(INDEX('Option1 (base case)'!N$110:N$121, MATCH($D23, 'Option1 (base case)'!$G$110:$G$121,0)))*conv_2026*N$7","v":0},{"$f":"(INDEX('Option1 (base case)'!O$110:O$121, MATCH($D23, 'Option1 (base case)'!$G$110:$G$121,0)))*conv_2026*O$7","v":0},{"$f":"(INDEX('Option1 (base case)'!P$110:P$121, MATCH($D23, 'Option1 (base case)'!$G$110:$G$121,0)))*conv_2026*P$7","v":0},{"$f":"(INDEX('Option1 (base case)'!Q$110:Q$121, MATCH($D23, 'Option1 (base case)'!$G$110:$G$121,0)))*conv_2026*Q$7","v":0},{"$f":"(INDEX('Option1 (base case)'!R$110:R$121, MATCH($D23, 'Option1 (base case)'!$G$110:$G$121,0)))*conv_2026*R$7","v":0},{"$f":"(INDEX('Option1 (base case)'!S$110:S$121, MATCH($D23, 'Option1 (base case)'!$G$110:$G$121,0)))*conv_2026*S$7","v":0},{"$f":"(INDEX('Option1 (base case)'!T$110:T$121, MATCH($D23, 'Option1 (base case)'!$G$110:$G$121,0)))*conv_2026*T$7","v":0},{"$f":"(INDEX('Option1 (base case)'!U$110:U$121, MATCH($D23, 'Option1 (base case)'!$G$110:$G$121,0)))*conv_2026*U$7","v":0},{"$f":"(INDEX('Option1 (base case)'!V$110:V$121, MATCH($D23, 'Option1 (base case)'!$G$110:$G$121,0)))*conv_2026*V$7","v":0},{"$f":"(INDEX('Option1 (base case)'!W$110:W$121, MATCH($D23, 'Option1 (base case)'!$G$110:$G$121,0)))*conv_2026*W$7","v":0},{"$f":"(INDEX('Option1 (base case)'!X$110:X$121, MATCH($D23, 'Option1 (base case)'!$G$110:$G$121,0)))*conv_2026*X$7","v":0},{"$f":"(INDEX('Option1 (base case)'!Y$110:Y$121, MATCH($D23, 'Option1 (base case)'!$G$110:$G$121,0)))*conv_2026*Y$7","v":0},{"$f":"(INDEX('Option1 (base case)'!Z$110:Z$121, MATCH($D23, 'Option1 (base case)'!$G$110:$G$121,0)))*conv_2026*Z$7","v":0},{"$f":"(INDEX('Option1 (base case)'!AA$110:AA$121, MATCH($D23, 'Option1 (base case)'!$G$110:$G$121,0)))*conv_2026*AA$7","v":0},{"$f":"(INDEX('Option1 (base case)'!AB$110:AB$121, MATCH($D23, 'Option1 (base case)'!$G$110:$G$121,0)))*conv_2026*AB$7","v":0},{"$f":"(INDEX('Option1 (base case)'!AC$110:AC$121, MATCH($D23, 'Option1 (base case)'!$G$110:$G$121,0)))*conv_2026*AC$7","v":0},{"$f":"(INDEX('Option1 (base case)'!AD$110:AD$121, MATCH($D23, 'Option1 (base case)'!$G$110:$G$121,0)))*conv_2026*AD$7","v":0},{"$f":"(INDEX('Option1 (base case)'!AE$110:AE$121, MATCH($D23, 'Option1 (base case)'!$G$110:$G$121,0)))*conv_2026*AE$7","v":0},{"$f":"(INDEX('Option1 (base case)'!AF$110:AF$121, MATCH($D23, 'Option1 (base case)'!$G$110:$G$121,0)))*conv_2026*AF$7","v":0},{"$f":"(INDEX('Option1 (base case)'!AG$110:AG$121, MATCH($D23, 'Option1 (base case)'!$G$110:$G$121,0)))*conv_2026*AG$7","v":0}]
[]
[]
[]
[]
["Option 2","NPV","Net benefits",{"$f":"A28&B28","v":"Option 2NPV"},null,{"$f":"SUMPRODUCT($H28:$AG28, $H$5:$AG$5)","v":37336550.815808594},null,{"$f":"(INDEX(Option2!H$110:H$121, MATCH($D28, Option2!$G$110:$G$121,0)))*conv_2026*H$7","v":0},{"$f":"(INDEX(Option2!I$110:I$121, MATCH($D28, Option2!$G$110:$G$121,0)))*conv_2026*I$7","v":0},{"$f":"(INDEX(Option2!J$110:J$121, MATCH($D28, Option2!$G$110:$G$121,0)))*conv_2026*J$7","v":58472.80077257815},{"$f":"(INDEX(Option2!K$110:K$121, MATCH($D28, Option2!$G$110:$G$121,0)))*conv_2026*K$7","v":226541.73823065951},{"$f":"(INDEX(Option2!L$110:L$121, MATCH($D28, Option2!$G$110:$G$121,0)))*conv_2026*L$7","v":429330.89643129637},{"$f":"(INDEX(Option2!M$110:M$121, MATCH($D28, Option2!$G$110:$G$121,0)))*conv_2026*M$7","v":739079.60172814515},{"$f":"(INDEX(Option2!N$110:N$121, MATCH($D28, Option2!$G$110:$G$121,0)))*conv_2026*N$7","v":1360506.9839258061},{"$f":"(INDEX(Option2!O$110:O$121, MATCH($D28, Option2!$G$110:$G$121,0)))*conv_2026*O$7","v":2435982.2597086215},{"$f":"(INDEX(Option2!P$110:P$121, MATCH($D28, Option2!$G$110:$G$121,0)))*conv_2026*P$7","v":3520386.8965688897},{"$f":"(INDEX(Option2!Q$110:Q$121, MATCH($D28, Option2!$G$110:$G$121,0)))*conv_2026*Q$7","v":4053941.3036656473},{"$f":"(INDEX(Option2!R$110:R$121, MATCH($D28, Option2!$G$110:$G$121,0)))*conv_2026*R$7","v":4053941.3036656473},{"$f":"(INDEX(Option2!S$110:S$121, MATCH($D28, Option2!$G$110:$G$121,0)))*conv_2026*S$7","v":4053941.3036656473},{"$f":"(INDEX(Option2!T$110:T$121, MATCH($D28, Option2!$G$110:$G$121,0)))*conv_2026*T$7","v":4053941.3036656473},{"$f":"(INDEX(Option2!U$110:U$121, MATCH($D28, Option2!$G$110:$G$121,0)))*conv_2026*U$7","v":4053941.3036656473},{"$f":"(INDEX(Option2!V$110:V$121, MATCH($D28, Option2!$G$110:$G$121,0)))*conv_2026*V$7","v":4053941.3036656473},{"$f":"(INDEX(Option2!W$110:W$121, MATCH($D28, Option2!$G$110:$G$121,0)))*conv_2026*W$7","v":4053941.3036656473},{"$f":"(INDEX(Option2!X$110:X$121, MATCH($D28, Option2!$G$110:$G$121,0)))*conv_2026*X$7","v":4053941.3036656473},{"$f":"(INDEX(Option2!Y$110:Y$121, MATCH($D28, Option2!$G$110:$G$121,0)))*conv_2026*Y$7","v":4053941.3036656473},{"$f":"(INDEX(Option2!Z$110:Z$121, MATCH($D28, Option2!$G$110:$G$121,0)))*conv_2026*Z$7","v":4053941.3036656473},{"$f":"(INDEX(Option2!AA$110:AA$121, MATCH($D28, Option2!$G$110:$G$121,0)))*conv_2026*AA$7","v":4053941.3036656473},{"$f":"(INDEX(Option2!AB$110:AB$121, MATCH($D28, Option2!$G$110:$G$121,0)))*conv_2026*AB$7","v":4053941.3036656473},{"$f":"(INDEX(Option2!AC$110:AC$121, MATCH($D28, Option2!$G$110:$G$121,0)))*conv_2026*AC$7","v":0},{"$f":"(INDEX(Option2!AD$110:AD$121, MATCH($D28, Option2!$G$110:$G$121,0)))*conv_2026*AD$7","v":0},{"$f":"(INDEX(Option2!AE$110:AE$121, MATCH($D28, Option2!$G$110:$G$121,0)))*conv_2026*AE$7","v":0},{"$f":"(INDEX(Option2!AF$110:AF$121, MATCH($D28, Option2!$G$110:$G$121,0)))*conv_2026*AF$7","v":0},{"$f":"(INDEX(Option2!AG$110:AG$121, MATCH($D28, Option2!$G$110:$G$121,0)))*conv_2026*AG$7","v":0}]
[]
["Option 2",{"$f":"Option2!A114","v":"sens1"},{"$f":"Option2!C114","v":"Capex 10% higher"},{"$f":"A30&B30","v":"Option 2sens1"},null,{"$f":"SUMPRODUCT($H30:$AG30, $H$5:$AG$5)","v":37224389.696631357},null,{"$f":"IF($B30=0,0, (INDEX(Option2!H$110:H$121, MATCH($D30, Option2!$G$110:$G$121,0)))*conv_2026*H$7)","v":0},{"$f":"IF($B30=0,0, (INDEX(Option2!I$110:I$121, MATCH($D30, Option2!$G$110:$G$121,0)))*conv_2026*I$7)","v":0},{"$f":"IF($B30=0,0, (INDEX(Option2!J$110:J$121, MATCH($D30, Option2!$G$110:$G$121,0)))*conv_2026*J$7)","v":50149.794834909488},{"$f":"IF($B30=0,0, (INDEX(Option2!K$110:K$121, MATCH($D30, Option2!$G$110:$G$121,0)))*conv_2026*K$7)","v":218218.73229299084},{"$f":"IF($B30=0,0, (INDEX(Option2!L$110:L$121, MATCH($D30, Option2!$G$110:$G$121,0)))*conv_2026*L$7)","v":421007.8904936277},{"$f":"IF($B30=0,0, (INDEX(Option2!M$110:M$121, MATCH($D30, Option2!$G$110:$G$121,0)))*conv_2026*M$7)","v":730756.59579047665},{"$f":"IF($B30=0,0, (INDEX(Option2!N$110:N$121, MATCH($D30, Option2!$G$110:$G$121,0)))*conv_2026*N$7)","v":1352183.9779881374},{"$f":"IF($B30=0,0, (INDEX(Option2!O$110:O$121, MATCH($D30, Option2!$G$110:$G$121,0)))*conv_2026*O$7)","v":2427659.253770953},{"$f":"IF($B30=0,0, (INDEX(Option2!P$110:P$121, MATCH($D30, Option2!$G$110:$G$121,0)))*conv_2026*P$7)","v":3512063.8906312208},{"$f":"IF($B30=0,0, (INDEX(Option2!Q$110:Q$121, MATCH($D30, Option2!$G$110:$G$121,0)))*conv_2026*Q$7)","v":4045618.2977279788},{"$f":"IF($B30=0,0, (INDEX(Option2!R$110:R$121, MATCH($D30, Option2!$G$110:$G$121,0)))*conv_2026*R$7)","v":4045618.2977279788},{"$f":"IF($B30=0,0, (INDEX(Option2!S$110:S$121, MATCH($D30, Option2!$G$110:$G$121,0)))*conv_2026*S$7)","v":4045618.2977279788},{"$f":"IF($B30=0,0, (INDEX(Option2!T$110:T$121, MATCH($D30, Option2!$G$110:$G$121,0)))*conv_2026*T$7)","v":4045618.2977279788},{"$f":"IF($B30=0,0, (INDEX(Option2!U$110:U$121, MATCH($D30, Option2!$G$110:$G$121,0)))*conv_2026*U$7)","v":4045618.2977279788},{"$f":"IF($B30=0,0, (INDEX(Option2!V$110:V$121, MATCH($D30, Option2!$G$110:$G$121,0)))*conv_2026*V$7)","v":4045618.2977279788},{"$f":"IF($B30=0,0, (INDEX(Option2!W$110:W$121, MATCH($D30, Option2!$G$110:$G$121,0)))*conv_2026*W$7)","v":4045618.2977279788},{"$f":"IF($B30=0,0, (INDEX(Option2!X$110:X$121, MATCH($D30, Option2!$G$110:$G$121,0)))*conv_2026*X$7)","v":4045618.2977279788},{"$f":"IF($B30=0,0, (INDEX(Option2!Y$110:Y$121, MATCH($D30, Option2!$G$110:$G$121,0)))*conv_2026*Y$7)","v":4045618.2977279788},{"$f":"IF($B30=0,0, (INDEX(Option2!Z$110:Z$121, MATCH($D30, Option2!$G$110:$G$121,0)))*conv_2026*Z$7)","v":4045618.2977279788},{"$f":"IF($B30=0,0, (INDEX(Option2!AA$110:AA$121, MATCH($D30, Option2!$G$110:$G$121,0)))*conv_2026*AA$7)","v":4045618.2977279788},{"$f":"IF($B30=0,0, (INDEX(Option2!AB$110:AB$121, MATCH($D30, Option2!$G$110:$G$121,0)))*conv_2026*AB$7)","v":4045618.2977279788},{"$f":"IF($B30=0,0, (INDEX(Option2!AC$110:AC$121, MATCH($D30, Option2!$G$110:$G$121,0)))*conv_2026*AC$7)","v":0},{"$f":"IF($B30=0,0, (INDEX(Option2!AD$110:AD$121, MATCH($D30, Option2!$G$110:$G$121,0)))*conv_2026*AD$7)","v":0},{"$f":"IF($B30=0,0, (INDEX(Option2!AE$110:AE$121, MATCH($D30, Option2!$G$110:$G$121,0)))*conv_2026*AE$7)","v":0},{"$f":"IF($B30=0,0, (INDEX(Option2!AF$110:AF$121, MATCH($D30, Option2!$G$110:$G$121,0)))*conv_2026*AF$7)","v":0},{"$f":"IF($B30=0,0, (INDEX(Option2!AG$110:AG$121, MATCH($D30, Option2!$G$110:$G$121,0)))*conv_2026*AG$7)","v":0}]
["Option 2",{"$f":"Option2!A115","v":"sens2"},{"$f":"Option2!C115","v":"Capex 10% lower"},"Option 2sens2",null,{"$f":"SUMPRODUCT($H31:$AG31, $H$5:$AG$5)","v":37448711.934985831},null,{"$f":"IF($B31=0,0, (INDEX(Option2!H$110:H$121, MATCH($D31, Option2!$G$110:$G$121,0)))*conv_2026*H$7)","v":0},{"$f":"IF($B31=0,0, (INDEX(Option2!I$110:I$121, MATCH($D31, Option2!$G$110:$G$121,0)))*conv_2026*I$7)","v":0},{"$f":"IF($B31=0,0, (INDEX(Option2!J$110:J$121, MATCH($D31, Option2!$G$110:$G$121,0)))*conv_2026*J$7)","v":66795.806710246805},{"$f":"IF($B31=0,0, (INDEX(Option2!K$110:K$121, MATCH($D31, Option2!$G$110:$G$121,0)))*conv_2026*K$7)","v":234864.74416832818},{"$f":"IF($B31=0,0, (INDEX(Option2!L$110:L$121, MATCH($D31, Option2!$G$110:$G$121,0)))*conv_2026*L$7)","v":437653.90236896503},{"$f":"IF($B31=0,0, (INDEX(Option2!M$110:M$121, MATCH($D31, Option2!$G$110:$G$121,0)))*conv_2026*M$7)","v":747402.60766581376},{"$f":"IF($B31=0,0, (INDEX(Option2!N$110:N$121, MATCH($D31, Option2!$G$110:$G$121,0)))*conv_2026*N$7)","v":1368829.9898634749},{"$f":"IF($B31=0,0, (INDEX(Option2!O$110:O$121, MATCH($D31, Option2!$G$110:$G$121,0)))*conv_2026*O$7)","v":2444305.2656462905},{"$f":"IF($B31=0,0, (INDEX(Option2!P$110:P$121, MATCH($D31, Option2!$G$110:$G$121,0)))*conv_2026*P$7)","v":3528709.9025065582},{"$f":"IF($B31=0,0, (INDEX(Option2!Q$110:Q$121, MATCH($D31, Option2!$G$110:$G$121,0)))*conv_2026*Q$7)","v":4062264.3096033162},{"$f":"IF($B31=0,0, (INDEX(Option2!R$110:R$121, MATCH($D31, Option2!$G$110:$G$121,0)))*conv_2026*R$7)","v":4062264.3096033162},{"$f":"IF($B31=0,0, (INDEX(Option2!S$110:S$121, MATCH($D31, Option2!$G$110:$G$121,0)))*conv_2026*S$7)","v":4062264.3096033162},{"$f":"IF($B31=0,0, (INDEX(Option2!T$110:T$121, MATCH($D31, Option2!$G$110:$G$121,0)))*conv_2026*T$7)","v":4062264.3096033162},{"$f":"IF($B31=0,0, (INDEX(Option2!U$110:U$121, MATCH($D31, Option2!$G$110:$G$121,0)))*conv_2026*U$7)","v":4062264.3096033162},{"$f":"IF($B31=0,0, (INDEX(Option2!V$110:V$121, MATCH($D31, Option2!$G$110:$G$121,0)))*conv_2026*V$7)","v":4062264.3096033162},{"$f":"IF($B31=0,0, (INDEX(Option2!W$110:W$121, MATCH($D31, Option2!$G$110:$G$121,0)))*conv_2026*W$7)","v":4062264.3096033162},{"$f":"IF($B31=0,0, (INDEX(Option2!X$110:X$121, MATCH($D31, Option2!$G$110:$G$121,0)))*conv_2026*X$7)","v":4062264.3096033162},{"$f":"IF($B31=0,0, (INDEX(Option2!Y$110:Y$121, MATCH($D31, Option2!$G$110:$G$121,0)))*conv_2026*Y$7)","v":4062264.3096033162},{"$f":"IF($B31=0,0, (INDEX(Option2!Z$110:Z$121, MATCH($D31, Option2!$G$110:$G$121,0)))*conv_2026*Z$7)","v":4062264.3096033162},{"$f":"IF($B31=0,0, (INDEX(Option2!AA$110:AA$121, MATCH($D31, Option2!$G$110:$G$121,0)))*conv_2026*AA$7)","v":4062264.3096033162},{"$f":"IF($B31=0,0, (INDEX(Option2!AB$110:AB$121, MATCH($D31, Option2!$G$110:$G$121,0)))*conv_2026*AB$7)","v":4062264.3096033162},{"$f":"IF($B31=0,0, (INDEX(Option2!AC$110:AC$121, MATCH($D31, Option2!$G$110:$G$121,0)))*conv_2026*AC$7)","v":0},{"$f":"IF($B31=0,0, (INDEX(Option2!AD$110:AD$121, MATCH($D31, Option2!$G$110:$G$121,0)))*conv_2026*AD$7)","v":0},{"$f":"IF($B31=0,0, (INDEX(Option2!AE$110:AE$121, MATCH($D31, Option2!$G$110:$G$121,0)))*conv_2026*AE$7)","v":0},{"$f":"IF($B31=0,0, (INDEX(Option2!AF$110:AF$121, MATCH($D31, Option2!$G$110:$G$121,0)))*conv_2026*AF$7)","v":0},{"$f":"IF($B31=0,0, (INDEX(Option2!AG$110:AG$121, MATCH($D31, Option2!$G$110:$G$121,0)))*conv_2026*AG$7)","v":0}]
["Option 2",{"$f":"Option2!A116","v":"sens3"},{"$f":"Option2!C116","v":"Total benefits 10% higher"},"Option 2sens3",null,41182367.016566694,null,{"$f":"IF($B32=0,0, (INDEX(Option2!H$110:H$121, MATCH($D32, Option2!$G$110:$G$121,0)))*conv_2026*H$7)","v":0},{"$f":"IF($B32=0,0, (INDEX(Option2!I$110:I$121, MATCH($D32, Option2!$G$110:$G$121,0)))*conv_2026*I$7)","v":0},{"$f":"IF($B32=0,0, (INDEX(Option2!J$110:J$121, MATCH($D32, Option2!$G$110:$G$121,0)))*conv_2026*J$7)","v":72643.086787504624},{"$f":"IF($B32=0,0, (INDEX(Option2!K$110:K$121, MATCH($D32, Option2!$G$110:$G$121,0)))*conv_2026*K$7)","v":257518.91799139412},{"$f":"IF($B32=0,0, (INDEX(Option2!L$110:L$121, MATCH($D32, Option2!$G$110:$G$121,0)))*conv_2026*L$7)","v":480586.99201209471},{"$f":"IF($B32=0,0, (INDEX(Option2!M$110:M$121, MATCH($D32, Option2!$G$110:$G$121,0)))*conv_2026*M$7)","v":821310.56783862831},{"$f":"IF($B32=0,0, (INDEX(Option2!N$110:N$121, MATCH($D32, Option2!$G$110:$G$121,0)))*conv_2026*N$7)","v":1504880.6882560553},{"$f":"IF($B32=0,0, (INDEX(Option2!O$110:O$121, MATCH($D32, Option2!$G$110:$G$121,0)))*conv_2026*O$7)","v":2687903.4916171525},{"$f":"IF($B32=0,0, (INDEX(Option2!P$110:P$121, MATCH($D32, Option2!$G$110:$G$121,0)))*conv_2026*P$7)","v":3880748.5921634473},{"$f":"IF($B32=0,0, (INDEX(Option2!Q$110:Q$121, MATCH($D32, Option2!$G$110:$G$121,0)))*conv_2026*Q$7)","v":4467658.4399698805},{"$f":"IF($B32=0,0, (INDEX(Option2!R$110:R$121, MATCH($D32, Option2!$G$110:$G$121,0)))*conv_2026*R$7)","v":4467658.4399698805},{"$f":"IF($B32=0,0, (INDEX(Option2!S$110:S$121, MATCH($D32, Option2!$G$110:$G$121,0)))*conv_2026*S$7)","v":4467658.4399698805},{"$f":"IF($B32=0,0, (INDEX(Option2!T$110:T$121, MATCH($D32, Option2!$G$110:$G$121,0)))*conv_2026*T$7)","v":4467658.4399698805},{"$f":"IF($B32=0,0, (INDEX(Option2!U$110:U$121, MATCH($D32, Option2!$G$110:$G$121,0)))*conv_2026*U$7)","v":4467658.4399698805},{"$f":"IF($B32=0,0, (INDEX(Option2!V$110:V$121, MATCH($D32, Option2!$G$110:$G$121,0)))*conv_2026*V$7)","v":4467658.4399698805},{"$f":"IF($B32=0,0, (INDEX(Option2!W$110:W$121, MATCH($D32, Option2!$G$110:$G$121,0)))*conv_2026*W$7)","v":4467658.4399698805},{"$f":"IF($B32=0,0, (INDEX(Option2!X$110:X$121, MATCH($D32, Option2!$G$110:$G$121,0)))*conv_2026*X$7)","v":4467658.4399698805},{"$f":"IF($B32=0,0, (INDEX(Option2!Y$110:Y$121, MATCH($D32, Option2!$G$110:$G$121,0)))*conv_2026*Y$7)","v":4467658.4399698805},{"$f":"IF($B32=0,0, (INDEX(Option2!Z$110:Z$121, MATCH($D32, Option2!$G$110:$G$121,0)))*conv_2026*Z$7)","v":4467658.4399698805},{"$f":"IF($B32=0,0, (INDEX(Option2!AA$110:AA$121, MATCH($D32, Option2!$G$110:$G$121,0)))*conv_2026*AA$7)","v":4467658.4399698805},{"$f":"IF($B32=0,0, (INDEX(Option2!AB$110:AB$121, MATCH($D32, Option2!$G$110:$G$121,0)))*conv_2026*AB$7)","v":4467658.4399698805},{"$f":"IF($B32=0,0, (INDEX(Option2!AC$110:AC$121, MATCH($D32, Option2!$G$110:$G$121,0)))*conv_2026*AC$7)","v":0},{"$f":"IF($B32=0,0, (INDEX(Option2!AD$110:AD$121, MATCH($D32, Option2!$G$110:$G$121,0)))*conv_2026*AD$7)","v":0},{"$f":"IF($B32=0,0, (INDEX(Option2!AE$110:AE$121, MATCH($D32, Option2!$G$110:$G$121,0)))*conv_2026*AE$7)","v":0},{"$f":"IF($B32=0,0, (INDEX(Option2!AF$110:AF$121, MATCH($D32, Option2!$G$110:$G$121,0)))*conv_2026*AF$7)","v":0},{"$f":"IF($B32=0,0, (INDEX(Option2!AG$110:AG$121, MATCH($D32, Option2!$G$110:$G$121,0)))*conv_2026*AG$7)","v":0}]
["Option 2",{"$f":"Option2!A117","v":"sens4"},{"$f":"Option2!C117","v":"Total benefits 10% lower"},"Option 2sens4",null,33490734.615050502,null,{"$f":"IF($B33=0,0, (INDEX(Option2!H$110:H$121, MATCH($D33, Option2!$G$110:$G$121,0)))*conv_2026*H$7)","v":0},{"$f":"IF($B33=0,0, (INDEX(Option2!I$110:I$121, MATCH($D33, Option2!$G$110:$G$121,0)))*conv_2026*I$7)","v":0},{"$f":"IF($B33=0,0, (INDEX(Option2!J$110:J$121, MATCH($D33, Option2!$G$110:$G$121,0)))*conv_2026*J$7)","v":44302.514757651668},{"$f":"IF($B33=0,0, (INDEX(Option2!K$110:K$121, MATCH($D33, Option2!$G$110:$G$121,0)))*conv_2026*K$7)","v":195564.5584699249},{"$f":"IF($B33=0,0, (INDEX(Option2!L$110:L$121, MATCH($D33, Option2!$G$110:$G$121,0)))*conv_2026*L$7)","v":378074.80085049808},{"$f":"IF($B33=0,0, (INDEX(Option2!M$110:M$121, MATCH($D33, Option2!$G$110:$G$121,0)))*conv_2026*M$7)","v":656848.63561766199},{"$f":"IF($B33=0,0, (INDEX(Option2!N$110:N$121, MATCH($D33, Option2!$G$110:$G$121,0)))*conv_2026*N$7)","v":1216133.2795955567},{"$f":"IF($B33=0,0, (INDEX(Option2!O$110:O$121, MATCH($D33, Option2!$G$110:$G$121,0)))*conv_2026*O$7)","v":2184061.0278000906},{"$f":"IF($B33=0,0, (INDEX(Option2!P$110:P$121, MATCH($D33, Option2!$G$110:$G$121,0)))*conv_2026*P$7)","v":3160025.2009743317},{"$f":"IF($B33=0,0, (INDEX(Option2!Q$110:Q$121, MATCH($D33, Option2!$G$110:$G$121,0)))*conv_2026*Q$7)","v":3640224.1673614141},{"$f":"IF($B33=0,0, (INDEX(Option2!R$110:R$121, MATCH($D33, Option2!$G$110:$G$121,0)))*conv_2026*R$7)","v":3640224.1673614141},{"$f":"IF($B33=0,0, (INDEX(Option2!S$110:S$121, MATCH($D33, Option2!$G$110:$G$121,0)))*conv_2026*S$7)","v":3640224.1673614141},{"$f":"IF($B33=0,0, (INDEX(Option2!T$110:T$121, MATCH($D33, Option2!$G$110:$G$121,0)))*conv_2026*T$7)","v":3640224.1673614141},{"$f":"IF($B33=0,0, (INDEX(Option2!U$110:U$121, MATCH($D33, Option2!$G$110:$G$121,0)))*conv_2026*U$7)","v":3640224.1673614141},{"$f":"IF($B33=0,0, (INDEX(Option2!V$110:V$121, MATCH($D33, Option2!$G$110:$G$121,0)))*conv_2026*V$7)","v":3640224.1673614141},{"$f":"IF($B33=0,0, (INDEX(Option2!W$110:W$121, MATCH($D33, Option2!$G$110:$G$121,0)))*conv_2026*W$7)","v":3640224.1673614141},{"$f":"IF($B33=0,0, (INDEX(Option2!X$110:X$121, MATCH($D33, Option2!$G$110:$G$121,0)))*conv_2026*X$7)","v":3640224.1673614141},{"$f":"IF($B33=0,0, (INDEX(Option2!Y$110:Y$121, MATCH($D33, Option2!$G$110:$G$121,0)))*conv_2026*Y$7)","v":3640224.1673614141},{"$f":"IF($B33=0,0, (INDEX(Option2!Z$110:Z$121, MATCH($D33, Option2!$G$110:$G$121,0)))*conv_2026*Z$7)","v":3640224.1673614141},{"$f":"IF($B33=0,0, (INDEX(Option2!AA$110:AA$121, MATCH($D33, Option2!$G$110:$G$121,0)))*conv_2026*AA$7)","v":3640224.1673614141},{"$f":"IF($B33=0,0, (INDEX(Option2!AB$110:AB$121, MATCH($D33, Option2!$G$110:$G$121,0)))*conv_2026*AB$7)","v":3640224.1673614141},{"$f":"IF($B33=0,0, (INDEX(Option2!AC$110:AC$121, MATCH($D33, Option2!$G$110:$G$121,0)))*conv_2026*AC$7)","v":0},{"$f":"IF($B33=0,0, (INDEX(Option2!AD$110:AD$121, MATCH($D33, Option2!$G$110:$G$121,0)))*conv_2026*AD$7)","v":0},{"$f":"IF($B33=0,0, (INDEX(Option2!AE$110:AE$121, MATCH($D33, Option2!$G$110:$G$121,0)))*conv_2026*AE$7)","v":0},{"$f":"IF($B33=0,0, (INDEX(Option2!AF$110:AF$121, MATCH($D33, Option2!$G$110:$G$121,0)))*conv_2026*AF$7)","v":0},{"$f":"IF($B33=0,0, (INDEX(Option2!AG$110:AG$121, MATCH($D33, Option2!$G$110:$G$121,0)))*conv_2026*AG$7)","v":0}]
["Option 2",{"$f":"Option2!A118","v":"sens5"},{"$f":"Option2!C118","v":"Capex 10% higher & Total benefits 10% lower"},"Option 2sens5",null,33378573.495873269,null,{"$f":"IF($B34=0,0, (INDEX(Option2!H$110:H$121, MATCH($D34, Option2!$G$110:$G$121,0)))*conv_2026*H$7)","v":0},{"$f":"IF($B34=0,0, (INDEX(Option2!I$110:I$121, MATCH($D34, Option2!$G$110:$G$121,0)))*conv_2026*I$7)","v":0},{"$f":"IF($B34=0,0, (INDEX(Option2!J$110:J$121, MATCH($D34, Option2!$G$110:$G$121,0)))*conv_2026*J$7)","v":35979.508819983006},{"$f":"IF($B34=0,0, (INDEX(Option2!K$110:K$121, MATCH($D34, Option2!$G$110:$G$121,0)))*conv_2026*K$7)","v":187241.55253225623},{"$f":"IF($B34=0,0, (INDEX(Option2!L$110:L$121, MATCH($D34, Option2!$G$110:$G$121,0)))*conv_2026*L$7)","v":369751.79491282947},{"$f":"IF($B34=0,0, (INDEX(Option2!M$110:M$121, MATCH($D34, Option2!$G$110:$G$121,0)))*conv_2026*M$7)","v":648525.62967999326},{"$f":"IF($B34=0,0, (INDEX(Option2!N$110:N$121, MATCH($D34, Option2!$G$110:$G$121,0)))*conv_2026*N$7)","v":1207810.2736578882},{"$f":"IF($B34=0,0, (INDEX(Option2!O$110:O$121, MATCH($D34, Option2!$G$110:$G$121,0)))*conv_2026*O$7)","v":2175738.0218624221},{"$f":"IF($B34=0,0, (INDEX(Option2!P$110:P$121, MATCH($D34, Option2!$G$110:$G$121,0)))*conv_2026*P$7)","v":3151702.1950366632},{"$f":"IF($B34=0,0, (INDEX(Option2!Q$110:Q$121, MATCH($D34, Option2!$G$110:$G$121,0)))*conv_2026*Q$7)","v":3631901.1614237451},{"$f":"IF($B34=0,0, (INDEX(Option2!R$110:R$121, MATCH($D34, Option2!$G$110:$G$121,0)))*conv_2026*R$7)","v":3631901.1614237451},{"$f":"IF($B34=0,0, (INDEX(Option2!S$110:S$121, MATCH($D34, Option2!$G$110:$G$121,0)))*conv_2026*S$7)","v":3631901.1614237451},{"$f":"IF($B34=0,0, (INDEX(Option2!T$110:T$121, MATCH($D34, Option2!$G$110:$G$121,0)))*conv_2026*T$7)","v":3631901.1614237451},{"$f":"IF($B34=0,0, (INDEX(Option2!U$110:U$121, MATCH($D34, Option2!$G$110:$G$121,0)))*conv_2026*U$7)","v":3631901.1614237451},{"$f":"IF($B34=0,0, (INDEX(Option2!V$110:V$121, MATCH($D34, Option2!$G$110:$G$121,0)))*conv_2026*V$7)","v":3631901.1614237451},{"$f":"IF($B34=0,0, (INDEX(Option2!W$110:W$121, MATCH($D34, Option2!$G$110:$G$121,0)))*conv_2026*W$7)","v":3631901.1614237451},{"$f":"IF($B34=0,0, (INDEX(Option2!X$110:X$121, MATCH($D34, Option2!$G$110:$G$121,0)))*conv_2026*X$7)","v":3631901.1614237451},{"$f":"IF($B34=0,0, (INDEX(Option2!Y$110:Y$121, MATCH($D34, Option2!$G$110:$G$121,0)))*conv_2026*Y$7)","v":3631901.1614237451},{"$f":"IF($B34=0,0, (INDEX(Option2!Z$110:Z$121, MATCH($D34, Option2!$G$110:$G$121,0)))*conv_2026*Z$7)","v":3631901.1614237451},{"$f":"IF($B34=0,0, (INDEX(Option2!AA$110:AA$121, MATCH($D34, Option2!$G$110:$G$121,0)))*conv_2026*AA$7)","v":3631901.1614237451},{"$f":"IF($B34=0,0, (INDEX(Option2!AB$110:AB$121, MATCH($D34, Option2!$G$110:$G$121,0)))*conv_2026*AB$7)","v":3631901.1614237451},{"$f":"IF($B34=0,0, (INDEX(Option2!AC$110:AC$121, MATCH($D34, Option2!$G$110:$G$121,0)))*conv_2026*AC$7)","v":0},{"$f":"IF($B34=0,0, (INDEX(Option2!AD$110:AD$121, MATCH($D34, Option2!$G$110:$G$121,0)))*conv_2026*AD$7)","v":0},{"$f":"IF($B34=0,0, (INDEX(Option2!AE$110:AE$121, MATCH($D34, Option2!$G$110:$G$121,0)))*conv_2026*AE$7)","v":0},{"$f":"IF($B34=0,0, (INDEX(Option2!AF$110:AF$121, MATCH($D34, Option2!$G$110:$G$121,0)))*conv_2026*AF$7)","v":0},{"$f":"IF($B34=0,0, (INDEX(Option2!AG$110:AG$121, MATCH($D34, Option2!$G$110:$G$121,0)))*conv_2026*AG$7)","v":0}]
["Option 2",{"$f":"Option2!A119","v":"sens"},{"$f":"Option2!C119","v":0},"Option 2sens",null,37336550.815808594,null,{"$f":"IF($B35=0,0, (INDEX(Option2!H$110:H$121, MATCH($D35, Option2!$G$110:$G$121,0)))*conv_2026*H$7)","v":0},{"$f":"IF($B35=0,0, (INDEX(Option2!I$110:I$121, MATCH($D35, Option2!$G$110:$G$121,0)))*conv_2026*I$7)","v":0},{"$f":"IF($B35=0,0, (INDEX(Option2!J$110:J$121, MATCH($D35, Option2!$G$110:$G$121,0)))*conv_2026*J$7)","v":58472.80077257815},{"$f":"IF($B35=0,0, (INDEX(Option2!K$110:K$121, MATCH($D35, Option2!$G$110:$G$121,0)))*conv_2026*K$7)","v":226541.73823065951},{"$f":"IF($B35=0,0, (INDEX(Option2!L$110:L$121, MATCH($D35, Option2!$G$110:$G$121,0)))*conv_2026*L$7)","v":429330.89643129637},{"$f":"IF($B35=0,0, (INDEX(Option2!M$110:M$121, MATCH($D35, Option2!$G$110:$G$121,0)))*conv_2026*M$7)","v":739079.60172814515},{"$f":"IF($B35=0,0, (INDEX(Option2!N$110:N$121, MATCH($D35, Option2!$G$110:$G$121,0)))*conv_2026*N$7)","v":1360506.9839258061},{"$f":"IF($B35=0,0, (INDEX(Option2!O$110:O$121, MATCH($D35, Option2!$G$110:$G$121,0)))*conv_2026*O$7)","v":2435982.2597086215},{"$f":"IF($B35=0,0, (INDEX(Option2!P$110:P$121, MATCH($D35, Option2!$G$110:$G$121,0)))*conv_2026*P$7)","v":3520386.8965688897},{"$f":"IF($B35=0,0, (INDEX(Option2!Q$110:Q$121, MATCH($D35, Option2!$G$110:$G$121,0)))*conv_2026*Q$7)","v":4053941.3036656473},{"$f":"IF($B35=0,0, (INDEX(Option2!R$110:R$121, MATCH($D35, Option2!$G$110:$G$121,0)))*conv_2026*R$7)","v":4053941.3036656473},{"$f":"IF($B35=0,0, (INDEX(Option2!S$110:S$121, MATCH($D35, Option2!$G$110:$G$121,0)))*conv_2026*S$7)","v":4053941.3036656473},{"$f":"IF($B35=0,0, (INDEX(Option2!T$110:T$121, MATCH($D35, Option2!$G$110:$G$121,0)))*conv_2026*T$7)","v":4053941.3036656473},{"$f":"IF($B35=0,0, (INDEX(Option2!U$110:U$121, MATCH($D35, Option2!$G$110:$G$121,0)))*conv_2026*U$7)","v":4053941.3036656473},{"$f":"IF($B35=0,0, (INDEX(Option2!V$110:V$121, MATCH($D35, Option2!$G$110:$G$121,0)))*conv_2026*V$7)","v":4053941.3036656473},{"$f":"IF($B35=0,0, (INDEX(Option2!W$110:W$121, MATCH($D35, Option2!$G$110:$G$121,0)))*conv_2026*W$7)","v":4053941.3036656473},{"$f":"IF($B35=0,0, (INDEX(Option2!X$110:X$121, MATCH($D35, Option2!$G$110:$G$121,0)))*conv_2026*X$7)","v":4053941.3036656473},{"$f":"IF($B35=0,0, (INDEX(Option2!Y$110:Y$121, MATCH($D35, Option2!$G$110:$G$121,0)))*conv_2026*Y$7)","v":4053941.3036656473},{"$f":"IF($B35=0,0, (INDEX(Option2!Z$110:Z$121, MATCH($D35, Option2!$G$110:$G$121,0)))*conv_2026*Z$7)","v":4053941.3036656473},{"$f":"IF($B35=0,0, (INDEX(Option2!AA$110:AA$121, MATCH($D35, Option2!$G$110:$G$121,0)))*conv_2026*AA$7)","v":4053941.3036656473},{"$f":"IF($B35=0,0, (INDEX(Option2!AB$110:AB$121, MATCH($D35, Option2!$G$110:$G$121,0)))*conv_2026*AB$7)","v":4053941.3036656473},{"$f":"IF($B35=0,0, (INDEX(Option2!AC$110:AC$121, MATCH($D35, Option2!$G$110:$G$121,0)))*conv_2026*AC$7)","v":0},{"$f":"IF($B35=0,0, (INDEX(Option2!AD$110:AD$121, MATCH($D35, Option2!$G$110:$G$121,0)))*conv_2026*AD$7)","v":0},{"$f":"IF($B35=0,0, (INDEX(Option2!AE$110:AE$121, MATCH($D35, Option2!$G$110:$G$121,0)))*conv_2026*AE$7)","v":0},{"$f":"IF($B35=0,0, (INDEX(Option2!AF$110:AF$121, MATCH($D35, Option2!$G$110:$G$121,0)))*conv_2026*AF$7)","v":0},{"$f":"IF($B35=0,0, (INDEX(Option2!AG$110:AG$121, MATCH($D35, Option2!$G$110:$G$121,0)))*conv_2026*AG$7)","v":0}]
["Option 2",{"$f":"Option2!A120","v":"sens"},{"$f":"Option2!C120","v":0},"Option 2sens",null,37336550.815808594,null,{"$f":"IF($B36=0,0, (INDEX(Option2!H$110:H$121, MATCH($D36, Option2!$G$110:$G$121,0)))*conv_2026*H$7)","v":0},{"$f":"IF($B36=0,0, (INDEX(Option2!I$110:I$121, MATCH($D36, Option2!$G$110:$G$121,0)))*conv_2026*I$7)","v":0},{"$f":"IF($B36=0,0, (INDEX(Option2!J$110:J$121, MATCH($D36, Option2!$G$110:$G$121,0)))*conv_2026*J$7)","v":58472.80077257815},{"$f":"IF($B36=0,0, (INDEX(Option2!K$110:K$121, MATCH($D36, Option2!$G$110:$G$121,0)))*conv_2026*K$7)","v":226541.73823065951},{"$f":"IF($B36=0,0, (INDEX(Option2!L$110:L$121, MATCH($D36, Option2!$G$110:$G$121,0)))*conv_2026*L$7)","v":429330.89643129637},{"$f":"IF($B36=0,0, (INDEX(Option2!M$110:M$121, MATCH($D36, Option2!$G$110:$G$121,0)))*conv_2026*M$7)","v":739079.60172814515},{"$f":"IF($B36=0,0, (INDEX(Option2!N$110:N$121, MATCH($D36, Option2!$G$110:$G$121,0)))*conv_2026*N$7)","v":1360506.9839258061},{"$f":"IF($B36=0,0, (INDEX(Option2!O$110:O$121, MATCH($D36, Option2!$G$110:$G$121,0)))*conv_2026*O$7)","v":2435982.2597086215},{"$f":"IF($B36=0,0, (INDEX(Option2!P$110:P$121, MATCH($D36, Option2!$G$110:$G$121,0)))*conv_2026*P$7)","v":3520386.8965688897},{"$f":"IF($B36=0,0, (INDEX(Option2!Q$110:Q$121, MATCH($D36, Option2!$G$110:$G$121,0)))*conv_2026*Q$7)","v":4053941.3036656473},{"$f":"IF($B36=0,0, (INDEX(Option2!R$110:R$121, MATCH($D36, Option2!$G$110:$G$121,0)))*conv_2026*R$7)","v":4053941.3036656473},{"$f":"IF($B36=0,0, (INDEX(Option2!S$110:S$121, MATCH($D36, Option2!$G$110:$G$121,0)))*conv_2026*S$7)","v":4053941.3036656473},{"$f":"IF($B36=0,0, (INDEX(Option2!T$110:T$121, MATCH($D36, Option2!$G$110:$G$121,0)))*conv_2026*T$7)","v":4053941.3036656473},{"$f":"IF($B36=0,0, (INDEX(Option2!U$110:U$121, MATCH($D36, Option2!$G$110:$G$121,0)))*conv_2026*U$7)","v":4053941.3036656473},{"$f":"IF($B36=0,0, (INDEX(Option2!V$110:V$121, MATCH($D36, Option2!$G$110:$G$121,0)))*conv_2026*V$7)","v":4053941.3036656473},{"$f":"IF($B36=0,0, (INDEX(Option2!W$110:W$121, MATCH($D36, Option2!$G$110:$G$121,0)))*conv_2026*W$7)","v":4053941.3036656473},{"$f":"IF($B36=0,0, (INDEX(Option2!X$110:X$121, MATCH($D36, Option2!$G$110:$G$121,0)))*conv_2026*X$7)","v":4053941.3036656473},{"$f":"IF($B36=0,0, (INDEX(Option2!Y$110:Y$121, MATCH($D36, Option2!$G$110:$G$121,0)))*conv_2026*Y$7)","v":4053941.3036656473},{"$f":"IF($B36=0,0, (INDEX(Option2!Z$110:Z$121, MATCH($D36, Option2!$G$110:$G$121,0)))*conv_2026*Z$7)","v":4053941.3036656473},{"$f":"IF($B36=0,0, (INDEX(Option2!AA$110:AA$121, MATCH($D36, Option2!$G$110:$G$121,0)))*conv_2026*AA$7)","v":4053941.3036656473},{"$f":"IF($B36=0,0, (INDEX(Option2!AB$110:AB$121, MATCH($D36, Option2!$G$110:$G$121,0)))*conv_2026*AB$7)","v":4053941.3036656473},{"$f":"IF($B36=0,0, (INDEX(Option2!AC$110:AC$121, MATCH($D36, Option2!$G$110:$G$121,0)))*conv_2026*AC$7)","v":0},{"$f":"IF($B36=0,0, (INDEX(Option2!AD$110:AD$121, MATCH($D36, Option2!$G$110:$G$121,0)))*conv_2026*AD$7)","v":0},{"$f":"IF($B36=0,0, (INDEX(Option2!AE$110:AE$121, MATCH($D36, Option2!$G$110:$G$121,0)))*conv_2026*AE$7)","v":0},{"$f":"IF($B36=0,0, (INDEX(Option2!AF$110:AF$121, MATCH($D36, Option2!$G$110:$G$121,0)))*conv_2026*AF$7)","v":0},{"$f":"IF($B36=0,0, (INDEX(Option2!AG$110:AG$121, MATCH($D36, Option2!$G$110:$G$121,0)))*conv_2026*AG$7)","v":0}]
["Option 2",{"$f":"Option2!A121","v":"sens"},{"$f":"Option2!C121","v":0},"Option 2sens",null,37336550.815808594,null,{"$f":"IF($B37=0,0, (INDEX(Option2!H$110:H$121, MATCH($D37, Option2!$G$110:$G$121,0)))*conv_2026*H$7)","v":0},{"$f":"IF($B37=0,0, (INDEX(Option2!I$110:I$121, MATCH($D37, Option2!$G$110:$G$121,0)))*conv_2026*I$7)","v":0},{"$f":"IF($B37=0,0, (INDEX(Option2!J$110:J$121, MATCH($D37, Option2!$G$110:$G$121,0)))*conv_2026*J$7)","v":58472.80077257815},{"$f":"IF($B37=0,0, (INDEX(Option2!K$110:K$121, MATCH($D37, Option2!$G$110:$G$121,0)))*conv_2026*K$7)","v":226541.73823065951},{"$f":"IF($B37=0,0, (INDEX(Option2!L$110:L$121, MATCH($D37, Option2!$G$110:$G$121,0)))*conv_2026*L$7)","v":429330.89643129637},{"$f":"IF($B37=0,0, (INDEX(Option2!M$110:M$121, MATCH($D37, Option2!$G$110:$G$121,0)))*conv_2026*M$7)","v":739079.60172814515},{"$f":"IF($B37=0,0, (INDEX(Option2!N$110:N$121, MATCH($D37, Option2!$G$110:$G$121,0)))*conv_2026*N$7)","v":1360506.9839258061},{"$f":"IF($B37=0,0, (INDEX(Option2!O$110:O$121, MATCH($D37, Option2!$G$110:$G$121,0)))*conv_2026*O$7)","v":2435982.2597086215},{"$f":"IF($B37=0,0, (INDEX(Option2!P$110:P$121, MATCH($D37, Option2!$G$110:$G$121,0)))*conv_2026*P$7)","v":3520386.8965688897},{"$f":"IF($B37=0,0, (INDEX(Option2!Q$110:Q$121, MATCH($D37, Option2!$G$110:$G$121,0)))*conv_2026*Q$7)","v":4053941.3036656473},{"$f":"IF($B37=0,0, (INDEX(Option2!R$110:R$121, MATCH($D37, Option2!$G$110:$G$121,0)))*conv_2026*R$7)","v":4053941.3036656473},{"$f":"IF($B37=0,0, (INDEX(Option2!S$110:S$121, MATCH($D37, Option2!$G$110:$G$121,0)))*conv_2026*S$7)","v":4053941.3036656473},{"$f":"IF($B37=0,0, (INDEX(Option2!T$110:T$121, MATCH($D37, Option2!$G$110:$G$121,0)))*conv_2026*T$7)","v":4053941.3036656473},{"$f":"IF($B37=0,0, (INDEX(Option2!U$110:U$121, MATCH($D37, Option2!$G$110:$G$121,0)))*conv_2026*U$7)","v":4053941.3036656473},{"$f":"IF($B37=0,0, (INDEX(Option2!V$110:V$121, MATCH($D37, Option2!$G$110:$G$121,0)))*conv_2026*V$7)","v":4053941.3036656473},{"$f":"IF($B37=0,0, (INDEX(Option2!W$110:W$121, MATCH($D37, Option2!$G$110:$G$121,0)))*conv_2026*W$7)","v":4053941.3036656473},{"$f":"IF($B37=0,0, (INDEX(Option2!X$110:X$121, MATCH($D37, Option2!$G$110:$G$121,0)))*conv_2026*X$7)","v":4053941.3036656473},{"$f":"IF($B37=0,0, (INDEX(Option2!Y$110:Y$121, MATCH($D37, Option2!$G$110:$G$121,0)))*conv_2026*Y$7)","v":4053941.3036656473},{"$f":"IF($B37=0,0, (INDEX(Option2!Z$110:Z$121, MATCH($D37, Option2!$G$110:$G$121,0)))*conv_2026*Z$7)","v":4053941.3036656473},{"$f":"IF($B37=0,0, (INDEX(Option2!AA$110:AA$121, MATCH($D37, Option2!$G$110:$G$121,0)))*conv_2026*AA$7)","v":4053941.3036656473},{"$f":"IF($B37=0,0, (INDEX(Option2!AB$110:AB$121, MATCH($D37, Option2!$G$110:$G$121,0)))*conv_2026*AB$7)","v":4053941.3036656473},{"$f":"IF($B37=0,0, (INDEX(Option2!AC$110:AC$121, MATCH($D37, Option2!$G$110:$G$121,0)))*conv_2026*AC$7)","v":0},{"$f":"IF($B37=0,0, (INDEX(Option2!AD$110:AD$121, MATCH($D37, Option2!$G$110:$G$121,0)))*conv_2026*AD$7)","v":0},{"$f":"IF($B37=0,0, (INDEX(Option2!AE$110:AE$121, MATCH($D37, Option2!$G$110:$G$121,0)))*conv_2026*AE$7)","v":0},{"$f":"IF($B37=0,0, (INDEX(Option2!AF$110:AF$121, MATCH($D37, Option2!$G$110:$G$121,0)))*conv_2026*AF$7)","v":0},{"$f":"IF($B37=0,0, (INDEX(Option2!AG$110:AG$121, MATCH($D37, Option2!$G$110:$G$121,0)))*conv_2026*AG$7)","v":0}]
[]
[]
[null,null,null,null,null,null,null,{"$f":"Consol!H50","v":0},{"$f":"Consol!I50","v":0},{"$f":"Consol!J50","v":0},{"$f":"Consol!K50","v":0},{"$f":"Consol!L50","v":0},{"$f":"Consol!M50","v":0},{"$f":"Consol!N50","v":0},{"$f":"Consol!O50","v":0},{"$f":"Consol!P50","v":0},{"$f":"Consol!Q50","v":0},{"$f":"Consol!R50","v":0},{"$f":"Consol!S50","v":0},{"$f":"Consol!T50","v":0},{"$f":"Consol!U50","v":0},{"$f":"Consol!V50","v":0},{"$f":"Consol!W50","v":0},{"$f":"Consol!X50","v":0},{"$f":"Consol!Y50","v":0},{"$f":"Consol!Z50","v":0},{"$f":"Consol!AA50","v":0},{"$f":"Consol!AB50","v":0},{"$f":"Consol!AC50","v":0},{"$f":"Consol!AD50","v":0},{"$f":"Consol!AE50","v":0},{"$f":"Consol!AF50","v":0},{"$f":"Consol!AG50","v":0}]
[]
["Option 3","NPV","Net benefits",{"$f":"A42&B42","v":"Option 3NPV"},null,{"$f":"SUMPRODUCT($H42:$AG42, $H$5:$AG$5)","v":0},null,{"$f":"(INDEX(Option3!H$110:H$121, MATCH($D42, Option3!$G$110:$G$121,0)))*conv_2026*H$7","v":0},{"$f":"(INDEX(Option3!I$110:I$121, MATCH($D42, Option3!$G$110:$G$121,0)))*conv_2026*I$7","v":0},{"$f":"(INDEX(Option3!J$110:J$121, MATCH($D42, Option3!$G$110:$G$121,0)))*conv_2026*J$7","v":0},{"$f":"(INDEX(Option3!K$110:K$121, MATCH($D42, Option3!$G$110:$G$121,0)))*conv_2026*K$7","v":0},{"$f":"(INDEX(Option3!L$110:L$121, MATCH($D42, Option3!$G$110:$G$121,0)))*conv_2026*L$7","v":0},{"$f":"(INDEX(Option3!M$110:M$121, MATCH($D42, Option3!$G$110:$G$121,0)))*conv_2026*M$7","v":0},{"$f":"(INDEX(Option3!N$110:N$121, MATCH($D42, Option3!$G$110:$G$121,0)))*conv_2026*N$7","v":0},{"$f":"(INDEX(Option3!O$110:O$121, MATCH($D42, Option3!$G$110:$G$121,0)))*conv_2026*O$7","v":0},{"$f":"(INDEX(Option3!P$110:P$121, MATCH($D42, Option3!$G$110:$G$121,0)))*conv_2026*P$7","v":0},{"$f":"(INDEX(Option3!Q$110:Q$121, MATCH($D42, Option3!$G$110:$G$121,0)))*conv_2026*Q$7","v":0},{"$f":"(INDEX(Option3!R$110:R$121, MATCH($D42, Option3!$G$110:$G$121,0)))*conv_2026*R$7","v":0},{"$f":"(INDEX(Option3!S$110:S$121, MATCH($D42, Option3!$G$110:$G$121,0)))*conv_2026*S$7","v":0},{"$f":"(INDEX(Option3!T$110:T$121, MATCH($D42, Option3!$G$110:$G$121,0)))*conv_2026*T$7","v":0},{"$f":"(INDEX(Option3!U$110:U$121, MATCH($D42, Option3!$G$110:$G$121,0)))*conv_2026*U$7","v":0},{"$f":"(INDEX(Option3!V$110:V$121, MATCH($D42, Option3!$G$110:$G$121,0)))*conv_2026*V$7","v":0},{"$f":"(INDEX(Option3!W$110:W$121, MATCH($D42, Option3!$G$110:$G$121,0)))*conv_2026*W$7","v":0},{"$f":"(INDEX(Option3!X$110:X$121, MATCH($D42, Option3!$G$110:$G$121,0)))*conv_2026*X$7","v":0},{"$f":"(INDEX(Option3!Y$110:Y$121, MATCH($D42, Option3!$G$110:$G$121,0)))*conv_2026*Y$7","v":0},{"$f":"(INDEX(Option3!Z$110:Z$121, MATCH($D42, Option3!$G$110:$G$121,0)))*conv_2026*Z$7","v":0},{"$f":"(INDEX(Option3!AA$110:AA$121, MATCH($D42, Option3!$G$110:$G$121,0)))*conv_2026*AA$7","v":0},{"$f":"(INDEX(Option3!AB$110:AB$121, MATCH($D42, Option3!$G$110:$G$121,0)))*conv_2026*AB$7","v":0},{"$f":"(INDEX(Option3!AC$110:AC$121, MATCH($D42, Option3!$G$110:$G$121,0)))*conv_2026*AC$7","v":0},{"$f":"(INDEX(Option3!AD$110:AD$121, MATCH($D42, Option3!$G$110:$G$121,0)))*conv_2026*AD$7","v":0},{"$f":"(INDEX(Option3!AE$110:AE$121, MATCH($D42, Option3!$G$110:$G$121,0)))*conv_2026*AE$7","v":0},{"$f":"(INDEX(Option3!AF$110:AF$121, MATCH($D42, Option3!$G$110:$G$121,0)))*conv_2026*AF$7","v":0},{"$f":"(INDEX(Option3!AG$110:AG$121, MATCH($D42, Option3!$G$110:$G$121,0)))*conv_2026*AG$7","v":0}]
[]
["Option 3",{"$f":"Option3!A114","v":"sens1"},{"$f":"Option3!C114","v":"Capex 10% higher"},{"$f":"A44&B44","v":"Option 3sens1"},null,0,null,{"$f":"(INDEX(Option3!H$110:H$121, MATCH($D44, Option3!$G$110:$G$121,0)))*conv_2026*H$7","v":0},{"$f":"(INDEX(Option3!I$110:I$121, MATCH($D44, Option3!$G$110:$G$121,0)))*conv_2026*I$7","v":0},{"$f":"(INDEX(Option3!J$110:J$121, MATCH($D44, Option3!$G$110:$G$121,0)))*conv_2026*J$7","v":0},{"$f":"(INDEX(Option3!K$110:K$121, MATCH($D44, Option3!$G$110:$G$121,0)))*conv_2026*K$7","v":0},{"$f":"(INDEX(Option3!L$110:L$121, MATCH($D44, Option3!$G$110:$G$121,0)))*conv_2026*L$7","v":0},{"$f":"(INDEX(Option3!M$110:M$121, MATCH($D44, Option3!$G$110:$G$121,0)))*conv_2026*M$7","v":0},{"$f":"(INDEX(Option3!N$110:N$121, MATCH($D44, Option3!$G$110:$G$121,0)))*conv_2026*N$7","v":0},{"$f":"(INDEX(Option3!O$110:O$121, MATCH($D44, Option3!$G$110:$G$121,0)))*conv_2026*O$7","v":0},{"$f":"(INDEX(Option3!P$110:P$121, MATCH($D44, Option3!$G$110:$G$121,0)))*conv_2026*P$7","v":0},{"$f":"(INDEX(Option3!Q$110:Q$121, MATCH($D44, Option3!$G$110:$G$121,0)))*conv_2026*Q$7","v":0},{"$f":"(INDEX(Option3!R$110:R$121, MATCH($D44, Option3!$G$110:$G$121,0)))*conv_2026*R$7","v":0},{"$f":"(INDEX(Option3!S$110:S$121, MATCH($D44, Option3!$G$110:$G$121,0)))*conv_2026*S$7","v":0},{"$f":"(INDEX(Option3!T$110:T$121, MATCH($D44, Option3!$G$110:$G$121,0)))*conv_2026*T$7","v":0},{"$f":"(INDEX(Option3!U$110:U$121, MATCH($D44, Option3!$G$110:$G$121,0)))*conv_2026*U$7","v":0},{"$f":"(INDEX(Option3!V$110:V$121, MATCH($D44, Option3!$G$110:$G$121,0)))*conv_2026*V$7","v":0},{"$f":"(INDEX(Option3!W$110:W$121, MATCH($D44, Option3!$G$110:$G$121,0)))*conv_2026*W$7","v":0},{"$f":"(INDEX(Option3!X$110:X$121, MATCH($D44, Option3!$G$110:$G$121,0)))*conv_2026*X$7","v":0},{"$f":"(INDEX(Option3!Y$110:Y$121, MATCH($D44, Option3!$G$110:$G$121,0)))*conv_2026*Y$7","v":0},{"$f":"(INDEX(Option3!Z$110:Z$121, MATCH($D44, Option3!$G$110:$G$121,0)))*conv_2026*Z$7","v":0},{"$f":"(INDEX(Option3!AA$110:AA$121, MATCH($D44, Option3!$G$110:$G$121,0)))*conv_2026*AA$7","v":0},{"$f":"(INDEX(Option3!AB$110:AB$121, MATCH($D44, Option3!$G$110:$G$121,0)))*conv_2026*AB$7","v":0},{"$f":"(INDEX(Option3!AC$110:AC$121, MATCH($D44, Option3!$G$110:$G$121,0)))*conv_2026*AC$7","v":0},{"$f":"(INDEX(Option3!AD$110:AD$121, MATCH($D44, Option3!$G$110:$G$121,0)))*conv_2026*AD$7","v":0},{"$f":"(INDEX(Option3!AE$110:AE$121, MATCH($D44, Option3!$G$110:$G$121,0)))*conv_2026*AE$7","v":0},{"$f":"(INDEX(Option3!AF$110:AF$121, MATCH($D44, Option3!$G$110:$G$121,0)))*conv_2026*AF$7","v":0},{"$f":"(INDEX(Option3!AG$110:AG$121, MATCH($D44, Option3!$G$110:$G$121,0)))*conv_2026*AG$7","v":0}]
["Option 3",{"$f":"Option3!A115","v":"sens2"},{"$f":"Option3!C115","v":"Capex 10% lower"},"Option 3sens2",null,0,null,{"$f":"(INDEX(Option3!H$110:H$121, MATCH($D45, Option3!$G$110:$G$121,0)))*conv_2026*H$7","v":0},{"$f":"(INDEX(Option3!I$110:I$121, MATCH($D45, Option3!$G$110:$G$121,0)))*conv_2026*I$7","v":0},{"$f":"(INDEX(Option3!J$110:J$121, MATCH($D45, Option3!$G$110:$G$121,0)))*conv_2026*J$7","v":0},{"$f":"(INDEX(Option3!K$110:K$121, MATCH($D45, Option3!$G$110:$G$121,0)))*conv_2026*K$7","v":0},{"$f":"(INDEX(Option3!L$110:L$121, MATCH($D45, Option3!$G$110:$G$121,0)))*conv_2026*L$7","v":0},{"$f":"(INDEX(Option3!M$110:M$121, MATCH($D45, Option3!$G$110:$G$121,0)))*conv_2026*M$7","v":0},{"$f":"(INDEX(Option3!N$110:N$121, MATCH($D45, Option3!$G$110:$G$121,0)))*conv_2026*N$7","v":0},{"$f":"(INDEX(Option3!O$110:O$121, MATCH($D45, Option3!$G$110:$G$121,0)))*conv_2026*O$7","v":0},{"$f":"(INDEX(Option3!P$110:P$121, MATCH($D45, Option3!$G$110:$G$121,0)))*conv_2026*P$7","v":0},{"$f":"(INDEX(Option3!Q$110:Q$121, MATCH($D45, Option3!$G$110:$G$121,0)))*conv_2026*Q$7","v":0},{"$f":"(INDEX(Option3!R$110:R$121, MATCH($D45, Option3!$G$110:$G$121,0)))*conv_2026*R$7","v":0},{"$f":"(INDEX(Option3!S$110:S$121, MATCH($D45, Option3!$G$110:$G$121,0)))*conv_2026*S$7","v":0},{"$f":"(INDEX(Option3!T$110:T$121, MATCH($D45, Option3!$G$110:$G$121,0)))*conv_2026*T$7","v":0},{"$f":"(INDEX(Option3!U$110:U$121, MATCH($D45, Option3!$G$110:$G$121,0)))*conv_2026*U$7","v":0},{"$f":"(INDEX(Option3!V$110:V$121, MATCH($D45, Option3!$G$110:$G$121,0)))*conv_2026*V$7","v":0},{"$f":"(INDEX(Option3!W$110:W$121, MATCH($D45, Option3!$G$110:$G$121,0)))*conv_2026*W$7","v":0},{"$f":"(INDEX(Option3!X$110:X$121, MATCH($D45, Option3!$G$110:$G$121,0)))*conv_2026*X$7","v":0},{"$f":"(INDEX(Option3!Y$110:Y$121, MATCH($D45, Option3!$G$110:$G$121,0)))*conv_2026*Y$7","v":0},{"$f":"(INDEX(Option3!Z$110:Z$121, MATCH($D45, Option3!$G$110:$G$121,0)))*conv_2026*Z$7","v":0},{"$f":"(INDEX(Option3!AA$110:AA$121, MATCH($D45, Option3!$G$110:$G$121,0)))*conv_2026*AA$7","v":0},{"$f":"(INDEX(Option3!AB$110:AB$121, MATCH($D45, Option3!$G$110:$G$121,0)))*conv_2026*AB$7","v":0},{"$f":"(INDEX(Option3!AC$110:AC$121, MATCH($D45, Option3!$G$110:$G$121,0)))*conv_2026*AC$7","v":0},{"$f":"(INDEX(Option3!AD$110:AD$121, MATCH($D45, Option3!$G$110:$G$121,0)))*conv_2026*AD$7","v":0},{"$f":"(INDEX(Option3!AE$110:AE$121, MATCH($D45, Option3!$G$110:$G$121,0)))*conv_2026*AE$7","v":0},{"$f":"(INDEX(Option3!AF$110:AF$121, MATCH($D45, Option3!$G$110:$G$121,0)))*conv_2026*AF$7","v":0},{"$f":"(INDEX(Option3!AG$110:AG$121, MATCH($D45, Option3!$G$110:$G$121,0)))*conv_2026*AG$7","v":0}]
["Option 3",{"$f":"Option3!A116","v":"sens3"},{"$f":"Option3!C116","v":"Total benefits 10% higher"},"Option 3sens3",null,0,null,{"$f":"(INDEX(Option3!H$110:H$121, MATCH($D46, Option3!$G$110:$G$121,0)))*conv_2026*H$7","v":0},{"$f":"(INDEX(Option3!I$110:I$121, MATCH($D46, Option3!$G$110:$G$121,0)))*conv_2026*I$7","v":0},{"$f":"(INDEX(Option3!J$110:J$121, MATCH($D46, Option3!$G$110:$G$121,0)))*conv_2026*J$7","v":0},{"$f":"(INDEX(Option3!K$110:K$121, MATCH($D46, Option3!$G$110:$G$121,0)))*conv_2026*K$7","v":0},{"$f":"(INDEX(Option3!L$110:L$121, MATCH($D46, Option3!$G$110:$G$121,0)))*conv_2026*L$7","v":0},{"$f":"(INDEX(Option3!M$110:M$121, MATCH($D46, Option3!$G$110:$G$121,0)))*conv_2026*M$7","v":0},{"$f":"(INDEX(Option3!N$110:N$121, MATCH($D46, Option3!$G$110:$G$121,0)))*conv_2026*N$7","v":0},{"$f":"(INDEX(Option3!O$110:O$121, MATCH($D46, Option3!$G$110:$G$121,0)))*conv_2026*O$7","v":0},{"$f":"(INDEX(Option3!P$110:P$121, MATCH($D46, Option3!$G$110:$G$121,0)))*conv_2026*P$7","v":0},{"$f":"(INDEX(Option3!Q$110:Q$121, MATCH($D46, Option3!$G$110:$G$121,0)))*conv_2026*Q$7","v":0},{"$f":"(INDEX(Option3!R$110:R$121, MATCH($D46, Option3!$G$110:$G$121,0)))*conv_2026*R$7","v":0},{"$f":"(INDEX(Option3!S$110:S$121, MATCH($D46, Option3!$G$110:$G$121,0)))*conv_2026*S$7","v":0},{"$f":"(INDEX(Option3!T$110:T$121, MATCH($D46, Option3!$G$110:$G$121,0)))*conv_2026*T$7","v":0},{"$f":"(INDEX(Option3!U$110:U$121, MATCH($D46, Option3!$G$110:$G$121,0)))*conv_2026*U$7","v":0},{"$f":"(INDEX(Option3!V$110:V$121, MATCH($D46, Option3!$G$110:$G$121,0)))*conv_2026*V$7","v":0},{"$f":"(INDEX(Option3!W$110:W$121, MATCH($D46, Option3!$G$110:$G$121,0)))*conv_2026*W$7","v":0},{"$f":"(INDEX(Option3!X$110:X$121, MATCH($D46, Option3!$G$110:$G$121,0)))*conv_2026*X$7","v":0},{"$f":"(INDEX(Option3!Y$110:Y$121, MATCH($D46, Option3!$G$110:$G$121,0)))*conv_2026*Y$7","v":0},{"$f":"(INDEX(Option3!Z$110:Z$121, MATCH($D46, Option3!$G$110:$G$121,0)))*conv_2026*Z$7","v":0},{"$f":"(INDEX(Option3!AA$110:AA$121, MATCH($D46, Option3!$G$110:$G$121,0)))*conv_2026*AA$7","v":0},{"$f":"(INDEX(Option3!AB$110:AB$121, MATCH($D46, Option3!$G$110:$G$121,0)))*conv_2026*AB$7","v":0},{"$f":"(INDEX(Option3!AC$110:AC$121, MATCH($D46, Option3!$G$110:$G$121,0)))*conv_2026*AC$7","v":0},{"$f":"(INDEX(Option3!AD$110:AD$121, MATCH($D46, Option3!$G$110:$G$121,0)))*conv_2026*AD$7","v":0},{"$f":"(INDEX(Option3!AE$110:AE$121, MATCH($D46, Option3!$G$110:$G$121,0)))*conv_2026*AE$7","v":0},{"$f":"(INDEX(Option3!AF$110:AF$121, MATCH($D46, Option3!$G$110:$G$121,0)))*conv_2026*AF$7","v":0},{"$f":"(INDEX(Option3!AG$110:AG$121, MATCH($D46, Option3!$G$110:$G$121,0)))*conv_2026*AG$7","v":0}]
["Option 3",{"$f":"Option3!A117","v":"sens4"},{"$f":"Option3!C117","v":"Total benefits 10% lower"},"Option 3sens4",null,0,null,{"$f":"(INDEX(Option3!H$110:H$121, MATCH($D47, Option3!$G$110:$G$121,0)))*conv_2026*H$7","v":0},{"$f":"(INDEX(Option3!I$110:I$121, MATCH($D47, Option3!$G$110:$G$121,0)))*conv_2026*I$7","v":0},{"$f":"(INDEX(Option3!J$110:J$121, MATCH($D47, Option3!$G$110:$G$121,0)))*conv_2026*J$7","v":0},{"$f":"(INDEX(Option3!K$110:K$121, MATCH($D47, Option3!$G$110:$G$121,0)))*conv_2026*K$7","v":0},{"$f":"(INDEX(Option3!L$110:L$121, MATCH($D47, Option3!$G$110:$G$121,0)))*conv_2026*L$7","v":0},{"$f":"(INDEX(Option3!M$110:M$121, MATCH($D47, Option3!$G$110:$G$121,0)))*conv_2026*M$7","v":0},{"$f":"(INDEX(Option3!N$110:N$121, MATCH($D47, Option3!$G$110:$G$121,0)))*conv_2026*N$7","v":0},{"$f":"(INDEX(Option3!O$110:O$121, MATCH($D47, Option3!$G$110:$G$121,0)))*conv_2026*O$7","v":0},{"$f":"(INDEX(Option3!P$110:P$121, MATCH($D47, Option3!$G$110:$G$121,0)))*conv_2026*P$7","v":0},{"$f":"(INDEX(Option3!Q$110:Q$121, MATCH($D47, Option3!$G$110:$G$121,0)))*conv_2026*Q$7","v":0},{"$f":"(INDEX(Option3!R$110:R$121, MATCH($D47, Option3!$G$110:$G$121,0)))*conv_2026*R$7","v":0},{"$f":"(INDEX(Option3!S$110:S$121, MATCH($D47, Option3!$G$110:$G$121,0)))*conv_2026*S$7","v":0},{"$f":"(INDEX(Option3!T$110:T$121, MATCH($D47, Option3!$G$110:$G$121,0)))*conv_2026*T$7","v":0},{"$f":"(INDEX(Option3!U$110:U$121, MATCH($D47, Option3!$G$110:$G$121,0)))*conv_2026*U$7","v":0},{"$f":"(INDEX(Option3!V$110:V$121, MATCH($D47, Option3!$G$110:$G$121,0)))*conv_2026*V$7","v":0},{"$f":"(INDEX(Option3!W$110:W$121, MATCH($D47, Option3!$G$110:$G$121,0)))*conv_2026*W$7","v":0},{"$f":"(INDEX(Option3!X$110:X$121, MATCH($D47, Option3!$G$110:$G$121,0)))*conv_2026*X$7","v":0},{"$f":"(INDEX(Option3!Y$110:Y$121, MATCH($D47, Option3!$G$110:$G$121,0)))*conv_2026*Y$7","v":0},{"$f":"(INDEX(Option3!Z$110:Z$121, MATCH($D47, Option3!$G$110:$G$121,0)))*conv_2026*Z$7","v":0},{"$f":"(INDEX(Option3!AA$110:AA$121, MATCH($D47, Option3!$G$110:$G$121,0)))*conv_2026*AA$7","v":0},{"$f":"(INDEX(Option3!AB$110:AB$121, MATCH($D47, Option3!$G$110:$G$121,0)))*conv_2026*AB$7","v":0},{"$f":"(INDEX(Option3!AC$110:AC$121, MATCH($D47, Option3!$G$110:$G$121,0)))*conv_2026*AC$7","v":0},{"$f":"(INDEX(Option3!AD$110:AD$121, MATCH($D47, Option3!$G$110:$G$121,0)))*conv_2026*AD$7","v":0},{"$f":"(INDEX(Option3!AE$110:AE$121, MATCH($D47, Option3!$G$110:$G$121,0)))*conv_2026*AE$7","v":0},{"$f":"(INDEX(Option3!AF$110:AF$121, MATCH($D47, Option3!$G$110:$G$121,0)))*conv_2026*AF$7","v":0},{"$f":"(INDEX(Option3!AG$110:AG$121, MATCH($D47, Option3!$G$110:$G$121,0)))*conv_2026*AG$7","v":0}]
["Option 3",{"$f":"Option3!A118","v":"sens5"},{"$f":"Option3!C118","v":"Capex 10% higher & Total benefits 10% lower"},"Option 3sens5",null,0,null,{"$f":"(INDEX(Option3!H$110:H$121, MATCH($D48, Option3!$G$110:$G$121,0)))*conv_2026*H$7","v":0},{"$f":"(INDEX(Option3!I$110:I$121, MATCH($D48, Option3!$G$110:$G$121,0)))*conv_2026*I$7","v":0},{"$f":"(INDEX(Option3!J$110:J$121, MATCH($D48, Option3!$G$110:$G$121,0)))*conv_2026*J$7","v":0},{"$f":"(INDEX(Option3!K$110:K$121, MATCH($D48, Option3!$G$110:$G$121,0)))*conv_2026*K$7","v":0},{"$f":"(INDEX(Option3!L$110:L$121, MATCH($D48, Option3!$G$110:$G$121,0)))*conv_2026*L$7","v":0},{"$f":"(INDEX(Option3!M$110:M$121, MATCH($D48, Option3!$G$110:$G$121,0)))*conv_2026*M$7","v":0},{"$f":"(INDEX(Option3!N$110:N$121, MATCH($D48, Option3!$G$110:$G$121,0)))*conv_2026*N$7","v":0},{"$f":"(INDEX(Option3!O$110:O$121, MATCH($D48, Option3!$G$110:$G$121,0)))*conv_2026*O$7","v":0},{"$f":"(INDEX(Option3!P$110:P$121, MATCH($D48, Option3!$G$110:$G$121,0)))*conv_2026*P$7","v":0},{"$f":"(INDEX(Option3!Q$110:Q$121, MATCH($D48, Option3!$G$110:$G$121,0)))*conv_2026*Q$7","v":0},{"$f":"(INDEX(Option3!R$110:R$121, MATCH($D48, Option3!$G$110:$G$121,0)))*conv_2026*R$7","v":0},{"$f":"(INDEX(Option3!S$110:S$121, MATCH($D48, Option3!$G$110:$G$121,0)))*conv_2026*S$7","v":0},{"$f":"(INDEX(Option3!T$110:T$121, MATCH($D48, Option3!$G$110:$G$121,0)))*conv_2026*T$7","v":0},{"$f":"(INDEX(Option3!U$110:U$121, MATCH($D48, Option3!$G$110:$G$121,0)))*conv_2026*U$7","v":0},{"$f":"(INDEX(Option3!V$110:V$121, MATCH($D48, Option3!$G$110:$G$121,0)))*conv_2026*V$7","v":0},{"$f":"(INDEX(Option3!W$110:W$121, MATCH($D48, Option3!$G$110:$G$121,0)))*conv_2026*W$7","v":0},{"$f":"(INDEX(Option3!X$110:X$121, MATCH($D48, Option3!$G$110:$G$121,0)))*conv_2026*X$7","v":0},{"$f":"(INDEX(Option3!Y$110:Y$121, MATCH($D48, Option3!$G$110:$G$121,0)))*conv_2026*Y$7","v":0},{"$f":"(INDEX(Option3!Z$110:Z$121, MATCH($D48, Option3!$G$110:$G$121,0)))*conv_2026*Z$7","v":0},{"$f":"(INDEX(Option3!AA$110:AA$121, MATCH($D48, Option3!$G$110:$G$121,0)))*conv_2026*AA$7","v":0},{"$f":"(INDEX(Option3!AB$110:AB$121, MATCH($D48, Option3!$G$110:$G$121,0)))*conv_2026*AB$7","v":0},{"$f":"(INDEX(Option3!AC$110:AC$121, MATCH($D48, Option3!$G$110:$G$121,0)))*conv_2026*AC$7","v":0},{"$f":"(INDEX(Option3!AD$110:AD$121, MATCH($D48, Option3!$G$110:$G$121,0)))*conv_2026*AD$7","v":0},{"$f":"(INDEX(Option3!AE$110:AE$121, MATCH($D48, Option3!$G$110:$G$121,0)))*conv_2026*AE$7","v":0},{"$f":"(INDEX(Option3!AF$110:AF$121, MATCH($D48, Option3!$G$110:$G$121,0)))*conv_2026*AF$7","v":0},{"$f":"(INDEX(Option3!AG$110:AG$121, MATCH($D48, Option3!$G$110:$G$121,0)))*conv_2026*AG$7","v":0}]
["Option 3",{"$f":"Option3!A119","v":"sens"},{"$f":"Option3!C119","v":0},"Option 3sens",null,0,null,{"$f":"(INDEX(Option3!H$110:H$121, MATCH($D49, Option3!$G$110:$G$121,0)))*conv_2026*H$7","v":0},{"$f":"(INDEX(Option3!I$110:I$121, MATCH($D49, Option3!$G$110:$G$121,0)))*conv_2026*I$7","v":0},{"$f":"(INDEX(Option3!J$110:J$121, MATCH($D49, Option3!$G$110:$G$121,0)))*conv_2026*J$7","v":0},{"$f":"(INDEX(Option3!K$110:K$121, MATCH($D49, Option3!$G$110:$G$121,0)))*conv_2026*K$7","v":0},{"$f":"(INDEX(Option3!L$110:L$121, MATCH($D49, Option3!$G$110:$G$121,0)))*conv_2026*L$7","v":0},{"$f":"(INDEX(Option3!M$110:M$121, MATCH($D49, Option3!$G$110:$G$121,0)))*conv_2026*M$7","v":0},{"$f":"(INDEX(Option3!N$110:N$121, MATCH($D49, Option3!$G$110:$G$121,0)))*conv_2026*N$7","v":0},{"$f":"(INDEX(Option3!O$110:O$121, MATCH($D49, Option3!$G$110:$G$121,0)))*conv_2026*O$7","v":0},{"$f":"(INDEX(Option3!P$110:P$121, MATCH($D49, Option3!$G$110:$G$121,0)))*conv_2026*P$7","v":0},{"$f":"(INDEX(Option3!Q$110:Q$121, MATCH($D49, Option3!$G$110:$G$121,0)))*conv_2026*Q$7","v":0},{"$f":"(INDEX(Option3!R$110:R$121, MATCH($D49, Option3!$G$110:$G$121,0)))*conv_2026*R$7","v":0},{"$f":"(INDEX(Option3!S$110:S$121, MATCH($D49, Option3!$G$110:$G$121,0)))*conv_2026*S$7","v":0},{"$f":"(INDEX(Option3!T$110:T$121, MATCH($D49, Option3!$G$110:$G$121,0)))*conv_2026*T$7","v":0},{"$f":"(INDEX(Option3!U$110:U$121, MATCH($D49, Option3!$G$110:$G$121,0)))*conv_2026*U$7","v":0},{"$f":"(INDEX(Option3!V$110:V$121, MATCH($D49, Option3!$G$110:$G$121,0)))*conv_2026*V$7","v":0},{"$f":"(INDEX(Option3!W$110:W$121, MATCH($D49, Option3!$G$110:$G$121,0)))*conv_2026*W$7","v":0},{"$f":"(INDEX(Option3!X$110:X$121, MATCH($D49, Option3!$G$110:$G$121,0)))*conv_2026*X$7","v":0},{"$f":"(INDEX(Option3!Y$110:Y$121, MATCH($D49, Option3!$G$110:$G$121,0)))*conv_2026*Y$7","v":0},{"$f":"(INDEX(Option3!Z$110:Z$121, MATCH($D49, Option3!$G$110:$G$121,0)))*conv_2026*Z$7","v":0},{"$f":"(INDEX(Option3!AA$110:AA$121, MATCH($D49, Option3!$G$110:$G$121,0)))*conv_2026*AA$7","v":0},{"$f":"(INDEX(Option3!AB$110:AB$121, MATCH($D49, Option3!$G$110:$G$121,0)))*conv_2026*AB$7","v":0},{"$f":"(INDEX(Option3!AC$110:AC$121, MATCH($D49, Option3!$G$110:$G$121,0)))*conv_2026*AC$7","v":0},{"$f":"(INDEX(Option3!AD$110:AD$121, MATCH($D49, Option3!$G$110:$G$121,0)))*conv_2026*AD$7","v":0},{"$f":"(INDEX(Option3!AE$110:AE$121, MATCH($D49, Option3!$G$110:$G$121,0)))*conv_2026*AE$7","v":0},{"$f":"(INDEX(Option3!AF$110:AF$121, MATCH($D49, Option3!$G$110:$G$121,0)))*conv_2026*AF$7","v":0},{"$f":"(INDEX(Option3!AG$110:AG$121, MATCH($D49, Option3!$G$110:$G$121,0)))*conv_2026*AG$7","v":0}]
["Option 3",{"$f":"Option3!A120","v":"sens"},{"$f":"Option3!C120","v":0},"Option 3sens",null,0,null,{"$f":"(INDEX(Option3!H$110:H$121, MATCH($D50, Option3!$G$110:$G$121,0)))*conv_2026*H$7","v":0},{"$f":"(INDEX(Option3!I$110:I$121, MATCH($D50, Option3!$G$110:$G$121,0)))*conv_2026*I$7","v":0},{"$f":"(INDEX(Option3!J$110:J$121, MATCH($D50, Option3!$G$110:$G$121,0)))*conv_2026*J$7","v":0},{"$f":"(INDEX(Option3!K$110:K$121, MATCH($D50, Option3!$G$110:$G$121,0)))*conv_2026*K$7","v":0},{"$f":"(INDEX(Option3!L$110:L$121, MATCH($D50, Option3!$G$110:$G$121,0)))*conv_2026*L$7","v":0},{"$f":"(INDEX(Option3!M$110:M$121, MATCH($D50, Option3!$G$110:$G$121,0)))*conv_2026*M$7","v":0},{"$f":"(INDEX(Option3!N$110:N$121, MATCH($D50, Option3!$G$110:$G$121,0)))*conv_2026*N$7","v":0},{"$f":"(INDEX(Option3!O$110:O$121, MATCH($D50, Option3!$G$110:$G$121,0)))*conv_2026*O$7","v":0},{"$f":"(INDEX(Option3!P$110:P$121, MATCH($D50, Option3!$G$110:$G$121,0)))*conv_2026*P$7","v":0},{"$f":"(INDEX(Option3!Q$110:Q$121, MATCH($D50, Option3!$G$110:$G$121,0)))*conv_2026*Q$7","v":0},{"$f":"(INDEX(Option3!R$110:R$121, MATCH($D50, Option3!$G$110:$G$121,0)))*conv_2026*R$7","v":0},{"$f":"(INDEX(Option3!S$110:S$121, MATCH($D50, Option3!$G$110:$G$121,0)))*conv_2026*S$7","v":0},{"$f":"(INDEX(Option3!T$110:T$121, MATCH($D50, Option3!$G$110:$G$121,0)))*conv_2026*T$7","v":0},{"$f":"(INDEX(Option3!U$110:U$121, MATCH($D50, Option3!$G$110:$G$121,0)))*conv_2026*U$7","v":0},{"$f":"(INDEX(Option3!V$110:V$121, MATCH($D50, Option3!$G$110:$G$121,0)))*conv_2026*V$7","v":0},{"$f":"(INDEX(Option3!W$110:W$121, MATCH($D50, Option3!$G$110:$G$121,0)))*conv_2026*W$7","v":0},{"$f":"(INDEX(Option3!X$110:X$121, MATCH($D50, Option3!$G$110:$G$121,0)))*conv_2026*X$7","v":0},{"$f":"(INDEX(Option3!Y$110:Y$121, MATCH($D50, Option3!$G$110:$G$121,0)))*conv_2026*Y$7","v":0},{"$f":"(INDEX(Option3!Z$110:Z$121, MATCH($D50, Option3!$G$110:$G$121,0)))*conv_2026*Z$7","v":0},{"$f":"(INDEX(Option3!AA$110:AA$121, MATCH($D50, Option3!$G$110:$G$121,0)))*conv_2026*AA$7","v":0},{"$f":"(INDEX(Option3!AB$110:AB$121, MATCH($D50, Option3!$G$110:$G$121,0)))*conv_2026*AB$7","v":0},{"$f":"(INDEX(Option3!AC$110:AC$121, MATCH($D50, Option3!$G$110:$G$121,0)))*conv_2026*AC$7","v":0},{"$f":"(INDEX(Option3!AD$110:AD$121, MATCH($D50, Option3!$G$110:$G$121,0)))*conv_2026*AD$7","v":0},{"$f":"(INDEX(Option3!AE$110:AE$121, MATCH($D50, Option3!$G$110:$G$121,0)))*conv_2026*AE$7","v":0},{"$f":"(INDEX(Option3!AF$110:AF$121, MATCH($D50, Option3!$G$110:$G$121,0)))*conv_2026*AF$7","v":0},{"$f":"(INDEX(Option3!AG$110:AG$121, MATCH($D50, Option3!$G$110:$G$121,0)))*conv_2026*AG$7","v":0}]
["Option 3",{"$f":"Option3!A121","v":"sens"},{"$f":"Option3!C121","v":0},"Option 3sens",null,0,null,{"$f":"(INDEX(Option3!H$110:H$121, MATCH($D51, Option3!$G$110:$G$121,0)))*conv_2026*H$7","v":0},{"$f":"(INDEX(Option3!I$110:I$121, MATCH($D51, Option3!$G$110:$G$121,0)))*conv_2026*I$7","v":0},{"$f":"(INDEX(Option3!J$110:J$121, MATCH($D51, Option3!$G$110:$G$121,0)))*conv_2026*J$7","v":0},{"$f":"(INDEX(Option3!K$110:K$121, MATCH($D51, Option3!$G$110:$G$121,0)))*conv_2026*K$7","v":0},{"$f":"(INDEX(Option3!L$110:L$121, MATCH($D51, Option3!$G$110:$G$121,0)))*conv_2026*L$7","v":0},{"$f":"(INDEX(Option3!M$110:M$121, MATCH($D51, Option3!$G$110:$G$121,0)))*conv_2026*M$7","v":0},{"$f":"(INDEX(Option3!N$110:N$121, MATCH($D51, Option3!$G$110:$G$121,0)))*conv_2026*N$7","v":0},{"$f":"(INDEX(Option3!O$110:O$121, MATCH($D51, Option3!$G$110:$G$121,0)))*conv_2026*O$7","v":0},{"$f":"(INDEX(Option3!P$110:P$121, MATCH($D51, Option3!$G$110:$G$121,0)))*conv_2026*P$7","v":0},{"$f":"(INDEX(Option3!Q$110:Q$121, MATCH($D51, Option3!$G$110:$G$121,0)))*conv_2026*Q$7","v":0},{"$f":"(INDEX(Option3!R$110:R$121, MATCH($D51, Option3!$G$110:$G$121,0)))*conv_2026*R$7","v":0},{"$f":"(INDEX(Option3!S$110:S$121, MATCH($D51, Option3!$G$110:$G$121,0)))*conv_2026*S$7","v":0},{"$f":"(INDEX(Option3!T$110:T$121, MATCH($D51, Option3!$G$110:$G$121,0)))*conv_2026*T$7","v":0},{"$f":"(INDEX(Option3!U$110:U$121, MATCH($D51, Option3!$G$110:$G$121,0)))*conv_2026*U$7","v":0},{"$f":"(INDEX(Option3!V$110:V$121, MATCH($D51, Option3!$G$110:$G$121,0)))*conv_2026*V$7","v":0},{"$f":"(INDEX(Option3!W$110:W$121, MATCH($D51, Option3!$G$110:$G$121,0)))*conv_2026*W$7","v":0},{"$f":"(INDEX(Option3!X$110:X$121, MATCH($D51, Option3!$G$110:$G$121,0)))*conv_2026*X$7","v":0},{"$f":"(INDEX(Option3!Y$110:Y$121, MATCH($D51, Option3!$G$110:$G$121,0)))*conv_2026*Y$7","v":0},{"$f":"(INDEX(Option3!Z$110:Z$121, MATCH($D51, Option3!$G$110:$G$121,0)))*conv_2026*Z$7","v":0},{"$f":"(INDEX(Option3!AA$110:AA$121, MATCH($D51, Option3!$G$110:$G$121,0)))*conv_2026*AA$7","v":0},{"$f":"(INDEX(Option3!AB$110:AB$121, MATCH($D51, Option3!$G$110:$G$121,0)))*conv_2026*AB$7","v":0},{"$f":"(INDEX(Option3!AC$110:AC$121, MATCH($D51, Option3!$G$110:$G$121,0)))*conv_2026*AC$7","v":0},{"$f":"(INDEX(Option3!AD$110:AD$121, MATCH($D51, Option3!$G$110:$G$121,0)))*conv_2026*AD$7","v":0},{"$f":"(INDEX(Option3!AE$110:AE$121, MATCH($D51, Option3!$G$110:$G$121,0)))*conv_2026*AE$7","v":0},{"$f":"(INDEX(Option3!AF$110:AF$121, MATCH($D51, Option3!$G$110:$G$121,0)))*conv_2026*AF$7","v":0},{"$f":"(INDEX(Option3!AG$110:AG$121, MATCH($D51, Option3!$G$110:$G$121,0)))*conv_2026*AG$7","v":0}]
[]
[]
[]
[]
["Option 4","NPV","Net benefits",{"$f":"A56&B56","v":"Option 4NPV"},null,{"$f":"SUMPRODUCT($H56:$AG56, $H$5:$AG$5)","v":0},null,{"$f":"(INDEX(Option4!H$110:H$121, MATCH($D56, Option4!$G$110:$G$121,0)))*conv_2026*H$7","v":0},{"$f":"(INDEX(Option4!I$110:I$121, MATCH($D56, Option4!$G$110:$G$121,0)))*conv_2026*I$7","v":0},{"$f":"(INDEX(Option4!J$110:J$121, MATCH($D56, Option4!$G$110:$G$121,0)))*conv_2026*J$7","v":0},{"$f":"(INDEX(Option4!K$110:K$121, MATCH($D56, Option4!$G$110:$G$121,0)))*conv_2026*K$7","v":0},{"$f":"(INDEX(Option4!L$110:L$121, MATCH($D56, Option4!$G$110:$G$121,0)))*conv_2026*L$7","v":0},{"$f":"(INDEX(Option4!M$110:M$121, MATCH($D56, Option4!$G$110:$G$121,0)))*conv_2026*M$7","v":0},{"$f":"(INDEX(Option4!N$110:N$121, MATCH($D56, Option4!$G$110:$G$121,0)))*conv_2026*N$7","v":0},{"$f":"(INDEX(Option4!O$110:O$121, MATCH($D56, Option4!$G$110:$G$121,0)))*conv_2026*O$7","v":0},{"$f":"(INDEX(Option4!P$110:P$121, MATCH($D56, Option4!$G$110:$G$121,0)))*conv_2026*P$7","v":0},{"$f":"(INDEX(Option4!Q$110:Q$121, MATCH($D56, Option4!$G$110:$G$121,0)))*conv_2026*Q$7","v":0},{"$f":"(INDEX(Option4!R$110:R$121, MATCH($D56, Option4!$G$110:$G$121,0)))*conv_2026*R$7","v":0},{"$f":"(INDEX(Option4!S$110:S$121, MATCH($D56, Option4!$G$110:$G$121,0)))*conv_2026*S$7","v":0},{"$f":"(INDEX(Option4!T$110:T$121, MATCH($D56, Option4!$G$110:$G$121,0)))*conv_2026*T$7","v":0},{"$f":"(INDEX(Option4!U$110:U$121, MATCH($D56, Option4!$G$110:$G$121,0)))*conv_2026*U$7","v":0},{"$f":"(INDEX(Option4!V$110:V$121, MATCH($D56, Option4!$G$110:$G$121,0)))*conv_2026*V$7","v":0},{"$f":"(INDEX(Option4!W$110:W$121, MATCH($D56, Option4!$G$110:$G$121,0)))*conv_2026*W$7","v":0},{"$f":"(INDEX(Option4!X$110:X$121, MATCH($D56, Option4!$G$110:$G$121,0)))*conv_2026*X$7","v":0},{"$f":"(INDEX(Option4!Y$110:Y$121, MATCH($D56, Option4!$G$110:$G$121,0)))*conv_2026*Y$7","v":0},{"$f":"(INDEX(Option4!Z$110:Z$121, MATCH($D56, Option4!$G$110:$G$121,0)))*conv_2026*Z$7","v":0},{"$f":"(INDEX(Option4!AA$110:AA$121, MATCH($D56, Option4!$G$110:$G$121,0)))*conv_2026*AA$7","v":0},{"$f":"(INDEX(Option4!AB$110:AB$121, MATCH($D56, Option4!$G$110:$G$121,0)))*conv_2026*AB$7","v":0},{"$f":"(INDEX(Option4!AC$110:AC$121, MATCH($D56, Option4!$G$110:$G$121,0)))*conv_2026*AC$7","v":0},{"$f":"(INDEX(Option4!AD$110:AD$121, MATCH($D56, Option4!$G$110:$G$121,0)))*conv_2026*AD$7","v":0},{"$f":"(INDEX(Option4!AE$110:AE$121, MATCH($D56, Option4!$G$110:$G$121,0)))*conv_2026*AE$7","v":0},{"$f":"(INDEX(Option4!AF$110:AF$121, MATCH($D56, Option4!$G$110:$G$121,0)))*conv_2026*AF$7","v":0},{"$f":"(INDEX(Option4!AG$110:AG$121, MATCH($D56, Option4!$G$110:$G$121,0)))*conv_2026*AG$7","v":0}]
[]
["Option 4",{"$f":"Option4!A114","v":"sens1"},{"$f":"Option4!C114","v":"Capex 10% higher"},{"$f":"A58&B58","v":"Option 4sens1"},null,0,null,{"$f":"(INDEX(Option4!H$110:H$121, MATCH($D58, Option4!$G$110:$G$121,0)))*conv_2026*H$7","v":0},{"$f":"(INDEX(Option4!I$110:I$121, MATCH($D58, Option4!$G$110:$G$121,0)))*conv_2026*I$7","v":0},{"$f":"(INDEX(Option4!J$110:J$121, MATCH($D58, Option4!$G$110:$G$121,0)))*conv_2026*J$7","v":0},{"$f":"(INDEX(Option4!K$110:K$121, MATCH($D58, Option4!$G$110:$G$121,0)))*conv_2026*K$7","v":0},{"$f":"(INDEX(Option4!L$110:L$121, MATCH($D58, Option4!$G$110:$G$121,0)))*conv_2026*L$7","v":0},{"$f":"(INDEX(Option4!M$110:M$121, MATCH($D58, Option4!$G$110:$G$121,0)))*conv_2026*M$7","v":0},{"$f":"(INDEX(Option4!N$110:N$121, MATCH($D58, Option4!$G$110:$G$121,0)))*conv_2026*N$7","v":0},{"$f":"(INDEX(Option4!O$110:O$121, MATCH($D58, Option4!$G$110:$G$121,0)))*conv_2026*O$7","v":0},{"$f":"(INDEX(Option4!P$110:P$121, MATCH($D58, Option4!$G$110:$G$121,0)))*conv_2026*P$7","v":0},{"$f":"(INDEX(Option4!Q$110:Q$121, MATCH($D58, Option4!$G$110:$G$121,0)))*conv_2026*Q$7","v":0},{"$f":"(INDEX(Option4!R$110:R$121, MATCH($D58, Option4!$G$110:$G$121,0)))*conv_2026*R$7","v":0},{"$f":"(INDEX(Option4!S$110:S$121, MATCH($D58, Option4!$G$110:$G$121,0)))*conv_2026*S$7","v":0},{"$f":"(INDEX(Option4!T$110:T$121, MATCH($D58, Option4!$G$110:$G$121,0)))*conv_2026*T$7","v":0},{"$f":"(INDEX(Option4!U$110:U$121, MATCH($D58, Option4!$G$110:$G$121,0)))*conv_2026*U$7","v":0},{"$f":"(INDEX(Option4!V$110:V$121, MATCH($D58, Option4!$G$110:$G$121,0)))*conv_2026*V$7","v":0},{"$f":"(INDEX(Option4!W$110:W$121, MATCH($D58, Option4!$G$110:$G$121,0)))*conv_2026*W$7","v":0},{"$f":"(INDEX(Option4!X$110:X$121, MATCH($D58, Option4!$G$110:$G$121,0)))*conv_2026*X$7","v":0},{"$f":"(INDEX(Option4!Y$110:Y$121, MATCH($D58, Option4!$G$110:$G$121,0)))*conv_2026*Y$7","v":0},{"$f":"(INDEX(Option4!Z$110:Z$121, MATCH($D58, Option4!$G$110:$G$121,0)))*conv_2026*Z$7","v":0},{"$f":"(INDEX(Option4!AA$110:AA$121, MATCH($D58, Option4!$G$110:$G$121,0)))*conv_2026*AA$7","v":0},{"$f":"(INDEX(Option4!AB$110:AB$121, MATCH($D58, Option4!$G$110:$G$121,0)))*conv_2026*AB$7","v":0},{"$f":"(INDEX(Option4!AC$110:AC$121, MATCH($D58, Option4!$G$110:$G$121,0)))*conv_2026*AC$7","v":0},{"$f":"(INDEX(Option4!AD$110:AD$121, MATCH($D58, Option4!$G$110:$G$121,0)))*conv_2026*AD$7","v":0},{"$f":"(INDEX(Option4!AE$110:AE$121, MATCH($D58, Option4!$G$110:$G$121,0)))*conv_2026*AE$7","v":0},{"$f":"(INDEX(Option4!AF$110:AF$121, MATCH($D58, Option4!$G$110:$G$121,0)))*conv_2026*AF$7","v":0},{"$f":"(INDEX(Option4!AG$110:AG$121, MATCH($D58, Option4!$G$110:$G$121,0)))*conv_2026*AG$7","v":0}]
["Option 4",{"$f":"Option4!A115","v":"sens2"},{"$f":"Option4!C115","v":"Capex 10% lower"},"Option 4sens2",null,0,null,{"$f":"(INDEX(Option4!H$110:H$121, MATCH($D59, Option4!$G$110:$G$121,0)))*conv_2026*H$7","v":0},{"$f":"(INDEX(Option4!I$110:I$121, MATCH($D59, Option4!$G$110:$G$121,0)))*conv_2026*I$7","v":0},{"$f":"(INDEX(Option4!J$110:J$121, MATCH($D59, Option4!$G$110:$G$121,0)))*conv_2026*J$7","v":0},{"$f":"(INDEX(Option4!K$110:K$121, MATCH($D59, Option4!$G$110:$G$121,0)))*conv_2026*K$7","v":0},{"$f":"(INDEX(Option4!L$110:L$121, MATCH($D59, Option4!$G$110:$G$121,0)))*conv_2026*L$7","v":0},{"$f":"(INDEX(Option4!M$110:M$121, MATCH($D59, Option4!$G$110:$G$121,0)))*conv_2026*M$7","v":0},{"$f":"(INDEX(Option4!N$110:N$121, MATCH($D59, Option4!$G$110:$G$121,0)))*conv_2026*N$7","v":0},{"$f":"(INDEX(Option4!O$110:O$121, MATCH($D59, Option4!$G$110:$G$121,0)))*conv_2026*O$7","v":0},{"$f":"(INDEX(Option4!P$110:P$121, MATCH($D59, Option4!$G$110:$G$121,0)))*conv_2026*P$7","v":0},{"$f":"(INDEX(Option4!Q$110:Q$121, MATCH($D59, Option4!$G$110:$G$121,0)))*conv_2026*Q$7","v":0},{"$f":"(INDEX(Option4!R$110:R$121, MATCH($D59, Option4!$G$110:$G$121,0)))*conv_2026*R$7","v":0},{"$f":"(INDEX(Option4!S$110:S$121, MATCH($D59, Option4!$G$110:$G$121,0)))*conv_2026*S$7","v":0},{"$f":"(INDEX(Option4!T$110:T$121, MATCH($D59, Option4!$G$110:$G$121,0)))*conv_2026*T$7","v":0},{"$f":"(INDEX(Option4!U$110:U$121, MATCH($D59, Option4!$G$110:$G$121,0)))*conv_2026*U$7","v":0},{"$f":"(INDEX(Option4!V$110:V$121, MATCH($D59, Option4!$G$110:$G$121,0)))*conv_2026*V$7","v":0},{"$f":"(INDEX(Option4!W$110:W$121, MATCH($D59, Option4!$G$110:$G$121,0)))*conv_2026*W$7","v":0},{"$f":"(INDEX(Option4!X$110:X$121, MATCH($D59, Option4!$G$110:$G$121,0)))*conv_2026*X$7","v":0},{"$f":"(INDEX(Option4!Y$110:Y$121, MATCH($D59, Option4!$G$110:$G$121,0)))*conv_2026*Y$7","v":0},{"$f":"(INDEX(Option4!Z$110:Z$121, MATCH($D59, Option4!$G$110:$G$121,0)))*conv_2026*Z$7","v":0},{"$f":"(INDEX(Option4!AA$110:AA$121, MATCH($D59, Option4!$G$110:$G$121,0)))*conv_2026*AA$7","v":0},{"$f":"(INDEX(Option4!AB$110:AB$121, MATCH($D59, Option4!$G$110:$G$121,0)))*conv_2026*AB$7","v":0},{"$f":"(INDEX(Option4!AC$110:AC$121, MATCH($D59, Option4!$G$110:$G$121,0)))*conv_2026*AC$7","v":0},{"$f":"(INDEX(Option4!AD$110:AD$121, MATCH($D59, Option4!$G$110:$G$121,0)))*conv_2026*AD$7","v":0},{"$f":"(INDEX(Option4!AE$110:AE$121, MATCH($D59, Option4!$G$110:$G$121,0)))*conv_2026*AE$7","v":0},{"$f":"(INDEX(Option4!AF$110:AF$121, MATCH($D59, Option4!$G$110:$G$121,0)))*conv_2026*AF$7","v":0},{"$f":"(INDEX(Option4!AG$110:AG$121, MATCH($D59, Option4!$G$110:$G$121,0)))*conv_2026*AG$7","v":0}]
["Option 4",{"$f":"Option4!A116","v":"sens3"},{"$f":"Option4!C116","v":"Total benefits 10% higher"},"Option 4sens3",null,0,null,{"$f":"(INDEX(Option4!H$110:H$121, MATCH($D60, Option4!$G$110:$G$121,0)))*conv_2026*H$7","v":0},{"$f":"(INDEX(Option4!I$110:I$121, MATCH($D60, Option4!$G$110:$G$121,0)))*conv_2026*I$7","v":0},{"$f":"(INDEX(Option4!J$110:J$121, MATCH($D60, Option4!$G$110:$G$121,0)))*conv_2026*J$7","v":0},{"$f":"(INDEX(Option4!K$110:K$121, MATCH($D60, Option4!$G$110:$G$121,0)))*conv_2026*K$7","v":0},{"$f":"(INDEX(Option4!L$110:L$121, MATCH($D60, Option4!$G$110:$G$121,0)))*conv_2026*L$7","v":0},{"$f":"(INDEX(Option4!M$110:M$121, MATCH($D60, Option4!$G$110:$G$121,0)))*conv_2026*M$7","v":0},{"$f":"(INDEX(Option4!N$110:N$121, MATCH($D60, Option4!$G$110:$G$121,0)))*conv_2026*N$7","v":0},{"$f":"(INDEX(Option4!O$110:O$121, MATCH($D60, Option4!$G$110:$G$121,0)))*conv_2026*O$7","v":0},{"$f":"(INDEX(Option4!P$110:P$121, MATCH($D60, Option4!$G$110:$G$121,0)))*conv_2026*P$7","v":0},{"$f":"(INDEX(Option4!Q$110:Q$121, MATCH($D60, Option4!$G$110:$G$121,0)))*conv_2026*Q$7","v":0},{"$f":"(INDEX(Option4!R$110:R$121, MATCH($D60, Option4!$G$110:$G$121,0)))*conv_2026*R$7","v":0},{"$f":"(INDEX(Option4!S$110:S$121, MATCH($D60, Option4!$G$110:$G$121,0)))*conv_2026*S$7","v":0},{"$f":"(INDEX(Option4!T$110:T$121, MATCH($D60, Option4!$G$110:$G$121,0)))*conv_2026*T$7","v":0},{"$f":"(INDEX(Option4!U$110:U$121, MATCH($D60, Option4!$G$110:$G$121,0)))*conv_2026*U$7","v":0},{"$f":"(INDEX(Option4!V$110:V$121, MATCH($D60, Option4!$G$110:$G$121,0)))*conv_2026*V$7","v":0},{"$f":"(INDEX(Option4!W$110:W$121, MATCH($D60, Option4!$G$110:$G$121,0)))*conv_2026*W$7","v":0},{"$f":"(INDEX(Option4!X$110:X$121, MATCH($D60, Option4!$G$110:$G$121,0)))*conv_2026*X$7","v":0},{"$f":"(INDEX(Option4!Y$110:Y$121, MATCH($D60, Option4!$G$110:$G$121,0)))*conv_2026*Y$7","v":0},{"$f":"(INDEX(Option4!Z$110:Z$121, MATCH($D60, Option4!$G$110:$G$121,0)))*conv_2026*Z$7","v":0},{"$f":"(INDEX(Option4!AA$110:AA$121, MATCH($D60, Option4!$G$110:$G$121,0)))*conv_2026*AA$7","v":0},{"$f":"(INDEX(Option4!AB$110:AB$121, MATCH($D60, Option4!$G$110:$G$121,0)))*conv_2026*AB$7","v":0},{"$f":"(INDEX(Option4!AC$110:AC$121, MATCH($D60, Option4!$G$110:$G$121,0)))*conv_2026*AC$7","v":0},{"$f":"(INDEX(Option4!AD$110:AD$121, MATCH($D60, Option4!$G$110:$G$121,0)))*conv_2026*AD$7","v":0},{"$f":"(INDEX(Option4!AE$110:AE$121, MATCH($D60, Option4!$G$110:$G$121,0)))*conv_2026*AE$7","v":0},{"$f":"(INDEX(Option4!AF$110:AF$121, MATCH($D60, Option4!$G$110:$G$121,0)))*conv_2026*AF$7","v":0},{"$f":"(INDEX(Option4!AG$110:AG$121, MATCH($D60, Option4!$G$110:$G$121,0)))*conv_2026*AG$7","v":0}]
["Option 4",{"$f":"Option4!A117","v":"sens4"},{"$f":"Option4!C117","v":"Total benefits 10% lower"},"Option 4sens4",null,0,null,{"$f":"(INDEX(Option4!H$110:H$121, MATCH($D61, Option4!$G$110:$G$121,0)))*conv_2026*H$7","v":0},{"$f":"(INDEX(Option4!I$110:I$121, MATCH($D61, Option4!$G$110:$G$121,0)))*conv_2026*I$7","v":0},{"$f":"(INDEX(Option4!J$110:J$121, MATCH($D61, Option4!$G$110:$G$121,0)))*conv_2026*J$7","v":0},{"$f":"(INDEX(Option4!K$110:K$121, MATCH($D61, Option4!$G$110:$G$121,0)))*conv_2026*K$7","v":0},{"$f":"(INDEX(Option4!L$110:L$121, MATCH($D61, Option4!$G$110:$G$121,0)))*conv_2026*L$7","v":0},{"$f":"(INDEX(Option4!M$110:M$121, MATCH($D61, Option4!$G$110:$G$121,0)))*conv_2026*M$7","v":0},{"$f":"(INDEX(Option4!N$110:N$121, MATCH($D61, Option4!$G$110:$G$121,0)))*conv_2026*N$7","v":0},{"$f":"(INDEX(Option4!O$110:O$121, MATCH($D61, Option4!$G$110:$G$121,0)))*conv_2026*O$7","v":0},{"$f":"(INDEX(Option4!P$110:P$121, MATCH($D61, Option4!$G$110:$G$121,0)))*conv_2026*P$7","v":0},{"$f":"(INDEX(Option4!Q$110:Q$121, MATCH($D61, Option4!$G$110:$G$121,0)))*conv_2026*Q$7","v":0},{"$f":"(INDEX(Option4!R$110:R$121, MATCH($D61, Option4!$G$110:$G$121,0)))*conv_2026*R$7","v":0},{"$f":"(INDEX(Option4!S$110:S$121, MATCH($D61, Option4!$G$110:$G$121,0)))*conv_2026*S$7","v":0},{"$f":"(INDEX(Option4!T$110:T$121, MATCH($D61, Option4!$G$110:$G$121,0)))*conv_2026*T$7","v":0},{"$f":"(INDEX(Option4!U$110:U$121, MATCH($D61, Option4!$G$110:$G$121,0)))*conv_2026*U$7","v":0},{"$f":"(INDEX(Option4!V$110:V$121, MATCH($D61, Option4!$G$110:$G$121,0)))*conv_2026*V$7","v":0},{"$f":"(INDEX(Option4!W$110:W$121, MATCH($D61, Option4!$G$110:$G$121,0)))*conv_2026*W$7","v":0},{"$f":"(INDEX(Option4!X$110:X$121, MATCH($D61, Option4!$G$110:$G$121,0)))*conv_2026*X$7","v":0},{"$f":"(INDEX(Option4!Y$110:Y$121, MATCH($D61, Option4!$G$110:$G$121,0)))*conv_2026*Y$7","v":0},{"$f":"(INDEX(Option4!Z$110:Z$121, MATCH($D61, Option4!$G$110:$G$121,0)))*conv_2026*Z$7","v":0},{"$f":"(INDEX(Option4!AA$110:AA$121, MATCH($D61, Option4!$G$110:$G$121,0)))*conv_2026*AA$7","v":0},{"$f":"(INDEX(Option4!AB$110:AB$121, MATCH($D61, Option4!$G$110:$G$121,0)))*conv_2026*AB$7","v":0},{"$f":"(INDEX(Option4!AC$110:AC$121, MATCH($D61, Option4!$G$110:$G$121,0)))*conv_2026*AC$7","v":0},{"$f":"(INDEX(Option4!AD$110:AD$121, MATCH($D61, Option4!$G$110:$G$121,0)))*conv_2026*AD$7","v":0},{"$f":"(INDEX(Option4!AE$110:AE$121, MATCH($D61, Option4!$G$110:$G$121,0)))*conv_2026*AE$7","v":0},{"$f":"(INDEX(Option4!AF$110:AF$121, MATCH($D61, Option4!$G$110:$G$121,0)))*conv_2026*AF$7","v":0},{"$f":"(INDEX(Option4!AG$110:AG$121, MATCH($D61, Option4!$G$110:$G$121,0)))*conv_2026*AG$7","v":0}]
["Option 4",{"$f":"Option4!A118","v":"sens5"},{"$f":"Option4!C118","v":"Capex 10% higher & Total benefits 10% lower"},"Option 4sens5",null,0,null,{"$f":"(INDEX(Option4!H$110:H$121, MATCH($D62, Option4!$G$110:$G$121,0)))*conv_2026*H$7","v":0},{"$f":"(INDEX(Option4!I$110:I$121, MATCH($D62, Option4!$G$110:$G$121,0)))*conv_2026*I$7","v":0},{"$f":"(INDEX(Option4!J$110:J$121, MATCH($D62, Option4!$G$110:$G$121,0)))*conv_2026*J$7","v":0},{"$f":"(INDEX(Option4!K$110:K$121, MATCH($D62, Option4!$G$110:$G$121,0)))*conv_2026*K$7","v":0},{"$f":"(INDEX(Option4!L$110:L$121, MATCH($D62, Option4!$G$110:$G$121,0)))*conv_2026*L$7","v":0},{"$f":"(INDEX(Option4!M$110:M$121, MATCH($D62, Option4!$G$110:$G$121,0)))*conv_2026*M$7","v":0},{"$f":"(INDEX(Option4!N$110:N$121, MATCH($D62, Option4!$G$110:$G$121,0)))*conv_2026*N$7","v":0},{"$f":"(INDEX(Option4!O$110:O$121, MATCH($D62, Option4!$G$110:$G$121,0)))*conv_2026*O$7","v":0},{"$f":"(INDEX(Option4!P$110:P$121, MATCH($D62, Option4!$G$110:$G$121,0)))*conv_2026*P$7","v":0},{"$f":"(INDEX(Option4!Q$110:Q$121, MATCH($D62, Option4!$G$110:$G$121,0)))*conv_2026*Q$7","v":0},{"$f":"(INDEX(Option4!R$110:R$121, MATCH($D62, Option4!$G$110:$G$121,0)))*conv_2026*R$7","v":0},{"$f":"(INDEX(Option4!S$110:S$121, MATCH($D62, Option4!$G$110:$G$121,0)))*conv_2026*S$7","v":0},{"$f":"(INDEX(Option4!T$110:T$121, MATCH($D62, Option4!$G$110:$G$121,0)))*conv_2026*T$7","v":0},{"$f":"(INDEX(Option4!U$110:U$121, MATCH($D62, Option4!$G$110:$G$121,0)))*conv_2026*U$7","v":0},{"$f":"(INDEX(Option4!V$110:V$121, MATCH($D62, Option4!$G$110:$G$121,0)))*conv_2026*V$7","v":0},{"$f":"(INDEX(Option4!W$110:W$121, MATCH($D62, Option4!$G$110:$G$121,0)))*conv_2026*W$7","v":0},{"$f":"(INDEX(Option4!X$110:X$121, MATCH($D62, Option4!$G$110:$G$121,0)))*conv_2026*X$7","v":0},{"$f":"(INDEX(Option4!Y$110:Y$121, MATCH($D62, Option4!$G$110:$G$121,0)))*conv_2026*Y$7","v":0},{"$f":"(INDEX(Option4!Z$110:Z$121, MATCH($D62, Option4!$G$110:$G$121,0)))*conv_2026*Z$7","v":0},{"$f":"(INDEX(Option4!AA$110:AA$121, MATCH($D62, Option4!$G$110:$G$121,0)))*conv_2026*AA$7","v":0},{"$f":"(INDEX(Option4!AB$110:AB$121, MATCH($D62, Option4!$G$110:$G$121,0)))*conv_2026*AB$7","v":0},{"$f":"(INDEX(Option4!AC$110:AC$121, MATCH($D62, Option4!$G$110:$G$121,0)))*conv_2026*AC$7","v":0},{"$f":"(INDEX(Option4!AD$110:AD$121, MATCH($D62, Option4!$G$110:$G$121,0)))*conv_2026*AD$7","v":0},{"$f":"(INDEX(Option4!AE$110:AE$121, MATCH($D62, Option4!$G$110:$G$121,0)))*conv_2026*AE$7","v":0},{"$f":"(INDEX(Option4!AF$110:AF$121, MATCH($D62, Option4!$G$110:$G$121,0)))*conv_2026*AF$7","v":0},{"$f":"(INDEX(Option4!AG$110:AG$121, MATCH($D62, Option4!$G$110:$G$121,0)))*conv_2026*AG$7","v":0}]
["Option 4",{"$f":"Option4!A119","v":"sens"},{"$f":"Option4!C119","v":0},"Option 4sens",null,0,null,{"$f":"(INDEX(Option4!H$110:H$121, MATCH($D63, Option4!$G$110:$G$121,0)))*conv_2026*H$7","v":0},{"$f":"(INDEX(Option4!I$110:I$121, MATCH($D63, Option4!$G$110:$G$121,0)))*conv_2026*I$7","v":0},{"$f":"(INDEX(Option4!J$110:J$121, MATCH($D63, Option4!$G$110:$G$121,0)))*conv_2026*J$7","v":0},{"$f":"(INDEX(Option4!K$110:K$121, MATCH($D63, Option4!$G$110:$G$121,0)))*conv_2026*K$7","v":0},{"$f":"(INDEX(Option4!L$110:L$121, MATCH($D63, Option4!$G$110:$G$121,0)))*conv_2026*L$7","v":0},{"$f":"(INDEX(Option4!M$110:M$121, MATCH($D63, Option4!$G$110:$G$121,0)))*conv_2026*M$7","v":0},{"$f":"(INDEX(Option4!N$110:N$121, MATCH($D63, Option4!$G$110:$G$121,0)))*conv_2026*N$7","v":0},{"$f":"(INDEX(Option4!O$110:O$121, MATCH($D63, Option4!$G$110:$G$121,0)))*conv_2026*O$7","v":0},{"$f":"(INDEX(Option4!P$110:P$121, MATCH($D63, Option4!$G$110:$G$121,0)))*conv_2026*P$7","v":0},{"$f":"(INDEX(Option4!Q$110:Q$121, MATCH($D63, Option4!$G$110:$G$121,0)))*conv_2026*Q$7","v":0},{"$f":"(INDEX(Option4!R$110:R$121, MATCH($D63, Option4!$G$110:$G$121,0)))*conv_2026*R$7","v":0},{"$f":"(INDEX(Option4!S$110:S$121, MATCH($D63, Option4!$G$110:$G$121,0)))*conv_2026*S$7","v":0},{"$f":"(INDEX(Option4!T$110:T$121, MATCH($D63, Option4!$G$110:$G$121,0)))*conv_2026*T$7","v":0},{"$f":"(INDEX(Option4!U$110:U$121, MATCH($D63, Option4!$G$110:$G$121,0)))*conv_2026*U$7","v":0},{"$f":"(INDEX(Option4!V$110:V$121, MATCH($D63, Option4!$G$110:$G$121,0)))*conv_2026*V$7","v":0},{"$f":"(INDEX(Option4!W$110:W$121, MATCH($D63, Option4!$G$110:$G$121,0)))*conv_2026*W$7","v":0},{"$f":"(INDEX(Option4!X$110:X$121, MATCH($D63, Option4!$G$110:$G$121,0)))*conv_2026*X$7","v":0},{"$f":"(INDEX(Option4!Y$110:Y$121, MATCH($D63, Option4!$G$110:$G$121,0)))*conv_2026*Y$7","v":0},{"$f":"(INDEX(Option4!Z$110:Z$121, MATCH($D63, Option4!$G$110:$G$121,0)))*conv_2026*Z$7","v":0},{"$f":"(INDEX(Option4!AA$110:AA$121, MATCH($D63, Option4!$G$110:$G$121,0)))*conv_2026*AA$7","v":0},{"$f":"(INDEX(Option4!AB$110:AB$121, MATCH($D63, Option4!$G$110:$G$121,0)))*conv_2026*AB$7","v":0},{"$f":"(INDEX(Option4!AC$110:AC$121, MATCH($D63, Option4!$G$110:$G$121,0)))*conv_2026*AC$7","v":0},{"$f":"(INDEX(Option4!AD$110:AD$121, MATCH($D63, Option4!$G$110:$G$121,0)))*conv_2026*AD$7","v":0},{"$f":"(INDEX(Option4!AE$110:AE$121, MATCH($D63, Option4!$G$110:$G$121,0)))*conv_2026*AE$7","v":0},{"$f":"(INDEX(Option4!AF$110:AF$121, MATCH($D63, Option4!$G$110:$G$121,0)))*conv_2026*AF$7","v":0},{"$f":"(INDEX(Option4!AG$110:AG$121, MATCH($D63, Option4!$G$110:$G$121,0)))*conv_2026*AG$7","v":0}]
["Option 4",{"$f":"Option4!A120","v":"sens"},{"$f":"Option4!C120","v":0},"Option 4sens",null,0,null,{"$f":"(INDEX(Option4!H$110:H$121, MATCH($D64, Option4!$G$110:$G$121,0)))*conv_2026*H$7","v":0},{"$f":"(INDEX(Option4!I$110:I$121, MATCH($D64, Option4!$G$110:$G$121,0)))*conv_2026*I$7","v":0},{"$f":"(INDEX(Option4!J$110:J$121, MATCH($D64, Option4!$G$110:$G$121,0)))*conv_2026*J$7","v":0},{"$f":"(INDEX(Option4!K$110:K$121, MATCH($D64, Option4!$G$110:$G$121,0)))*conv_2026*K$7","v":0},{"$f":"(INDEX(Option4!L$110:L$121, MATCH($D64, Option4!$G$110:$G$121,0)))*conv_2026*L$7","v":0},{"$f":"(INDEX(Option4!M$110:M$121, MATCH($D64, Option4!$G$110:$G$121,0)))*conv_2026*M$7","v":0},{"$f":"(INDEX(Option4!N$110:N$121, MATCH($D64, Option4!$G$110:$G$121,0)))*conv_2026*N$7","v":0},{"$f":"(INDEX(Option4!O$110:O$121, MATCH($D64, Option4!$G$110:$G$121,0)))*conv_2026*O$7","v":0},{"$f":"(INDEX(Option4!P$110:P$121, MATCH($D64, Option4!$G$110:$G$121,0)))*conv_2026*P$7","v":0},{"$f":"(INDEX(Option4!Q$110:Q$121, MATCH($D64, Option4!$G$110:$G$121,0)))*conv_2026*Q$7","v":0},{"$f":"(INDEX(Option4!R$110:R$121, MATCH($D64, Option4!$G$110:$G$121,0)))*conv_2026*R$7","v":0},{"$f":"(INDEX(Option4!S$110:S$121, MATCH($D64, Option4!$G$110:$G$121,0)))*conv_2026*S$7","v":0},{"$f":"(INDEX(Option4!T$110:T$121, MATCH($D64, Option4!$G$110:$G$121,0)))*conv_2026*T$7","v":0},{"$f":"(INDEX(Option4!U$110:U$121, MATCH($D64, Option4!$G$110:$G$121,0)))*conv_2026*U$7","v":0},{"$f":"(INDEX(Option4!V$110:V$121, MATCH($D64, Option4!$G$110:$G$121,0)))*conv_2026*V$7","v":0},{"$f":"(INDEX(Option4!W$110:W$121, MATCH($D64, Option4!$G$110:$G$121,0)))*conv_2026*W$7","v":0},{"$f":"(INDEX(Option4!X$110:X$121, MATCH($D64, Option4!$G$110:$G$121,0)))*conv_2026*X$7","v":0},{"$f":"(INDEX(Option4!Y$110:Y$121, MATCH($D64, Option4!$G$110:$G$121,0)))*conv_2026*Y$7","v":0},{"$f":"(INDEX(Option4!Z$110:Z$121, MATCH($D64, Option4!$G$110:$G$121,0)))*conv_2026*Z$7","v":0},{"$f":"(INDEX(Option4!AA$110:AA$121, MATCH($D64, Option4!$G$110:$G$121,0)))*conv_2026*AA$7","v":0},{"$f":"(INDEX(Option4!AB$110:AB$121, MATCH($D64, Option4!$G$110:$G$121,0)))*conv_2026*AB$7","v":0},{"$f":"(INDEX(Option4!AC$110:AC$121, MATCH($D64, Option4!$G$110:$G$121,0)))*conv_2026*AC$7","v":0},{"$f":"(INDEX(Option4!AD$110:AD$121, MATCH($D64, Option4!$G$110:$G$121,0)))*conv_2026*AD$7","v":0},{"$f":"(INDEX(Option4!AE$110:AE$121, MATCH($D64, Option4!$G$110:$G$121,0)))*conv_2026*AE$7","v":0},{"$f":"(INDEX(Option4!AF$110:AF$121, MATCH($D64, Option4!$G$110:$G$121,0)))*conv_2026*AF$7","v":0},{"$f":"(INDEX(Option4!AG$110:AG$121, MATCH($D64, Option4!$G$110:$G$121,0)))*conv_2026*AG$7","v":0}]
["Option 4",{"$f":"Option4!A121","v":"sens"},{"$f":"Option4!C121","v":0},"Option 4sens",null,0,null,{"$f":"(INDEX(Option4!H$110:H$121, MATCH($D65, Option4!$G$110:$G$121,0)))*conv_2026*H$7","v":0},{"$f":"(INDEX(Option4!I$110:I$121, MATCH($D65, Option4!$G$110:$G$121,0)))*conv_2026*I$7","v":0},{"$f":"(INDEX(Option4!J$110:J$121, MATCH($D65, Option4!$G$110:$G$121,0)))*conv_2026*J$7","v":0},{"$f":"(INDEX(Option4!K$110:K$121, MATCH($D65, Option4!$G$110:$G$121,0)))*conv_2026*K$7","v":0},{"$f":"(INDEX(Option4!L$110:L$121, MATCH($D65, Option4!$G$110:$G$121,0)))*conv_2026*L$7","v":0},{"$f":"(INDEX(Option4!M$110:M$121, MATCH($D65, Option4!$G$110:$G$121,0)))*conv_2026*M$7","v":0},{"$f":"(INDEX(Option4!N$110:N$121, MATCH($D65, Option4!$G$110:$G$121,0)))*conv_2026*N$7","v":0},{"$f":"(INDEX(Option4!O$110:O$121, MATCH($D65, Option4!$G$110:$G$121,0)))*conv_2026*O$7","v":0},{"$f":"(INDEX(Option4!P$110:P$121, MATCH($D65, Option4!$G$110:$G$121,0)))*conv_2026*P$7","v":0},{"$f":"(INDEX(Option4!Q$110:Q$121, MATCH($D65, Option4!$G$110:$G$121,0)))*conv_2026*Q$7","v":0},{"$f":"(INDEX(Option4!R$110:R$121, MATCH($D65, Option4!$G$110:$G$121,0)))*conv_2026*R$7","v":0},{"$f":"(INDEX(Option4!S$110:S$121, MATCH($D65, Option4!$G$110:$G$121,0)))*conv_2026*S$7","v":0},{"$f":"(INDEX(Option4!T$110:T$121, MATCH($D65, Option4!$G$110:$G$121,0)))*conv_2026*T$7","v":0},{"$f":"(INDEX(Option4!U$110:U$121, MATCH($D65, Option4!$G$110:$G$121,0)))*conv_2026*U$7","v":0},{"$f":"(INDEX(Option4!V$110:V$121, MATCH($D65, Option4!$G$110:$G$121,0)))*conv_2026*V$7","v":0},{"$f":"(INDEX(Option4!W$110:W$121, MATCH($D65, Option4!$G$110:$G$121,0)))*conv_2026*W$7","v":0},{"$f":"(INDEX(Option4!X$110:X$121, MATCH($D65, Option4!$G$110:$G$121,0)))*conv_2026*X$7","v":0},{"$f":"(INDEX(Option4!Y$110:Y$121, MATCH($D65, Option4!$G$110:$G$121,0)))*conv_2026*Y$7","v":0},{"$f":"(INDEX(Option4!Z$110:Z$121, MATCH($D65, Option4!$G$110:$G$121,0)))*conv_2026*Z$7","v":0},{"$f":"(INDEX(Option4!AA$110:AA$121, MATCH($D65, Option4!$G$110:$G$121,0)))*conv_2026*AA$7","v":0},{"$f":"(INDEX(Option4!AB$110:AB$121, MATCH($D65, Option4!$G$110:$G$121,0)))*conv_2026*AB$7","v":0},{"$f":"(INDEX(Option4!AC$110:AC$121, MATCH($D65, Option4!$G$110:$G$121,0)))*conv_2026*AC$7","v":0},{"$f":"(INDEX(Option4!AD$110:AD$121, MATCH($D65, Option4!$G$110:$G$121,0)))*conv_2026*AD$7","v":0},{"$f":"(INDEX(Option4!AE$110:AE$121, MATCH($D65, Option4!$G$110:$G$121,0)))*conv_2026*AE$7","v":0},{"$f":"(INDEX(Option4!AF$110:AF$121, MATCH($D65, Option4!$G$110:$G$121,0)))*conv_2026*AF$7","v":0},{"$f":"(INDEX(Option4!AG$110:AG$121, MATCH($D65, Option4!$G$110:$G$121,0)))*conv_2026*AG$7","v":0}]
[]
[]
[]
[]
["Option 5","NPV","Net benefits",{"$f":"A70&B70","v":"Option 5NPV"},null,{"$f":"SUMPRODUCT($H70:$AG70, $H$5:$AG$5)","v":0},null,{"$f":"(INDEX(Option5!H$110:H$121, MATCH($D70, Option5!$G$110:$G$121,0)))*conv_2026*H$7","v":0},{"$f":"(INDEX(Option5!I$110:I$121, MATCH($D70, Option5!$G$110:$G$121,0)))*conv_2026*I$7","v":0},{"$f":"(INDEX(Option5!J$110:J$121, MATCH($D70, Option5!$G$110:$G$121,0)))*conv_2026*J$7","v":0},{"$f":"(INDEX(Option5!K$110:K$121, MATCH($D70, Option5!$G$110:$G$121,0)))*conv_2026*K$7","v":0},{"$f":"(INDEX(Option5!L$110:L$121, MATCH($D70, Option5!$G$110:$G$121,0)))*conv_2026*L$7","v":0},{"$f":"(INDEX(Option5!M$110:M$121, MATCH($D70, Option5!$G$110:$G$121,0)))*conv_2026*M$7","v":0},{"$f":"(INDEX(Option5!N$110:N$121, MATCH($D70, Option5!$G$110:$G$121,0)))*conv_2026*N$7","v":0},{"$f":"(INDEX(Option5!O$110:O$121, MATCH($D70, Option5!$G$110:$G$121,0)))*conv_2026*O$7","v":0},{"$f":"(INDEX(Option5!P$110:P$121, MATCH($D70, Option5!$G$110:$G$121,0)))*conv_2026*P$7","v":0},{"$f":"(INDEX(Option5!Q$110:Q$121, MATCH($D70, Option5!$G$110:$G$121,0)))*conv_2026*Q$7","v":0},{"$f":"(INDEX(Option5!R$110:R$121, MATCH($D70, Option5!$G$110:$G$121,0)))*conv_2026*R$7","v":0},{"$f":"(INDEX(Option5!S$110:S$121, MATCH($D70, Option5!$G$110:$G$121,0)))*conv_2026*S$7","v":0},{"$f":"(INDEX(Option5!T$110:T$121, MATCH($D70, Option5!$G$110:$G$121,0)))*conv_2026*T$7","v":0},{"$f":"(INDEX(Option5!U$110:U$121, MATCH($D70, Option5!$G$110:$G$121,0)))*conv_2026*U$7","v":0},{"$f":"(INDEX(Option5!V$110:V$121, MATCH($D70, Option5!$G$110:$G$121,0)))*conv_2026*V$7","v":0},{"$f":"(INDEX(Option5!W$110:W$121, MATCH($D70, Option5!$G$110:$G$121,0)))*conv_2026*W$7","v":0},{"$f":"(INDEX(Option5!X$110:X$121, MATCH($D70, Option5!$G$110:$G$121,0)))*conv_2026*X$7","v":0},{"$f":"(INDEX(Option5!Y$110:Y$121, MATCH($D70, Option5!$G$110:$G$121,0)))*conv_2026*Y$7","v":0},{"$f":"(INDEX(Option5!Z$110:Z$121, MATCH($D70, Option5!$G$110:$G$121,0)))*conv_2026*Z$7","v":0},{"$f":"(INDEX(Option5!AA$110:AA$121, MATCH($D70, Option5!$G$110:$G$121,0)))*conv_2026*AA$7","v":0},{"$f":"(INDEX(Option5!AB$110:AB$121, MATCH($D70, Option5!$G$110:$G$121,0)))*conv_2026*AB$7","v":0},{"$f":"(INDEX(Option5!AC$110:AC$121, MATCH($D70, Option5!$G$110:$G$121,0)))*conv_2026*AC$7","v":0},{"$f":"(INDEX(Option5!AD$110:AD$121, MATCH($D70, Option5!$G$110:$G$121,0)))*conv_2026*AD$7","v":0},{"$f":"(INDEX(Option5!AE$110:AE$121, MATCH($D70, Option5!$G$110:$G$121,0)))*conv_2026*AE$7","v":0},{"$f":"(INDEX(Option5!AF$110:AF$121, MATCH($D70, Option5!$G$110:$G$121,0)))*conv_2026*AF$7","v":0},{"$f":"(INDEX(Option5!AG$110:AG$121, MATCH($D70, Option5!$G$110:$G$121,0)))*conv_2026*AG$7","v":0}]
[]
["Option 5",{"$f":"Option5!A114","v":"sens1"},{"$f":"Option5!C114","v":"Capex 10% higher"},{"$f":"A72&B72","v":"Option 5sens1"},null,0,null,{"$f":"(INDEX(Option5!H$110:H$121, MATCH($D72, Option5!$G$110:$G$121,0)))*conv_2026*H$7","v":0},{"$f":"(INDEX(Option5!I$110:I$121, MATCH($D72, Option5!$G$110:$G$121,0)))*conv_2026*I$7","v":0},{"$f":"(INDEX(Option5!J$110:J$121, MATCH($D72, Option5!$G$110:$G$121,0)))*conv_2026*J$7","v":0},{"$f":"(INDEX(Option5!K$110:K$121, MATCH($D72, Option5!$G$110:$G$121,0)))*conv_2026*K$7","v":0},{"$f":"(INDEX(Option5!L$110:L$121, MATCH($D72, Option5!$G$110:$G$121,0)))*conv_2026*L$7","v":0},{"$f":"(INDEX(Option5!M$110:M$121, MATCH($D72, Option5!$G$110:$G$121,0)))*conv_2026*M$7","v":0},{"$f":"(INDEX(Option5!N$110:N$121, MATCH($D72, Option5!$G$110:$G$121,0)))*conv_2026*N$7","v":0},{"$f":"(INDEX(Option5!O$110:O$121, MATCH($D72, Option5!$G$110:$G$121,0)))*conv_2026*O$7","v":0},{"$f":"(INDEX(Option5!P$110:P$121, MATCH($D72, Option5!$G$110:$G$121,0)))*conv_2026*P$7","v":0},{"$f":"(INDEX(Option5!Q$110:Q$121, MATCH($D72, Option5!$G$110:$G$121,0)))*conv_2026*Q$7","v":0},{"$f":"(INDEX(Option5!R$110:R$121, MATCH($D72, Option5!$G$110:$G$121,0)))*conv_2026*R$7","v":0},{"$f":"(INDEX(Option5!S$110:S$121, MATCH($D72, Option5!$G$110:$G$121,0)))*conv_2026*S$7","v":0},{"$f":"(INDEX(Option5!T$110:T$121, MATCH($D72, Option5!$G$110:$G$121,0)))*conv_2026*T$7","v":0},{"$f":"(INDEX(Option5!U$110:U$121, MATCH($D72, Option5!$G$110:$G$121,0)))*conv_2026*U$7","v":0},{"$f":"(INDEX(Option5!V$110:V$121, MATCH($D72, Option5!$G$110:$G$121,0)))*conv_2026*V$7","v":0},{"$f":"(INDEX(Option5!W$110:W$121, MATCH($D72, Option5!$G$110:$G$121,0)))*conv_2026*W$7","v":0},{"$f":"(INDEX(Option5!X$110:X$121, MATCH($D72, Option5!$G$110:$G$121,0)))*conv_2026*X$7","v":0},{"$f":"(INDEX(Option5!Y$110:Y$121, MATCH($D72, Option5!$G$110:$G$121,0)))*conv_2026*Y$7","v":0},{"$f":"(INDEX(Option5!Z$110:Z$121, MATCH($D72, Option5!$G$110:$G$121,0)))*conv_2026*Z$7","v":0},{"$f":"(INDEX(Option5!AA$110:AA$121, MATCH($D72, Option5!$G$110:$G$121,0)))*conv_2026*AA$7","v":0},{"$f":"(INDEX(Option5!AB$110:AB$121, MATCH($D72, Option5!$G$110:$G$121,0)))*conv_2026*AB$7","v":0},{"$f":"(INDEX(Option5!AC$110:AC$121, MATCH($D72, Option5!$G$110:$G$121,0)))*conv_2026*AC$7","v":0},{"$f":"(INDEX(Option5!AD$110:AD$121, MATCH($D72, Option5!$G$110:$G$121,0)))*conv_2026*AD$7","v":0},{"$f":"(INDEX(Option5!AE$110:AE$121, MATCH($D72, Option5!$G$110:$G$121,0)))*conv_2026*AE$7","v":0},{"$f":"(INDEX(Option5!AF$110:AF$121, MATCH($D72, Option5!$G$110:$G$121,0)))*conv_2026*AF$7","v":0},{"$f":"(INDEX(Option5!AG$110:AG$121, MATCH($D72, Option5!$G$110:$G$121,0)))*conv_2026*AG$7","v":0}]
["Option 5",{"$f":"Option5!A115","v":"sens2"},{"$f":"Option5!C115","v":"Capex 10% lower"},"Option 5sens2",null,0,null,{"$f":"(INDEX(Option5!H$110:H$121, MATCH($D73, Option5!$G$110:$G$121,0)))*conv_2026*H$7","v":0},{"$f":"(INDEX(Option5!I$110:I$121, MATCH($D73, Option5!$G$110:$G$121,0)))*conv_2026*I$7","v":0},{"$f":"(INDEX(Option5!J$110:J$121, MATCH($D73, Option5!$G$110:$G$121,0)))*conv_2026*J$7","v":0},{"$f":"(INDEX(Option5!K$110:K$121, MATCH($D73, Option5!$G$110:$G$121,0)))*conv_2026*K$7","v":0},{"$f":"(INDEX(Option5!L$110:L$121, MATCH($D73, Option5!$G$110:$G$121,0)))*conv_2026*L$7","v":0},{"$f":"(INDEX(Option5!M$110:M$121, MATCH($D73, Option5!$G$110:$G$121,0)))*conv_2026*M$7","v":0},{"$f":"(INDEX(Option5!N$110:N$121, MATCH($D73, Option5!$G$110:$G$121,0)))*conv_2026*N$7","v":0},{"$f":"(INDEX(Option5!O$110:O$121, MATCH($D73, Option5!$G$110:$G$121,0)))*conv_2026*O$7","v":0},{"$f":"(INDEX(Option5!P$110:P$121, MATCH($D73, Option5!$G$110:$G$121,0)))*conv_2026*P$7","v":0},{"$f":"(INDEX(Option5!Q$110:Q$121, MATCH($D73, Option5!$G$110:$G$121,0)))*conv_2026*Q$7","v":0},{"$f":"(INDEX(Option5!R$110:R$121, MATCH($D73, Option5!$G$110:$G$121,0)))*conv_2026*R$7","v":0},{"$f":"(INDEX(Option5!S$110:S$121, MATCH($D73, Option5!$G$110:$G$121,0)))*conv_2026*S$7","v":0},{"$f":"(INDEX(Option5!T$110:T$121, MATCH($D73, Option5!$G$110:$G$121,0)))*conv_2026*T$7","v":0},{"$f":"(INDEX(Option5!U$110:U$121, MATCH($D73, Option5!$G$110:$G$121,0)))*conv_2026*U$7","v":0},{"$f":"(INDEX(Option5!V$110:V$121, MATCH($D73, Option5!$G$110:$G$121,0)))*conv_2026*V$7","v":0},{"$f":"(INDEX(Option5!W$110:W$121, MATCH($D73, Option5!$G$110:$G$121,0)))*conv_2026*W$7","v":0},{"$f":"(INDEX(Option5!X$110:X$121, MATCH($D73, Option5!$G$110:$G$121,0)))*conv_2026*X$7","v":0},{"$f":"(INDEX(Option5!Y$110:Y$121, MATCH($D73, Option5!$G$110:$G$121,0)))*conv_2026*Y$7","v":0},{"$f":"(INDEX(Option5!Z$110:Z$121, MATCH($D73, Option5!$G$110:$G$121,0)))*conv_2026*Z$7","v":0},{"$f":"(INDEX(Option5!AA$110:AA$121, MATCH($D73, Option5!$G$110:$G$121,0)))*conv_2026*AA$7","v":0},{"$f":"(INDEX(Option5!AB$110:AB$121, MATCH($D73, Option5!$G$110:$G$121,0)))*conv_2026*AB$7","v":0},{"$f":"(INDEX(Option5!AC$110:AC$121, MATCH($D73, Option5!$G$110:$G$121,0)))*conv_2026*AC$7","v":0},{"$f":"(INDEX(Option5!AD$110:AD$121, MATCH($D73, Option5!$G$110:$G$121,0)))*conv_2026*AD$7","v":0},{"$f":"(INDEX(Option5!AE$110:AE$121, MATCH($D73, Option5!$G$110:$G$121,0)))*conv_2026*AE$7","v":0},{"$f":"(INDEX(Option5!AF$110:AF$121, MATCH($D73, Option5!$G$110:$G$121,0)))*conv_2026*AF$7","v":0},{"$f":"(INDEX(Option5!AG$110:AG$121, MATCH($D73, Option5!$G$110:$G$121,0)))*conv_2026*AG$7","v":0}]
["Option 5",{"$f":"Option5!A116","v":"sens3"},{"$f":"Option5!C116","v":"Total benefits 10% higher"},"Option 5sens3",null,0,null,{"$f":"(INDEX(Option5!H$110:H$121, MATCH($D74, Option5!$G$110:$G$121,0)))*conv_2026*H$7","v":0},{"$f":"(INDEX(Option5!I$110:I$121, MATCH($D74, Option5!$G$110:$G$121,0)))*conv_2026*I$7","v":0},{"$f":"(INDEX(Option5!J$110:J$121, MATCH($D74, Option5!$G$110:$G$121,0)))*conv_2026*J$7","v":0},{"$f":"(INDEX(Option5!K$110:K$121, MATCH($D74, Option5!$G$110:$G$121,0)))*conv_2026*K$7","v":0},{"$f":"(INDEX(Option5!L$110:L$121, MATCH($D74, Option5!$G$110:$G$121,0)))*conv_2026*L$7","v":0},{"$f":"(INDEX(Option5!M$110:M$121, MATCH($D74, Option5!$G$110:$G$121,0)))*conv_2026*M$7","v":0},{"$f":"(INDEX(Option5!N$110:N$121, MATCH($D74, Option5!$G$110:$G$121,0)))*conv_2026*N$7","v":0},{"$f":"(INDEX(Option5!O$110:O$121, MATCH($D74, Option5!$G$110:$G$121,0)))*conv_2026*O$7","v":0},{"$f":"(INDEX(Option5!P$110:P$121, MATCH($D74, Option5!$G$110:$G$121,0)))*conv_2026*P$7","v":0},{"$f":"(INDEX(Option5!Q$110:Q$121, MATCH($D74, Option5!$G$110:$G$121,0)))*conv_2026*Q$7","v":0},{"$f":"(INDEX(Option5!R$110:R$121, MATCH($D74, Option5!$G$110:$G$121,0)))*conv_2026*R$7","v":0},{"$f":"(INDEX(Option5!S$110:S$121, MATCH($D74, Option5!$G$110:$G$121,0)))*conv_2026*S$7","v":0},{"$f":"(INDEX(Option5!T$110:T$121, MATCH($D74, Option5!$G$110:$G$121,0)))*conv_2026*T$7","v":0},{"$f":"(INDEX(Option5!U$110:U$121, MATCH($D74, Option5!$G$110:$G$121,0)))*conv_2026*U$7","v":0},{"$f":"(INDEX(Option5!V$110:V$121, MATCH($D74, Option5!$G$110:$G$121,0)))*conv_2026*V$7","v":0},{"$f":"(INDEX(Option5!W$110:W$121, MATCH($D74, Option5!$G$110:$G$121,0)))*conv_2026*W$7","v":0},{"$f":"(INDEX(Option5!X$110:X$121, MATCH($D74, Option5!$G$110:$G$121,0)))*conv_2026*X$7","v":0},{"$f":"(INDEX(Option5!Y$110:Y$121, MATCH($D74, Option5!$G$110:$G$121,0)))*conv_2026*Y$7","v":0},{"$f":"(INDEX(Option5!Z$110:Z$121, MATCH($D74, Option5!$G$110:$G$121,0)))*conv_2026*Z$7","v":0},{"$f":"(INDEX(Option5!AA$110:AA$121, MATCH($D74, Option5!$G$110:$G$121,0)))*conv_2026*AA$7","v":0},{"$f":"(INDEX(Option5!AB$110:AB$121, MATCH($D74, Option5!$G$110:$G$121,0)))*conv_2026*AB$7","v":0},{"$f":"(INDEX(Option5!AC$110:AC$121, MATCH($D74, Option5!$G$110:$G$121,0)))*conv_2026*AC$7","v":0},{"$f":"(INDEX(Option5!AD$110:AD$121, MATCH($D74, Option5!$G$110:$G$121,0)))*conv_2026*AD$7","v":0},{"$f":"(INDEX(Option5!AE$110:AE$121, MATCH($D74, Option5!$G$110:$G$121,0)))*conv_2026*AE$7","v":0},{"$f":"(INDEX(Option5!AF$110:AF$121, MATCH($D74, Option5!$G$110:$G$121,0)))*conv_2026*AF$7","v":0},{"$f":"(INDEX(Option5!AG$110:AG$121, MATCH($D74, Option5!$G$110:$G$121,0)))*conv_2026*AG$7","v":0}]
["Option 5",{"$f":"Option5!A117","v":"sens4"},{"$f":"Option5!C117","v":"Total benefits 10% lower"},"Option 5sens4",null,0,null,{"$f":"(INDEX(Option5!H$110:H$121, MATCH($D75, Option5!$G$110:$G$121,0)))*conv_2026*H$7","v":0},{"$f":"(INDEX(Option5!I$110:I$121, MATCH($D75, Option5!$G$110:$G$121,0)))*conv_2026*I$7","v":0},{"$f":"(INDEX(Option5!J$110:J$121, MATCH($D75, Option5!$G$110:$G$121,0)))*conv_2026*J$7","v":0},{"$f":"(INDEX(Option5!K$110:K$121, MATCH($D75, Option5!$G$110:$G$121,0)))*conv_2026*K$7","v":0},{"$f":"(INDEX(Option5!L$110:L$121, MATCH($D75, Option5!$G$110:$G$121,0)))*conv_2026*L$7","v":0},{"$f":"(INDEX(Option5!M$110:M$121, MATCH($D75, Option5!$G$110:$G$121,0)))*conv_2026*M$7","v":0},{"$f":"(INDEX(Option5!N$110:N$121, MATCH($D75, Option5!$G$110:$G$121,0)))*conv_2026*N$7","v":0},{"$f":"(INDEX(Option5!O$110:O$121, MATCH($D75, Option5!$G$110:$G$121,0)))*conv_2026*O$7","v":0},{"$f":"(INDEX(Option5!P$110:P$121, MATCH($D75, Option5!$G$110:$G$121,0)))*conv_2026*P$7","v":0},{"$f":"(INDEX(Option5!Q$110:Q$121, MATCH($D75, Option5!$G$110:$G$121,0)))*conv_2026*Q$7","v":0},{"$f":"(INDEX(Option5!R$110:R$121, MATCH($D75, Option5!$G$110:$G$121,0)))*conv_2026*R$7","v":0},{"$f":"(INDEX(Option5!S$110:S$121, MATCH($D75, Option5!$G$110:$G$121,0)))*conv_2026*S$7","v":0},{"$f":"(INDEX(Option5!T$110:T$121, MATCH($D75, Option5!$G$110:$G$121,0)))*conv_2026*T$7","v":0},{"$f":"(INDEX(Option5!U$110:U$121, MATCH($D75, Option5!$G$110:$G$121,0)))*conv_2026*U$7","v":0},{"$f":"(INDEX(Option5!V$110:V$121, MATCH($D75, Option5!$G$110:$G$121,0)))*conv_2026*V$7","v":0},{"$f":"(INDEX(Option5!W$110:W$121, MATCH($D75, Option5!$G$110:$G$121,0)))*conv_2026*W$7","v":0},{"$f":"(INDEX(Option5!X$110:X$121, MATCH($D75, Option5!$G$110:$G$121,0)))*conv_2026*X$7","v":0},{"$f":"(INDEX(Option5!Y$110:Y$121, MATCH($D75, Option5!$G$110:$G$121,0)))*conv_2026*Y$7","v":0},{"$f":"(INDEX(Option5!Z$110:Z$121, MATCH($D75, Option5!$G$110:$G$121,0)))*conv_2026*Z$7","v":0},{"$f":"(INDEX(Option5!AA$110:AA$121, MATCH($D75, Option5!$G$110:$G$121,0)))*conv_2026*AA$7","v":0},{"$f":"(INDEX(Option5!AB$110:AB$121, MATCH($D75, Option5!$G$110:$G$121,0)))*conv_2026*AB$7","v":0},{"$f":"(INDEX(Option5!AC$110:AC$121, MATCH($D75, Option5!$G$110:$G$121,0)))*conv_2026*AC$7","v":0},{"$f":"(INDEX(Option5!AD$110:AD$121, MATCH($D75, Option5!$G$110:$G$121,0)))*conv_2026*AD$7","v":0},{"$f":"(INDEX(Option5!AE$110:AE$121, MATCH($D75, Option5!$G$110:$G$121,0)))*conv_2026*AE$7","v":0},{"$f":"(INDEX(Option5!AF$110:AF$121, MATCH($D75, Option5!$G$110:$G$121,0)))*conv_2026*AF$7","v":0},{"$f":"(INDEX(Option5!AG$110:AG$121, MATCH($D75, Option5!$G$110:$G$121,0)))*conv_2026*AG$7","v":0}]
["Option 5",{"$f":"Option5!A118","v":"sens5"},{"$f":"Option5!C118","v":"Capex 10% higher & Total benefits 10% lower"},"Option 5sens5",null,0,null,{"$f":"(INDEX(Option5!H$110:H$121, MATCH($D76, Option5!$G$110:$G$121,0)))*conv_2026*H$7","v":0},{"$f":"(INDEX(Option5!I$110:I$121, MATCH($D76, Option5!$G$110:$G$121,0)))*conv_2026*I$7","v":0},{"$f":"(INDEX(Option5!J$110:J$121, MATCH($D76, Option5!$G$110:$G$121,0)))*conv_2026*J$7","v":0},{"$f":"(INDEX(Option5!K$110:K$121, MATCH($D76, Option5!$G$110:$G$121,0)))*conv_2026*K$7","v":0},{"$f":"(INDEX(Option5!L$110:L$121, MATCH($D76, Option5!$G$110:$G$121,0)))*conv_2026*L$7","v":0},{"$f":"(INDEX(Option5!M$110:M$121, MATCH($D76, Option5!$G$110:$G$121,0)))*conv_2026*M$7","v":0},{"$f":"(INDEX(Option5!N$110:N$121, MATCH($D76, Option5!$G$110:$G$121,0)))*conv_2026*N$7","v":0},{"$f":"(INDEX(Option5!O$110:O$121, MATCH($D76, Option5!$G$110:$G$121,0)))*conv_2026*O$7","v":0},{"$f":"(INDEX(Option5!P$110:P$121, MATCH($D76, Option5!$G$110:$G$121,0)))*conv_2026*P$7","v":0},{"$f":"(INDEX(Option5!Q$110:Q$121, MATCH($D76, Option5!$G$110:$G$121,0)))*conv_2026*Q$7","v":0},{"$f":"(INDEX(Option5!R$110:R$121, MATCH($D76, Option5!$G$110:$G$121,0)))*conv_2026*R$7","v":0},{"$f":"(INDEX(Option5!S$110:S$121, MATCH($D76, Option5!$G$110:$G$121,0)))*conv_2026*S$7","v":0},{"$f":"(INDEX(Option5!T$110:T$121, MATCH($D76, Option5!$G$110:$G$121,0)))*conv_2026*T$7","v":0},{"$f":"(INDEX(Option5!U$110:U$121, MATCH($D76, Option5!$G$110:$G$121,0)))*conv_2026*U$7","v":0},{"$f":"(INDEX(Option5!V$110:V$121, MATCH($D76, Option5!$G$110:$G$121,0)))*conv_2026*V$7","v":0},{"$f":"(INDEX(Option5!W$110:W$121, MATCH($D76, Option5!$G$110:$G$121,0)))*conv_2026*W$7","v":0},{"$f":"(INDEX(Option5!X$110:X$121, MATCH($D76, Option5!$G$110:$G$121,0)))*conv_2026*X$7","v":0},{"$f":"(INDEX(Option5!Y$110:Y$121, MATCH($D76, Option5!$G$110:$G$121,0)))*conv_2026*Y$7","v":0},{"$f":"(INDEX(Option5!Z$110:Z$121, MATCH($D76, Option5!$G$110:$G$121,0)))*conv_2026*Z$7","v":0},{"$f":"(INDEX(Option5!AA$110:AA$121, MATCH($D76, Option5!$G$110:$G$121,0)))*conv_2026*AA$7","v":0},{"$f":"(INDEX(Option5!AB$110:AB$121, MATCH($D76, Option5!$G$110:$G$121,0)))*conv_2026*AB$7","v":0},{"$f":"(INDEX(Option5!AC$110:AC$121, MATCH($D76, Option5!$G$110:$G$121,0)))*conv_2026*AC$7","v":0},{"$f":"(INDEX(Option5!AD$110:AD$121, MATCH($D76, Option5!$G$110:$G$121,0)))*conv_2026*AD$7","v":0},{"$f":"(INDEX(Option5!AE$110:AE$121, MATCH($D76, Option5!$G$110:$G$121,0)))*conv_2026*AE$7","v":0},{"$f":"(INDEX(Option5!AF$110:AF$121, MATCH($D76, Option5!$G$110:$G$121,0)))*conv_2026*AF$7","v":0},{"$f":"(INDEX(Option5!AG$110:AG$121, MATCH($D76, Option5!$G$110:$G$121,0)))*conv_2026*AG$7","v":0}]
["Option 5",{"$f":"Option5!A119","v":"sens"},{"$f":"Option5!C119","v":0},"Option 5sens",null,0,null,{"$f":"(INDEX(Option5!H$110:H$121, MATCH($D77, Option5!$G$110:$G$121,0)))*conv_2026*H$7","v":0},{"$f":"(INDEX(Option5!I$110:I$121, MATCH($D77, Option5!$G$110:$G$121,0)))*conv_2026*I$7","v":0},{"$f":"(INDEX(Option5!J$110:J$121, MATCH($D77, Option5!$G$110:$G$121,0)))*conv_2026*J$7","v":0},{"$f":"(INDEX(Option5!K$110:K$121, MATCH($D77, Option5!$G$110:$G$121,0)))*conv_2026*K$7","v":0},{"$f":"(INDEX(Option5!L$110:L$121, MATCH($D77, Option5!$G$110:$G$121,0)))*conv_2026*L$7","v":0},{"$f":"(INDEX(Option5!M$110:M$121, MATCH($D77, Option5!$G$110:$G$121,0)))*conv_2026*M$7","v":0},{"$f":"(INDEX(Option5!N$110:N$121, MATCH($D77, Option5!$G$110:$G$121,0)))*conv_2026*N$7","v":0},{"$f":"(INDEX(Option5!O$110:O$121, MATCH($D77, Option5!$G$110:$G$121,0)))*conv_2026*O$7","v":0},{"$f":"(INDEX(Option5!P$110:P$121, MATCH($D77, Option5!$G$110:$G$121,0)))*conv_2026*P$7","v":0},{"$f":"(INDEX(Option5!Q$110:Q$121, MATCH($D77, Option5!$G$110:$G$121,0)))*conv_2026*Q$7","v":0},{"$f":"(INDEX(Option5!R$110:R$121, MATCH($D77, Option5!$G$110:$G$121,0)))*conv_2026*R$7","v":0},{"$f":"(INDEX(Option5!S$110:S$121, MATCH($D77, Option5!$G$110:$G$121,0)))*conv_2026*S$7","v":0},{"$f":"(INDEX(Option5!T$110:T$121, MATCH($D77, Option5!$G$110:$G$121,0)))*conv_2026*T$7","v":0},{"$f":"(INDEX(Option5!U$110:U$121, MATCH($D77, Option5!$G$110:$G$121,0)))*conv_2026*U$7","v":0},{"$f":"(INDEX(Option5!V$110:V$121, MATCH($D77, Option5!$G$110:$G$121,0)))*conv_2026*V$7","v":0},{"$f":"(INDEX(Option5!W$110:W$121, MATCH($D77, Option5!$G$110:$G$121,0)))*conv_2026*W$7","v":0},{"$f":"(INDEX(Option5!X$110:X$121, MATCH($D77, Option5!$G$110:$G$121,0)))*conv_2026*X$7","v":0},{"$f":"(INDEX(Option5!Y$110:Y$121, MATCH($D77, Option5!$G$110:$G$121,0)))*conv_2026*Y$7","v":0},{"$f":"(INDEX(Option5!Z$110:Z$121, MATCH($D77, Option5!$G$110:$G$121,0)))*conv_2026*Z$7","v":0},{"$f":"(INDEX(Option5!AA$110:AA$121, MATCH($D77, Option5!$G$110:$G$121,0)))*conv_2026*AA$7","v":0},{"$f":"(INDEX(Option5!AB$110:AB$121, MATCH($D77, Option5!$G$110:$G$121,0)))*conv_2026*AB$7","v":0},{"$f":"(INDEX(Option5!AC$110:AC$121, MATCH($D77, Option5!$G$110:$G$121,0)))*conv_2026*AC$7","v":0},{"$f":"(INDEX(Option5!AD$110:AD$121, MATCH($D77, Option5!$G$110:$G$121,0)))*conv_2026*AD$7","v":0},{"$f":"(INDEX(Option5!AE$110:AE$121, MATCH($D77, Option5!$G$110:$G$121,0)))*conv_2026*AE$7","v":0},{"$f":"(INDEX(Option5!AF$110:AF$121, MATCH($D77, Option5!$G$110:$G$121,0)))*conv_2026*AF$7","v":0},{"$f":"(INDEX(Option5!AG$110:AG$121, MATCH($D77, Option5!$G$110:$G$121,0)))*conv_2026*AG$7","v":0}]
["Option 5",{"$f":"Option5!A120","v":"sens"},{"$f":"Option5!C120","v":0},"Option 5sens",null,0,null,{"$f":"(INDEX(Option5!H$110:H$121, MATCH($D78, Option5!$G$110:$G$121,0)))*conv_2026*H$7","v":0},{"$f":"(INDEX(Option5!I$110:I$121, MATCH($D78, Option5!$G$110:$G$121,0)))*conv_2026*I$7","v":0},{"$f":"(INDEX(Option5!J$110:J$121, MATCH($D78, Option5!$G$110:$G$121,0)))*conv_2026*J$7","v":0},{"$f":"(INDEX(Option5!K$110:K$121, MATCH($D78, Option5!$G$110:$G$121,0)))*conv_2026*K$7","v":0},{"$f":"(INDEX(Option5!L$110:L$121, MATCH($D78, Option5!$G$110:$G$121,0)))*conv_2026*L$7","v":0},{"$f":"(INDEX(Option5!M$110:M$121, MATCH($D78, Option5!$G$110:$G$121,0)))*conv_2026*M$7","v":0},{"$f":"(INDEX(Option5!N$110:N$121, MATCH($D78, Option5!$G$110:$G$121,0)))*conv_2026*N$7","v":0},{"$f":"(INDEX(Option5!O$110:O$121, MATCH($D78, Option5!$G$110:$G$121,0)))*conv_2026*O$7","v":0},{"$f":"(INDEX(Option5!P$110:P$121, MATCH($D78, Option5!$G$110:$G$121,0)))*conv_2026*P$7","v":0},{"$f":"(INDEX(Option5!Q$110:Q$121, MATCH($D78, Option5!$G$110:$G$121,0)))*conv_2026*Q$7","v":0},{"$f":"(INDEX(Option5!R$110:R$121, MATCH($D78, Option5!$G$110:$G$121,0)))*conv_2026*R$7","v":0},{"$f":"(INDEX(Option5!S$110:S$121, MATCH($D78, Option5!$G$110:$G$121,0)))*conv_2026*S$7","v":0},{"$f":"(INDEX(Option5!T$110:T$121, MATCH($D78, Option5!$G$110:$G$121,0)))*conv_2026*T$7","v":0},{"$f":"(INDEX(Option5!U$110:U$121, MATCH($D78, Option5!$G$110:$G$121,0)))*conv_2026*U$7","v":0},{"$f":"(INDEX(Option5!V$110:V$121, MATCH($D78, Option5!$G$110:$G$121,0)))*conv_2026*V$7","v":0},{"$f":"(INDEX(Option5!W$110:W$121, MATCH($D78, Option5!$G$110:$G$121,0)))*conv_2026*W$7","v":0},{"$f":"(INDEX(Option5!X$110:X$121, MATCH($D78, Option5!$G$110:$G$121,0)))*conv_2026*X$7","v":0},{"$f":"(INDEX(Option5!Y$110:Y$121, MATCH($D78, Option5!$G$110:$G$121,0)))*conv_2026*Y$7","v":0},{"$f":"(INDEX(Option5!Z$110:Z$121, MATCH($D78, Option5!$G$110:$G$121,0)))*conv_2026*Z$7","v":0},{"$f":"(INDEX(Option5!AA$110:AA$121, MATCH($D78, Option5!$G$110:$G$121,0)))*conv_2026*AA$7","v":0},{"$f":"(INDEX(Option5!AB$110:AB$121, MATCH($D78, Option5!$G$110:$G$121,0)))*conv_2026*AB$7","v":0},{"$f":"(INDEX(Option5!AC$110:AC$121, MATCH($D78, Option5!$G$110:$G$121,0)))*conv_2026*AC$7","v":0},{"$f":"(INDEX(Option5!AD$110:AD$121, MATCH($D78, Option5!$G$110:$G$121,0)))*conv_2026*AD$7","v":0},{"$f":"(INDEX(Option5!AE$110:AE$121, MATCH($D78, Option5!$G$110:$G$121,0)))*conv_2026*AE$7","v":0},{"$f":"(INDEX(Option5!AF$110:AF$121, MATCH($D78, Option5!$G$110:$G$121,0)))*conv_2026*AF$7","v":0},{"$f":"(INDEX(Option5!AG$110:AG$121, MATCH($D78, Option5!$G$110:$G$121,0)))*conv_2026*AG$7","v":0}]
["Option 5",{"$f":"Option5!A121","v":"sens"},{"$f":"Option5!C121","v":0},"Option 5sens",null,0,null,{"$f":"(INDEX(Option5!H$110:H$121, MATCH($D79, Option5!$G$110:$G$121,0)))*conv_2026*H$7","v":0},{"$f":"(INDEX(Option5!I$110:I$121, MATCH($D79, Option5!$G$110:$G$121,0)))*conv_2026*I$7","v":0},{"$f":"(INDEX(Option5!J$110:J$121, MATCH($D79, Option5!$G$110:$G$121,0)))*conv_2026*J$7","v":0},{"$f":"(INDEX(Option5!K$110:K$121, MATCH($D79, Option5!$G$110:$G$121,0)))*conv_2026*K$7","v":0},{"$f":"(INDEX(Option5!L$110:L$121, MATCH($D79, Option5!$G$110:$G$121,0)))*conv_2026*L$7","v":0},{"$f":"(INDEX(Option5!M$110:M$121, MATCH($D79, Option5!$G$110:$G$121,0)))*conv_2026*M$7","v":0},{"$f":"(INDEX(Option5!N$110:N$121, MATCH($D79, Option5!$G$110:$G$121,0)))*conv_2026*N$7","v":0},{"$f":"(INDEX(Option5!O$110:O$121, MATCH($D79, Option5!$G$110:$G$121,0)))*conv_2026*O$7","v":0},{"$f":"(INDEX(Option5!P$110:P$121, MATCH($D79, Option5!$G$110:$G$121,0)))*conv_2026*P$7","v":0},{"$f":"(INDEX(Option5!Q$110:Q$121, MATCH($D79, Option5!$G$110:$G$121,0)))*conv_2026*Q$7","v":0},{"$f":"(INDEX(Option5!R$110:R$121, MATCH($D79, Option5!$G$110:$G$121,0)))*conv_2026*R$7","v":0},{"$f":"(INDEX(Option5!S$110:S$121, MATCH($D79, Option5!$G$110:$G$121,0)))*conv_2026*S$7","v":0},{"$f":"(INDEX(Option5!T$110:T$121, MATCH($D79, Option5!$G$110:$G$121,0)))*conv_2026*T$7","v":0},{"$f":"(INDEX(Option5!U$110:U$121, MATCH($D79, Option5!$G$110:$G$121,0)))*conv_2026*U$7","v":0},{"$f":"(INDEX(Option5!V$110:V$121, MATCH($D79, Option5!$G$110:$G$121,0)))*conv_2026*V$7","v":0},{"$f":"(INDEX(Option5!W$110:W$121, MATCH($D79, Option5!$G$110:$G$121,0)))*conv_2026*W$7","v":0},{"$f":"(INDEX(Option5!X$110:X$121, MATCH($D79, Option5!$G$110:$G$121,0)))*conv_2026*X$7","v":0},{"$f":"(INDEX(Option5!Y$110:Y$121, MATCH($D79, Option5!$G$110:$G$121,0)))*conv_2026*Y$7","v":0},{"$f":"(INDEX(Option5!Z$110:Z$121, MATCH($D79, Option5!$G$110:$G$121,0)))*conv_2026*Z$7","v":0},{"$f":"(INDEX(Option5!AA$110:AA$121, MATCH($D79, Option5!$G$110:$G$121,0)))*conv_2026*AA$7","v":0},{"$f":"(INDEX(Option5!AB$110:AB$121, MATCH($D79, Option5!$G$110:$G$121,0)))*conv_2026*AB$7","v":0},{"$f":"(INDEX(Option5!AC$110:AC$121, MATCH($D79, Option5!$G$110:$G$121,0)))*conv_2026*AC$7","v":0},{"$f":"(INDEX(Option5!AD$110:AD$121, MATCH($D79, Option5!$G$110:$G$121,0)))*conv_2026*AD$7","v":0},{"$f":"(INDEX(Option5!AE$110:AE$121, MATCH($D79, Option5!$G$110:$G$121,0)))*conv_2026*AE$7","v":0},{"$f":"(INDEX(Option5!AF$110:AF$121, MATCH($D79, Option5!$G$110:$G$121,0)))*conv_2026*AF$7","v":0},{"$f":"(INDEX(Option5!AG$110:AG$121, MATCH($D79, Option5!$G$110:$G$121,0)))*conv_2026*AG$7","v":0}]
[]
[]
[]
[]
["RESULTS"]
[]
[]
[]
[null,null,{"$f":"TRANSPOSE(Data!F9:F13)","v":false},false,true,true,true,null,null,null,{"$f":"AND(_xlfn.ANCHORARRAY(C88))","v":false}]
[null,null,{"$f":"TRANSPOSE(options)","v":"Option 1 (base case)"},"Option 2","Option 3","Option 4","Option 5",null,"Max",null,"Preferred"]
["NPV","None",{"$f":"IF(OR($B90=0,C$88),\"\", INDEX($F$14:$F$81, MATCH(C$89&$A90,$D$14:$D$81,0))/10^6)","v":0},37.336550815808593,"","","",null,{"$f":"_xlfn.MAXIFS(C90:G90,_xlfn.ANCHORARRAY( C$88),FALSE)","v":37.336550815808593},null,{"$f":"IF(OR(B90=0,$K$88),\"\", INDEX(_xlfn.ANCHORARRAY($C$89), MATCH(I90, $C90:$G90,0)))","v":"Option 2"}]
[{"$f":"\"sens\"&Assumptions!B111","v":"sens1"},{"$f":"Assumptions!C111","v":"Capex 10% higher"},0,37.224389696631356,"","","",null,37.224389696631356,null,"Option 2"]
[{"$f":"\"sens\"&Assumptions!B112","v":"sens2"},{"$f":"Assumptions!C112","v":"Capex 10% lower"},0,37.44871193498583,"","","",null,37.44871193498583,null,"Option 2"]
[{"$f":"\"sens\"&Assumptions!B113","v":"sens3"},{"$f":"Assumptions!C113","v":"Total benefits 10% higher"},0,41.182367016566694,"","","",null,41.182367016566694,null,"Option 2"]
[{"$f":"\"sens\"&Assumptions!B114","v":"sens4"},{"$f":"Assumptions!C114","v":"Total benefits 10% lower"},0,33.490734615050499,"","","",null,33.490734615050499,null,"Option 2"]
[{"$f":"\"sens\"&Assumptions!B115","v":"sens5"},{"$f":"Assumptions!C115","v":"Capex 10% higher & Total benefits 10% lower"},0,33.378573495873269,"","","",null,33.378573495873269,null,"Option 2"]
[{"$f":"\"sens\"&Assumptions!B116","v":"sens"},{"$f":"Assumptions!C116","v":0},"","","","","",null,0,null,""]
[{"$f":"\"sens\"&Assumptions!B117","v":"sens"},{"$f":"Assumptions!C117","v":0},"","","","","",null,0,null,""]
[{"$f":"\"sens\"&Assumptions!B118","v":"sens"},{"$f":"Assumptions!C118","v":0},"","","","","",null,0,null,""]

{"sheet":"Workings_costs","index":13,"n_rows":17,"n_cols":7,"rows_kept":17,"cut":false,"hidden":false,"merged":[]}
["Powercor"]
[{"$f":"Assumptions!A2","v":"Mount Cottrell feeder 12"}]
["WORKINGS - COSTS"]
[]
[]
[null,"Option 2",{"$f":"Option2!C3","v":"Mount Cottrell feeder 12 – construct a new feeder from MTC"}]
[null,null,"Project components","Units","Quantity","Unit Rate ($2023)","Installed cost ($2023)"]
[null,null,"Reconductor - Cost per span - 100m per span","m",null,16340.44,{"$f":"E8*F8","v":0}]
[null,null,"New line - Cost per span - 100m per span","m",null,26919.37,{"$f":"E9*F9","v":0}]
[null,null,"U/G cost per metre","m",1600,1000,1600000]
[null,null,"HV remote controlled switch","each",2,82000,164000]
[null,null,"HV ACR","each",null,120000,0]
[null,null,"Average cost per uprate (metre)","m",null,131.78,0]
[null,null,"Ring main unit (remote controllable)","each",null,200000,0]
[null,null,"1 phase Capactive Balancing Unit ","each",null,80000,0]
[null,null,"3 phase Capactive Balancing Unit ","each",null,73000,0]
[null,null,"Total",null,null,null,{"$f":"SUM(G8:G16)","v":1764000}]

{"sheet":"Misc_calcs","index":14,"n_rows":38,"n_cols":18,"rows_kept":38,"cut":false,"hidden":false,"merged":[]}
[{"$f":"bus","v":"Powercor"}]
[{"$f":"proj","v":"Mount Cottrell feeder 12"}]
[]
["ESCALATION & OTHER"]
[]
[null,"Year end",null,null,null,null,null,"2021-06-30",{"$f":"IF(EOMONTH(H6,12)>output_dollars, output_dollars, EOMONTH(H6,12))","v":"2022-06-30"},{"$f":"IF(EOMONTH(I6,12)>output_dollars, output_dollars, EOMONTH(I6,12))","v":"2023-06-30"},{"$f":"IF(EOMONTH(J6,12)>output_dollars, output_dollars, EOMONTH(J6,12))","v":"2024-06-30"},{"$f":"IF(EOMONTH(K6,12)>output_dollars, output_dollars, EOMONTH(K6,12))","v":"2025-06-30"},{"$f":"IF(EOMONTH(L6,12)>output_dollars, output_dollars, EOMONTH(L6,12))","v":"2026-06-30"}]
[]
[null,"Actual/forecast CPI (June to June)",null,null,null,null,null,0,8.6058519793459354E-3,3.4982935153583528E-2,7.8318219291014124E-2,4.0519877675840865E-2,2.4246877296105973E-2]
[]
[]
[null,"HY ending",null,null,null,null,null,{"$f":"H6","v":"2021-06-30"},{"$f":"EOMONTH(H11,6)","v":"2021-12-31"},{"$f":"EOMONTH(I11,6)","v":"2022-06-30"},{"$f":"EOMONTH(J11,6)","v":"2022-12-31"},"2023-06-30","2023-12-31","2024-06-30","2024-12-31","2025-06-30","2025-12-31",{"$f":"EOMONTH(Q11,6)","v":"2026-06-30"}]
[null,"FY ending",null,null,null,null,null,{"$f":"IF(MONTH(H11)=12, EOMONTH(H11,6), H11)","v":"2021-06-30"},"2022-06-30","2022-06-30","2023-06-30","2023-06-30","2024-06-30","2024-06-30","2025-06-30","2025-06-30","2026-06-30","2026-06-30"]
[null,"Actual/forecast CPI (June to June)",null,null,null,null,null,{"$f":"IF(output_dollars<H12,0,INDEX($H$8:$M$8,MATCH(H12,CY_years,0)))","v":0},8.6058519793459354E-3,8.6058519793459354E-3,3.4982935153583528E-2,3.4982935153583528E-2,7.8318219291014124E-2,7.8318219291014124E-2,4.0519877675840865E-2,4.0519877675840865E-2,2.4246877296105973E-2,2.4246877296105973E-2]
[]
[null,"Actual cumulative HY escalation",null,null,null,null,null,1,{"$f":"H15*(1+I$13)^0.5","v":1.0042937080253693},1.0086058519793457,1.0260961975293987,1.0438898450946641,1.0839971599793141,1.1256454388984505,1.1482244927118261,1.1712564543889838,1.1853710637938346,1.1996557659208258]
[null,"Convert from input dollars",{"$f":"input_dollars","v":"2023-12-31"},{"$f":"INDEX(hy_escalation, MATCH(C16,hy_dates,0))","v":1.0839971599793141}]
[null,"To output dollars",{"$f":"output_dollars","v":"2026-06-30"},{"$f":"INDEX(hy_escalation, MATCH(C17,hy_dates,0))","v":1.1996557659208258}]
[]
[null,"Conversion from input dollars to output dollars",null,{"$f":"D17/D16","v":1.1066964104811112}]
[]
[null,"Convert from VCR date",{"$f":"vcr_date","v":"2024-12-31"},{"$f":"INDEX(hy_escalation, MATCH(C21,hy_dates,0))","v":1.1482244927118261}]
[null,"To input dollars",{"$f":"input_dollars","v":"2023-12-31"},{"$f":"INDEX(hy_escalation, MATCH(C22,hy_dates,0))","v":1.0839971599793141}]
[null,"VCR escalation",null,{"$f":"D22/D21","v":0.94406378444268968}]
[]
[null,"Start_year",{"$f":"start","v":"2026-27"}]
[]
[]
["FIRST YEAR"]
[]
[]
[null,"Option","First year","Option included"]
[null,"Option 2",{"$f":"Option2!$G$96","v":1},{"$f":"NOT(Data!C10)","v":true}]
[null,"Option 3",{"$f":"Option3!$G$96","v":"Not used"},{"$f":"NOT(Data!C11)","v":false}]
[null,"Option 4",{"$f":"Option4!$G$96","v":"Not used"},{"$f":"NOT(Data!C12)","v":false}]
[null,"Option 5",{"$f":"Option5!$G$96","v":"Not used"},{"$f":"NOT(Data!C13)","v":false}]
[]
[]
[null,"First year",{"$f":"IF(OR(NOT(Data!$C$10:$C$13)), _xlfn.MINIFS($C$32:$C$35,$D$32:$D$35,TRUE), 0)","v":1}]

{"sheet":"Data","index":15,"n_rows":113,"n_cols":22,"rows_kept":113,"cut":false,"hidden":false,"merged":[]}
[{"$f":"bus","v":"Powercor"}]
[{"$f":"proj","v":"Mount Cottrell feeder 12"}]
[]
[]
["DATA"]
[]
["Options"]
[null,null,"Not used","Text",null,"Flags for compliance project"]
["Option1","Option 1 (base case)",false,{"$f":"IF(C9, $C$8, \"\")","v":""},{"$f":"B9&\": \"&Assumptions!E14","v":"Option 1 (base case): No change to existing practices"},{"$f":"compliance","v":false}]
["Option2","Option 2",{"$f":"SUM(Option2!I$17:AB$17, Option2!I$19:AB$19)=0","v":false},{"$f":"IF(C10, $C$8, \"\")","v":""},null,{"$f":"C10","v":false}]
["Option3","Option 3",{"$f":"SUM(Option3!I$17:AB$17, Option3!I$19:AB$19)=0","v":true},{"$f":"IF(C11, $C$8, \"\")","v":"Not used"},null,{"$f":"C11","v":true}]
["Option4","Option 4",{"$f":"SUM(Option4!I$17:AB$17, Option4!I$19:AB$19)=0","v":true},{"$f":"IF(C12, $C$8, \"\")","v":"Not used"},null,{"$f":"C12","v":true}]
["Option5","Option 5",{"$f":"SUM(Option5!I$17:AB$17, Option5!I$19:AB$19)=0","v":true},{"$f":"IF(C13, $C$8, \"\")","v":"Not used"},null,{"$f":"C13","v":true}]
[]
[]
["Compliance project",null,null,"Yes",{"$f":"Assumptions!E20=Data!D16","v":false}]
[]
[]
[null,"No change to existing practices"]
[null,"Not applicable (compliance)"]
[null," "]
[]
[]
["For conditional formatting of preferred option on Summary :"]
[null,"< Enter description >"]
[]
[]
["Categories"]
[null,null,"Short categ"]
[null,"Capital expenditure",-1]
[null,"Annualised capex",-1]
[null,"Operating expenditure",-1]
[null,"Risk mitigated",1]
[null,"Other benefits value",1]
[null,"Net benefits",1]
[null,"Total risk cost",1]
[]
[]
[]
[]
["Benefits"]
[null,null,"Short categ","Flag to include","Units","Defined value"]
[1,"Unserved energy","Energy",false,"MWh",false]
[{"$f":"A43+1","v":2},"Safety","Safety",false,"$",true]
[{"$f":"A44+1","v":3},"Unplanned replacement","UnRepl",false,"$",true]
[4,"Bushfire","Fire",false,"$",true]
[5,"Reduction in CO2 emissions","Carbon",true,"MWh",false]
[6,"Reliability in worst-served areas","Other",true,"MWh",false]
[7,"Network resilience","Other",true,"MWh",false]
[8,"Enabling solar exports","Other",true,"MWh",false]
[9,"Aesthetics","Other",true,"Customers impacted",false]
[10,"Customer value of time - residential","Other",true,"Customer minutes",false]
[11,"Customer value of time - business","Other",true,"Customer minutes",false]
[12,"Communication","Other",true,"Customers impacted",false]
[13,"Information accessibility","Other",true,"Customers impacted",false]
[]
[]
["Value of benefits"]
[null,null,null,"Powercor"]
[null,"Reliability in worst-served areas","per MWh",151432.81740793545]
[null,"Network resilience","per MWh",24590]
[null,"Enabling solar exports","per MWh",88.357719508603083]
[null,"Aesthetics","per customer impacted",0]
[null,"Customer value of time - residential","per minute customer time",0.35181336539087127]
[null,"Customer value of time - business","per minute customer time",0.35181336539087127]
[null,"Communication","per customer impacted",0]
[null,"Information accessibility","per customer impacted",0]
[]
["Conversions"]
[null,"thous_conv",1000]
[null,"mill_conv",1000000]
[]
[]
["Message"]
[null,"Message","Enter asset life"]
[]
[]
["Error message",null,"Remove inputs prior to start year"]
[]
[]
[]
[]
["Disproportionate factors applied to various bushfire and other risk valuations"]
[null,"- Select -",null,null,null,0]
[null,"Harm to property from network",null,null,null,1]
[null,"Harm to property from bushfire",null,null,null,1]
[null,"Harm to environment",null,null,null,1]
[null,"Safety - Public trespass",null,null,null,1]
[null,"Safety - Single fatality or serious injury ^",null,null,null,3]
[null,"Safety from bushfire in HBRA",null,null,null,3]
[null,"Safety - Multiple fatality or serious injury ^",null,null,null,6]
[null,"Safety from bushfire (REFCL declared areas)",null,null,null,6]
[null,"Safety from bushfire (electric line construction areas)",null,null,null,10]
[]
[]
[]
[null,"Total annualised capex"]
[null,"Energy at risk value"]
[null,"Total other benefits"]
[]
[]
[]
[]
["DROPDOWN LISTS"]
[]
[null,"Business",null,null,null,"Type",null,"Include",null,"Dollar inputs - month",null,null,null,"Not used options",null,"Conversions",null,"Dollar inputs - year",null,"Compliance",null,"Capex first year"]
[null,"CitiPower","CP","CP:",null,"- Select -",null,false,null,"June",6,"CY",null,"Not used",null,null,null,2026,null,"No",null,"2026-27"]
[null,"Powercor","PA","PAL:",null,"Capex",null,true,null,"December",12,"FY",null,null,null,null,null,{"$f":"R107-1","v":2025},null,"Yes",null,"2025-26"]
[null,"United Energy","UE","UE:",null,"Opex",null,null,null,null,null,null,null,null,null,null,null,2024,null," ",null,"2024-25"]
[null,null,null,null,null,null,null,null,null,null,null,null,null,null,null,null,null,2023]
[null,null,null,null,null,null,null,null,null,null,null,null,null,null,null,null,null,2022]
[null,null,null,null,null,null,null,null,null,null,null,null,null,null,null,null,null,2021]
[null,null,null,null,null,null,null,null,null,null,null,null,null,null,null,null,null,2020]