| CTN001-155190934 | 18 | 385630.7922 | -208451.7252 | 50.2607 | 2814.621 | 2864.8816 | 1.7657 | 98.8781 | 100.6438 | 2764.2379 | -205687.4874 | FALSE | 597 | 14265 | -14512.4906 | 19.6811 | 1102.1502 | 1121.8313 | 1743.0503 | -12769.4403 | FALSE | Option 1 | 0 | 774
| CTN001-155191080 | 4 | 85695.7316 | -46322.6056 | 0.3019 | 5.6335 | 5.9354 | 0.010606 | 0.19791 | 0.20851 | 5.7269 | -46316.8787 | FALSE | 290 | 3170 | -3224.9979 | 0.11822 | 2.206 | 2.3242 | 3.6112 | -3221.3867 | FALSE | Option 1 | 0 | 774
| CTN001-155191213 | 17 | 364206.8593 | -196871.0738 | 351.5348 | 11155.2353 | 11506.7701 | 12.3495 | 391.8852 | 404.2347 | 11102.5354 | -185768.5384 | FALSE | 567 | 13472.5 | -13706.2411 | 137.6541 | 4368.1708 | 4505.8249 | 7000.9452 | -6705.2959 | FALSE | Option 1 | 0 | 774
| CTN001-155250725 | 29 | 621294.0541 | -335838.8907 | 1.0838 | 32.6093 | 33.6931 | 0.038074 | 1.1456 | 1.1836 | 32.5095 | -335806.3812 | FALSE | 850 | 22982.5 | -23381.2348 | 0.4244 | 12.7692 | 13.1936 | 20.4995 | -23360.7353 | FALSE | Option 1 | 0 | 774
| CTN001-155668272 | 40 | 856957.3161 | -463226.0561 | 561.0815 | 29919.4775 | 30480.5589 | 19.7109 | 1051.0761 | 1070.787 | 29409.772 | -433816.2841 | FALSE | 1010 | 31700 | -32249.9791 | 219.7085 | 11715.8791 | 11935.5876 | 18544.9714 | -13705.0077 | FALSE | Option 1 | 0 | 774
| CTN001-155821947 | 45 | 964076.9806 | -521129.3131 | 725.6782 | 14470.5137 | 15196.1919 | 25.4932 | 508.3515 | 533.8447 | 14662.3472 | -506466.9659 | FALSE | 1104 | 35662.5 | -36281.2265 | 284.1613 | 5666.3687 | 5950.53 | 9245.6619 | -27035.5645 | FALSE | Option 1 | 0 | 774
| CTN001-155822474 | 31 | 664141.92 | -359000.1935 | 744.2376 | 30757.6545 | 31501.8921 | 26.1452 | 1080.5214 | 1106.6665 | 30395.2256 | -328604.9679 | FALSE | 833 | 24567.5 | -24993.7338 | 291.4288 | 12044.0928 | 12335.5216 | 19166.3705 | -5827.3632 | FALSE | Option 1 | 0 | 774
| CTN001-156780450 | 79 | 1692490.6992 | -914871.4608 | 2901.3477 | 76392.5985 | 79293.9462 | 101.9248 | 2683.6843 | 2785.6091 | 76508.3371 | -838363.1236 | FALSE | 1506 | 62607.5 | -63693.7087 | 1136.1107 | 29913.8396 | 31049.9503 | 48243.9959 | -15449.7127 | FALSE | Option 1 | 0 | 774
| CTN001-158006395 | 1 | 21423.9329 | -11580.6514 | 0.024172 | 0.0070534 | 0.031226 | 0.00084917 | 0.00024779 | 0.001097 | 0.030129 | -11580.6213 | FALSE | 233 | 792.5 | -806.2495 | 0.0094653 | 0.002762 | 0.012227 | 0.018998 | -806.2305 | FALSE | Option 1 | 0 | 774
| CTN001-163126863 | 53 | 1135468.4438 | -613774.5243 | 314.6979 | 5559.735 | 5874.4329 | 11.0554 | 195.3144 | 206.3698 | 5668.0631 | -608106.4612 | FALSE | 1248 | 42002.5 | -42731.2223 | 123.2295 | 2177.0829 | 2300.3124 | 3574.1205 | -39157.1018 | FALSE | Option 1 | 0 | 774
| CTN001-163266702 | 13 | 278511.1277 | -150548.4682 | 292.5514 | 11829.434 | 12121.9854 | 10.2774 | 415.5699 | 425.8473 | 11696.1381 | -138852.3301 | FALSE | 472 | 10302.5 | -10481.2432 | 114.5574 | 4632.1738 | 4746.7311 | 7375.2543 | -3105.9889 | FALSE | Option 1 | 0 | 774
| CTN002-154877191 | 82 | 1756762.4979 | -949613.415 | 2274.0756 | 105052.7907 | 107326.8663 | 79.8886 | 3690.5215 | 3770.4101 | 103556.4562 | -846056.9588 | FALSE | 1512 | 64985 | -66112.4571 | 890.4833 | 41136.6073 | 42027.0906 | 65299.7757 | -812.6814 | FALSE | Option 1 | 0 | 774
| CTN002-154877287 | 93 | 1992425.7599 | -1077000.5804 | 166.3948 | 16244.0199 | 16410.4147 | 5.8455 | 570.655 | 576.5005 | 15833.9142 | -1061166.6662 | FALSE | 1662 | 73702.5 | -74981.2013 | 65.1569 | 6360.8388 | 6425.9957 | 9984.4189 | -64996.7824 | FALSE | Option 1 | 0 | 774
| CTN002-154877444 | 67 | 1435403.5044 | -775903.6439 | 11.2824 | 873.2032 | 884.4857 | 0.39635 | 30.6758 | 31.0721 | 853.4135 | -775050.2304 | FALSE | 1443 | 53097.5 | -54018.7149 | 4.418 | 341.9292 | 346.3472 | 538.1385 | -53480.5765 | FALSE | Option 1 | 0 | 774
| CTN002-155259126 | 72 | 1542523.1689 | -833806.9009 | 903.2166 | 79060.8616 | 79964.0782 | 31.7301 | 2777.4208 | 2809.151 | 77154.9272 | -756651.9737 | FALSE | 1426 | 57060 | -58049.9623 | 353.6819 | 30958.6789 | 31312.3608 | 48651.7174 | -9398.2449 | FALSE | Option 1 | 0 | 774
| CTN002-155504946 | 9 | 192815.3961 | -104225.8626 | 0 | 0 | 0 | 0 | 0 | 0 | 0 | -104225.8626 | FALSE | 394 | 7132.5 | -7256.2453 | 0 | 0 | 0 | 0 | -7256.2453 | FALSE | Option 1 | 0 | 774
| CTN002-155616870 | 13 | 278511.1277 | -150548.4682 | 180.189 | 9018.278 | 9198.4669 | 6.3301 | 316.8136 | 323.1436 | 8875.3233 | -141673.1449 | FALSE | 483 | 10302.5 | -10481.2432 | 70.5585 | 3531.3803 | 3601.9388 | 5596.5281 | -4884.7151 | FALSE | Option 1 | 0 | 774
| CTN002-155622465 | 47 | 1006924.8464 | -544290.6159 | 102.2459 | 7400.439 | 7502.6849 | 3.5919 | 259.9786 | 263.5705 | 7239.1144 | -537051.5015 | FALSE | 1159 | 37247.5 | -37893.7254 | 40.0375 | 2897.8664 | 2937.9039 | 4564.781 | -33328.9444 | FALSE | Option 1 | 0 | 774
| CTN002-155683683 | 50 | 1071196.6451 | -579032.5701 | 1591.2058 | 52484.9002 | 54076.106 | 55.8993 | 1843.803 | 1899.7023 | 52176.4037 | -526856.1664 | FALSE | 1142 | 39625 | -40312.4738 | 623.0849 | 20552.055 | 21175.1399 | 32900.9661 | -7411.5077 | FALSE | Option 1 | 0 | 774
| CTN002-155683893 | 24 | 514174.3896 | -277935.6336 | 799.3137 | 26068.4387 | 26867.7524 | 28.08 | 915.7885 | 943.8685 | 25923.8839 | -252011.7497 | FALSE | 694 | 19020 | -19349.9874 | 312.9955 | 10207.888 | 10520.8836 | 16346.8688 | -3003.1186 | FALSE | Option 1 | 0 | 774
| CTN002-182897070 | 10 | 214239.329 | -115806.514 | 0.095232 | 11.0001 | 11.0953 | 0.0033455 | 0.38644 | 0.38978 | 10.7056 | -115795.8085 | FALSE | 420 | 7925 | -8062.4948 | 0.037291 | 4.3074 | 4.3447 | 6.7506 | -8055.7441 | FALSE | Option 1 | 0 | 774
| CTN003-155024326 | 26 | 557022.2554 | -301096.9365 | 250.7252 | 19771.7107 | 20022.436 | 8.808 | 694.5834 | 703.3914 | 19319.0446 | -281777.8919 | FALSE | 750 | 20605 | -20962.4864 | 98.1791 | 7742.2132 | 7840.3923 | 12182.0437 | -8780.4427 | FALSE | Option 1 | 0 | 774
| CTN003-155024531 | 50 | 1071196.6451 | -579032.5701 | 388.3345 | 45298.9905 | 45687.3249 | 13.6423 | 1591.3608 | 1605.0031 | 44082.3219 | -534950.2483 | FALSE | 1157 | 39625 | -40312.4738 | 152.0641 | 17738.194 | 17890.2582 | 27797.0668 | -12515.4071 | FALSE | Option 1 | 0 | 774
| CTN003-155024643 | 14 | 299935.0606 | -162129.1196 | 0 | 0 | 0 | 0 | 0 | 0 | 0 | -162129.1196 | FALSE | 528 | 11095 | -11287.4927 | 0 | 0 | 0 | 0 | -11287.4927 | FALSE | Option 1 | 0 | 774
| CTN003-155024988 | 49 | 1049772.7122 | -567451.9187 | 336.0714 | 41631.458 | 41967.5294 | 11.8062 | 1462.5198 | 1474.3261 | 40493.2033 | -526958.7154 | FALSE | 1143 | 38832.5 | -39506.2244 | 131.599 | 16302.0604 | 16433.6594 | 25533.87 | -13972.3543 | FALSE | Option 1 | 0 | 774
| CTN003-155025108 | 27 | 578446.1883 | -312677.5879 | 107.9655 | 17684.221 | 17792.1865 | 3.7928 | 621.2495 | 625.0424 | 17167.1441 | -295510.4438 | FALSE | 777 | 21397.5 | -21768.7359 | 42.2772 | 6924.7932 | 6967.0704 | 10825.1161 | -10943.6198 | FALSE | Option 1 | 0 | 774
| CTN003-155025214 | 18 | 385630.7922 | -208451.7252 | 221.894 | 20189.7835 | 20411.6775 | 7.7952 | 709.2704 | 717.0655 | 19694.612 | -188757.1133 | FALSE | 573 | 14265 | -14512.4906 | 86.8893 | 7905.9223 | 7992.8116 | 12418.8659 | -2093.6247 | FALSE | Option 1 | 0 | 774
| CTN003-155063181 | 39 | 835533.3832 | -451645.4047 | 50.3906 | 7451.041 | 7501.4316 | 1.7702 | 261.7563 | 263.5265 | 7237.9051 | -444407.4996 | FALSE | 1023 | 30907.5 | -31443.7296 | 19.732 | 2917.6811 | 2937.4131 | 4564.0185 | -26879.7111 | FALSE | Option 1 | 0 | 774
| CTN003-155063369 | 67 | 1435403.5044 | -775903.6439 | 283.0631 | 63922.5577 | 64205.6208 | 9.9441 | 2245.6098 | 2255.5538 | 61950.067 | -713953.5769 | FALSE | 1380 | 53097.5 | -54018.7149 | 110.842 | 25030.8168 | 25141.6587 | 39063.9621 | -14954.7528 | FALSE | Option 1 | 0 | 774
| CTN003-155063514 | 14 | 299935.0606 | -162129.1196 | 28.9995 | 3078.7777 | 3107.7772 | 1.0188 | 108.158 | 109.1767 | 2998.6004 | -159130.5192 | FALSE | 518 | 11095 | -11287.4927 | 11.3556 | 1205.5888 | 1216.9444 | 1890.8327 | -9396.6599 | FALSE | Option 1 | 0 | 774
| CTN003-155063645 | 11 | 235663.2619 | -127387.1654 | 50.8171 | 8477.6952 | 8528.5122 | 1.7852 | 297.8228 | 299.608 | 8228.9042 | -119158.2612 | FALSE | 430 | 8717.5 | -8868.7442 | 19.899 | 3319.6987 | 3339.5977 | 5188.9145 | -3679.8297 | FALSE | Option 1 | 0 | 774
| CTN003-155155512 | 94 | 2013849.6928 | -1088581.2318 | 728.0624 | 76886.8684 | 77614.9307 | 25.5769 | 2701.0481 | 2726.625 | 74888.3057 | -1013692.9261 | FALSE | 1636 | 74495 | -75787.4508 | 285.0949 | 30107.3859 | 30392.4809 | 47222.4499 | -28565.0009 | FALSE | Option 1 | 0 | 774
| CTN003-155155602 | 31 | 664141.92 | -359000.1935 | 0.24338 | 76.2956 | 76.539 | 0.0085502 | 2.6803 | 2.6888 | 73.8502 | -358926.3433 | FALSE | 887 | 24567.5 | -24993.7338 | 0.095305 | 29.8759 | 29.9712 | 46.5678 | -24947.166 | FALSE | Option 1 | 0 | 774
| CTN003-155176630 | 58 | 1242588.1083 | -671677.7813 | 469.902 | 51660.0975 | 52129.9995 | 16.5077 | 1814.8276 | 1831.3353 | 50298.6642 | -621379.1171 | FALSE | 1268 | 45965 | -46762.4697 | 184.0044 | 20229.0785 | 20413.0829 | 31716.9167 | -15045.553 | FALSE | Option 1 | 0 | 774
| CTN003-155177865 | 24 | 514174.3896 | -277935.6336 | 32.4432 | 4723.0041 | 4755.4473 | 1.1397 | 165.9199 | 167.0596 | 4588.3876 | -273347.246 | FALSE | 737 | 19020 | -19349.9874 | 12.7041 | 1849.4355 | 1862.1396 | 2893.3076 | -16456.6798 | FALSE | Option 1 | 0 | 774
| CTN003-155392598 | 36 | 771261.5845 | -416903.4505 | 163.4255 | 25487.9938 | 25651.4193 | 5.7412 | 895.3973 | 901.1385 | 24750.2808 | -392153.1697 | FALSE | 945 | 28530 | -29024.9812 | 63.9942 | 9980.5973 | 10044.5915 | 15606.8279 | -13418.1533 | FALSE | Option 1 | 0 | 774
| CTN003-158006357 | 93 | 1992425.7599 | -1077000.5804 | 11183.9705 | 76030.4486 | 87214.4191 | 392.8947 | 2670.9619 | 3063.8566 | 84150.5625 | -992850.0179 | FALSE | 1616 | 73702.5 | -74981.2013 | 4379.423 | 29772.0288 | 34151.4518 | 53062.9674 | -21918.234 | FALSE | Option 1 | 0 | 774
| CTN003-182897268 | 9 | 192815.3961 | -104225.8626 | 0 | 0 | 0 | 0 | 0 | 0 | 0 | -104225.8626 | FALSE | 394 | 7132.5 | -7256.2453 | 0 | 0 | 0 | 0 | -7256.2453 | FALSE | Option 1 | 0 | 774
| CTN003-88138723 | 98 | 2099545.4244 | -1134903.8374 | 654.345 | 108057.6582 | 108712.0032 | 22.9872 | 3796.083 | 3819.0702 | 104892.933 | -1030010.9044 | FALSE | 1647 | 77665 | -79012.4487 | 256.2287 | 42313.2544 | 42569.483 | 66142.5202 | -12869.9285 | FALSE | Option 1 | 0 | 774
| CTN004-15418547 | 0 | 0 | 0 | 0 | 0 | 0 | 0 | 0 | 0 | 0 | 0 | FALSE | 129 | 0 | 0 | 0 | 0 | 0 | 0 | 0 | FALSE | Option 1 | 0 | 774
| CTN004-155091767 | 20 | 428478.658 | -231613.028 | 563.3163 | 21420.6873 | 21984.0035 | 19.7894 | 752.5122 | 772.3016 | 21211.702 | -210401.3261 | FALSE | 613 | 15850 | -16124.9895 | 220.5836 | 8387.92 | 8608.5036 | 13375.5 | -2749.4895 | FALSE | Option 1 | 0 | 774
| CTN004-155091935 | 50 | 1071196.6451 | -579032.5701 | 921.0347 | 45679.384 | 46600.4187 | 32.3561 | 1604.7241 | 1637.0802 | 44963.3385 | -534069.2316 | FALSE | 1154 | 39625 | -40312.4738 | 360.6591 | 17887.1487 | 18247.8077 | 28352.611 | -11959.8628 | FALSE | Option 1 | 0 | 774
| CTN004-160370806 | 0 | 0 | 0 | 0 | 0 | 0 | 0 | 0 | 0 | 0 | 0 | FALSE | 129 | 0 | 0 | 0 | 0 | 0 | 0 | 0 | FALSE | Option 1 | 0 | 774
| CTN006-100525030 | 45 | 964076.9806 | -521129.3131 | 2241.8075 | 44329.331 | 46571.1385 | 78.7551 | 1557.2965 | 1636.0516 | 44935.0869 | -476194.2262 | FALSE | 1064 | 35662.5 | -36281.2265 | 877.8477 | 17358.4944 | 18236.3422 | 28334.7963 | -7946.4301 | FALSE | Option 1 | 0 | 774
| CTN006-123737136 | 38 | 814109.4503 | -440064.7533 | 3444.3079 | 16337.4421 | 19781.75 | 120.9991 | 573.937 | 694.9361 | 19086.814 | -420977.9393 | FALSE | 994 | 30115 | -30637.4801 | 1348.7233 | 6397.4211 | 7746.1444 | 12035.6057 | -18601.8745 | FALSE | Option 1 | 0 | 774
| CTN006-15418599 | 17 | 364206.8593 | -196871.0738 | 25.8267 | 110.8079 | 136.6346 | 0.90729 | 3.8927 | 4.8 | 131.8346 | -196739.2393 | FALSE | 583 | 13472.5 | -13706.2411 | 10.1132 | 43.3902 | 53.5034 | 83.1312 | -13623.1099 | FALSE | Option 1 | 0 | 774
| CTN006-154972740 | 59 | 1264012.0412 | -683258.4327 | 1021.0166 | 44116.9154 | 45137.9321 | 35.8685 | 1549.8344 | 1585.7028 | 43552.2292 | -639706.2035 | FALSE | 1285 | 46757.5 | -47568.7191 | 399.81 | 17275.3167 | 17675.1267 | 27462.8053 | -20105.9138 | FALSE | Option 1 | 0 | 774
| CTN006-154972844 | 9 | 192815.3961 | -104225.8626 | 0.22442 | 8.8775 | 9.1019 | 0.0078841 | 0.31187 | 0.31975 | 8.7821 | -104217.0805 | FALSE | 393 | 7132.5 | -7256.2453 | 0.08788 | 3.4762 | 3.5641 | 5.5378 | -7250.7075 | FALSE | Option 1 | 0 | 774
| CTN006-155015964 | 48 | 1028348.7793 | -555871.2673 | 492.616 | 18892.3079 | 19384.9239 | 17.3057 | 663.6898 | 680.9955 | 18703.9284 | -537167.3389 | FALSE | 1161 | 38040 | -38699.9749 | 192.8987 | 7397.8563 | 7590.7551 | 11794.1689 | -26905.806 | FALSE | Option 1 | 0 | 774
| CTN006-155016184 | 23 | 492750.4567 | -266354.9822 | 14.4769 | 835.8824 | 850.3593 | 0.50857 | 29.3647 | 29.8733 | 820.486 | -265534.4962 | FALSE | 722 | 18227.5 | -18543.738 | 5.6689 | 327.3151 | 332.984 | 517.3753 | -18026.3627 | FALSE | Option 1 | 0 | 774
| CTN006-155016351 | 37 | 792685.5174 | -428484.1019 | 2.2679 | 184.4375 | 186.7054 | 0.07967 | 6.4793 | 6.559 | 180.1464 | -428303.9555 | FALSE | 999 | 29322.5 | -29831.2306 | 0.88805 | 72.2221 | 73.1102 | 113.5952 | -29717.6354 | FALSE | Option 1 | 0 | 774
| CTN006-155018773 | 93 | 1992425.7599 | -1077000.5804 | 1396.4675 | 99258.1845 | 100654.652 | 49.0581 | 3486.956 | 3536.0142 | 97118.6379 | -979881.9425 | FALSE | 1608 | 73702.5 | -74981.2013 | 546.8292 | 38867.5535 | 39414.3827 | 61240.2693 | -13740.932 | FALSE | Option 1 | 0 | 774
| CTN006-155018968 | 40 | 856957.3161 | -463226.0561 | 2.6931 | 270.5547 | 273.2477 | 0.094608 | 9.5046 | 9.5992 | 263.6485 | -462962.4076 | FALSE | 1041 | 31700 | -32249.9791 | 1.0545 | 105.9439 | 106.9984 | 166.2493 | -32083.7298 | FALSE | Option 1 | 0 | 774
| CTN006-155019123 | 65 | 1392555.6386 | -752742.3411 | 1352.7704 | 81353.2024 | 82705.9728 | 47.523 | 2857.9511 | 2905.4742 | 79800.4986 | -672941.8425 | FALSE | 1331 | 51512.5 | -52406.216 | 529.7183 | 31856.3145 | 32386.0328 | 50319.94 | -2086.276 | FALSE | Option 1 | 0 | 774
| CTN006-155062010 | 62 | 1328283.8399 | -718000.3869 | 978.5359 | 41018.8169 | 41997.3528 | 34.3761 | 1440.9977 | 1475.3738 | 40521.979 | -677478.4079 | FALSE | 1337 | 49135 | -49987.4676 | 383.1754 | 16062.1622 | 16445.3376 | 25552.0152 | -24435.4524 | FALSE | Option 1 | 0 | 774
| CTN006-155077957 | 84 | 1799610.3637 | -972774.7178 | 1859.9776 | 105642.5845 | 107502.5621 | 65.3413 | 3711.241 | 3776.5823 | 103725.9798 | -869048.738 | FALSE | 1534 | 66570 | -67724.956 | 728.3307 | 41367.559 | 42095.8897 | 65406.6725 | -2318.2836 | FALSE | Option 1 | 0 | 774
| CTN006-155078265 | 36 | 771261.5845 | -416903.4505 | 6.8671 | 395.0897 | 401.9568 | 0.24124 | 13.8796 | 14.1208 | 387.836 | -416515.6145 | FALSE | 985 | 28530 | -29024.9812 | 2.689 | 154.7094 | 157.3984 | 244.5584 | -28780.4227 | FALSE | Option 1 | 0 | 774
| CTN006-155078784 | 36 | 771261.5845 | -416903.4505 | 9.1399 | 1156.9099 | 1166.0498 | 0.32109 | 40.6424 | 40.9635 | 1125.0863 | -415778.3642 | FALSE | 984 | 28530 | -29024.9812 | 3.579 | 453.0232 | 456.6022 | 709.4476 | -28315.5336 | FALSE | Option 1 | 0 | 774
| CTN006-155078876 | 23 | 492750.4567 | -266354.9822 | 0.92375 | 46.6858 | 47.6096 | 0.032451 | 1.6401 | 1.6725 | 45.937 | -266309.0452 | FALSE | 726 | 18227.5 | -18543.738 | 0.36172 | 18.2812 | 18.643 | 28.9666 | -18514.7714 | FALSE | Option 1 | 0 | 774
| CTN006-155392437 | 89 | 1906730.0282 | -1030677.9748 | 1001.3792 | 92156.5411 | 93157.9203 | 35.1786 | 3237.4742 | 3272.6528 | 89885.2675 | -940792.7072 | FALSE | 1591 | 70532.5 | -71756.2034 | 392.1204 | 36086.6896 | 36478.81 | 56679.1103 | -15077.0931 | FALSE | Option 1 | 0 | 774
| CTN006-157466480 | 90 | 1928153.9611 | -1042258.6262 | 3761.1939 | 50337.6417 | 54098.8356 | 132.1313 | 1768.3695 | 1900.5008 | 52198.3348 | -990060.2914 | FALSE | 1613 | 71325 | -72562.4529 | 1472.8096 | 19711.2308 | 21184.0404 | 32914.7952 | -39647.6577 | FALSE | Option 1 | 0 | 774
| CTN006-157466735 | 172 | 3684916.4591 | -1991872.0412 | 5312.985 | 172600.1296 | 177913.1147 | 186.646 | 6063.4704 | 6250.1164 | 171662.9983 | -1820209.0429 | FALSE | 1966 | 136310 | -138674.91 | 2080.4605 | 67586.8172 | 69667.2777 | 108245.837 | -30429.073 | FALSE | Option 1 | 0 | 774
| CTN006-163924253 | 44 | 942653.0477 | -509548.6617 | 1155.2445 | 49636.0003 | 50791.2448 | 40.5839 | 1743.7207 | 1784.3046 | 49006.9402 | -460541.7215 | FALSE | 1037 | 34870 | -35474.977 | 452.371 | 19436.4818 | 19888.8528 | 30902.392 | -4572.585 | FALSE | Option 1 | 0 | 774
| CTN006-88333121 | 15 | 321358.9935 | -173709.771 | 227.9169 | 15025.3635 | 15253.2804 | 8.0068 | 527.8434 | 535.8502 | 14717.4302 | -158992.3408 | FALSE | 517 | 11887.5 | -12093.7422 | 89.2478 | 5883.6369 | 5972.8847 | 9280.3957 | -2813.3465 | FALSE | Option 1 | 0 | 774
| DDL011-24612671 | 111 | 2378056.5521 | -1285452.3056 | 22858.3117 | 16621.3772 | 39479.6889 | 803.0162 | 756.8787 | 1559.8948 | 37919.7941 | -1247532.5116 | FALSE | 1778 | 87967.5 | -89493.6919 | 8950.8654 | 6792.3143 | 15743.1798 | 23736.5091 | -65757.1828 | FALSE | Option 1 | 0 | 774
| DDL012-24612381 | 217 | 4648993.4397 | -2513001.3542 | 18539.5958 | 19110.6938 | 37650.2896 | 651.299 | 870.2333 | 1521.5323 | 36128.7573 | -2476872.5969 | FALSE | 2074 | 171972.5 | -174956.1365 | 7259.7412 | 7809.5719 | 15069.3131 | 22580.9766 | -152375.1599 | FALSE | Option 1 | 0 | 774
| DDL012-24612395 | 140 | 2999350.6062 | -1621291.1963 | 27651.411 | 45560.5378 | 73211.9487 | 971.3985 | 2074.6655 | 3046.0641 | 70165.8847 | -1551125.3116 | FALSE | 1900 | 110950 | -112874.9267 | 10827.7489 | 18618.2823 | 29446.0312 | 43765.9175 | -69109.0092 | FALSE | Option 1 | 0 | 774
| DDL013-24612367 | 117 | 2506600.1495 | -1354936.214 | 7945.2208 | 6516.4726 | 14461.6934 | 279.1169 | 296.7371 | 575.854 | 13885.8394 | -1341050.3746 | FALSE | 1819 | 92722.5 | -94331.1888 | 3111.1923 | 2662.952 | 5774.1443 | 8687.5491 | -85643.6397 | FALSE | Option 1 | 0 | 774
| DDL022-24596878 | 172 | 3684916.4591 | -1991872.0412 | 27962.6596 | 25833.5525 | 53796.2121 | 982.3327 | 1176.3685 | 2158.7012 | 51637.5109 | -1940234.5303 | FALSE | 1988 | 136310 | -138674.91 | 10949.6277 | 10556.8634 | 21506.4911 | 32289.721 | -106385.189 | FALSE | Option 1 | 0 | 774
| DDL023-24612657 | 31 | 664141.92 | -359000.1935 | 31815.7483 | 4418.8502 | 36234.5985 | 1117.6924 | 201.2188 | 1318.9112 | 34915.6873 | -324084.5062 | FALSE | 821 | 24567.5 | -24993.7338 | 12458.4215 | 1805.7601 | 14264.1816 | 21970.4169 | -3023.3169 | FALSE | Option 1 | 0 | 774
| DDL023-72495872 | 110 | 2356632.6192 | -1273871.6542 | 44321.3437 | 24346.4857 | 68667.8294 | 1557.016 | 1108.6527 | 2665.6687 | 66002.1607 | -1207869.4935 | FALSE | 1756 | 87175 | -88687.4424 | 17355.3668 | 9949.1746 | 27304.5414 | 41363.288 | -47324.1544 | FALSE | Option 1 | 0 | 774
| DDL024-73759432 | 102 | 2185241.156 | -1181226.443 | 52410.7543 | 25391.2733 | 77802.0276 | 1841.1983 | 1156.2287 | 2997.4269 | 74804.6007 | -1106421.8423 | FALSE | 1686 | 80835 | -82237.4466 | 20523.0209 | 10376.1263 | 30899.1473 | 46902.8804 | -35334.5663 | FALSE | Option 1 | 0 | 774
| ECA001-15422792 | 0 | 0 | 0 | 0 | 0 | 0 | 0 | 0 | 0 | 0 | 0 | FALSE | 129 | 0 | 0 | 0 | 0 | 0 | 0 | 0 | FALSE | Option 1 | 0 | 774
| ECA001-15422805 | 0 | 0 | 0 | 0 | 0 | 0 | 0 | 0 | 0 | 0 | 0 | FALSE | 129 | 0 | 0 | 0 | 0 | 0 | 0 | 0 | FALSE | Option 1 | 0 | 774
| ECA001-15422818 | 10 | 214239.329 | -115806.514 | 0 | 0 | 0 | 0 | 0 | 0 | 0 | -115806.514 | FALSE | 423 | 7925 | -8062.4948 | 0 | 0 | 0 | 0 | -8062.4948 | FALSE | Option 1 | 0 | 774
| ECA005-24596794 | 109 | 2335208.6863 | -1262291.0028 | 439.6417 | 1239.9686 | 1679.6103 | 15.4447 | 43.5603 | 59.005 | 1620.6053 | -1260670.3975 | FALSE | 1783 | 86382.5 | -87881.193 | 172.1551 | 485.5473 | 657.7024 | 1021.9079 | -86859.285 | FALSE | Option 1 | 0 | 774
| ECA007-139030671 | 37 | 792685.5174 | -428484.1019 | 178.2869 | 8151.1077 | 8329.3945 | 6.2632 | 286.3497 | 292.613 | 8036.7816 | -420447.3203 | FALSE | 993 | 29322.5 | -29831.2306 | 69.8136 | 3191.8135 | 3261.6271 | 5067.7674 | -24763.4632 | FALSE | Option 1 | 0 | 774
| ECA007-139030700 | 84 | 1799610.3637 | -972774.7178 | 2719.546 | 74893.0786 | 77612.6246 | 95.5381 | 2631.0059 | 2726.544 | 74886.0806 | -897888.6372 | FALSE | 1561 | 66570 | -67724.956 | 1064.9208 | 29326.6571 | 30391.5778 | 47221.0468 | -20503.9092 | FALSE | Option 1 | 0 | 774
| ECA007-155422337 | 58 | 1242588.1083 | -671677.7813 | 1643.8639 | 42539.2692 | 44183.1331 | 57.7492 | 1494.4114 | 1552.1606 | 42630.9725 | -629046.8088 | FALSE | 1275 | 45965 | -46762.4697 | 643.7048 | 16657.5414 | 17301.2462 | 26881.8869 | -19880.5828 | FALSE | Option 1 | 0 | 774
| ECA007-155422427 | 15 | 321358.9935 | -173709.771 | 252.347 | 8685.314 | 8937.6609 | 8.865 | 305.1165 | 313.9815 | 8623.6794 | -165086.0916 | FALSE | 530 | 11887.5 | -12093.7422 | 98.8141 | 3400.9982 | 3499.8123 | 5437.8486 | -6655.8935 | FALSE | Option 1 | 0 | 774
| ECA007-155422573 | 72 | 1542523.1689 | -833806.9009 | 1585.4354 | 76396.2893 | 77981.7247 | 55.6966 | 2683.814 | 2739.5106 | 75242.2141 | -758564.6868 | FALSE | 1427 | 57060 | -58049.9623 | 620.8253 | 29915.2848 | 30536.1102 | 47445.6145 | -10604.3478 | FALSE | Option 1 | 0 | 774
| ECA007-175612541 | 0 | 0 | 0 | 0 | 0 | 0 | 0 | 0 | 0 | 0 | 0 | FALSE | 129 | 0 | 0 | 0 | 0 | 0 | 0 | 0 | FALSE | Option 1 | 0 | 774
| ECA012-160768254 | 28 | 599870.1212 | -324258.2393 | 871.9352 | 19535.1685 | 20407.1037 | 30.6312 | 686.2736 | 716.9048 | 19690.1989 | -304568.0404 | FALSE | 795 | 22190 | -22574.9853 | 341.4327 | 7649.5879 | 7991.0206 | 12416.0831 | -10158.9022 | FALSE | Option 1 | 0 | 774
| ECA012-164487948 | 12 | 257087.1948 | -138967.8168 | 50.2618 | 1608.5131 | 1658.7749 | 1.7657 | 56.5073 | 58.273 | 1600.5019 | -137367.3149 | FALSE | 464 | 9510 | -9674.9937 | 19.6815 | 629.8621 | 649.5436 | 1009.2313 | -8665.7624 | FALSE | Option 1 | 0 | 774
| EHK022-15417761 | 95 | 2035273.6257 | -1100161.8832 | 0 | 0 | 0 | 0 | 0 | 0 | 0 | -1100161.8832 | FALSE | 1682 | 75287.5 | -76593.7003 | 0 | 0 | 0 | 0 | -76593.7003 | FALSE | Option 1 | 0 | 774
| EHK024-109924737 | 48 | 1028348.7793 | -555871.2673 | 164.4186 | 4564.8872 | 4729.3058 | 5.7761 | 160.3652 | 166.1413 | 4563.1645 | -551308.1028 | FALSE | 1180 | 38040 | -38699.9749 | 64.3831 | 1787.5201 | 1851.9032 | 2877.4026 | -35822.5723 | FALSE | Option 1 | 0 | 774
| EHK024-155053117 | 54 | 1156892.3767 | -625355.1757 | 1453.6372 | 29058.719 | 30512.3562 | 51.0665 | 1020.8375 | 1071.904 | 29440.4522 | -595914.7235 | FALSE | 1239 | 42795 | -43537.4717 | 569.2157 | 11378.823 | 11948.0388 | 18564.3174 | -24973.1543 | FALSE | Option 1 | 0 | 774
| EHK024-155155262 | 20 | 428478.658 | -231613.028 | 163.7499 | 3367.9405 | 3531.6904 | 5.7526 | 118.3163 | 124.0689 | 3407.6215 | -228205.4065 | FALSE | 648 | 15850 | -16124.9895 | 64.1212 | 1318.8193 | 1382.9405 | 2148.7499 | -13976.2397 | FALSE | Option 1 | 0 | 774
| EHK024-155423299 | 55 | 1178316.3096 | -636935.8271 | 1826.5825 | 40423.6714 | 42250.254 | 64.1681 | 1420.0901 | 1484.2582 | 40765.9957 | -596169.8314 | FALSE | 1240 | 43587.5 | -44343.7212 | 715.2538 | 15829.1149 | 16544.3687 | 25705.8852 | -18637.836 | FALSE | Option 1 | 0 | 774
| EHK024-155616704 | 29 | 621294.0541 | -335838.8907 | 206.6767 | 4267.9566 | 4474.6333 | 7.2606 | 149.934 | 157.1946 | 4317.4387 | -331521.4519 | FALSE | 841 | 22982.5 | -23381.2348 | 80.9305 | 1671.2479 | 1752.1784 | 2722.4549 | -20658.7799 | FALSE | Option 1 | 0 | 774
| EHK024-155621039 | 52 | 1114044.5109 | -602193.8729 | 4529.6109 | 48445.9255 | 52975.5364 | 159.126 | 1701.9132 | 1861.0391 | 51114.4973 | -551079.3756 | FALSE | 1179 | 41210 | -41924.9728 | 1773.7066 | 18970.4719 | 20744.1785 | 32231.3579 | -9693.6149 | FALSE | Option 1 | 0 | 774
| EHK024-162768321 | 5 | 107119.6645 | -57903.257 | 0 | 0 | 0 | 0 | 0 | 0 | 0 | -57903.257 | FALSE | 312 | 3962.5 | -4031.2474 | 0 | 0 | 0 | 0 | -4031.2474 | FALSE | Option 1 | 0 | 774
| EHK024-162802004 | 8 | 171391.4632 | -92645.2112 | 6.0141 | 74.2077 | 80.2218 | 0.21128 | 2.6069 | 2.8182 | 77.4036 | -92567.8076 | FALSE | 371 | 6340 | -6449.9958 | 2.355 | 29.0583 | 31.4133 | 48.8085 | -6401.1873 | FALSE | Option 1 | 0 | 774
| EHK024-162802163 | 0 | 0 | 0 | 0 | 0 | 0 | 0 | 0 | 0 | 0 | 0 | FALSE | 129 | 0 | 0 | 0 | 0 | 0 | 0 | 0 | FALSE | Option 1 | 0 | 774
| EHK024-171210602 | 2 | 42847.8658 | -23161.3028 | 2.3255 | 7.1733 | 9.4988 | 0.081695 | 0.252 | 0.3337 | 9.1651 | -23152.1377 | FALSE | 256 | 1585 | -1612.499 | 0.91062 | 2.8089 | 3.7196 | 5.7793 | -1606.7197 | FALSE | Option 1 | 0 | 774
| EHK024-73766943 | 34 | 728413.7187 | -393742.1477 | 2562.9663 | 33604.9408 | 36167.9071 | 90.0374 | 1180.547 | 1270.5844 | 34897.3227 | -358844.825 | FALSE | 886 | 26945 | -27412.4822 | 1003.6072 | 13159.0341 | 14162.6413 | 22005.2658 | -5407.2164 | FALSE | Option 1 | 0 | 774
| EHK031-134954057 | 28 | 599870.1212 | -324258.2393 | 3486.6519 | 30716.0235 | 34202.6754 | 122.4866 | 1079.0589 | 1201.5455 | 33001.1299 | -291257.1094 | FALSE | 774 | 22190 | -22574.9853 | 1365.3043 | 12027.7909 | 13393.0952 | 20809.5802 | -1765.4052 | FALSE | Option 1 | 0 | 774
| EHK031-15417885 | 0 | 0 | 0 | 0 | 0 | 0 | 0 | 0 | 0 | 0 | 0 | FALSE | 129 | 0 | 0 | 0 | 0 | 0 | 0 | 0 | FALSE | Option 1 | 0 | 774
| EHK032-15417935 | 0 | 0 | 0 | 0 | 0 | 0 | 0 | 0 | 0 | 0 | 0 | FALSE | 129 | 0 | 0 | 0 | 0 | 0 | 0 | 0 | FALSE | Option 1 | 0 | 774
| EHK032-15417948 | 33 | 706989.7858 | -382161.4963 | 0 | 0 | 0 | 0 | 0 | 0 | 0 | -382161.4963 | FALSE | 931 | 26152.5 | -26606.2327 | 0 | 0 | 0 | 0 | -26606.2327 | FALSE | Option 1 | 0 | 774
| EHK034-15431419 | 67 | 1435403.5044 | -775903.6439 | 0 | 0 | 0 | 0 | 0 | 0 | 0 | -775903.6439 | FALSE | 1445 | 53097.5 | -54018.7149 | 0 | 0 | 0 | 0 | -54018.7149 | FALSE | Option 1 | 0 | 774
| FNS032-156356596 | 12 | 257087.1948 | -138967.8168 | 77.8805 | 98.0786 | 175.9591 | 2.736 | 4.4662 | 7.2021 | 168.757 | -138799.0598 | FALSE | 469 | 9510 | -9674.9937 | 30.4965 | 40.0798 | 70.5762 | 105.3829 | -9569.6108 | FALSE | Option 1 | 0 | 774
| GB011-15403523 | 4 | 85695.7316 | -46322.6056 | 0 | 0 | 0 | 0 | 0 | 0 | 0 | -46322.6056 | FALSE | 294 | 3170 | -3224.9979 | 0 | 0 | 0 | 0 | -3224.9979 | FALSE | Option 1 | 0 | 774
| GB011-15403536 | 4 | 85695.7316 | -46322.6056 | 0 | 0 | 0 | 0 | 0 | 0 | 0 | -46322.6056 | FALSE | 294 | 3170 | -3224.9979 | 0 | 0 | 0 | 0 | -3224.9979 | FALSE | Option 1 | 0 | 774
| GB014-15403449 | 1 | 21423.9329 | -11580.6514 | 0 | 0 | 0 | 0 | 0 | 0 | 0 | -11580.6514 | FALSE | 234 | 792.5 | -806.2495 | 0 | 0 | 0 | 0 | -806.2495 | FALSE | Option 1 | 0 | 774
| GB014-15403475 | 73 | 1563947.1018 | -845387.5523 | 138.2459 | 261.3531 | 399.5991 | 4.8566 | 11.9011 | 16.7577 | 382.8414 | -845004.711 | FALSE | 1510 | 57852.5 | -58856.2118 | 54.1344 | 106.8018 | 160.9362 | 238.6629 | -58617.5489 | FALSE | Option 1 | 0 | 774
| GB031-15403499 | 257 | 5505950.7557 | -2976227.4103 | 0 | 0 | 0 | 0 | 0 | 0 | 0 | -2976227.4103 | FALSE | 2133 | 203672.5 | -207206.1155 | 0 | 0 | 0 | 0 | -207206.1155 | FALSE | Option 1 | 0 | 774
| GB032-15403425 | 1 | 21423.9329 | -11580.6514 | 0 | 0 | 0 | 0 | 0 | 0 | 0 | -11580.6514 | FALSE | 234 | 792.5 | -806.2495 | 0 | 0 | 0 | 0 | -806.2495 | FALSE | Option 1 | 0 | 774
| GB032-15403438 | 20 | 428478.658 | -231613.028 | 0 | 0 | 0 | 0 | 0 | 0 | 0 | -231613.028 | FALSE | 663 | 15850 | -16124.9895 | 0 | 0 | 0 | 0 | -16124.9895 | FALSE | Option 1 | 0 | 774
| GCY011-153967160 | 118 | 2528024.0824 | -1366516.8654 | 0 | 0 | 0 | 0 | 0 | 0 | 0 | -1366516.8654 | FALSE | 1830 | 93515 | -95137.4383 | 0 | 0 | 0 | 0 | -95137.4383 | FALSE | Option 1 | 0 | 774
| GCY011-15403919 | 319 | 6834234.5956 | -3694227.7973 | 0 | 0 | 0 | 0 | 0 | 0 | 0 | -3694227.7973 | FALSE | 2177 | 252807.5 | -257193.5831 | 0 | 0 | 0 | 0 | -257193.5831 | FALSE | Option 1 | 0 | 774
| GCY012-15403889 | 22 | 471326.5238 | -254774.3308 | 0 | 0 | 0 | 0 | 0 | 0 | 0 | -254774.3308 | FALSE | 706 | 17435 | -17737.4885 | 0 | 0 | 0 | 0 | -17737.4885 | FALSE | Option 1 | 0 | 774
| GCY013-15403874 | 7 | 149967.5303 | -81064.5598 | 0 | 0 | 0 | 0 | 0 | 0 | 0 | -81064.5598 | FALSE | 359 | 5547.5 | -5643.7463 | 0 | 0 | 0 | 0 | -5643.7463 | FALSE | Option 1 | 0 | 774
| GCY014-116530590 | 512 | 10969053.6456 | -5929293.5178 | 0 | 0 | 0 | 0 | 0 | 0 | 0 | -5929293.5178 | FALSE | 2223 | 405760 | -412799.7321 | 0 | 0 | 0 | 0 | -412799.7321 | FALSE | Option 1 | 0 | 774
| GCY014-15403904 | 76 | 1628218.9005 | -880129.5066 | 0 | 0 | 0 | 0 | 0 | 0 | 0 | -880129.5066 | FALSE | 1547 | 60230 | -61274.9602 | 0 | 0 | 0 | 0 | -61274.9602 | FALSE | Option 1 | 0 | 774
| GCY022-15403949 | 47 | 1006924.8464 | -544290.6159 | 0 | 0 | 0 | 0 | 0 | 0 | 0 | -544290.6159 | FALSE | 1171 | 37247.5 | -37893.7254 | 0 | 0 | 0 | 0 | -37893.7254 | FALSE | Option 1 | 0 | 774
| GCY024-15403979 | 97 | 2078121.4915 | -1123323.186 | 0 | 0 | 0 | 0 | 0 | 0 | 0 | -1123323.186 | FALSE | 1698 | 76872.5 | -78206.1992 | 0 | 0 | 0 | 0 | -78206.1992 | FALSE | Option 1 | 0 | 774
| GCY024-77737752 | 128 | 2742263.4114 | -1482323.3795 | 5010.8098 | 3819.2058 | 8830.0156 | 176.0306 | 173.9131 | 349.9437 | 8480.072 | -1473843.3075 | FALSE | 1872 | 101440 | -103199.933 | 1962.1346 | 1560.7158 | 3522.8504 | 5307.1652 | -97892.7678 | FALSE | Option 1 | 0 | 774
| GHP011-123128913 | 14 | 299935.0606 | -162129.1196 | 11.6893 | 74.4837 | 86.173 | 0.41065 | 3.3917 | 3.8024 | 82.3707 | -162046.749 | FALSE | 523 | 11095 | -11287.4927 | 4.5773 | 30.4377 | 35.015 | 51.158 | -11236.3347 | FALSE | Option 1 | 0 | 774
| GHP011-124927621 | 35 | 749837.6516 | -405322.7991 | 3932.1814 | 27859.2414 | 31791.4228 | 138.1382 | 1268.6112 | 1406.7494 | 30384.6735 | -374938.1256 | FALSE | 918 | 27737.5 | -28218.7317 | 1539.7649 | 11384.6598 | 12924.4247 | 18866.9981 | -9351.7336 | FALSE | Option 1 | 0 | 774
| GHP011-144337307 | 27 | 578446.1883 | -312677.5879 | 3810.1939 | 26743.7141 | 30553.908 | 133.8527 | 1217.814 | 1351.6668 | 29202.2412 | -283475.3466 | FALSE | 751 | 21397.5 | -21768.7359 | 1491.997 | 10928.8003 | 12420.7973 | 18133.1107 | -3635.6252 | FALSE | Option 1 | 0 | 774
| GHP011-144337672 | 80 | 1713914.6321 | -926452.1122 | 4719.7302 | 65468.994 | 70188.7242 | 165.8049 | 2981.2261 | 3147.031 | 67041.6932 | -859410.419 | FALSE | 1522 | 63400 | -64499.9581 | 1848.1536 | 26753.8593 | 28602.0128 | 41586.7114 | -22913.2468 | FALSE | Option 1 | 0 | 774
| GHP011-72503866 | 153 | 3277861.7339 | -1771839.6645 | 8521.3999 | 67863.2096 | 76384.6095 | 299.3582 | 3090.2502 | 3389.6084 | 72995.0011 | -1698844.6634 | FALSE | 1936 | 121252.5 | -123356.1699 | 3336.8127 | 27732.2538 | 31069.0665 | 45315.543 | -78040.6269 | FALSE | Option 1 | 0 | 774
| GHP021-140732642 | 161 | 3449253.1972 | -1864484.8757 | 3041.8957 | 62052.6544 | 65094.5501 | 106.8623 | 2825.6581 | 2932.5204 | 62162.0297 | -1802322.846 | FALSE | 1960 | 127592.5 | -129806.1658 | 1191.1465 | 25357.7745 | 26548.921 | 38545.6291 | -91260.5366 | FALSE | Option 1 | 0 | 774
| GHP021-141034135 | 173 | 3706340.392 | -2003452.6926 | 1483.2218 | 21471.8358 | 22955.0576 | 52.1058 | 977.7514 | 1029.8572 | 21925.2004 | -1981527.4921 | FALSE | 1996 | 137102.5 | -139481.1595 | 580.8005 | 8774.4509 | 9355.2514 | 13599.8062 | -125881.3533 | FALSE | Option 1 | 0 | 774
| GHP022-141431252 | 74 | 1585371.0347 | -856968.2038 | 5230.3303 | 66888.6676 | 72118.9978 | 183.7423 | 3045.873 | 3229.6154 | 68889.3824 | -788078.8213 | FALSE | 1457 | 58645 | -59662.4613 | 2048.0945 | 27334.0079 | 29382.1024 | 42736.8954 | -16925.5658 | FALSE | Option 1 | 0 | 774
| GHP022-141431280 | 28 | 599870.1212 | -324258.2393 | 811.1453 | 9284.7723 | 10095.9176 | 28.4957 | 422.7956 | 451.2913 | 9644.6263 | -314613.613 | FALSE | 809 | 22190 | -22574.9853 | 317.6286 | 3794.2158 | 4111.8443 | 5984.0732 | -16590.9121 | FALSE | Option 1 | 0 | 774
| GHP022-72503462 | 72 | 1542523.1689 | -833806.9009 | 10957.6603 | 82441.3023 | 93398.9627 | 384.9444 | 3754.0849 | 4139.0293 | 89259.9334 | -744546.9676 | FALSE | 1407 | 57060 | -58049.9623 | 4290.8043 | 33689.5814 | 37980.3857 | 55418.577 | -2631.3854 | FALSE | Option 1 | 0 | 774
| GL011-15402625 | 147 | 3149318.1365 | -1702355.7561 | 0 | 0 | 0 | 0 | 0 | 0 | 0 | -1702355.7561 | FALSE | 1937 | 116497.5 | -118518.6731 | 0 | 0 | 0 | 0 | -118518.6731 | FALSE | Option 1 | 0 | 774
| GL012-15402649 | 165 | 3534948.9288 | -1910807.4813 | 0 | 0 | 0 | 0 | 0 | 0 | 0 | -1910807.4813 | FALSE | 1982 | 130762.5 | -133031.1637 | 0 | 0 | 0 | 0 | -133031.1637 | FALSE | Option 1 | 0 | 774
| GL013-15402686 | 197 | 4220514.7816 | -2281388.3262 | 0 | 0 | 0 | 0 | 0 | 0 | 0 | -2281388.3262 | FALSE | 2048 | 156122.5 | -158831.1469 | 0 | 0 | 0 | 0 | -158831.1469 | FALSE | Option 1 | 0 | 774
| GL014-15402723 | 206 | 4413330.1777 | -2385614.1888 | 0 | 0 | 0 | 0 | 0 | 0 | 0 | -2385614.1888 | FALSE | 2066 | 163255 | -166087.3922 | 0 | 0 | 0 | 0 | -166087.3922 | FALSE | Option 1 | 0 | 774
| GL015-15402771 | 201 | 4306210.5132 | -2327710.9318 | 0 | 0 | 0 | 0 | 0 | 0 | 0 | -2327710.9318 | FALSE | 2052 | 159292.5 | -162056.1448 | 0 | 0 | 0 | 0 | -162056.1448 | FALSE | Option 1 | 0 | 774
| GL021-15402795 | 141 | 3020774.5391 | -1632871.8477 | 0 | 0 | 0 | 0 | 0 | 0 | 0 | -1632871.8477 | FALSE | 1922 | 111742.5 | -113681.1762 | 0 | 0 | 0 | 0 | -113681.1762 | FALSE | Option 1 | 0 | 774
| GL021-24612685 | 110 | 2356632.6192 | -1273871.6542 | 0 | 0 | 0 | 0 | 0 | 0 | 0 | -1273871.6542 | FALSE | 1790 | 87175 | -88687.4424 | 0 | 0 | 0 | 0 | -88687.4424 | FALSE | Option 1 | 0 | 774
| GL022-15402832 | 71 | 1521099.236 | -822226.2495 | 0 | 0 | 0 | 0 | 0 | 0 | 0 | -822226.2495 | FALSE | 1486 | 56267.5 | -57243.7128 | 0 | 0 | 0 | 0 | -57243.7128 | FALSE | Option 1 | 0 | 774
| GL022-24612699 | 261 | 5591646.4873 | -3022550.0159 | 0 | 0 | 0 | 0 | 0 | 0 | 0 | -3022550.0159 | FALSE | 2137 | 206842.5 | -210431.1134 | 0 | 0 | 0 | 0 | -210431.1134 | FALSE | Option 1 | 0 | 774
| GL023-15402869 | 244 | 5227439.628 | -2825678.9421 | 0 | 0 | 0 | 0 | 0 | 0 | 0 | -2825678.9421 | FALSE | 2109 | 193370 | -196724.8723 | 0 | 0 | 0 | 0 | -196724.8723 | FALSE | Option 1 | 0 | 774
| GL024-15402919 | 143 | 3063622.4049 | -1656033.1505 | 0 | 0 | 0 | 0 | 0 | 0 | 0 | -1656033.1505 | FALSE | 1927 | 113327.5 | -115293.6752 | 0 | 0 | 0 | 0 | -115293.6752 | FALSE | Option 1 | 0 | 774
| GLE011-15406891 | 144 | 3085046.3378 | -1667613.8019 | 0 | 0 | 0 | 0 | 0 | 0 | 0 | -1667613.8019 | FALSE | 1930 | 114120 | -116099.9247 | 0 | 0 | 0 | 0 | -116099.9247 | FALSE | Option 1 | 0 | 774
| GLE012-15406954 | 329 | 7048473.9246 | -3810034.3113 | 2347.4156 | 1860.6656 | 4208.0812 | 82.4651 | 84.7281 | 167.1932 | 4040.888 | -3805993.4233 | FALSE | 2181 | 260732.5 | -265256.0778 | 919.2018 | 760.3597 | 1679.5615 | 2528.5197 | -262727.5581 | FALSE | Option 1 | 0 | 774
| GLE012-77546340 | 55 | 1178316.3096 | -636935.8271 | 0 | 0 | 0 | 0 | 0 | 0 | 0 | -636935.8271 | FALSE | 1284 | 43587.5 | -44343.7212 | 0 | 0 | 0 | 0 | -44343.7212 | FALSE | Option 1 | 0 | 774
| GLE021-15407054 | 77 | 1649642.8334 | -891710.158 | 0 | 0 | 0 | 0 | 0 | 0 | 0 | -891710.158 | FALSE | 1556 | 61022.5 | -62081.2097 | 0 | 0 | 0 | 0 | -62081.2097 | FALSE | Option 1 | 0 | 774
| GLE023-15407104 | 54 | 1156892.3767 | -625355.1757 | 0 | 0 | 0 | 0 | 0 | 0 | 0 | -625355.1757 | FALSE | 1273 | 42795 | -43537.4717 | 0 | 0 | 0 | 0 | -43537.4717 | FALSE | Option 1 | 0 | 774
| GLE024-24612325 | 183 | 3920579.721 | -2119259.2066 | 75616.7369 | 110046.0783 | 185662.8152 | 2656.4282 | 5011.1087 | 7667.5368 | 177995.2783 | -1941263.9282 | FALSE | 1990 | 145027.5 | -147543.6542 | 29610.0274 | 44970.254 | 74580.2815 | 111082.5337 | -36461.1205 | FALSE | Option 1 | 0 | 774
| GLE031-15407178 | 156 | 3342133.5327 | -1806581.6187 | 0 | 0 | 0 | 0 | 0 | 0 | 0 | -1806581.6187 | FALSE | 1962 | 123630 | -125774.9184 | 0 | 0 | 0 | 0 | -125774.9184 | FALSE | Option 1 | 0 | 774
| GLE031-24612339 | 361 | 7734039.7775 | -4180615.1561 | 65885.8834 | 132936.6376 | 198822.521 | 2314.5817 | 6053.4637 | 8368.0454 | 190454.4756 | -3990160.6805 | FALSE | 2192 | 286092.5 | -291056.0611 | 25799.6165 | 54324.4653 | 80124.0818 | 118698.4391 | -172357.622 | FALSE | Option 1 | 0 | 774
| GLE032-15407241 | 159 | 3406405.3314 | -1841323.5729 | 74243.5767 | 33485.7928 | 107729.3695 | 2608.1888 | 1524.8244 | 4133.0132 | 103596.3563 | -1737727.2167 | FALSE | 1945 | 126007.5 | -128193.6668 | 29072.3249 | 13683.9462 | 42756.271 | 64973.0984 | -63220.5684 | FALSE | Option 1 | 0 | 774
| GLE032-24612713 | 148 | 3170742.0694 | -1713936.4075 | 0 | 0 | 0 | 0 | 0 | 0 | 0 | -1713936.4075 | FALSE | 1940 | 117290 | -119324.9226 | 0 | 0 | 0 | 0 | -119324.9226 | FALSE | Option 1 | 0 | 774
| GLE033-15407304 | 147 | 3149318.1365 | -1702355.7561 | 0 | 0 | 0 | 0 | 0 | 0 | 0 | -1702355.7561 | FALSE | 1937 | 116497.5 | -118518.6731 | 0 | 0 | 0 | 0 | -118518.6731 | FALSE | Option 1 | 0 | 774
| GSB011-74623144 | 0 | 0 | 0 | 0 | 0 | 0 | 0 | 0 | 0 | 0 | 0 | FALSE | 129 | 0 | 0 | 0 | 0 | 0 | 0 | 0 | FALSE | Option 1 | 0 | 774
| GSB012-181419068 | 0 | 0 | 0 | 0 | 0 | 0 | 0 | 0 | 0 | 0 | 0 | FALSE | 129 | 0 | 0 | 0 | 0 | 0 | 0 | 0 | FALSE | Option 1 | 0 | 774
| GSB012-85320967 | 19 | 407054.7251 | -220032.3766 | 60.0374 | 494.9321 | 554.9695 | 2.1091 | 22.5375 | 24.6466 | 530.3229 | -219502.0537 | FALSE | 630 | 15057.5 | -15318.7401 | 23.5095 | 202.2537 | 225.7631 | 329.2064 | -14989.5337 | FALSE | Option 1 | 0 | 774
| GSB014-163179564 | 10 | 214239.329 | -115806.514 | 101.9746 | 2684.8812 | 2786.8559 | 3.5824 | 122.26 | 125.8424 | 2661.0135 | -113145.5005 | FALSE | 410 | 7925 | -8062.4948 | 39.9313 | 1097.1749 | 1137.1061 | 1649.7497 | -6412.745 | FALSE | Option 1 | 0 | 774
| HSM001-15416529 | 0 | 0 | 0 | 0 | 0 | 0 | 0 | 0 | 0 | 0 | 0 | FALSE | 129 | 0 | 0 | 0 | 0 | 0 | 0 | 0 | FALSE | Option 1 | 0 | 774
| HSM001-157577413 | 74 | 1585371.0347 | -856968.2038 | 4347.7072 | 76933.562 | 81281.2692 | 152.7357 | 2702.6884 | 2855.4241 | 78425.8451 | -778542.3586 | FALSE | 1448 | 58645 | -59662.4613 | 1702.4767 | 30125.6702 | 31828.1469 | 49453.1223 | -10209.339 | FALSE | Option 1 | 0 | 774
| HSM001-157598665 | 34 | 728413.7187 | -393742.1477 | 1225.1091 | 37351.0922 | 38576.2013 | 43.0383 | 1312.1499 | 1355.1882 | 37221.0131 | -356521.1345 | FALSE | 881 | 26945 | -27412.4822 | 479.7286 | 14625.9533 | 15105.682 | 23470.5193 | -3941.9629 | FALSE | Option 1 | 0 | 774
| HSM001-157598865 | 58 | 1242588.1083 | -671677.7813 | 1776.2095 | 69278.8332 | 71055.0427 | 62.3985 | 2433.7766 | 2496.1751 | 68558.8676 | -603118.9137 | FALSE | 1244 | 45965 | -46762.4697 | 695.5287 | 27128.2289 | 27823.7577 | 43231.285 | -3531.1846 | FALSE | Option 1 | 0 | 774
| HSM001-163581806 | 16 | 342782.9264 | -185290.4224 | 118.9759 | 2560.7403 | 2679.7161 | 4.1796 | 89.9592 | 94.1389 | 2585.5773 | -182704.8452 | FALSE | 553 | 12680 | -12899.9916 | 46.5886 | 1002.7355 | 1049.3242 | 1630.392 | -11269.5996 | FALSE | Option 1 | 0 | 774
| HSM001-163582048 | 18 | 385630.7922 | -208451.7252 | 390.9523 | 12620.7041 | 13011.6565 | 13.7342 | 443.3674 | 457.1016 | 12554.5549 | -195897.1704 | FALSE | 578 | 14265 | -14512.4906 | 153.0892 | 4942.0196 | 5095.1088 | 7916.5476 | -6595.943 | FALSE | Option 1 | 0 | 774
| HSM001-167869770 | 33 | 706989.7858 | -382161.4963 | 1635.7362 | 24204.303 | 25840.0391 | 57.4637 | 850.3011 | 907.7647 | 24932.2744 | -357229.2219 | FALSE | 882 | 26152.5 | -26606.2327 | 640.5221 | 9477.9291 | 10118.4513 | 15721.5879 | -10884.6449 | FALSE | Option 1 | 0 | 774
| HSM001-192496053 | 2 | 42847.8658 | -23161.3028 | 0 | 0 | 0 | 0 | 0 | 0 | 0 | -23161.3028 | FALSE | 258 | 1585 | -1612.499 | 0 | 0 | 0 | 0 | -1612.499 | FALSE | Option 1 | 0 | 774
| HSM002-15416605 | 0 | 0 | 0 | 0 | 0 | 0 | 0 | 0 | 0 | 0 | 0 | FALSE | 129 | 0 | 0 | 0 | 0 | 0 | 0 | 0 | FALSE | Option 1 | 0 | 774
| HSM002-157400246 | 22 | 471326.5238 | -254774.3308 | 131.259 | 6335.1502 | 6466.4092 | 4.6112 | 222.5548 | 227.166 | 6239.2432 | -248535.0876 | FALSE | 691 | 17435 | -17737.4885 | 51.3985 | 2480.7203 | 2532.1187 | 3934.2905 | -13803.198 | FALSE | Option 1 | 0 | 774
| HSM002-157400607 | 32 | 685565.8529 | -370580.8449 | 144.3843 | 11583.3733 | 11727.7576 | 5.0722 | 406.9258 | 411.998 | 11315.7596 | -359265.0853 | FALSE | 891 | 25360 | -25799.9833 | 56.5381 | 4535.8212 | 4592.3593 | 7135.3983 | -18664.5849 | FALSE | Option 1 | 0 | 774
| HSM002-157400755 | 66 | 1413979.5715 | -764322.9925 | 1651.1598 | 73558.4887 | 75209.6485 | 58.0055 | 2584.1216 | 2642.1271 | 72567.5214 | -691755.4711 | FALSE | 1353 | 52305 | -53212.4655 | 646.5617 | 28804.0579 | 29450.6196 | 45759.0289 | -7453.4366 | FALSE | Option 1 | 0 | 774
| HSM002-157998943 | 41 | 878381.249 | -474806.7075 | 88.2238 | 3340.3742 | 3428.598 | 3.0993 | 117.3479 | 120.4472 | 3308.1508 | -471498.5567 | FALSE | 1054 | 32492.5 | -33056.2285 | 34.5467 | 1308.0249 | 1342.5716 | 2086.0264 | -30970.2021 | FALSE | Option 1 | 0 | 774
| HSM002-157999372 | 77 | 1649642.8334 | -891710.158 | 491.4186 | 23715.3272 | 24206.7458 | 17.2636 | 833.1233 | 850.3869 | 23356.359 | -868353.799 | FALSE | 1532 | 61022.5 | -62081.2097 | 192.4299 | 9286.4558 | 9478.8857 | 14727.8601 | -47353.3496 | FALSE | Option 1 | 0 | 774
| HSM002-157999534 | 43 | 921229.1148 | -497968.0103 | 56.3784 | 3545.4364 | 3601.8148 | 1.9806 | 124.5518 | 126.5323 | 3475.2824 | -494492.7279 | FALSE | 1088 | 34077.5 | -34668.7275 | 22.0767 | 1388.3232 | 1410.3998 | 2191.4149 | -32477.3126 | FALSE | Option 1 | 0 | 774
| HSM002-158058496 | 104 | 2228089.0218 | -1204387.7458 | 19.7092 | 781.9233 | 801.6325 | 0.69239 | 27.4691 | 28.1615 | 773.471 | -1203614.2748 | FALSE | 1751 | 82420 | -83849.9456 | 7.7177 | 306.1858 | 313.9035 | 487.729 | -83362.2166 | FALSE | Option 1 | 0 | 774
| HSM002-158058597 | 58 | 1242588.1083 | -671677.7813 | 155.3839 | 7188.6975 | 7344.0814 | 5.4587 | 252.5401 | 257.9988 | 7086.0826 | -664591.6987 | FALSE | 1319 | 45965 | -46762.4697 | 60.8453 | 2814.9526 | 2875.7979 | 4468.2835 | -42294.1861 | FALSE | Option 1 | 0 | 774
| HSM002-158110114 | 41 | 878381.249 | -474806.7075 | 495.7711 | 32424.3145 | 32920.0857 | 17.4165 | 1139.0714 | 1156.4879 | 31763.5977 | -443043.1097 | FALSE | 1021 | 32492.5 | -33056.2285 | 194.1342 | 12696.7241 | 12890.8583 | 20029.2274 | -13027.0012 | FALSE | Option 1 | 0 | 774
| HSM002-158110202 | 20 | 428478.658 | -231613.028 | 44.5305 | 3125.4057 | 3169.9363 | 1.5644 | 109.796 | 111.3604 | 3058.5759 | -228554.4521 | FALSE | 650 | 15850 | -16124.9895 | 17.4373 | 1223.8474 | 1241.2847 | 1928.6516 | -14196.338 | FALSE | Option 1 | 0 | 774
| HSM002-158110374 | 14 | 299935.0606 | -162129.1196 | 204.5584 | 10049.8185 | 10254.3769 | 7.1862 | 353.0517 | 360.2379 | 9894.139 | -152234.9806 | FALSE | 509 | 11095 | -11287.4927 | 80.101 | 3935.3113 | 4015.4124 | 6238.9645 | -5048.5281 | FALSE | Option 1 | 0 | 774
| HSM002-158110591 | 35 | 749837.6516 | -405322.7991 | 92.5486 | 6315.0731 | 6407.6217 | 3.2512 | 221.8495 | 225.1008 | 6182.521 | -399140.2781 | FALSE | 959 | 27737.5 | -28218.7317 | 36.2402 | 2472.8585 | 2509.0987 | 3898.5231 | -24320.2086 | FALSE | Option 1 | 0 | 774
| HSM002-158126654 | 14 | 299935.0606 | -162129.1196 | 708.8638 | 15834.193 | 16543.0568 | 24.9025 | 556.2578 | 581.1603 | 15961.8966 | -146167.2231 | FALSE | 488 | 11095 | -11287.4927 | 277.5771 | 6200.3586 | 6477.9358 | 10065.121 | -1222.3716 | FALSE | Option 1 | 0 | 774
| HSM002-158165593 | 43 | 921229.1148 | -497968.0103 | 2.8798 | 135.8327 | 138.7125 | 0.10117 | 4.7718 | 4.873 | 133.8395 | -497834.1708 | FALSE | 1096 | 34077.5 | -34668.7275 | 1.1277 | 53.1894 | 54.3171 | 84.3954 | -34584.3321 | FALSE | Option 1 | 0 | 774
| HSM002-163503065 | 26 | 557022.2554 | -301096.9365 | 87.0216 | 1726.1682 | 1813.1897 | 3.0571 | 60.6406 | 63.6976 | 1749.4921 | -299347.4444 | FALSE | 786 | 20605 | -20962.4864 | 34.0759 | 675.9335 | 710.0094 | 1103.1803 | -19859.3061 | FALSE | Option 1 | 0 | 774
| HSM003-160677580 | 105 | 2249512.9547 | -1215968.3972 | 2340.7825 | 119748.3999 | 122089.1823 | 82.2321 | 4206.7806 | 4289.0127 | 117800.1697 | -1098168.2275 | FALSE | 1681 | 83212.5 | -84656.1951 | 916.6044 | 46891.119 | 47807.7233 | 74281.459 | -10374.7361 | FALSE | Option 1 | 0 | 774
| HSM003-160677831 | 98 | 2099545.4244 | -1134903.8374 | 3765.8686 | 114881.2188 | 118647.0874 | 132.2956 | 4035.7957 | 4168.0913 | 114478.9961 | -1020424.8413 | FALSE | 1644 | 77665 | -79012.4487 | 1474.6401 | 44985.2265 | 46459.8666 | 72187.2208 | -6825.228 | FALSE | Option 1 | 0 | 774
| HSM003-160828901 | 82 | 1756762.4979 | -949613.415 | 1040.6882 | 106252.8389 | 107293.5271 | 36.5595 | 3732.6794 | 3769.2389 | 103524.2882 | -846089.1268 | FALSE | 1513 | 64985 | -66112.4571 | 407.513 | 41606.5226 | 42014.0356 | 65279.4914 | -832.9657 | FALSE | Option 1 | 0 | 774
| HSM003-161008735 | 149 | 3192166.0023 | -1725517.0589 | 2163.9594 | 150546.7687 | 152710.728 | 76.0202 | 5288.7323 | 5364.7525 | 147345.9755 | -1578171.0834 | FALSE | 1909 | 118082.5 | -120131.172 | 847.3639 | 58951.1546 | 59798.5186 | 92912.2095 | -27218.9626 | FALSE | Option 1 | 0 | 774
| HSM003-161094121 | 21 | 449902.5909 | -243193.6794 | 0.97346 | 76.3594 | 77.3329 | 0.034198 | 2.6825 | 2.7167 | 74.6162 | -243119.0632 | FALSE | 681 | 16642.5 | -16931.239 | 0.38119 | 29.9009 | 30.282 | 47.0509 | -16884.1881 | FALSE | Option 1 | 0 | 774
| HSM003-161094233 | 50 | 1071196.6451 | -579032.5701 | 556.3249 | 51950.5826 | 52506.9076 | 19.5438 | 1825.0323 | 1844.5761 | 50662.3315 | -528370.2387 | FALSE | 1145 | 39625 | -40312.4738 | 217.8459 | 20342.8267 | 20560.6726 | 31946.2349 | -8366.2389 | FALSE | Option 1 | 0 | 774
| HSM003-164469812 | 20 | 428478.658 | -231613.028 | 227.3559 | 8492.3985 | 8719.7544 | 7.987 | 298.3393 | 306.3264 | 8413.428 | -223199.6 | FALSE | 645 | 15850 | -16124.9895 | 89.0281 | 3325.4563 | 3414.4844 | 5305.27 | -10819.7195 | FALSE | Option 1 | 0 | 774
| HSM003-164470113 | 9 | 192815.3961 | -104225.8626 | 158.497 | 3196.9397 | 3355.4367 | 5.568 | 112.309 | 117.877 | 3237.5597 | -100988.3029 | FALSE | 383 | 7132.5 | -7256.2453 | 62.0643 | 1251.8587 | 1313.923 | 2041.5137 | -5214.7316 | FALSE | Option 1 | 0 | 774
| HSM004-155422230 | 61 | 1306859.907 | -706419.7355 | 155.3934 | 7693.1156 | 7848.5089 | 5.459 | 270.2604 | 275.7194 | 7572.7895 | -698846.946 | FALSE | 1363 | 48342.5 | -49181.2181 | 60.849 | 3012.4728 | 3073.3218 | 4775.1871 | -44406.0309 | FALSE | Option 1 | 0 | 774
| HSM004-159429141 | 55 | 1178316.3096 | -636935.8271 | 1997.0088 | 56757.564 | 58754.5728 | 70.1552 | 1993.9024 | 2064.0576 | 56690.5152 | -580245.312 | FALSE | 1221 | 43587.5 | -44343.7212 | 781.9894 | 22225.1461 | 23007.1355 | 35747.4373 | -8596.2839 | FALSE | Option 1 | 0 | 774
| HSM004-159429252 | 102 | 2185241.156 | -1181226.443 | 2497.3711 | 131578.327 | 134075.6981 | 87.733 | 4622.3678 | 4710.1009 | 129365.5972 | -1051860.8458 | FALSE | 1658 | 80835 | -82237.4466 | 977.9214 | 51523.4858 | 52501.4073 | 81574.2909 | -663.1558 | FALSE | Option 1 | 0 | 774
| HSM004-159452484 | 17 | 364206.8593 | -196871.0738 | 183.3347 | 8857.5623 | 9040.897 | 6.4406 | 311.1676 | 317.6082 | 8723.2888 | -188147.785 | FALSE | 572 | 13472.5 | -13706.2411 | 71.7903 | 3468.4472 | 3540.2375 | 5500.6595 | -8205.5816 | FALSE | Option 1 | 0 | 774
| HSM004-159452607 | 88 | 1885306.0953 | -1019097.3234 | 536.1352 | 25941.3732 | 26477.5085 | 18.8345 | 911.3246 | 930.1591 | 25547.3493 | -993549.9741 | FALSE | 1618 | 69740 | -70949.954 | 209.94 | 10158.1317 | 10368.0717 | 16109.4367 | -54840.5172 | FALSE | Option 1 | 0 | 774
| HSM004-159452714 | 24 | 514174.3896 | -277935.6336 | 136.1232 | 6189.7936 | 6325.9168 | 4.782 | 217.4484 | 222.2305 | 6103.6863 | -271831.9473 | FALSE | 734 | 19020 | -19349.9874 | 53.3032 | 2423.8015 | 2477.1046 | 3848.8121 | -15501.1753 | FALSE | Option 1 | 0 | 774
| HSM004-160411068 | 61 | 1306859.907 | -706419.7355 | 1268.4527 | 77606.5615 | 78875.0142 | 44.5609 | 2726.331 | 2770.892 | 76104.1222 | -630315.6133 | FALSE | 1276 | 48342.5 | -49181.2181 | 496.7011 | 30389.2036 | 30885.9048 | 47989.1094 | -1192.1086 | FALSE | Option 1 | 0 | 774
| HSM004-160411194 | 81 | 1735338.565 | -938032.7636 | 1457.4701 | 54373.2753 | 55830.7454 | 51.2012 | 1910.1419 | 1961.3431 | 53869.4023 | -884163.3612 | FALSE | 1549 | 64192.5 | -65306.2076 | 570.7166 | 21291.5055 | 21862.2222 | 33968.5232 | -31337.6844 | FALSE | Option 1 | 0 | 774
| HSM004-160437576 | 49 | 1049772.7122 | -567451.9187 | 1143.7599 | 63683.7448 | 64827.5047 | 40.1805 | 2237.2202 | 2277.4007 | 62550.104 | -504901.8147 | FALSE | 1101 | 38832.5 | -39506.2244 | 447.8739 | 24937.3024 | 25385.1762 | 39442.3285 | -63.8959 | FALSE | Option 1 | 0 | 774
| HSM004-160437658 | 85 | 1821034.2966 | -984355.3692 | 2235.1109 | 92519.0888 | 94754.1997 | 78.5198 | 3250.2105 | 3328.7303 | 91425.4694 | -892929.8998 | FALSE | 1559 | 67362.5 | -68531.2055 | 875.2255 | 36228.6561 | 37103.8816 | 57650.3181 | -10880.8874 | FALSE | Option 1 | 0 | 774
| HSM004-160438797 | 36 | 771261.5845 | -416903.4505 | 7.3559 | 188.0525 | 195.4084 | 0.25841 | 6.6063 | 6.8647 | 188.5436 | -416714.9068 | FALSE | 988 | 28530 | -29024.9812 | 2.8804 | 73.6376 | 76.5181 | 118.8903 | -28906.0909 | FALSE | Option 1 | 0 | 774
| HSM004-160439137 | 92 | 1971001.8269 | -1065419.929 | 9.4975 | 551.6995 | 561.1969 | 0.33365 | 19.3813 | 19.7149 | 541.482 | -1064878.447 | FALSE | 1664 | 72910 | -74174.9519 | 3.719 | 216.0347 | 219.7537 | 341.4433 | -73833.5086 | FALSE | Option 1 | 0 | 774
| HSM004-163582585 | 6 | 128543.5974 | -69483.9084 | 0.73819 | 12.5815 | 13.3196 | 0.025933 | 0.44199 | 0.46792 | 12.8517 | -69471.0567 | FALSE | 328 | 4755 | -4837.4969 | 0.28906 | 4.9267 | 5.2157 | 8.1039 | -4829.3929 | FALSE | Option 1 | 0 | 774
| HSM004-163582753 | 19 | 407054.7251 | -220032.3766 | 1.2032 | 77.9527 | 79.1559 | 0.042269 | 2.7385 | 2.7808 | 76.3751 | -219956.0015 | FALSE | 635 | 15057.5 | -15318.7401 | 0.47115 | 30.5247 | 30.9959 | 48.16 | -15270.5801 | FALSE | Option 1 | 0 | 774
| HSM004-163606269 | 20 | 428478.658 | -231613.028 | 76.7679 | 3272.6146 | 3349.3825 | 2.6969 | 114.9675 | 117.6643 | 3231.7182 | -228381.3099 | FALSE | 649 | 15850 | -16124.9895 | 30.0608 | 1281.4915 | 1311.5523 | 2037.8302 | -14087.1594 | FALSE | Option 1 | 0 | 774
| HSM004-163794865 | 64 | 1371131.7057 | -741161.6897 | 1172.425 | 31971.9339 | 33144.3589 | 41.1875 | 1123.1792 | 1164.3667 | 31979.9922 | -709181.6975 | FALSE | 1376 | 50720 | -51599.9665 | 459.0986 | 12519.5807 | 12978.6793 | 20165.6796 | -31434.2869 | FALSE | Option 1 | 0 | 774
| HSM004-163794980 | 57 | 1221164.1754 | -660097.1299 | 11.8744 | 461.4152 | 473.2896 | 0.41715 | 16.2096 | 16.6267 | 456.6629 | -659640.467 | FALSE | 1309 | 45172.5 | -45956.2202 | 4.6498 | 180.6811 | 185.3309 | 287.9587 | -45668.2614 | FALSE | Option 1 | 0 | 774
| HSM004-163795111 | 13 | 278511.1277 | -150548.4682 | 3.6451 | 21.2568 | 24.9019 | 0.12805 | 0.74675 | 0.87481 | 24.0271 | -150524.4411 | FALSE | 501 | 10302.5 | -10481.2432 | 1.4274 | 8.3237 | 9.7511 | 15.1508 | -10466.0924 | FALSE | Option 1 | 0 | 774
| HSM004-163795268 | 64 | 1371131.7057 | -741161.6897 | 23.0333 | 1142.3826 | 1165.4159 | 0.80917 | 40.1321 | 40.9412 | 1124.4747 | -740037.2151 | FALSE | 1403 | 50720 | -51599.9665 | 9.0194 | 447.3346 | 456.354 | 709.062 | -50890.9045 | FALSE | Option 1 | 0 | 774
| HSM004-76359867 | 49 | 1049772.7122 | -567451.9187 | 1244.7516 | 49503.9342 | 50748.6858 | 43.7283 | 1739.0812 | 1782.8095 | 48965.8763 | -518486.0424 | FALSE | 1125 | 38832.5 | -39506.2244 | 487.4203 | 19384.7673 | 19872.1876 | 30876.4982 | -8629.7261 | FALSE | Option 1 | 0 | 774
| HSM005-160419880 | 78 | 1671066.7663 | -903290.8094 | 2132.4214 | 76584.0749 | 78716.4963 | 74.9123 | 2690.4109 | 2765.3232 | 75951.1731 | -827339.6363 | FALSE | 1492 | 61815 | -62887.4592 | 835.0143 | 29988.818 | 30823.8323 | 47892.664 | -14994.7952 | FALSE | Option 1 | 0 | 774
| HSM005-160419993 | 38 | 814109.4503 | -440064.7533 | 1188.8604 | 43205.3741 | 44394.2345 | 41.7649 | 1517.8118 | 1559.5766 | 42834.6578 | -397230.0954 | FALSE | 955 | 30115 | -30637.4801 | 465.5343 | 16918.375 | 17383.9094 | 27010.3251 | -3627.155 | FALSE | Option 1 | 0 | 774
| HSM006-15416703 | 0 | 0 | 0 | 0 | 0 | 0 | 0 | 0 | 0 | 0 | 0 | FALSE | 129 | 0 | 0 | 0 | 0 | 0 | 0 | 0 | FALSE | Option 1 | 0 | 774
| HSM006-160439280 | 46 | 985500.9135 | -532709.9645 | 448.6704 | 17717.8312 | 18166.5016 | 15.7619 | 622.4303 | 638.1921 | 17528.3095 | -515181.655 | FALSE | 1118 | 36455 | -37087.4759 | 175.6905 | 6937.9544 | 7113.6449 | 11052.8568 | -26034.6191 | FALSE | Option 1 | 0 | 774
| HSM006-160439382 | 29 | 621294.0541 | -335838.8907 | 8.8494 | 416.2076 | 425.057 | 0.31088 | 14.6214 | 14.9323 | 410.1246 | -335428.766 | FALSE | 845 | 22982.5 | -23381.2348 | 3.4652 | 162.9787 | 166.4439 | 258.613 | -23122.6218 | FALSE | Option 1 | 0 | 774
| HSM006-160439782 | 64 | 1371131.7057 | -741161.6897 | 224.9933 | 11675.6255 | 11900.6189 | 7.9041 | 410.1666 | 418.0707 | 11482.5482 | -729679.1415 | FALSE | 1395 | 50720 | -51599.9665 | 88.103 | 4571.9454 | 4660.0484 | 7240.5705 | -44359.396 | FALSE | Option 1 | 0 | 774
| HSM006-163605855 | 16 | 342782.9264 | -185290.4224 | 3.8668 | 150.4935 | 154.3603 | 0.13584 | 5.2869 | 5.4227 | 148.9376 | -185141.4848 | FALSE | 560 | 12680 | -12899.9916 | 1.5142 | 58.9303 | 60.4445 | 93.9159 | -12806.0758 | FALSE | Option 1 | 0 | 774
| HSM009-15416366 | 0 | 0 | 0 | 0 | 0 | 0 | 0 | 0 | 0 | 0 | 0 | FALSE | 129 | 0 | 0 | 0 | 0 | 0 | 0 | 0 | FALSE | Option 1 | 0 | 774
| HTN011-155712659 | 71 | 1521099.236 | -822226.2495 | 333.2924 | 11494.9254 | 11828.2178 | 11.7086 | 523.4382 | 535.1468 | 11293.071 | -810933.1786 | FALSE | 1478 | 56267.5 | -57243.7128 | 130.5107 | 4697.3934 | 4827.9041 | 7000.3137 | -50243.3992 | FALSE | Option 1 | 0 | 774
| HTN011-156981207 | 47 | 1006924.8464 | -544290.6159 | 947.3524 | 29347.7469 | 30295.0994 | 33.2806 | 1336.3925 | 1369.6731 | 28925.4263 | -515365.1896 | FALSE | 1119 | 37247.5 | -37893.7254 | 370.9646 | 11992.9366 | 12363.9011 | 17931.1982 | -19962.5272 | FALSE | Option 1 | 0 | 774
| HTN011-157405209 | 25 | 535598.3225 | -289516.2851 | 22.7038 | 698.2808 | 720.9846 | 0.79759 | 31.7972 | 32.5948 | 688.3898 | -288827.8953 | FALSE | 761 | 19812.5 | -20156.2369 | 8.8904 | 285.352 | 294.2423 | 426.7423 | -19729.4947 | FALSE | Option 1 | 0 | 774
| HTN011-157405424 | 35 | 749837.6516 | -405322.7991 | 16.9283 | 607.3915 | 624.3198 | 0.5947 | 27.6585 | 28.2532 | 596.0667 | -404726.7324 | FALSE | 967 | 27737.5 | -28218.7317 | 6.6288 | 248.2101 | 254.8389 | 369.4809 | -27849.2508 | FALSE | Option 1 | 0 | 774
| HTN011-157405677 | 99 | 2120969.3573 | -1146484.4888 | 2415.4934 | 91942.1435 | 94357.6369 | 84.8567 | 4186.7196 | 4271.5763 | 90086.0607 | -1056398.4281 | FALSE | 1660 | 78457.5 | -79818.6982 | 945.8597 | 37572.0936 | 38517.9533 | 55839.6836 | -23979.0146 | FALSE | Option 1 | 0 | 774
| HTN011-157406255 | 59 | 1264012.0412 | -683258.4327 | 876.6288 | 35346.2347 | 36222.8635 | 30.7961 | 1609.5423 | 1640.3385 | 34582.5251 | -648675.9076 | FALSE | 1294 | 46757.5 | -47568.7191 | 343.2706 | 14444.2145 | 14787.4851 | 21435.3785 | -26133.3407 | FALSE | Option 1 | 0 | 774
| HTN011-157406464 | 50 | 1071196.6451 | -579032.5701 | 483.696 | 22313.2217 | 22796.9178 | 16.9923 | 1016.0651 | 1033.0574 | 21763.8603 | -557268.7098 | FALSE | 1190 | 39625 | -40312.4738 | 189.4059 | 9118.2827 | 9307.6885 | 13489.2292 | -26823.2446 | FALSE | Option 1 | 0 | 774
| HTN011-157406612 | 32 | 685565.8529 | -370580.8449 | 443.6619 | 18715.1085 | 19158.7703 | 15.5859 | 852.2198 | 867.8057 | 18290.9647 | -352289.8802 | FALSE | 873 | 25360 | -25799.9833 | 173.7293 | 7647.9162 | 7821.6454 | 11337.1249 | -14462.8584 | FALSE | Option 1 | 0 | 774
| HTN011-162645268 | 12 | 257087.1948 | -138967.8168 | 0.50841 | 18.7638 | 19.2722 | 0.017861 | 0.85444 | 0.8723 | 18.3999 | -138949.4169 | FALSE | 475 | 9510 | -9674.9937 | 0.19908 | 7.6678 | 7.8669 | 11.4053 | -9663.5884 | FALSE | Option 1 | 0 | 774
| HTN011-162645611 | 19 | 407054.7251 | -220032.3766 | 9.0479 | 453.2205 | 462.2684 | 0.31785 | 20.6381 | 20.9559 | 441.3125 | -219591.0641 | FALSE | 631 | 15057.5 | -15318.7401 | 3.543 | 185.2083 | 188.7512 | 273.5172 | -15045.2229 | FALSE | Option 1 | 0 | 774
| HTN011-190418895 | 0 | 0 | 0 | 0 | 0 | 0 | 0 | 0 | 0 | 0 | 0 | FALSE | 129 | 0 | 0 | 0 | 0 | 0 | 0 | 0 | FALSE | Option 1 | 0 | 774
| HTN012-140933454 | 48 | 1028348.7793 | -555871.2673 | 1113.1174 | 40710.7153 | 41823.8327 | 39.104 | 1853.8218 | 1892.9258 | 39930.9069 | -515940.3604 | FALSE | 1121 | 38040 | -38699.9749 | 435.8749 | 16636.4057 | 17072.2806 | 24751.5521 | -13948.4228 | FALSE | Option 1 | 0 | 774
| HTN012-140933685 | 45 | 964076.9806 | -521129.3131 | 361.5534 | 22138.568 | 22500.1213 | 12.7014 | 1008.112 | 1020.8134 | 21479.3079 | -499650.0052 | FALSE | 1098 | 35662.5 | -36281.2265 | 141.5772 | 9046.9105 | 9188.4877 | 13311.6336 | -22969.5929 | FALSE | Option 1 | 0 | 774
| HTN012-140933990 | 34 | 728413.7187 | -393742.1477 | 11.1585 | 481.8126 | 492.9711 | 0.392 | 21.94 | 22.332 | 470.6391 | -393271.5086 | FALSE | 948 | 26945 | -27412.4822 | 4.3695 | 196.8924 | 201.2618 | 291.7093 | -27120.7729 | FALSE | Option 1 | 0 | 774
| HTN012-160319432 | 33 | 706989.7858 | -382161.4963 | 278.0686 | 19421.5063 | 19699.5749 | 9.7686 | 884.3866 | 894.1552 | 18805.4197 | -363356.0766 | FALSE | 898 | 26152.5 | -26606.2327 | 108.8862 | 7936.5852 | 8045.4714 | 11654.1035 | -14952.1292 | FALSE | Option 1 | 0 | 774
| HTN012-160319528 | 34 | 728413.7187 | -393742.1477 | 80.3669 | 4731.7288 | 4812.0957 | 2.8233 | 215.4662 | 218.2895 | 4593.8062 | -389148.3414 | FALSE | 940 | 26945 | -27412.4822 | 31.4701 | 1933.6177 | 1965.0878 | 2847.0079 | -24565.4743 | FALSE | Option 1 | 0 | 774
| HTN012-160338385 | 38 | 814109.4503 | -440064.7533 | 1326.4712 | 30973.8807 | 32300.3518 | 46.5991 | 1410.4408 | 1457.04 | 30843.3119 | -409221.4414 | FALSE | 977 | 30115 | -30637.4801 | 519.42 | 12657.455 | 13176.875 | 19123.4768 | -11514.0033 | FALSE | Option 1 | 0 | 774
| HTN012-160338483 | 103 | 2206665.0889 | -1192807.0944 | 1264.1034 | 60492.0702 | 61756.1736 | 44.4082 | 2754.5946 | 2799.0028 | 58957.1708 | -1133849.9236 | FALSE | 1704 | 81627.5 | -83043.6961 | 494.998 | 24720.0428 | 25215.0408 | 36541.1328 | -46502.5633 | FALSE | Option 1 | 0 | 774
| HTN012-160338601 | 143 | 3063622.4049 | -1656033.1505 | 1218.199 | 79010.7524 | 80228.9514 | 42.7955 | 3597.8698 | 3640.6654 | 76588.2861 | -1579444.8644 | FALSE | 1910 | 113327.5 | -115293.6752 | 477.0228 | 32287.6895 | 32764.7123 | 47464.2391 | -67829.436 | FALSE | Option 1 | 0 | 774
| HTN012-160411348 | 32 | 685565.8529 | -370580.8449 | 117.8833 | 5527.5878 | 5645.4711 | 4.1413 | 251.7068 | 255.848 | 5389.6231 | -365191.2218 | FALSE | 903 | 25360 | -25799.9833 | 46.1608 | 2258.845 | 2305.0057 | 3340.4654 | -22459.5179 | FALSE | Option 1 | 0 | 774
| HTN012-160437866 | 102 | 2185241.156 | -1181226.443 | 109.8806 | 4542.434 | 4652.3146 | 3.8601 | 206.8464 | 210.7065 | 4441.6081 | -1176784.8349 | FALSE | 1733 | 80835 | -82237.4466 | 43.0271 | 1856.2625 | 1899.2896 | 2753.025 | -79484.4217 | FALSE | Option 1 | 0 | 774
| HTN012-162615153 | 1 | 21423.9329 | -11580.6514 | 0.074906 | 1.4269 | 1.5018 | 0.0026315 | 0.064977 | 0.067609 | 1.4342 | -11579.2172 | FALSE | 229 | 792.5 | -806.2495 | 0.029332 | 0.58311 | 0.61244 | 0.88939 | -805.3601 | FALSE | Option 1 | 0 | 774
| HTN012-162615767 | 25 | 535598.3225 | -289516.2851 | 85.3715 | 3127.3104 | 3212.6819 | 2.9991 | 142.4066 | 145.4058 | 3067.2761 | -286449.0089 | FALSE | 756 | 19812.5 | -20156.2369 | 33.4298 | 1277.9732 | 1311.403 | 1901.2789 | -18254.9581 | FALSE | Option 1 | 0 | 774
| HTN012-162670168 | 5 | 107119.6645 | -57903.257 | 0 | 0 | 0 | 0 | 0 | 0 | 0 | -57903.257 | FALSE | 312 | 3962.5 | -4031.2474 | 0 | 0 | 0 | 0 | -4031.2474 | FALSE | Option 1 | 0 | 774
| HTN012-190418858 | 150 | 3213589.9352 | -1737097.7103 | 17020.1464 | 28866.8522 | 45886.9986 | 597.9205 | 1314.4942 | 1912.4147 | 43974.5839 | -1693123.1264 | FALSE | 1935 | 118875 | -120937.4215 | 6664.7547 | 11796.4192 | 18461.1739 | 27425.8247 | -93511.5969 | FALSE | Option 1 | 0 | 774
| HTN013-142439579 | 36 | 771261.5845 | -416903.4505 | 508.6908 | 18436.2247 | 18944.9155 | 17.8704 | 839.5204 | 857.3908 | 18087.5247 | -398815.9258 | FALSE | 958 | 28530 | -29024.9812 | 199.1933 | 7533.9505 | 7733.1438 | 11211.7717 | -17813.2095 | FALSE | Option 1 | 0 | 774
| HTN013-142439718 | 89 | 1906730.0282 | -1030677.9748 | 291.9458 | 13500.003 | 13791.9488 | 10.2561 | 614.7423 | 624.9984 | 13166.9504 | -1017511.0244 | FALSE | 1641 | 70532.5 | -71756.2034 | 114.3202 | 5516.7669 | 5631.0872 | 8160.8617 | -63595.3418 | FALSE | Option 1 | 0 | 774
| HTN013-142440041 | 101 | 2163817.2231 | -1169645.7916 | 1845.6089 | 62553.1219 | 64398.7308 | 64.8365 | 2848.4476 | 2913.2842 | 61485.4467 | -1108160.3449 | FALSE | 1687 | 80042.5 | -81431.1972 | 722.7042 | 25562.2901 | 26284.9943 | 38113.7365 | -43317.4606 | FALSE | Option 1 | 0 | 774
| HTN013-158639235 | 33 | 706989.7858 | -382161.4963 | 439.4712 | 23358.0547 | 23797.5259 | 15.4387 | 1063.6431 | 1079.0818 | 22718.4441 | -359443.0521 | FALSE | 892 | 26152.5 | -26606.2327 | 172.0883 | 9545.253 | 9717.3412 | 14080.1847 | -12526.0481 | FALSE | Option 1 | 0 | 774
| HTN013-158639340 | 82 | 1756762.4979 | -949613.415 | 382.0322 | 18021.1733 | 18403.2055 | 13.4209 | 820.6204 | 834.0413 | 17569.1642 | -932044.2507 | FALSE | 1583 | 64985 | -66112.4571 | 149.5963 | 7364.3401 | 7513.9363 | 10889.2692 | -55223.1879 | FALSE | Option 1 | 0 | 774
| HTN013-159365790 | 40 | 856957.3161 | -463226.0561 | 149.4629 | 5349.0341 | 5498.497 | 5.2507 | 243.5761 | 248.8267 | 5249.6703 | -457976.3858 | FALSE | 1036 | 31700 | -32249.9791 | 58.5267 | 2185.8791 | 2244.4058 | 3254.0912 | -28995.8879 | FALSE | Option 1 | 0 | 774
| HTN013-159366167 | 44 | 942653.0477 | -509548.6617 | 106.7494 | 3981.4854 | 4088.2348 | 3.7501 | 181.3027 | 185.0529 | 3903.1819 | -505645.4798 | FALSE | 1103 | 34870 | -35474.977 | 41.801 | 1627.0313 | 1668.8322 | 2419.4025 | -33055.5744 | FALSE | Option 1 | 0 | 774
| HTN013-159381071 | 33 | 706989.7858 | -382161.4963 | 632.4627 | 16807.3711 | 17439.8338 | 22.2185 | 765.3482 | 787.5667 | 16652.2672 | -365509.2291 | FALSE | 904 | 26152.5 | -26606.2327 | 247.66 | 6868.3206 | 7115.9806 | 10323.8532 | -16282.3795 | FALSE | Option 1 | 0 | 774
| HTN013-159381283 | 33 | 706989.7858 | -382161.4963 | 478.029 | 23096.2105 | 23574.2395 | 16.7932 | 1051.7196 | 1068.5129 | 22505.7266 | -359655.7696 | FALSE | 893 | 26152.5 | -26606.2327 | 187.1868 | 9438.2505 | 9625.4373 | 13948.8022 | -12657.4305 | FALSE | Option 1 | 0 | 774
| HTN013-160286800 | 59 | 1264012.0412 | -683258.4327 | 1778.4697 | 73479.8371 | 75258.3068 | 62.4779 | 3346.0115 | 3408.4895 | 71849.8173 | -611408.6154 | FALSE | 1254 | 46757.5 | -47568.7191 | 696.4138 | 30027.4848 | 30723.8985 | 44534.4082 | -3034.3109 | FALSE | Option 1 | 0 | 774
| HTN013-160451212 | 50 | 1071196.6451 | -579032.5701 | 353.1282 | 13543.6159 | 13896.7441 | 12.4054 | 616.7283 | 629.1338 | 13267.6103 | -565764.9598 | FALSE | 1197 | 39625 | -40312.4738 | 138.2781 | 5534.5893 | 5672.8674 | 8223.8767 | -32088.5971 | FALSE | Option 1 | 0 | 774
| HTN013-160451319 | 28 | 599870.1212 | -324258.2393 | 1.8157 | 51.1745 | 52.9902 | 0.063786 | 2.3303 | 2.3941 | 50.5961 | -324207.6431 | FALSE | 822 | 22190 | -22574.9853 | 0.711 | 20.9124 | 21.6234 | 31.3668 | -22543.6186 | FALSE | Option 1 | 0 | 774
| HTN013-160451462 | 53 | 1135468.4438 | -613774.5243 | 460.8049 | 26223.0949 | 26683.8997 | 16.1881 | 1194.1069 | 1210.295 | 25473.6047 | -588300.9196 | FALSE | 1229 | 42002.5 | -42731.2223 | 180.4421 | 10716.0496 | 10896.4918 | 15787.408 | -26943.8143 | FALSE | Option 1 | 0 | 774
| HTN013-160772532 | 45 | 964076.9806 | -521129.3131 | 335.26 | 12788.806 | 13124.066 | 11.7777 | 582.3569 | 594.1347 | 12529.9313 | -508599.3818 | FALSE | 1107 | 35662.5 | -36281.2265 | 131.2812 | 5226.1367 | 5357.418 | 7766.648 | -28514.5784 | FALSE | Option 1 | 0 | 774
| HTN013-162802647 | 8 | 171391.4632 | -92645.2112 | 8.1249 | 523.4371 | 531.562 | 0.28543 | 23.8355 | 24.1209 | 507.4411 | -92137.7701 | FALSE | 370 | 6340 | -6449.9958 | 3.1816 | 213.9022 | 217.0838 | 314.4782 | -6135.5176 | FALSE | Option 1 | 0 | 774
| HTN013-162821734 | 98 | 2099545.4244 | -1134903.8374 | 3758.0982 | 121061.1613 | 124819.2594 | 132.0226 | 5512.6965 | 5644.7191 | 119174.5403 | -1015729.2971 | FALSE | 1637 | 77665 | -79012.4487 | 1471.5973 | 49471.5601 | 50943.1574 | 73876.102 | -5136.3468 | FALSE | Option 1 | 0 | 774
| HTN013-162978763 | 27 | 578446.1883 | -312677.5879 | 0.9887 | 71.6625 | 72.6512 | 0.034733 | 3.2633 | 3.298 | 69.3532 | -312608.2346 | FALSE | 805 | 21397.5 | -21768.7359 | 0.38716 | 29.2848 | 29.672 | 42.9792 | -21725.7567 | FALSE | Option 1 | 0 | 774
| HTN013-163073376 | 123 | 2635143.7469 | -1424420.1225 | 1512.9128 | 96684.3029 | 98197.2157 | 53.1489 | 4402.6607 | 4455.8096 | 93741.4061 | -1330678.7163 | FALSE | 1814 | 97477.5 | -99168.6856 | 592.4269 | 39509.9737 | 40102.4007 | 58094.8151 | -41073.8706 | FALSE | Option 1 | 0 | 774
| HTN013-163073497 | 31 | 664141.92 | -359000.1935 | 0.31445 | 12.0758 | 12.3902 | 0.011047 | 0.54989 | 0.56094 | 11.8293 | -358988.3642 | FALSE | 888 | 24567.5 | -24993.7338 | 0.12313 | 4.9348 | 5.0579 | 7.3323 | -24986.4014 | FALSE | Option 1 | 0 | 774
| HTN013-163073657 | 44 | 942653.0477 | -509548.6617 | 4.353 | 220.3361 | 224.6891 | 0.15292 | 10.0333 | 10.1862 | 214.5029 | -509334.1588 | FALSE | 1109 | 34870 | -35474.977 | 1.7045 | 90.0402 | 91.7448 | 132.9444 | -35342.0326 | FALSE | Option 1 | 0 | 774
| HTN013-163073840 | 121 | 2592295.8811 | -1401258.8196 | 1582.4703 | 67037.8086 | 68620.2789 | 55.5924 | 3052.6644 | 3108.2568 | 65512.0221 | -1335746.7976 | FALSE | 1817 | 95892.5 | -97556.1867 | 619.6643 | 27394.9543 | 28014.6185 | 40605.6604 | -56950.5263 | FALSE | Option 1 | 0 | 774
| HTN013-163074070 | 7 | 149967.5303 | -81064.5598 | 22.6916 | 511.7184 | 534.41 | 0.79716 | 23.3018 | 24.099 | 510.311 | -80554.2488 | FALSE | 349 | 5547.5 | -5643.7463 | 8.8856 | 209.1134 | 217.999 | 316.411 | -5327.3353 | FALSE | Option 1 | 0 | 774
| HTN013-171202197 | 80 | 1713914.6321 | -926452.1122 | 2224.8646 | 98859.9699 | 101084.8345 | 78.1599 | 4501.7329 | 4579.8928 | 96504.9417 | -829947.1705 | FALSE | 1495 | 63400 | -64499.9581 | 871.2132 | 40399.0586 | 41270.2718 | 59814.5627 | -4685.3955 | FALSE | Option 1 | 0 | 774
| HTN013-192570901 | 73 | 1563947.1018 | -845387.5523 | 1817.6734 | 53429.4049 | 55247.0783 | 63.8552 | 2432.9859 | 2496.841 | 52750.2373 | -792637.3151 | FALSE | 1464 | 57852.5 | -58856.2118 | 711.7652 | 21833.8895 | 22545.6547 | 32701.4237 | -26154.7881 | FALSE | Option 1 | 0 | 774
| HTN032-159373067 | 67 | 1435403.5044 | -775903.6439 | 1704.2355 | 49129.5581 | 50833.7936 | 59.8701 | 2237.1861 | 2297.0561 | 48536.7374 | -727366.9065 | FALSE | 1388 | 53097.5 | -54018.7149 | 667.3451 | 20076.76 | 20744.1051 | 30089.6884 | -23929.0265 | FALSE | Option 1 | 0 | 774
| HTN032-159377664 | 62 | 1328283.8399 | -718000.3869 | 1731.1783 | 62796.6852 | 64527.8635 | 60.8166 | 2859.5386 | 2920.3552 | 61607.5083 | -656392.8787 | FALSE | 1304 | 49135 | -49987.4676 | 677.8954 | 25661.8221 | 26339.7175 | 38188.146 | -11799.3216 | FALSE | Option 1 | 0 | 774
| HTN032-159377774 | 147 | 3149318.1365 | -1702355.7561 | 2026.0388 | 80653.0175 | 82679.0563 | 71.1751 | 3672.6528 | 3743.8279 | 78935.2285 | -1623420.5276 | FALSE | 1921 | 116497.5 | -118518.6731 | 793.357 | 32958.8 | 33752.157 | 48926.8994 | -69591.7737 | FALSE | Option 1 | 0 | 774
| HTN032-159443241 | 55 | 1178316.3096 | -636935.8271 | 88.1231 | 3937.5012 | 4025.6242 | 3.0958 | 179.2999 | 182.3956 | 3843.2286 | -633092.5985 | FALSE | 1280 | 43587.5 | -44343.7212 | 34.5073 | 1609.0571 | 1643.5644 | 2382.0598 | -41961.6614 | FALSE | Option 1 | 0 | 774
| HTN032-160369507 | 56 | 1199740.2425 | -648516.4785 | 629.4319 | 39667.9118 | 40297.3437 | 22.112 | 1806.3362 | 1828.4483 | 38468.8955 | -610047.583 | FALSE | 1251 | 44380 | -45149.9707 | 246.4732 | 16210.2648 | 16456.738 | 23840.6057 | -21309.365 | FALSE | Option 1 | 0 | 774
| HTN032-160369615 | 44 | 942653.0477 | -509548.6617 | 856.5777 | 36750.4206 | 37606.9982 | 30.0917 | 1673.484 | 1703.5757 | 35903.4225 | -473645.2392 | FALSE | 1058 | 34870 | -35474.977 | 335.419 | 15018.034 | 15353.453 | 22253.5452 | -13221.4318 | FALSE | Option 1 | 0 | 774
| HTN032-160369738 | 55 | 1178316.3096 | -636935.8271 | 1590.4121 | 58162.8461 | 59753.2582 | 55.8714 | 2648.53 | 2704.4015 | 57048.8567 | -579886.9704 | FALSE | 1220 | 43587.5 | -44343.7212 | 622.7741 | 23768.207 | 24390.9811 | 35362.2771 | -8981.4441 | FALSE | Option 1 | 0 | 774
| HTN032-162635166 | 14 | 299935.0606 | -162129.1196 | 1.6726 | 68.4861 | 70.1587 | 0.058758 | 3.1186 | 3.1774 | 66.9813 | -162062.1383 | FALSE | 524 | 11095 | -11287.4927 | 0.65495 | 27.9868 | 28.6417 | 41.5169 | -11245.9757 | FALSE | Option 1 | 0 | 774
| HTN032-162645765 | 35 | 749837.6516 | -405322.7991 | 664.4239 | 34012.7453 | 34677.1692 | 23.3413 | 1548.82 | 1572.1613 | 33105.0079 | -372217.7911 | FALSE | 915 | 27737.5 | -28218.7317 | 260.1753 | 13899.2849 | 14159.4603 | 20517.709 | -7701.0227 | FALSE | Option 1 | 0 | 774
| HTN032-162671033 | 16 | 342782.9264 | -185290.4224 | 744.2554 | 9678.77 | 10423.0254 | 26.1458 | 440.7369 | 466.8827 | 9956.1427 | -175334.2798 | FALSE | 549 | 12680 | -12899.9916 | 291.4358 | 3955.2227 | 4246.6585 | 6176.3669 | -6723.6247 | FALSE | Option 1 | 0 | 774
| HTN032-162671207 | 7 | 149967.5303 | -81064.5598 | 21.919 | 747.9571 | 769.876 | 0.77002 | 34.0593 | 34.8293 | 735.0467 | -80329.5131 | FALSE | 348 | 5547.5 | -5643.7463 | 8.583 | 305.6521 | 314.2352 | 455.6409 | -5188.1055 | FALSE | Option 1 | 0 | 774
| HTN032-162798482 | 70 | 1499675.3031 | -810645.5981 | 2077.5969 | 66461.6278 | 68539.2247 | 72.9863 | 3026.4271 | 3099.4135 | 65439.8112 | -745205.7869 | FALSE | 1410 | 55475 | -56437.4634 | 813.5461 | 27159.4984 | 27973.0445 | 40566.1802 | -15871.2832 | FALSE | Option 1 | 0 | 774
| HTN033-107035043 | 79 | 1692490.6992 | -914871.4608 | 1186.8381 | 51386.52 | 52573.3582 | 41.6938 | 2339.9601 | 2381.6539 | 50191.7042 | -864679.7565 | FALSE | 1527 | 62607.5 | -63693.7087 | 464.7425 | 20999.066 | 21463.8085 | 31109.5497 | -32584.159 | FALSE | Option 1 | 0 | 774
| HTN033-142434533 | 74 | 1585371.0347 | -856968.2038 | 1748.6747 | 66029.6238 | 67778.2984 | 61.4312 | 3006.7552 | 3068.1864 | 64710.112 | -792258.0918 | FALSE | 1463 | 58645 | -59662.4613 | 684.7466 | 26982.9602 | 27667.7068 | 40110.5916 | -19551.8697 | FALSE | Option 1 | 0 | 774
| HTN033-159363700 | 66 | 1413979.5715 | -764322.9925 | 619.3213 | 14752.6205 | 15371.9418 | 21.7569 | 671.7821 | 693.5389 | 14678.4029 | -749644.5896 | FALSE | 1415 | 52305 | -53212.4655 | 242.5141 | 6028.6482 | 6271.1623 | 9100.7796 | -44111.6859 | FALSE | Option 1 | 0 | 774
| HTN033-159373503 | 41 | 878381.249 | -474806.7075 | 1315.7293 | 42013.6055 | 43329.3347 | 46.2218 | 1913.1508 | 1959.3726 | 41369.9622 | -433436.7453 | FALSE | 1009 | 32492.5 | -33056.2285 | 515.2137 | 17168.8309 | 17684.0446 | 25645.2901 | -7410.9384 | FALSE | Option 1 | 0 | 774
| HTN033-159944283 | 83 | 1778186.4308 | -961194.0664 | 2139.2905 | 77279.5793 | 79418.8698 | 75.1536 | 3519.0384 | 3594.192 | 75824.6779 | -885369.3885 | FALSE | 1550 | 65777.5 | -66918.7066 | 837.7041 | 31580.2468 | 32417.9509 | 47000.9189 | -19917.7877 | FALSE | Option 1 | 0 | 774
| HTN033-159944367 | 45 | 964076.9806 | -521129.3131 | 780.0972 | 25973.3156 | 26753.4128 | 27.4049 | 1182.7328 | 1210.1377 | 25543.2751 | -495586.038 | FALSE | 1091 | 35662.5 | -36281.2265 | 305.4707 | 10613.9775 | 10919.4483 | 15833.9646 | -20447.2619 | FALSE | Option 1 | 0 | 774
| HTN033-159944491 | 73 | 1563947.1018 | -845387.5523 | 1352.3225 | 45650.5004 | 47002.8228 | 47.5073 | 2078.7621 | 2126.2694 | 44876.5534 | -800510.999 | FALSE | 1471 | 57852.5 | -58856.2118 | 529.5429 | 18655.0455 | 19184.5884 | 27818.2344 | -31037.9774 | FALSE | Option 1 | 0 | 774
| HTN033-159944618 | 41 | 878381.249 | -474806.7075 | 808.2082 | 28843.6216 | 29651.8298 | 28.3925 | 1313.4364 | 1341.8289 | 28310.0009 | -446496.7065 | FALSE | 1027 | 32492.5 | -33056.2285 | 316.4785 | 11786.9261 | 12103.4045 | 17548.4253 | -15507.8033 | FALSE | Option 1 | 0 | 774
| HTN033-162626258 | 8 | 171391.4632 | -92645.2112 | 108.6976 | 4289.2739 | 4397.9714 | 3.8186 | 195.3183 | 199.1369 | 4198.8345 | -88446.3767 | FALSE | 366 | 6340 | -6449.9958 | 42.5638 | 1752.8088 | 1795.3726 | 2602.5988 | -3847.397 | FALSE | Option 1 | 0 | 774
| HTN033-162670429 | 8 | 171391.4632 | -92645.2112 | 0.19452 | 23.0273 | 23.2218 | 0.0068334 | 1.0486 | 1.0554 | 22.1664 | -92623.0448 | FALSE | 374 | 6340 | -6449.9958 | 0.076169 | 9.4101 | 9.4863 | 13.7356 | -6436.2602 | FALSE | Option 1 | 0 | 774
| HTN033-162670652 | 9 | 192815.3961 | -104225.8626 | 2.197 | 73.1463 | 75.3433 | 0.077182 | 3.3308 | 3.408 | 71.9353 | -104153.9273 | FALSE | 387 | 7132.5 | -7256.2453 | 0.86031 | 29.8912 | 30.7515 | 44.5918 | -7211.6535 | FALSE | Option 1 | 0 | 774
| HTN034-100723274 | 215 | 4606145.5738 | -2489840.0514 | 4971.8714 | 232751.9059 | 237723.7773 | 174.6626 | 10598.6975 | 10773.3601 | 226950.4172 | -2262889.6342 | FALSE | 2044 | 170387.5 | -173343.6375 | 1946.8871 | 95113.9059 | 97060.793 | 140662.9843 | -32680.6532 | FALSE | Option 1 | 0 | 774
| HTN034-142233590 | 62 | 1328283.8399 | -718000.3869 | 1286.2016 | 54973.8384 | 56260.04 | 45.1845 | 2503.3139 | 2548.4984 | 53711.5416 | -664288.8453 | FALSE | 1318 | 49135 | -49987.4676 | 503.6513 | 22465.0212 | 22968.6724 | 33291.3676 | -16696.1 | FALSE | Option 1 | 0 | 774
| HTN034-142234012 | 69 | 1478251.3702 | -799064.9467 | 2079.1222 | 67675.9593 | 69755.0815 | 73.0399 | 3081.7235 | 3154.7634 | 66600.3181 | -732464.6287 | FALSE | 1397 | 54682.5 | -55631.2139 | 814.1434 | 27655.7341 | 28469.8775 | 41285.204 | -14346.0099 | FALSE | Option 1 | 0 | 774
| HTN034-157456094 | 45 | 964076.9806 | -521129.3131 | 98.5072 | 3178.6182 | 3277.1255 | 3.4606 | 144.743 | 148.2036 | 3128.9219 | -518000.3912 | FALSE | 1124 | 35662.5 | -36281.2265 | 38.5735 | 1298.9401 | 1337.5136 | 1939.6118 | -34341.6146 | FALSE | Option 1 | 0 | 774
| HTN034-157599634 | 77 | 1649642.8334 | -891710.158 | 930.538 | 45874.0019 | 46804.5398 | 32.6899 | 2088.9396 | 2121.6295 | 44682.9103 | -847027.2476 | FALSE | 1514 | 61022.5 | -62081.2097 | 364.3804 | 18746.3792 | 19110.7596 | 27693.7802 | -34387.4295 | FALSE | Option 1 | 0 | 774
| HTN034-157998388 | 52 | 1114044.5109 | -602193.8729 | 633.2317 | 31066.3877 | 31699.6194 | 22.2455 | 1414.6533 | 1436.8988 | 30262.7206 | -571931.1524 | FALSE | 1207 | 41210 | -41924.9728 | 247.9611 | 12695.2579 | 12943.219 | 18756.4004 | -23168.5724 | FALSE | Option 1 | 0 | 774
| HTN034-157998738 | 28 | 599870.1212 | -324258.2393 | 172.2229 | 7857.7348 | 8029.9577 | 6.0502 | 357.8134 | 363.8636 | 7666.0941 | -316592.1452 | FALSE | 812 | 22190 | -22574.9853 | 67.4391 | 3211.0579 | 3278.497 | 4751.4607 | -17823.5247 | FALSE | Option 1 | 0 | 774
| HTN034-157999069 | 47 | 1006924.8464 | -544290.6159 | 890.0682 | 31245.9306 | 32135.9989 | 31.2682 | 1422.829 | 1454.0973 | 30681.9016 | -513608.7143 | FALSE | 1116 | 37247.5 | -37893.7254 | 348.5332 | 12768.628 | 13117.1612 | 19018.8376 | -18874.8878 | FALSE | Option 1 | 0 | 774
| HTN034-158085792 | 33 | 706989.7858 | -382161.4963 | 337.2745 | 10499.8427 | 10837.1172 | 11.8485 | 478.1257 | 489.9742 | 10347.1431 | -371814.3532 | FALSE | 913 | 26152.5 | -26606.2327 | 132.0701 | 4290.7535 | 4422.8236 | 6414.2937 | -20191.9391 | FALSE | Option 1 | 0 | 774
| HTN034-158085879 | 131 | 2806535.2101 | -1517065.3337 | 3323.6572 | 147260.4978 | 150584.1551 | 116.7606 | 6705.7215 | 6822.4822 | 143761.6729 | -1373303.6608 | FALSE | 1832 | 103817.5 | -105618.6815 | 1301.4788 | 60177.9009 | 61479.3798 | 89104.7753 | -16513.9061 | FALSE | Option 1 | 0 | 774
| HTN034-158086014 | 12 | 257087.1948 | -138967.8168 | 0.46512 | 7.696 | 8.1611 | 0.01634 | 0.35045 | 0.36679 | 7.7943 | -138960.0225 | FALSE | 477 | 9510 | -9674.9937 | 0.18213 | 3.145 | 3.3271 | 4.834 | -9670.1597 | FALSE | Option 1 | 0 | 774
| HTN034-158103724 | 59 | 1264012.0412 | -683258.4327 | 1009.2857 | 76244.4142 | 77253.6999 | 35.4564 | 3471.9006 | 3507.357 | 73746.3429 | -609512.0898 | FALSE | 1250 | 46757.5 | -47568.7191 | 395.2164 | 31157.2273 | 31552.4437 | 45701.2561 | -1867.463 | FALSE | Option 1 | 0 | 774
| HTN034-158130464 | 58 | 1242588.1083 | -671677.7813 | 620.5888 | 23896.8679 | 24517.4567 | 21.8014 | 1088.1787 | 1109.9801 | 23407.4766 | -648270.3047 | FALSE | 1292 | 45965 | -46762.4697 | 243.0104 | 9765.4386 | 10008.449 | 14509.0077 | -32253.4619 | FALSE | Option 1 | 0 | 774
| HTN034-158139663 | 48 | 1028348.7793 | -555871.2673 | 148.7783 | 5566.0229 | 5714.8013 | 5.2266 | 253.457 | 258.6836 | 5456.1177 | -550415.1496 | FALSE | 1177 | 38040 | -38699.9749 | 58.2587 | 2274.5514 | 2332.8101 | 3381.9912 | -35317.9837 | FALSE | Option 1 | 0 | 774
| HTN034-158495102 | 15 | 321358.9935 | -173709.771 | 130.071 | 3497.3182 | 3627.3892 | 4.5694 | 159.2555 | 163.8249 | 3463.5643 | -170246.2067 | FALSE | 533 | 11887.5 | -12093.7422 | 50.9332 | 1429.1767 | 1480.1099 | 2147.2793 | -9946.4629 | FALSE | Option 1 | 0 | 774
| HTN034-158495212 | 55 | 1178316.3096 | -636935.8271 | 178.8607 | 6297.3303 | 6476.191 | 6.2834 | 286.7581 | 293.0415 | 6183.1494 | -630752.6777 | FALSE | 1277 | 43587.5 | -44343.7212 | 70.0383 | 2573.3997 | 2643.438 | 3832.753 | -40510.9683 | FALSE | Option 1 | 0 | 774
| HTN034-158638369 | 49 | 1049772.7122 | -567451.9187 | 481.8052 | 17631.9731 | 18113.7782 | 16.9259 | 802.8976 | 819.8235 | 17293.9547 | -550157.964 | FALSE | 1176 | 38832.5 | -39506.2244 | 188.6654 | 7205.2936 | 7393.9591 | 10719.8192 | -28786.4052 | FALSE | Option 1 | 0 | 774
| HTN034-158638445 | 45 | 964076.9806 | -521129.3131 | 305.1481 | 12951.9209 | 13257.069 | 10.7199 | 589.7846 | 600.5045 | 12656.5645 | -508472.7486 | FALSE | 1106 | 35662.5 | -36281.2265 | 119.49 | 5292.7936 | 5412.2835 | 7844.7855 | -28436.441 | FALSE | Option 1 | 0 | 774
| HTN034-158638542 | 62 | 1328283.8399 | -718000.3869 | 912.1386 | 32696.2797 | 33608.4183 | 32.0436 | 1488.8728 | 1520.9164 | 32087.502 | -685912.8849 | FALSE | 1347 | 49135 | -49987.4676 | 357.1755 | 13361.3122 | 13718.4877 | 19889.9306 | -30097.5369 | FALSE | Option 1 | 0 | 774
| HTN034-158638725 | 33 | 706989.7858 | -382161.4963 | 395.9659 | 18017.5114 | 18413.4773 | 13.9103 | 820.4537 | 834.364 | 17579.1133 | -364582.383 | FALSE | 902 | 26152.5 | -26606.2327 | 155.0525 | 7362.8436 | 7517.8961 | 10895.5812 | -15710.6515 | FALSE | Option 1 | 0 | 774
| HTN034-158639522 | 29 | 621294.0541 | -335838.8907 | 0.90611 | 42.8243 | 43.7304 | 0.031832 | 1.9501 | 1.9819 | 41.7485 | -335797.1422 | FALSE | 849 | 22982.5 | -23381.2348 | 0.35482 | 17.5001 | 17.8549 | 25.8755 | -23355.3594 | FALSE | Option 1 | 0 | 774
| HTN034-158639644 | 47 | 1006924.8464 | -544290.6159 | 531.3779 | 23560.9261 | 24092.304 | 18.6674 | 1072.8811 | 1091.5485 | 23000.7555 | -521289.8604 | FALSE | 1137 | 37247.5 | -37893.7254 | 208.0771 | 9628.1562 | 9836.2333 | 14256.0706 | -23637.6548 | FALSE | Option 1 | 0 | 774
| HTN034-158639828 | 32 | 685565.8529 | -370580.8449 | 260.7696 | 13597.5446 | 13858.3142 | 9.1609 | 619.184 | 628.3449 | 13229.9693 | -357350.8756 | FALSE | 883 | 25360 | -25799.9833 | 102.1123 | 5556.6272 | 5658.7395 | 8199.5747 | -17600.4085 | FALSE | Option 1 | 0 | 774
| HTN034-158639936 | 32 | 685565.8529 | -370580.8449 | 66.7033 | 38257.3674 | 38324.0708 | 2.3433 | 1742.105 | 1744.4483 | 36579.6224 | -334001.2224 | FALSE | 844 | 25360 | -25799.9833 | 26.1197 | 15633.8468 | 15659.9665 | 22664.1042 | -3135.879 | FALSE | Option 1 | 0 | 774
| HTN034-158640079 | 42 | 899805.1819 | -486387.3589 | 3.679 | 153.8878 | 157.5668 | 0.12924 | 7.0075 | 7.1367 | 150.43 | -486236.9289 | FALSE | 1080 | 33285 | -33862.478 | 1.4406 | 62.8861 | 64.3267 | 93.24 | -33769.238 | FALSE | Option 1 | 0 | 774
| HTN034-158770728 | 153 | 3277861.7339 | -1771839.6645 | 538.9359 | 38901.3763 | 39440.3122 | 18.9329 | 1771.4309 | 1790.3638 | 37649.9484 | -1734189.7161 | FALSE | 1943 | 121252.5 | -123356.1699 | 211.0367 | 15897.0206 | 16108.0573 | 23332.2549 | -100023.9151 | FALSE | Option 1 | 0 | 774
| HTN034-160807148 | 47 | 1006924.8464 | -544290.6159 | 705.5117 | 25838.6317 | 26544.1434 | 24.7847 | 1176.5998 | 1201.3845 | 25342.7589 | -518947.857 | FALSE | 1127 | 37247.5 | -37893.7254 | 276.2645 | 10558.939 | 10835.2036 | 15708.9399 | -22184.7855 | FALSE | Option 1 | 0 | 774
| HTN034-162616477 | 11 | 235663.2619 | -127387.1654 | 50.5241 | 1423.1977 | 1473.7218 | 1.7749 | 64.8074 | 66.5823 | 1407.1395 | -125980.026 | FALSE | 444 | 8717.5 | -8868.7442 | 19.7842 | 581.5888 | 601.373 | 872.3488 | -7996.3955 | FALSE | Option 1 | 0 | 774
| HTN034-162616681 | 12 | 257087.1948 | -138967.8168 | 27.4757 | 1477.614 | 1505.0897 | 0.96523 | 67.2853 | 68.2505 | 1436.8392 | -137530.9776 | FALSE | 465 | 9510 | -9674.9937 | 10.759 | 603.826 | 614.5849 | 890.5048 | -8784.4889 | FALSE | Option 1 | 0 | 774
| HTN034-162616888 | 19 | 407054.7251 | -220032.3766 | 43.0428 | 4886.9565 | 4929.9993 | 1.5121 | 222.5347 | 224.0468 | 4705.9526 | -215326.4241 | FALSE | 619 | 15057.5 | -15318.7401 | 16.8547 | 1997.0514 | 2013.9061 | 2916.0932 | -12402.6468 | FALSE | Option 1 | 0 | 774
| HTN034-162626507 | 21 | 449902.5909 | -243193.6794 | 107.9969 | 6772.9253 | 6880.9221 | 3.7939 | 308.415 | 312.209 | 6568.7131 | -236624.9663 | FALSE | 668 | 16642.5 | -16931.239 | 42.2894 | 2767.7512 | 2810.0407 | 4070.8814 | -12860.3576 | FALSE | Option 1 | 0 | 774
| HTN034-162646056 | 72 | 1542523.1689 | -833806.9009 | 352.4311 | 41351.6555 | 41704.0866 | 12.381 | 1883.0079 | 1895.3889 | 39808.6977 | -793998.2033 | FALSE | 1465 | 57060 | -58049.9623 | 138.0051 | 16898.3255 | 17036.3306 | 24667.756 | -33382.2063 | FALSE | Option 1 | 0 | 774
| HTN034-162671356 | 31 | 664141.92 | -359000.1935 | 162.517 | 18054.8384 | 18217.3555 | 5.7092 | 822.1534 | 827.8626 | 17389.4928 | -341610.7007 | FALSE | 859 | 24567.5 | -24993.7338 | 63.6385 | 7378.0973 | 7441.7358 | 10775.6197 | -14218.1141 | FALSE | Option 1 | 0 | 774
| HTN034-162794244 | 37 | 792685.5174 | -428484.1019 | 6.3588 | 191.7253 | 198.084 | 0.22338 | 8.7305 | 8.9539 | 189.1302 | -428294.9717 | FALSE | 998 | 29322.5 | -29831.2306 | 2.49 | 78.3484 | 80.8384 | 117.2457 | -29713.985 | FALSE | Option 1 | 0 | 774
| HTN034-162794768 | 10 | 214239.329 | -115806.514 | 153.1858 | 4576.7417 | 4729.9276 | 5.3814 | 208.4086 | 213.7901 | 4516.1375 | -111290.3765 | FALSE | 406 | 7925 | -8062.4948 | 59.9846 | 1870.2824 | 1930.2669 | 2799.6606 | -5262.8341 | FALSE | Option 1 | 0 | 774
| HTN034-167870005 | 48 | 1028348.7793 | -555871.2673 | 665.3091 | 27260.2416 | 27925.5507 | 23.3724 | 1241.3349 | 1264.7073 | 26660.8435 | -529210.4238 | FALSE | 1147 | 38040 | -38699.9749 | 260.522 | 11139.8789 | 11400.4009 | 16525.1498 | -22174.8251 | FALSE | Option 1 | 0 | 774
| HTN034-172348553 | 19 | 407054.7251 | -220032.3766 | 2.1077 | 102.5573 | 104.665 | 0.074045 | 4.6701 | 4.7441 | 99.9209 | -219932.4557 | FALSE | 634 | 15057.5 | -15318.7401 | 0.82535 | 41.91 | 42.7353 | 61.9297 | -15256.8103 | FALSE | Option 1 | 0 | 774
| HYT011-157370486 | 75 | 1606794.9676 | -868548.8552 | 1169.7654 | 7927.6713 | 9097.4368 | 41.094 | 360.9981 | 402.0921 | 8695.3446 | -859853.5105 | FALSE | 1523 | 59437.5 | -60468.7108 | 458.0571 | 3239.6374 | 3697.6946 | 5399.7422 | -55068.9686 | FALSE | Option 1 | 0 | 774
| HYT011-157370579 | 42 | 899805.1819 | -486387.3589 | 1748.6888 | 14376.4526 | 16125.1414 | 61.4317 | 654.6527 | 716.0845 | 15409.0569 | -470978.302 | FALSE | 1052 | 33285 | -33862.478 | 684.7521 | 5874.9274 | 6559.6796 | 9565.4618 | -24297.0162 | FALSE | Option 1 | 0 | 774
| HYT011-162212996 | 11 | 235663.2619 | -127387.1654 | 308.7292 | 1139.6773 | 1448.4065 | 10.8457 | 51.8969 | 62.7426 | 1385.6639 | -126001.5015 | FALSE | 445 | 8717.5 | -8868.7442 | 120.8923 | 465.7284 | 586.6206 | 861.7859 | -8006.9584 | FALSE | Option 1 | 0 | 774
| HYT011-162213233 | 12 | 257087.1948 | -138967.8168 | 0 | 0 | 0 | 0 | 0 | 0 | 0 | -138967.8168 | FALSE | 480 | 9510 | -9674.9937 | 0 | 0 | 0 | 0 | -9674.9937 | FALSE | Option 1 | 0 | 774
| HYT011-82429866 | 36 | 771261.5845 | -416903.4505 | 2003.0878 | 12092.3484 | 14095.4362 | 70.3688 | 550.6427 | 621.0115 | 13474.4247 | -403429.0258 | FALSE | 964 | 28530 | -29024.9812 | 784.3698 | 4941.5298 | 5725.8996 | 8369.5366 | -20655.4446 | FALSE | Option 1 | 0 | 774
| KGT003-155046371 | 6 | 128543.5974 | -69483.9084 | 4.6539 | 123.052 | 127.706 | 0.16349 | 4.3228 | 4.4863 | 123.2196 | -69360.6888 | FALSE | 324 | 4755 | -4837.4969 | 1.8224 | 48.1848 | 50.0071 | 77.6988 | -4759.798 | FALSE | Option 1 | 0 | 774
| KGT003-155131479 | 65 | 1392555.6386 | -752742.3411 | 279.9953 | 17822.3773 | 18102.3726 | 9.8363 | 626.103 | 635.9393 | 17466.4333 | -735275.9078 | FALSE | 1401 | 51512.5 | -52406.216 | 109.6407 | 6978.8925 | 7088.5332 | 11013.8394 | -41392.3766 | FALSE | Option 1 | 0 | 774
| KGT003-155165277 | 7 | 149967.5303 | -81064.5598 | 258.8234 | 5322.631 | 5581.4544 | 9.0925 | 186.9849 | 196.0774 | 5385.377 | -75679.1828 | FALSE | 340 | 5547.5 | -5643.7463 | 101.3502 | 2084.2376 | 2185.5878 | 3395.8666 | -2247.8797 | FALSE | Option 1 | 0 | 774
| KGT003-155166011 | 29 | 621294.0541 | -335838.8907 | 230.1191 | 14704.2408 | 14934.3599 | 8.0841 | 516.5624 | 524.6465 | 14409.7135 | -321429.1772 | FALSE | 817 | 22982.5 | -23381.2348 | 90.1101 | 5757.8916 | 5848.0017 | 9086.3582 | -14294.8766 | FALSE | Option 1 | 0 | 774
| KGT003-155178122 | 10 | 214239.329 | -115806.514 | 9.2381 | 271.3965 | 280.6346 | 0.32454 | 9.5342 | 9.8587 | 270.7759 | -115535.7381 | FALSE | 415 | 7925 | -8062.4948 | 3.6175 | 106.2735 | 109.891 | 170.7436 | -7891.7511 | FALSE | Option 1 | 0 | 774
| KGT003-155178538 | 18 | 385630.7922 | -208451.7252 | 6.8282 | 309.492 | 316.3202 | 0.23987 | 10.8725 | 11.1124 | 305.2078 | -208146.5174 | FALSE | 601 | 14265 | -14512.4906 | 2.6738 | 121.191 | 123.8648 | 192.4554 | -14320.0352 | FALSE | Option 1 | 0 | 774
| KGT004-154877585 | 79 | 1692490.6992 | -914871.4608 | 11.8512 | 711.9956 | 723.8468 | 0.41633 | 25.0125 | 25.4289 | 698.4179 | -914173.0428 | FALSE | 1573 | 62607.5 | -63693.7087 | 4.6407 | 278.8035 | 283.4442 | 440.4026 | -63253.306 | FALSE | Option 1 | 0 | 774
| KGT004-154878038 | 59 | 1264012.0412 | -683258.4327 | 990.952 | 66691.336 | 67682.288 | 34.8123 | 2342.8774 | 2377.6897 | 65304.5983 | -617953.8344 | FALSE | 1263 | 46757.5 | -47568.7191 | 388.0373 | 26115.0159 | 26503.0532 | 41179.2348 | -6389.4844 | FALSE | Option 1 | 0 | 774
| KGT004-154878281 | 62 | 1328283.8399 | -718000.3869 | 1563.6911 | 73724.007 | 75287.698 | 54.9327 | 2589.9363 | 2644.869 | 72642.8291 | -645357.5579 | FALSE | 1289 | 49135 | -49987.4676 | 612.3107 | 28868.8716 | 29481.1823 | 45806.5158 | -4180.9518 | FALSE | Option 1 | 0 | 774
| KGT004-154971301 | 24 | 514174.3896 | -277935.6336 | 32.5511 | 1247.5989 | 1280.1501 | 1.1435 | 43.8284 | 44.9719 | 1235.1782 | -276700.4555 | FALSE | 741 | 19020 | -19349.9874 | 12.7464 | 488.5352 | 501.2816 | 778.8685 | -18571.119 | FALSE | Option 1 | 0 | 774
| KGT004-154971445 | 7 | 149967.5303 | -81064.5598 | 1.2356 | 138.1353 | 139.371 | 0.043408 | 4.8527 | 4.8961 | 134.4748 | -80930.085 | FALSE | 352 | 5547.5 | -5643.7463 | 0.48385 | 54.0911 | 54.5749 | 84.796 | -5558.9503 | FALSE | Option 1 | 0 | 774
| KGT004-154971580 | 48 | 1028348.7793 | -555871.2673 | 203.4759 | 11996.9725 | 12200.4483 | 7.1481 | 421.4556 | 428.6037 | 11771.8446 | -544099.4227 | FALSE | 1170 | 38040 | -38699.9749 | 79.6771 | 4697.7785 | 4777.4557 | 7422.9926 | -31276.9823 | FALSE | Option 1 | 0 | 774
| KGT004-154971674 | 41 | 878381.249 | -474806.7075 | 50.4834 | 1502.5651 | 1553.0485 | 1.7735 | 52.7854 | 54.5588 | 1498.4897 | -473308.2178 | FALSE | 1057 | 32492.5 | -33056.2285 | 19.7683 | 588.375 | 608.1433 | 944.9053 | -32111.3233 | FALSE | Option 1 | 0 | 774
| KGT004-160450903 | 56 | 1199740.2425 | -648516.4785 | 1077.1214 | 48158.6596 | 49235.7811 | 37.8394 | 1691.8215 | 1729.6609 | 47506.1201 | -601010.3584 | FALSE | 1241 | 44380 | -45149.9707 | 421.7796 | 18857.9842 | 19279.7638 | 29956.0172 | -15193.9535 | FALSE | Option 1 | 0 | 774
| KRT012-118960990 | 65 | 1392555.6386 | -752742.3411 | 588.6065 | 18480.1744 | 19068.7809 | 20.6778 | 841.5217 | 862.1995 | 18206.5814 | -734535.7598 | FALSE | 1399 | 51512.5 | -52406.216 | 230.4867 | 7551.9105 | 7782.3973 | 11286.3836 | -41119.8323 | FALSE | Option 1 | 0 | 774
| KRT012-141850121 | 65 | 1392555.6386 | -752742.3411 | 871.6367 | 30775.712 | 31647.3486 | 30.6207 | 1401.4169 | 1432.0377 | 30215.311 | -722527.0302 | FALSE | 1386 | 51512.5 | -52406.216 | 341.3158 | 12576.4735 | 12917.7893 | 18729.5594 | -33676.6566 | FALSE | Option 1 | 0 | 774
| KRT012-141850552 | 104 | 2228089.0218 | -1204387.7458 | 1495.7348 | 65419.3747 | 66915.1095 | 52.5454 | 2978.9666 | 3031.512 | 63883.5975 | -1140504.1484 | FALSE | 1712 | 82420 | -83849.9456 | 585.7004 | 26733.5824 | 27319.2827 | 39595.8268 | -44254.1188 | FALSE | Option 1 | 0 | 774
| KRT012-141850665 | 74 | 1585371.0347 | -856968.2038 | 1044.7841 | 31468.0351 | 32512.8192 | 36.7034 | 1432.9429 | 1469.6463 | 31043.1729 | -825925.0309 | FALSE | 1490 | 58645 | -59662.4613 | 409.1169 | 12859.3909 | 13268.5078 | 19244.3114 | -40418.1498 | FALSE | Option 1 | 0 | 774
| KRT012-15397067 | 252 | 5398831.0912 | -2918324.1533 | 50248.7962 | 188356.0975 | 238604.8937 | 1765.2483 | 8577.0696 | 10342.3179 | 228262.5758 | -2690061.5775 | FALSE | 2099 | 199710 | -203174.8681 | 19676.4406 | 76971.5894 | 96648.03 | 141956.8637 | -61218.0045 | FALSE | Option 1 | 0 | 774
| KRT012-160501273 | 35 | 749837.6516 | -405322.7991 | 250.3793 | 4571.8976 | 4822.2769 | 8.7959 | 208.188 | 216.9839 | 4605.293 | -400717.5061 | FALSE | 961 | 27737.5 | -28218.7317 | 98.0436 | 1868.3028 | 1966.3464 | 2855.9305 | -25362.8012 | FALSE | Option 1 | 0 | 774
| KRT012-163206103 | 15 | 321358.9935 | -173709.771 | 3.9354 | 64.208 | 68.1434 | 0.13825 | 2.9238 | 3.0621 | 65.0813 | -173644.6897 | FALSE | 538 | 11887.5 | -12093.7422 | 1.541 | 26.2386 | 27.7796 | 40.3638 | -12053.3783 | FALSE | Option 1 | 0 | 774
| KRT012-163310215 | 21 | 449902.5909 | -243193.6794 | 63.5455 | 1739.9591 | 1803.5046 | 2.2324 | 79.2316 | 81.4639 | 1722.0406 | -241471.6388 | FALSE | 670 | 16642.5 | -16931.239 | 24.8832 | 711.0331 | 735.9162 | 1067.5883 | -15863.6507 | FALSE | Option 1 | 0 | 774
| KRT012-163310404 | 21 | 449902.5909 | -243193.6794 | 9.2587 | 281.7061 | 290.9648 | 0.32526 | 12.8279 | 13.1532 | 277.8117 | -242915.8678 | FALSE | 676 | 16642.5 | -16931.239 | 3.6255 | 115.119 | 118.7445 | 172.2203 | -16759.0187 | FALSE | Option 1 | 0 | 774
| KRT012-163313957 | 10 | 214239.329 | -115806.514 | 2.7399 | 51.063 | 53.8029 | 0.096253 | 2.3252 | 2.4215 | 51.3814 | -115755.1326 | FALSE | 419 | 7925 | -8062.4948 | 1.0729 | 20.8669 | 21.9398 | 31.8632 | -8030.6316 | FALSE | Option 1 | 0 | 774
| KRT012-24598034 | 448 | 9597921.9399 | -5188131.8281 | 21355.6728 | 249458.5028 | 270814.1756 | 750.2282 | 11359.4567 | 12109.685 | 258704.4906 | -4929427.3375 | FALSE | 2211 | 355040 | -361199.7656 | 8362.4616 | 101941.0452 | 110303.5068 | 160510.6688 | -200689.0968 | FALSE | Option 1 | 0 | 774
| KRT013-146237675 | 13 | 278511.1277 | -150548.4682 | 293.2576 | 5414.4425 | 5707.7001 | 10.3022 | 246.5545 | 256.8567 | 5450.8433 | -145097.6249 | FALSE | 485 | 10302.5 | -10481.2432 | 114.8339 | 2212.6082 | 2327.4421 | 3380.258 | -7100.9852 | FALSE | Option 1 | 0 | 774
| KRT013-15397117 | 372 | 7969703.0394 | -4308002.3216 | 123311.2923 | 249327.8942 | 372639.1865 | 4331.9456 | 11353.5093 | 15685.4549 | 356953.7316 | -3951048.5899 | FALSE | 2190 | 294810 | -299924.8053 | 48286.2776 | 101887.6721 | 150173.9497 | 222465.2368 | -77459.5685 | FALSE | Option 1 | 0 | 774
| KRT013-15397128 | 0 | 0 | 0 | 0 | 0 | 0 | 0 | 0 | 0 | 0 | 0 | FALSE | 129 | 0 | 0 | 0 | 0 | 0 | 0 | 0 | FALSE | Option 1 | 0 | 774
| KRT013-157932507 | 57 | 1221164.1754 | -660097.1299 | 223.9956 | 7095.0205 | 7319.0161 | 7.869 | 323.0821 | 330.9511 | 6988.065 | -653109.065 | FALSE | 1299 | 45172.5 | -45956.2202 | 87.7123 | 2899.3752 | 2987.0875 | 4331.9286 | -41624.2916 | FALSE | Option 1 | 0 | 774
| KRT013-159317752 | 41 | 878381.249 | -474806.7075 | 180.1329 | 2359.7707 | 2539.9036 | 6.3281 | 107.4556 | 113.7837 | 2426.1199 | -472380.5876 | FALSE | 1055 | 32492.5 | -33056.2285 | 70.5365 | 964.3187 | 1034.8552 | 1505.0484 | -31551.1801 | FALSE | Option 1 | 0 | 774
| KRT013-159427901 | 69 | 1478251.3702 | -799064.9467 | 242.1505 | 7629.0896 | 7871.2401 | 8.5068 | 347.4017 | 355.9085 | 7515.3316 | -791549.6152 | FALSE | 1461 | 54682.5 | -55631.2139 | 94.8214 | 3117.6222 | 3212.4436 | 4658.7965 | -50972.4174 | FALSE | Option 1 | 0 | 774
| KRT013-161097284 | 90 | 1928153.9611 | -1042258.6262 | 1565.8135 | 43915.1243 | 45480.9377 | 55.0073 | 1999.7392 | 2054.7465 | 43426.1912 | -998832.435 | FALSE | 1629 | 71325 | -72562.4529 | 613.1418 | 17945.8853 | 18559.027 | 26921.9107 | -45640.5422 | FALSE | Option 1 | 0 | 774
| KRT013-161918444 | 33 | 706989.7858 | -382161.4963 | 75.755 | 2903.9864 | 2979.7414 | 2.6613 | 132.2373 | 134.8985 | 2844.8429 | -379316.6534 | FALSE | 924 | 26152.5 | -26606.2327 | 29.6642 | 1186.7121 | 1216.3762 | 1763.3652 | -24842.8675 | FALSE | Option 1 | 0 | 774
| KRT013-163312849 | 20 | 428478.658 | -231613.028 | 39.5643 | 1123.3668 | 1162.9311 | 1.3899 | 51.1541 | 52.544 | 1110.387 | -230502.641 | FALSE | 657 | 15850 | -16124.9895 | 15.4926 | 459.0631 | 474.5557 | 688.3754 | -15436.6141 | FALSE | Option 1 | 0 | 774
| KRT013-163376810 | 76 | 1628218.9005 | -880129.5066 | 303.5452 | 6550.3929 | 6853.938 | 10.6636 | 298.2817 | 308.9453 | 6544.9927 | -873584.5138 | FALSE | 1537 | 60230 | -61274.9602 | 118.8623 | 2676.8135 | 2795.6758 | 4058.2622 | -57216.6981 | FALSE | Option 1 | 0 | 774
| KRT013-163377041 | 11 | 235663.2619 | -127387.1654 | 3.8713 | 45.3685 | 49.2398 | 0.136 | 2.0659 | 2.2019 | 47.0379 | -127340.1276 | FALSE | 451 | 8717.5 | -8868.7442 | 1.5159 | 18.5398 | 20.0557 | 29.1841 | -8839.5602 | FALSE | Option 1 | 0 | 774
| KRT013-163377167 | 95 | 2035273.6257 | -1100161.8832 | 284.7941 | 7682.856 | 7967.6502 | 10.0049 | 349.8501 | 359.8549 | 7607.7953 | -1092554.0879 | FALSE | 1678 | 75287.5 | -76593.7003 | 111.5198 | 3139.5938 | 3251.1136 | 4716.5366 | -71877.1637 | FALSE | Option 1 | 0 | 774
| KRT013-163377432 | 50 | 1071196.6451 | -579032.5701 | 58.1399 | 7430.5502 | 7488.6901 | 2.0425 | 338.3609 | 340.4034 | 7148.2867 | -571884.2834 | FALSE | 1206 | 39625 | -40312.4738 | 22.7664 | 3036.4892 | 3059.2557 | 4429.4344 | -35883.0394 | FALSE | Option 1 | 0 | 774
| KRT013-163377643 | 22 | 471326.5238 | -254774.3308 | 4.4607 | 96.5523 | 101.013 | 0.1567 | 4.3966 | 4.5534 | 96.4596 | -254677.8712 | FALSE | 703 | 17435 | -17737.4885 | 1.7467 | 39.456 | 41.2027 | 59.8102 | -17677.6783 | FALSE | Option 1 | 0 | 774
| KRT013-163377831 | 21 | 449902.5909 | -243193.6794 | 100.6244 | 2701.1055 | 2801.7299 | 3.535 | 122.9988 | 126.5337 | 2675.1962 | -240518.4833 | FALSE | 669 | 16642.5 | -16931.239 | 39.4025 | 1103.8049 | 1143.2074 | 1658.5225 | -15272.7165 | FALSE | Option 1 | 0 | 774
| KRT013-24611768 | 280 | 5998701.2125 | -3242582.3926 | 1546.5301 | 117843.2527 | 119389.7828 | 54.3299 | 5366.1644 | 5420.4942 | 113969.2886 | -3128613.104 | FALSE | 2146 | 221900 | -225749.8535 | 605.5908 | 48156.564 | 48762.1548 | 70627.628 | -155122.2254 | FALSE | Option 1 | 0 | 774
| KRT013-79724634 | 383 | 8205366.3013 | -4435389.487 | 5889.8756 | 53150.9046 | 59040.7802 | 206.9123 | 2420.304 | 2627.2162 | 56413.564 | -4378975.923 | FALSE | 2200 | 303527.5 | -308793.5496 | 2306.3595 | 21720.0805 | 24026.44 | 35014.3402 | -273779.2094 | FALSE | Option 1 | 0 | 774
| KRT022-15396980 | 393 | 8419605.6303 | -4551196.001 | 84012.54 | 140641.0299 | 224653.5699 | 2951.3741 | 6404.2944 | 9355.6685 | 215297.9015 | -4335898.0996 | FALSE | 2199 | 311452.5 | -316856.0444 | 32897.6589 | 57472.8599 | 90370.5188 | 134283.0512 | -182572.9932 | FALSE | Option 1 | 0 | 774
| KRT023-15396956 | 250 | 5355983.2254 | -2895162.8505 | 1202.3904 | 1171.585 | 2373.9754 | 42.2402 | 53.3498 | 95.59 | 2278.3854 | -2892884.4651 | FALSE | 2119 | 198125 | -201562.3692 | 470.8324 | 478.7674 | 949.5998 | 1424.3755 | -200137.9937 | FALSE | Option 1 | 0 | 774
| KRT031-15433128 | 98 | 2099545.4244 | -1134903.8374 | 32612.9118 | 9105.5269 | 41718.4387 | 1145.6969 | 414.6334 | 1560.3303 | 40158.1084 | -1094745.729 | FALSE | 1679 | 77665 | -79012.4487 | 12770.5751 | 3720.9673 | 16491.5423 | 25226.8964 | -53785.5523 | FALSE | Option 1 | 0 | 774
| KRT031-163356648 | 11 | 235663.2619 | -127387.1654 | 1535.4168 | 970.8461 | 2506.2629 | 53.9394 | 44.2089 | 98.1483 | 2408.1146 | -124979.0509 | FALSE | 441 | 8717.5 | -8868.7442 | 601.239 | 396.7356 | 997.9746 | 1508.2883 | -7360.456 | FALSE | Option 1 | 0 | 774
| KYM001-15421949 | 0 | 0 | 0 | 0 | 0 | 0 | 0 | 0 | 0 | 0 | 0 | FALSE | 129 | 0 | 0 | 0 | 0 | 0 | 0 | 0 | FALSE | Option 1 | 0 | 774
| KYM001-155421580 | 15 | 321358.9935 | -173709.771 | 4.1732 | 48.9776 | 53.1508 | 0.14661 | 1.7206 | 1.8672 | 51.2836 | -173658.4874 | FALSE | 540 | 11887.5 | -12093.7422 | 1.6342 | 19.1787 | 20.8128 | 32.338 | -12061.4041 | FALSE | Option 1 | 0 | 774
| KYM001-155421922 | 28 | 599870.1212 | -324258.2393 | 281.7909 | 3086.4894 | 3368.2803 | 9.8994 | 108.4289 | 118.3282 | 3249.9521 | -321008.2872 | FALSE | 815 | 22190 | -22574.9853 | 110.3438 | 1208.6086 | 1318.9523 | 2049.328 | -20525.6574 | FALSE | Option 1 | 0 | 774
| KYM002-15422060 | 0 | 0 | 0 | 0 | 0 | 0 | 0 | 0 | 0 | 0 | 0 | FALSE | 129 | 0 | 0 | 0 | 0 | 0 | 0 | 0 | FALSE | Option 1 | 0 | 774
| KYM002-15422073 | 274 | 5870157.615 | -3173098.4842 | 30573.6078 | 105846.5398 | 136420.1476 | 1074.0558 | 3718.406 | 4792.4618 | 131627.6858 | -3041470.7984 | FALSE | 2139 | 217145 | -220912.3566 | 11972.0237 | 41447.4239 | 53419.4476 | 83000.7 | -137911.6566 | FALSE | Option 1 | 0 | 774
| KYM002-182106953 | 0 | 0 | 0 | 0 | 0 | 0 | 0 | 0 | 0 | 0 | 0 | FALSE | 129 | 0 | 0 | 0 | 0 | 0 | 0 | 0 | FALSE | Option 1 | 0 | 774
| KYM003-155504708 | 14 | 299935.0606 | -162129.1196 | 1270.4607 | 15703.5056 | 16973.9663 | 44.6315 | 551.6667 | 596.2982 | 16377.6681 | -145751.4515 | FALSE | 486 | 11095 | -11287.4927 | 497.4874 | 6149.1841 | 6646.6715 | 10327.2948 | -960.1978 | FALSE | Option 1 | 0 | 774
| KYM003-163531836 | 14 | 299935.0606 | -162129.1196 | 138.8672 | 1980.4709 | 2119.3381 | 4.8784 | 69.5743 | 74.4527 | 2044.8854 | -160084.2342 | FALSE | 519 | 11095 | -11287.4927 | 54.3777 | 775.5135 | 829.8911 | 1289.447 | -9998.0457 | FALSE | Option 1 | 0 | 774
| KYM004-15422136 | 315 | 6748538.864 | -3647905.1916 | 68467.1998 | 202287.4449 | 270754.6447 | 2405.2638 | 7106.3906 | 9511.6543 | 261242.9904 | -3386662.2013 | FALSE | 2162 | 249637.5 | -253968.5852 | 26810.4093 | 79211.7861 | 106022.1954 | 164732.4493 | -89236.1359 | FALSE | Option 1 | 0 | 774
| KYM005-15421849 | 94 | 2013849.6928 | -1088581.2318 | 0 | 0 | 0 | 0 | 0 | 0 | 0 | -1088581.2318 | FALSE | 1674 | 74495 | -75787.4508 | 0 | 0 | 0 | 0 | -75787.4508 | FALSE | Option 1 | 0 | 774
| KYM006-15422186 | 0 | 0 | 0 | 0 | 0 | 0 | 0 | 0 | 0 | 0 | 0 | FALSE | 129 | 0 | 0 | 0 | 0 | 0 | 0 | 0 | FALSE | Option 1 | 0 | 774
| KYM006-15422212 | 364 | 7798311.5762 | -4215357.1103 | 96249.2053 | 300613.7707 | 396862.976 | 3381.2501 | 10560.6102 | 13941.8603 | 382921.1156 | -3832435.9947 | FALSE | 2184 | 288470 | -293474.8095 | 37689.2964 | 117714.4421 | 155403.7385 | 241459.2375 | -52015.572 | FALSE | Option 1 | 0 | 774
| LV001-15406542 | 0 | 0 | 0 | 0 | 0 | 0 | 0 | 0 | 0 | 0 | 0 | FALSE | 129 | 0 | 0 | 0 | 0 | 0 | 0 | 0 | FALSE | Option 1 | 0 | 774
| LV001-15406555 | 150 | 3213589.9352 | -1737097.7103 | 0 | 0 | 0 | 0 | 0 | 0 | 0 | -1737097.7103 | FALSE | 1944 | 118875 | -120937.4215 | 0 | 0 | 0 | 0 | -120937.4215 | FALSE | Option 1 | 0 | 774
| LV001-24613045 | 98 | 2099545.4244 | -1134903.8374 | 0 | 0 | 0 | 0 | 0 | 0 | 0 | -1134903.8374 | FALSE | 1706 | 77665 | -79012.4487 | 0 | 0 | 0 | 0 | -79012.4487 | FALSE | Option 1 | 0 | 774
| LV002-15406265 | 157 | 3363557.4656 | -1818162.2701 | 30301.6395 | 6895.5384 | 37197.1779 | 1064.5015 | 313.9984 | 1378.4999 | 35818.678 | -1782343.5921 | FALSE | 1952 | 124422.5 | -126581.1678 | 11865.5262 | 2817.857 | 14683.3833 | 22513.7946 | -104067.3732 | FALSE | Option 1 | 0 | 774
| LV003-15406616 | 95 | 2035273.6257 | -1100161.8832 | 93663.7795 | 15706.6973 | 109370.4768 | 3290.4237 | 715.2274 | 4005.651 | 105364.8257 | -994797.0575 | FALSE | 1623 | 75287.5 | -76593.7003 | 36676.8945 | 6418.531 | 43095.4255 | 66275.0513 | -10318.649 | FALSE | Option 1 | 0 | 774
| LV004-15406315 | 159 | 3406405.3314 | -1841323.5729 | 0 | 0 | 0 | 0 | 0 | 0 | 0 | -1841323.5729 | FALSE | 1969 | 126007.5 | -128193.6668 | 0 | 0 | 0 | 0 | -128193.6668 | FALSE | Option 1 | 0 | 774
| LV004-24612407 | 124 | 2656567.6798 | -1436000.7739 | 0 | 94307.7617 | 94307.7617 | 0 | 4294.4415 | 4294.4415 | 90013.3202 | -1345987.4536 | FALSE | 1821 | 98270 | -99974.9351 | 0 | 38538.8018 | 38538.8018 | 55768.9599 | -44205.9752 | FALSE | Option 1 | 0 | 774
| LV005-15406664 | 4 | 85695.7316 | -46322.6056 | 0 | 0 | 0 | 0 | 0 | 0 | 0 | -46322.6056 | FALSE | 294 | 3170 | -3224.9979 | 0 | 0 | 0 | 0 | -3224.9979 | FALSE | Option 1 | 0 | 774
| LV005-15406790 | 6 | 128543.5974 | -69483.9084 | 0 | 0 | 0 | 0 | 0 | 0 | 0 | -69483.9084 | FALSE | 332 | 4755 | -4837.4969 | 0 | 0 | 0 | 0 | -4837.4969 | FALSE | Option 1 | 0 | 774
| LV006-160301671 | 104 | 2228089.0218 | -1204387.7458 | 0 | 0 | 0 | 0 | 0 | 0 | 0 | -1204387.7458 | FALSE | 1752 | 82420 | -83849.9456 | 0 | 0 | 0 | 0 | -83849.9456 | FALSE | Option 1 | 0 | 774
| LV007-15406690 | 75 | 1606794.9676 | -868548.8552 | 43870.5322 | 5995.3245 | 49865.8567 | 1541.1789 | 273.0058 | 1814.1847 | 48051.672 | -820497.1832 | FALSE | 1483 | 59437.5 | -60468.7108 | 17178.8378 | 2449.9852 | 19628.8231 | 30237.0336 | -30231.6771 | FALSE | Option 1 | 0 | 774
| LV008-15406413 | 68 | 1456827.4373 | -787484.2953 | 0 | 0 | 0 | 0 | 0 | 0 | 0 | -787484.2953 | FALSE | 1456 | 53890 | -54824.9644 | 0 | 0 | 0 | 0 | -54824.9644 | FALSE | Option 1 | 0 | 774
| LV008-24612803 | 43 | 921229.1148 | -497968.0103 | 1154.8157 | 82.6031 | 1237.4188 | 40.5689 | 3.7615 | 44.3303 | 1193.0885 | -496774.9218 | FALSE | 1093 | 34077.5 | -34668.7275 | 452.2031 | 33.7557 | 485.9588 | 751.46 | -33917.2675 | FALSE | Option 1 | 0 | 774
| LV008-24612817 | 47 | 1006924.8464 | -544290.6159 | 454.7589 | 371.0768 | 825.8357 | 15.9758 | 16.8975 | 32.8733 | 792.9624 | -543497.6535 | FALSE | 1167 | 37247.5 | -37893.7254 | 178.0747 | 151.6403 | 329.7149 | 496.1208 | -37397.6046 | FALSE | Option 1 | 0 | 774
| LV009-15406766 | 138 | 2956502.7404 | -1598129.8935 | 0 | 0 | 0 | 0 | 0 | 0 | 0 | -1598129.8935 | FALSE | 1912 | 109365 | -111262.4278 | 0 | 0 | 0 | 0 | -111262.4278 | FALSE | Option 1 | 0 | 774
| LV009-155428316 | 194 | 4156242.9829 | -2246646.372 | 0 | 0 | 0 | 0 | 0 | 0 | 0 | -2246646.372 | FALSE | 2038 | 153745 | -156412.3985 | 0 | 0 | 0 | 0 | -156412.3985 | FALSE | Option 1 | 0 | 774
| LV009-24611519 | 52 | 1114044.5109 | -602193.8729 | 0 | 0 | 0 | 0 | 0 | 0 | 0 | -602193.8729 | FALSE | 1243 | 41210 | -41924.9728 | 0 | 0 | 0 | 0 | -41924.9728 | FALSE | Option 1 | 0 | 774
| LV010-15437621 | 21 | 449902.5909 | -243193.6794 | 572.3512 | 44.8133 | 617.1645 | 20.1068 | 2.0406 | 22.1474 | 595.0171 | -242598.6624 | FALSE | 674 | 16642.5 | -16931.239 | 224.1215 | 18.3129 | 242.4344 | 374.7301 | -16556.5089 | FALSE | Option 1 | 0 | 774
| LVN021-15436461 | 74 | 1585371.0347 | -856968.2038 | 2029.3852 | 250.1781 | 2279.5633 | 71.2926 | 11.3922 | 82.6849 | 2196.8784 | -854771.3253 | FALSE | 1520 | 58645 | -59662.4613 | 794.6674 | 102.2351 | 896.9025 | 1382.6609 | -58279.8004 | FALSE | Option 1 | 0 | 774
| LVN022-131932324 | 166 | 3556372.8617 | -1922388.1327 | 1410.758 | 1607.4439 | 3018.202 | 49.5602 | 73.1973 | 122.7575 | 2895.4445 | -1919492.6883 | FALSE | 1985 | 131555 | -133837.4131 | 552.4251 | 656.8808 | 1209.306 | 1808.896 | -132028.5171 | FALSE | Option 1 | 0 | 774
| LVN022-15436485 | 201 | 4306210.5132 | -2327710.9318 | 9322.3928 | 5033.3784 | 14355.7712 | 327.4972 | 229.2022 | 556.6994 | 13799.0718 | -2313911.86 | FALSE | 2051 | 159292.5 | -162056.1448 | 3650.4657 | 2056.8866 | 5707.3523 | 8648.4188 | -153407.726 | FALSE | Option 1 | 0 | 774
| LVN022-155325443 | 120 | 2570871.9482 | -1389678.1682 | 0 | 0 | 0 | 0 | 0 | 0 | 0 | -1389678.1682 | FALSE | 1839 | 95100 | -96749.9372 | 0 | 0 | 0 | 0 | -96749.9372 | FALSE | Option 1 | 0 | 774
| LVN023-15436448 | 79 | 1692490.6992 | -914871.4608 | 0 | 0 | 0 | 0 | 0 | 0 | 0 | -914871.4608 | FALSE | 1574 | 62607.5 | -63693.7087 | 0 | 0 | 0 | 0 | -63693.7087 | FALSE | Option 1 | 0 | 774
| LVN024-15436435 | 28 | 599870.1212 | -324258.2393 | 8214.4912 | 599.9747 | 8814.4659 | 288.5764 | 27.3207 | 315.8971 | 8498.5688 | -315759.6704 | FALSE | 811 | 22190 | -22574.9853 | 3216.6332 | 245.1793 | 3461.8125 | 5352.6534 | -17222.3319 | FALSE | Option 1 | 0 | 774
| LVN031-15432398 | 48 | 1028348.7793 | -555871.2673 | 0 | 0 | 0 | 0 | 0 | 0 | 0 | -555871.2673 | FALSE | 1187 | 38040 | -38699.9749 | 0 | 0 | 0 | 0 | -38699.9749 | FALSE | Option 1 | 0 | 774
| LVN032-15432411 | 188 | 4027699.3855 | -2177162.4636 | 0 | 0 | 0 | 0 | 0 | 0 | 0 | -2177162.4636 | FALSE | 2029 | 148990 | -151574.9016 | 0 | 0 | 0 | 0 | -151574.9016 | FALSE | Option 1 | 0 | 774
| LVN033-15432424 | 158 | 3384981.3985 | -1829742.9215 | 0 | 0 | 0 | 0 | 0 | 0 | 0 | -1829742.9215 | FALSE | 1967 | 125215 | -127387.4173 | 0 | 0 | 0 | 0 | -127387.4173 | FALSE | Option 1 | 0 | 774
| LVN034-15432437 | 136 | 2913654.8746 | -1574968.5907 | 0 | 0 | 0 | 0 | 0 | 0 | 0 | -1574968.5907 | FALSE | 1908 | 107780 | -109649.9288 | 0 | 0 | 0 | 0 | -109649.9288 | FALSE | Option 1 | 0 | 774
| MBN012-15419437 | 0 | 0 | 0 | 0 | 0 | 0 | 0 | 0 | 0 | 0 | 0 | FALSE | 129 | 0 | 0 | 0 | 0 | 0 | 0 | 0 | FALSE | Option 1 | 0 | 774
| MBN013-15419363 | 104 | 2228089.0218 | -1204387.7458 | 36565.7299 | 61288.9474 | 97854.6774 | 1284.56 | 2153.0906 | 3437.6506 | 94417.0268 | -1109970.719 | FALSE | 1690 | 82420 | -83849.9456 | 14318.4209 | 23999.5468 | 38317.9677 | 59536.7097 | -24313.2359 | FALSE | Option 1 | 0 | 774
| MBN013-182964938 | 74 | 1585371.0347 | -856968.2038 | 13370.7618 | 65243.3251 | 78614.0869 | 469.717 | 2292.0085 | 2761.7256 | 75852.3614 | -781115.8424 | FALSE | 1449 | 58645 | -59662.4613 | 5235.7274 | 25548.0033 | 30783.7308 | 47830.3561 | -11832.1051 | FALSE | Option 1 | 0 | 774
| MBN014-15419313 | 212 | 4541873.7751 | -2455098.0972 | 79711.2488 | 154673.8868 | 234385.1356 | 2800.269 | 5433.7186 | 8233.9876 | 226151.148 | -2228946.9492 | FALSE | 2036 | 168010 | -170924.8891 | 31213.3578 | 60567.2529 | 91780.6107 | 142604.5249 | -28320.3642 | FALSE | Option 1 | 0 | 774
| MBN014-160652409 | 26 | 557022.2554 | -301096.9365 | 68.916 | 2054.8253 | 2123.7414 | 2.421 | 72.1863 | 74.6074 | 2049.134 | -299047.8025 | FALSE | 784 | 20605 | -20962.4864 | 26.9862 | 804.6292 | 831.6154 | 1292.126 | -19670.3604 | FALSE | Option 1 | 0 | 774
| MBN014-24605768 | 145 | 3106470.2707 | -1679194.4533 | 12672.2931 | 55009.5084 | 67681.8016 | 445.1797 | 1932.4929 | 2377.6726 | 65304.129 | -1613890.3243 | FALSE | 1917 | 114912.5 | -116906.1741 | 4962.2208 | 21540.6419 | 26502.8628 | 41178.9388 | -75727.2353 | FALSE | Option 1 | 0 | 774
| MBN023-94547225 | 0 | 0 | 0 | 0 | 0 | 0 | 0 | 0 | 0 | 0 | 0 | FALSE | 129 | 0 | 0 | 0 | 0 | 0 | 0 | 0 | FALSE | Option 1 | 0 | 774
| MBN031-140147987 | 0 | 0 | 0 | 0 | 0 | 0 | 0 | 0 | 0 | 0 | 0 | FALSE | 129 | 0 | 0 | 0 | 0 | 0 | 0 | 0 | FALSE | Option 1 | 0 | 774
| MBN031-140148011 | 123 | 2635143.7469 | -1424420.1225 | 33219.6302 | 36840.7082 | 70060.3383 | 1167.011 | 1294.22 | 2461.231 | 67599.1074 | -1356821.0151 | FALSE | 1824 | 97477.5 | -99168.6856 | 13008.154 | 14426.097 | 27434.251 | 42626.0873 | -56542.5983 | FALSE | Option 1 | 0 | 774
| MBN031-162765180 | 6 | 128543.5974 | -69483.9084 | 0.0076396 | 0.28744 | 0.29508 | 0.00026838 | 0.010098 | 0.010366 | 0.28471 | -69483.6237 | FALSE | 331 | 4755 | -4837.4969 | 0.0029915 | 0.11256 | 0.11555 | 0.17953 | -4837.3173 | FALSE | Option 1 | 0 | 774
| MBN032-140148075 | 0 | 0 | 0 | 0 | 0 | 0 | 0 | 0 | 0 | 0 | 0 | FALSE | 129 | 0 | 0 | 0 | 0 | 0 | 0 | 0 | FALSE | Option 1 | 0 | 774
| MDA022-15412339 | 59 | 1264012.0412 | -683258.4327 | 0 | 0 | 0 | 0 | 0 | 0 | 0 | -683258.4327 | FALSE | 1344 | 46757.5 | -47568.7191 | 0 | 0 | 0 | 0 | -47568.7191 | FALSE | Option 1 | 0 | 774
| MDA022-15412350 | 0 | 0 | 0 | 0 | 0 | 0 | 0 | 0 | 0 | 0 | 0 | FALSE | 129 | 0 | 0 | 0 | 0 | 0 | 0 | 0 | FALSE | Option 1 | 0 | 774
| MDA022-24605196 | 40 | 856957.3161 | -463226.0561 | 0 | 0 | 0 | 0 | 0 | 0 | 0 | -463226.0561 | FALSE | 1042 | 31700 | -32249.9791 | 0 | 0 | 0 | 0 | -32249.9791 | FALSE | Option 1 | 0 | 774
| MDA031-15412215 | 108 | 2313784.7534 | -1250710.3514 | 165.4218 | 173.7441 | 339.1659 | 5.8113 | 6.1037 | 11.915 | 327.251 | -1250383.1004 | FALSE | 1779 | 85590 | -87074.9435 | 64.7759 | 68.0348 | 132.8107 | 206.3552 | -86868.5883 | FALSE | Option 1 | 0 | 774
| MDA032-15412191 | 132 | 2827959.143 | -1528645.9851 | 21624.4674 | 20388.7547 | 42013.2222 | 759.671 | 716.2602 | 1475.9313 | 40537.2909 | -1488108.6942 | FALSE | 1877 | 104610 | -106424.9309 | 8467.7163 | 7983.8355 | 16451.5518 | 25561.6704 | -80863.2605 | FALSE | Option 1 | 0 | 774
| MDA033-15412154 | 32 | 685565.8529 | -370580.8449 | 0 | 0 | 0 | 0 | 0 | 0 | 0 | -370580.8449 | FALSE | 910 | 25360 | -25799.9833 | 0 | 0 | 0 | 0 | -25799.9833 | FALSE | Option 1 | 0 | 774
| MDA034-15433030 | 15 | 321358.9935 | -173709.771 | 0 | 0 | 0 | 0 | 0 | 0 | 0 | -173709.771 | FALSE | 544 | 11887.5 | -12093.7422 | 0 | 0 | 0 | 0 | -12093.7422 | FALSE | Option 1 | 0 | 774
| MLN011-196478975 | 115 | 2463752.2837 | -1331774.9112 | 0 | 0 | 0 | 0 | 0 | 0 | 0 | -1331774.9112 | FALSE | 1816 | 91137.5 | -92718.6898 | 0 | 0 | 0 | 0 | -92718.6898 | FALSE | Option 1 | 0 | 774
| MLN011-24613386 | 163 | 3492101.063 | -1887646.1785 | 91200.4062 | 27814.5084 | 119014.9146 | 3203.885 | 1266.5742 | 4470.4592 | 114544.4554 | -1773101.7231 | FALSE | 1951 | 129177.5 | -131418.6647 | 35712.2859 | 11366.3797 | 47078.6656 | 71936.249 | -59482.4157 | FALSE | Option 1 | 0 | 774
| MLN012-196479104 | 57 | 1221164.1754 | -660097.1299 | 0 | 0 | 0 | 0 | 0 | 0 | 0 | -660097.1299 | FALSE | 1311 | 45172.5 | -45956.2202 | 0 | 0 | 0 | 0 | -45956.2202 | FALSE | Option 1 | 0 | 774
| MLN012-76356455 | 115 | 2463752.2837 | -1331774.9112 | 3204.6403 | 1308.4781 | 4513.1184 | 112.5795 | 59.5835 | 172.163 | 4340.9554 | -1327433.9558 | FALSE | 1813 | 91137.5 | -92718.6898 | 1254.8741 | 534.7087 | 1789.5828 | 2723.5356 | -89995.1542 | FALSE | Option 1 | 0 | 774
| MLN023-196479399 | 109 | 2335208.6863 | -1262291.0028 | 0 | 0 | 0 | 0 | 0 | 0 | 0 | -1262291.0028 | FALSE | 1784 | 86382.5 | -87881.193 | 0 | 0 | 0 | 0 | -87881.193 | FALSE | Option 1 | 0 | 774
| MLN024-196479455 | 138 | 2956502.7404 | -1598129.8935 | 0 | 0 | 0 | 0 | 0 | 0 | 0 | -1598129.8935 | FALSE | 1912 | 109365 | -111262.4278 | 0 | 0 | 0 | 0 | -111262.4278 | FALSE | Option 1 | 0 | 774
| MNA013-15432110 | 1 | 21423.9329 | -11580.6514 | 0.18733 | 0.34756 | 0.53489 | 0.0065808 | 0.01221 | 0.018791 | 0.51609 | -11580.1353 | FALSE | 230 | 792.5 | -806.2495 | 0.073353 | 0.1361 | 0.20945 | 0.32543 | -805.924 | FALSE | Option 1 | 0 | 774
| MNA014-138630585 | 35 | 749837.6516 | -405322.7991 | 0 | 0 | 0 | 0 | 0 | 0 | 0 | -405322.7991 | FALSE | 971 | 27737.5 | -28218.7317 | 0 | 0 | 0 | 0 | -28218.7317 | FALSE | Option 1 | 0 | 774
| MNA014-157238172 | 21 | 449902.5909 | -243193.6794 | 3.0259 | 24.2008 | 27.2268 | 0.1063 | 0.85018 | 0.95648 | 26.2703 | -243167.4092 | FALSE | 683 | 16642.5 | -16931.239 | 1.1849 | 9.4766 | 10.6615 | 16.5653 | -16914.6737 | FALSE | Option 1 | 0 | 774
| MNA014-157238287 | 21 | 449902.5909 | -243193.6794 | 12.8731 | 114.3961 | 127.2692 | 0.45223 | 4.0188 | 4.471 | 122.7982 | -243070.8812 | FALSE | 679 | 16642.5 | -16931.239 | 5.0409 | 44.7953 | 49.8361 | 77.4331 | -16853.8059 | FALSE | Option 1 | 0 | 774
| MNA014-157238460 | 26 | 557022.2554 | -301096.9365 | 222.8972 | 2102.3561 | 2325.2533 | 7.8304 | 73.8561 | 81.6865 | 2243.5668 | -298853.3696 | FALSE | 783 | 20605 | -20962.4864 | 87.2822 | 823.2413 | 910.5235 | 1414.7298 | -19547.7565 | FALSE | Option 1 | 0 | 774
| MNA014-163873875 | 24 | 514174.3896 | -277935.6336 | 29.024 | 221.0879 | 250.1119 | 1.0196 | 7.7669 | 8.7865 | 241.3254 | -277694.3082 | FALSE | 743 | 19020 | -19349.9874 | 11.3652 | 86.5737 | 97.9389 | 152.173 | -19197.8144 | FALSE | Option 1 | 0 | 774
| MNA014-164469721 | 12 | 257087.1948 | -138967.8168 | 0.97067 | 14.7871 | 15.7578 | 0.0341 | 0.51947 | 0.55357 | 15.2042 | -138952.6126 | FALSE | 476 | 9510 | -9674.9937 | 0.3801 | 5.7904 | 6.1704 | 9.5874 | -9665.4064 | FALSE | Option 1 | 0 | 774
| MNA014-167870808 | 13 | 278511.1277 | -150548.4682 | 7.577 | 83.3685 | 90.9455 | 0.26618 | 2.9287 | 3.1949 | 87.7506 | -150460.7177 | FALSE | 499 | 10302.5 | -10481.2432 | 2.967 | 32.6455 | 35.6125 | 55.333 | -10425.9102 | FALSE | Option 1 | 0 | 774
| MNA014-187105725 | 50 | 1071196.6451 | -579032.5701 | 190.3499 | 128.8405 | 319.1904 | 6.687 | 4.5262 | 11.2132 | 307.9772 | -578724.5929 | FALSE | 1216 | 39625 | -40312.4738 | 74.5373 | 50.4514 | 124.9887 | 194.2017 | -40118.2721 | FALSE | Option 1 | 0 | 774
| MNA022-15421040 | 177 | 3792036.1236 | -2049775.2982 | 19332.0813 | 29384.4409 | 48716.5221 | 679.1391 | 1032.2801 | 1711.4193 | 47005.1028 | -2002770.1953 | FALSE | 1998 | 140272.5 | -142706.1574 | 7570.0629 | 11506.3693 | 19076.4322 | 29640.0899 | -113066.0675 | FALSE | Option 1 | 0 | 774
| MNA024-15421151 | 0 | 0 | 0 | 0 | 0 | 0 | 0 | 0 | 0 | 0 | 0 | FALSE | 129 | 0 | 0 | 0 | 0 | 0 | 0 | 0 | FALSE | Option 1 | 0 | 774
| MNA034-157168875 | 78 | 1671066.7663 | -903290.8094 | 296.0982 | 12543.6354 | 12839.7336 | 10.402 | 440.6599 | 451.0619 | 12388.6717 | -890902.1377 | FALSE | 1554 | 61815 | -62887.4592 | 115.9462 | 4911.841 | 5027.7872 | 7811.9464 | -55075.5128 | FALSE | Option 1 | 0 | 774
| MNA034-175612351 | 9 | 192815.3961 | -104225.8626 | 2.302 | 37.9721 | 40.2741 | 0.08087 | 1.334 | 1.4148 | 38.8593 | -104187.0034 | FALSE | 389 | 7132.5 | -7256.2453 | 0.90143 | 14.8691 | 15.7705 | 24.5036 | -7231.7417 | FALSE | Option 1 | 0 | 774
| MRO002-15420142 | 6 | 128543.5974 | -69483.9084 | 1152.9129 | 317.6331 | 1470.546 | 40.502 | 11.1585 | 51.6605 | 1418.8854 | -68065.023 | FALSE | 323 | 4755 | -4837.4969 | 451.458 | 124.3789 | 575.8369 | 894.7091 | -3942.7878 | FALSE | Option 1 | 0 | 774
| MRO002-15420153 | 6 | 128543.5974 | -69483.9084 | 0 | 0 | 0 | 0 | 0 | 0 | 0 | -69483.9084 | FALSE | 332 | 4755 | -4837.4969 | 0 | 0 | 0 | 0 | -4837.4969 | FALSE | Option 1 | 0 | 774
| MRO002-15420179 | 0 | 0 | 0 | 0 | 0 | 0 | 0 | 0 | 0 | 0 | 0 | FALSE | 129 | 0 | 0 | 0 | 0 | 0 | 0 | 0 | FALSE | Option 1 | 0 | 774
| MRO005-144335959 | 81 | 1735338.565 | -938032.7636 | 141.8866 | 3881.839 | 4023.7256 | 4.9845 | 136.3696 | 141.3541 | 3882.3714 | -934150.3921 | FALSE | 1585 | 64192.5 | -65306.2076 | 55.56 | 1520.0518 | 1575.6118 | 2448.1137 | -62858.0939 | FALSE | Option 1 | 0 | 774
| MRO005-144336270 | 12 | 257087.1948 | -138967.8168 | 281.3513 | 3135.3392 | 3416.6905 | 9.8839 | 110.145 | 120.0289 | 3296.6616 | -135671.1552 | FALSE | 462 | 9510 | -9674.9937 | 110.1716 | 1227.7372 | 1337.9088 | 2078.7817 | -7596.212 | FALSE | Option 1 | 0 | 774
| MRO005-155838268 | 46 | 985500.9135 | -532709.9645 | 1352.1748 | 54373.0856 | 55725.2604 | 47.5021 | 1910.1353 | 1957.6374 | 53767.623 | -478942.3415 | FALSE | 1070 | 36455 | -37087.4759 | 529.4851 | 21291.4313 | 21820.9163 | 33904.3441 | -3183.1319 | FALSE | Option 1 | 0 | 774
| MRO005-163160879 | 7 | 149967.5303 | -81064.5598 | 0 | 0 | 0 | 0 | 0 | 0 | 0 | -81064.5598 | FALSE | 359 | 5547.5 | -5643.7463 | 0 | 0 | 0 | 0 | -5643.7463 | FALSE | Option 1 | 0 | 774
| MRO005-163161051 | 15 | 321358.9935 | -173709.771 | 421.1012 | 13410.9433 | 13832.0446 | 14.7934 | 471.1286 | 485.922 | 13346.1226 | -160363.6484 | FALSE | 520 | 11887.5 | -12093.7422 | 164.895 | 5251.4617 | 5416.3567 | 8415.6879 | -3678.0543 | FALSE | Option 1 | 0 | 774
| MRO005-172349913 | 12 | 257087.1948 | -138967.8168 | 817.6915 | 12153.5172 | 12971.2087 | 28.7256 | 426.955 | 455.6807 | 12515.5281 | -126452.2888 | FALSE | 446 | 9510 | -9674.9937 | 320.1919 | 4759.0784 | 5079.2703 | 7891.9384 | -1783.0553 | FALSE | Option 1 | 0 | 774
| MRO006-15420268 | 88 | 1885306.0953 | -1019097.3234 | 0 | 0 | 0 | 0 | 0 | 0 | 0 | -1019097.3234 | FALSE | 1643 | 69740 | -70949.954 | 0 | 0 | 0 | 0 | -70949.954 | FALSE | Option 1 | 0 | 774
| MRO007-76446588 | 58 | 1242588.1083 | -671677.7813 | 3568.3193 | 62157.9534 | 65726.2727 | 125.3556 | 2183.6189 | 2308.9746 | 63417.2981 | -608260.4832 | FALSE | 1249 | 45965 | -46762.4697 | 1397.2837 | 24339.8324 | 25737.1161 | 39989.1566 | -6773.3131 | FALSE | Option 1 | 0 | 774
| MRO007-76547903 | 43 | 921229.1148 | -497968.0103 | 29.4824 | 535.0709 | 564.5533 | 1.0357 | 18.7971 | 19.8328 | 544.7205 | -497423.2898 | FALSE | 1094 | 34077.5 | -34668.7275 | 11.5447 | 209.5232 | 221.068 | 343.4853 | -34325.2422 | FALSE | Option 1 | 0 | 774
| MRO008-137134221 | 24 | 514174.3896 | -277935.6336 | 402.6035 | 9791.1406 | 10193.7441 | 14.1435 | 343.9643 | 358.1079 | 9835.6362 | -268099.9974 | FALSE | 730 | 19020 | -19349.9874 | 157.6516 | 3834.0182 | 3991.6698 | 6202.0743 | -13147.9131 | FALSE | Option 1 | 0 | 774
| MRO008-161918307 | 35 | 749837.6516 | -405322.7991 | 2498.3762 | 41061.9356 | 43560.3118 | 87.7684 | 1442.5124 | 1530.2808 | 42030.031 | -363292.7681 | FALSE | 897 | 27737.5 | -28218.7317 | 978.315 | 16079.0466 | 17057.3616 | 26502.9501 | -1715.7816 | FALSE | Option 1 | 0 | 774
| MRO008-77241441 | 21 | 449902.5909 | -243193.6794 | 0.56678 | 45.8319 | 46.3987 | 0.019911 | 1.6101 | 1.63 | 44.7687 | -243148.9108 | FALSE | 682 | 16642.5 | -16931.239 | 0.22194 | 17.9469 | 18.1688 | 28.2299 | -16903.0091 | FALSE | Option 1 | 0 | 774
| NHL015-15417078 | 0 | 0 | 0 | 0 | 0 | 0 | 0 | 0 | 0 | 0 | 0 | FALSE | 129 | 0 | 0 | 0 | 0 | 0 | 0 | 0 | FALSE | Option 1 | 0 | 774
| NHL015-157413262 | 65 | 1392555.6386 | -752742.3411 | 1245.695 | 81873.7297 | 83119.4247 | 43.7615 | 2876.2373 | 2919.9988 | 80199.4259 | -672542.9152 | FALSE | 1330 | 51512.5 | -52406.216 | 487.7897 | 32060.1428 | 32547.9325 | 50571.4923 | -1834.7237 | FALSE | Option 1 | 0 | 774
| NHL015-157443574 | 92 | 1971001.8269 | -1065419.929 | 242.4351 | 51256.9478 | 51499.3829 | 8.5168 | 1800.6648 | 1809.1816 | 49690.2013 | -1015729.7277 | FALSE | 1638 | 72910 | -74174.9519 | 94.9328 | 20071.213 | 20166.1458 | 31333.2371 | -42841.7147 | FALSE | Option 1 | 0 | 774
| NHL015-157455075 | 89 | 1906730.0282 | -1030677.9748 | 1177.0858 | 98096.2108 | 99273.2965 | 41.3512 | 3446.1357 | 3487.4869 | 95785.8096 | -934892.1652 | FALSE | 1586 | 70532.5 | -71756.2034 | 460.9236 | 38412.5474 | 38873.4711 | 60399.8255 | -11356.378 | FALSE | Option 1 | 0 | 774
| NHL015-157999871 | 72 | 1542523.1689 | -833806.9009 | 903.8974 | 86578.3281 | 87482.2255 | 31.7541 | 3041.5106 | 3073.2647 | 84408.9608 | -749397.9401 | FALSE | 1414 | 57060 | -58049.9623 | 353.9484 | 33902.371 | 34256.3195 | 53225.906 | -4824.0563 | FALSE | Option 1 | 0 | 774
| NHL015-158004096 | 36 | 771261.5845 | -416903.4505 | 0 | 0 | 0 | 0 | 0 | 0 | 0 | -416903.4505 | FALSE | 990 | 28530 | -29024.9812 | 0 | 0 | 0 | 0 | -29024.9812 | FALSE | Option 1 | 0 | 774
| NHL015-158004251 | 56 | 1199740.2425 | -648516.4785 | 551.6549 | 60069.4278 | 60621.0828 | 19.3797 | 2110.2487 | 2129.6284 | 58491.4544 | -590025.0242 | FALSE | 1234 | 44380 | -45149.9707 | 216.0172 | 23522.0069 | 23738.0241 | 36883.0587 | -8266.912 | FALSE | Option 1 | 0 | 774
| NHL015-158005276 | 101 | 2163817.2231 | -1169645.7916 | 421.9461 | 41434.7749 | 41856.721 | 14.823 | 1455.6103 | 1470.4334 | 40386.2876 | -1129259.504 | FALSE | 1701 | 80042.5 | -81431.1972 | 165.2258 | 16225.0432 | 16390.269 | 25466.452 | -55964.7451 | FALSE | Option 1 | 0 | 774
| NHL015-158007892 | 65 | 1392555.6386 | -752742.3411 | 492.1077 | 47567.3793 | 48059.4871 | 17.2878 | 1671.0497 | 1688.3375 | 46371.1495 | -706371.1916 | FALSE | 1373 | 51512.5 | -52406.216 | 192.6997 | 18626.4505 | 18819.1502 | 29240.3369 | -23165.8791 | FALSE | Option 1 | 0 | 774
| NHL015-158051013 | 86 | 1842458.2295 | -995936.0206 | 7.7403 | 1202.1042 | 1209.8444 | 0.27192 | 42.2301 | 42.502 | 1167.3424 | -994768.6782 | FALSE | 1622 | 68155 | -69337.455 | 3.0309 | 470.7204 | 473.7513 | 736.0931 | -68601.3619 | FALSE | Option 1 | 0 | 774
| NHL015-158071498 | 18 | 385630.7922 | -208451.7252 | 409.3833 | 20692.7283 | 21102.1116 | 14.3817 | 726.9389 | 741.3206 | 20360.7911 | -188090.9342 | FALSE | 571 | 14265 | -14512.4906 | 160.3065 | 8102.8656 | 8263.172 | 12838.9396 | -1673.551 | FALSE | Option 1 | 0 | 774
| NHL015-158071668 | 130 | 2785111.2772 | -1505484.6823 | 614.4614 | 84151.0559 | 84765.5173 | 21.5861 | 2956.2402 | 2977.8263 | 81787.691 | -1423696.9913 | FALSE | 1852 | 103025 | -104812.432 | 240.611 | 32951.899 | 33192.5099 | 51573.0073 | -53239.4247 | FALSE | Option 1 | 0 | 774
| NHL015-158092505 | 66 | 1413979.5715 | -764322.9925 | 309.8514 | 43083.412 | 43393.2634 | 10.8851 | 1513.5272 | 1524.4123 | 41868.851 | -722454.1415 | FALSE | 1385 | 52305 | -53212.4655 | 121.3317 | 16870.6171 | 16991.9488 | 26401.3146 | -26811.1509 | FALSE | Option 1 | 0 | 774
| NHL015-158130266 | 15 | 321358.9935 | -173709.771 | 189.232 | 7972.5 | 8161.732 | 6.6478 | 280.0752 | 286.723 | 7875.009 | -165834.762 | FALSE | 531 | 11887.5 | -12093.7422 | 74.0995 | 3121.8742 | 3195.9738 | 4965.7582 | -7127.9839 | FALSE | Option 1 | 0 | 774
| NHL015-158130348 | 19 | 407054.7251 | -220032.3766 | 204.747 | 19667.7279 | 19872.4749 | 7.1928 | 690.9305 | 698.1232 | 19174.3517 | -200858.025 | FALSE | 591 | 15057.5 | -15318.7401 | 80.1749 | 7701.4956 | 7781.6705 | 12090.8045 | -3227.9356 | FALSE | Option 1 | 0 | 774
| NHL015-158377999 | 79 | 1692490.6992 | -914871.4608 | 1087.0628 | 86849.8442 | 87936.907 | 38.1887 | 3051.049 | 3089.2377 | 84847.6693 | -830023.7915 | FALSE | 1496 | 62607.5 | -63693.7087 | 425.6724 | 34008.6914 | 34434.3638 | 53502.5432 | -10191.1655 | FALSE | Option 1 | 0 | 774
| NHL015-164675628 | 12 | 257087.1948 | -138967.8168 | 371.9148 | 14103.5192 | 14475.434 | 13.0654 | 495.4589 | 508.5243 | 13966.9097 | -125000.9072 | FALSE | 442 | 9510 | -9674.9937 | 145.6345 | 5522.6608 | 5668.2953 | 8807.1387 | -867.8551 | FALSE | Option 1 | 0 | 774
| NHL016-157284541 | 43 | 921229.1148 | -497968.0103 | 989.7548 | 55497.4227 | 56487.1774 | 34.7702 | 1949.6334 | 1984.4037 | 54502.7738 | -443465.2365 | FALSE | 1022 | 34077.5 | -34668.7275 | 387.5685 | 21731.6996 | 22119.2681 | 34367.9094 | -300.8181 | FALSE | Option 1 | 0 | 774
| NHL016-157284640 | 50 | 1071196.6451 | -579032.5701 | 772.9995 | 45095.2224 | 45868.2219 | 27.1556 | 1584.2024 | 1611.358 | 44256.8639 | -534775.7062 | FALSE | 1156 | 39625 | -40312.4738 | 302.6914 | 17658.4025 | 17961.0939 | 27907.1281 | -12405.3458 | FALSE | Option 1 | 0 | 774
| NHL016-157284729 | 22 | 471326.5238 | -254774.3308 | 324.1374 | 26341.6532 | 26665.7906 | 11.387 | 925.3865 | 936.7735 | 25729.017 | -229045.3138 | FALSE | 653 | 17435 | -17737.4885 | 126.9258 | 10314.8735 | 10441.7993 | 16223.9913 | -1513.4972 | FALSE | Option 1 | 0 | 774
| NHL016-157328241 | 35 | 749837.6516 | -405322.7991 | 468.0689 | 24202.3943 | 24670.4633 | 16.4433 | 850.234 | 866.6774 | 23803.7859 | -381519.0132 | FALSE | 925 | 27737.5 | -28218.7317 | 183.2866 | 9477.1818 | 9660.4684 | 15009.9949 | -13208.7368 | FALSE | Option 1 | 0 | 774
| NHL016-157328563 | 37 | 792685.5174 | -428484.1019 | 389.5484 | 18791.3861 | 19180.9345 | 13.6849 | 660.1444 | 673.8293 | 18507.1052 | -409976.9967 | FALSE | 978 | 29322.5 | -29831.2306 | 152.5395 | 7358.3373 | 7510.8768 | 11670.0577 | -18161.173 | FALSE | Option 1 | 0 | 774
| NHL016-162991101 | 47 | 1006924.8464 | -544290.6159 | 341.9809 | 59368.2111 | 59710.192 | 12.0138 | 2085.6148 | 2097.6287 | 57612.5633 | -486678.0525 | FALSE | 1082 | 37247.5 | -37893.7254 | 133.913 | 23247.4242 | 23381.3372 | 36328.8548 | -1564.8706 | FALSE | Option 1 | 0 | 774
| NHL016-163161483 | 16 | 342782.9264 | -185290.4224 | 5.2271 | 264.8849 | 270.1121 | 0.18363 | 9.3055 | 9.4891 | 260.623 | -185029.7995 | FALSE | 559 | 12680 | -12899.9916 | 2.0468 | 103.7237 | 105.7706 | 164.3415 | -12735.6501 | FALSE | Option 1 | 0 | 774
| NHL031-158072303 | 76 | 1628218.9005 | -880129.5066 | 1190.9769 | 93561.1622 | 94752.1391 | 41.8392 | 3286.8187 | 3328.6579 | 91423.4812 | -788706.0254 | FALSE | 1459 | 60230 | -61274.9602 | 466.3631 | 36636.7116 | 37103.0747 | 57649.0644 | -3625.8958 | FALSE | Option 1 | 0 | 774
| NHL031-158073136 | 24 | 514174.3896 | -277935.6336 | 0 | 0 | 0 | 0 | 0 | 0 | 0 | -277935.6336 | FALSE | 746 | 19020 | -19349.9874 | 0 | 0 | 0 | 0 | -19349.9874 | FALSE | Option 1 | 0 | 774
| NHL031-158078362 | 96 | 2056697.5586 | -1111742.5346 | 1531.0499 | 115422.4965 | 116953.5464 | 53.786 | 4054.8109 | 4108.5969 | 112844.9494 | -998897.5852 | FALSE | 1630 | 76080 | -77399.9498 | 599.529 | 45197.1803 | 45796.7093 | 71156.8371 | -6243.1127 | FALSE | Option 1 | 0 | 774
| NHL031-158078443 | 43 | 921229.1148 | -497968.0103 | 145.2655 | 13628.1725 | 13773.438 | 5.1032 | 478.7599 | 483.8631 | 13289.5749 | -484678.4353 | FALSE | 1077 | 34077.5 | -34668.7275 | 56.8831 | 5336.5244 | 5393.4075 | 8380.0305 | -26288.697 | FALSE | Option 1 | 0 | 774
| NHL031-158078533 | 60 | 1285435.9741 | -694839.0841 | 1001.3115 | 45373.2883 | 46374.5998 | 35.1762 | 1593.9709 | 1629.1472 | 44745.4526 | -650093.6315 | FALSE | 1295 | 47550 | -48374.9686 | 392.0939 | 17767.2876 | 18159.3815 | 28215.2183 | -20159.7503 | FALSE | Option 1 | 0 | 774
| NHL031-158078653 | 66 | 1413979.5715 | -764322.9925 | 25.5948 | 1382.0226 | 1407.6175 | 0.89915 | 48.5507 | 49.4498 | 1358.1676 | -762964.8249 | FALSE | 1432 | 52305 | -53212.4655 | 10.0224 | 541.1729 | 551.1953 | 856.4221 | -52356.0433 | FALSE | Option 1 | 0 | 774
| NHL031-158092744 | 36 | 771261.5845 | -416903.4505 | 415.0368 | 29346.4402 | 29761.477 | 14.5803 | 1030.9452 | 1045.5255 | 28715.9515 | -388187.499 | FALSE | 939 | 28530 | -29024.9812 | 162.5202 | 11491.489 | 11654.0092 | 18107.4677 | -10917.5134 | FALSE | Option 1 | 0 | 774
| NHL031-158092870 | 31 | 664141.92 | -359000.1935 | 336.8646 | 29288.2118 | 29625.0764 | 11.8341 | 1028.8996 | 1040.7337 | 28584.3427 | -330415.8508 | FALSE | 837 | 24567.5 | -24993.7338 | 131.9096 | 11468.6879 | 11600.5974 | 18024.4789 | -6969.2548 | FALSE | Option 1 | 0 | 774
| NHL031-158103926 | 43 | 921229.1148 | -497968.0103 | 1373.8558 | 50446.0271 | 51819.8829 | 48.2638 | 1772.1771 | 1820.4408 | 49999.442 | -447968.5682 | FALSE | 1029 | 34077.5 | -34668.7275 | 537.9749 | 19753.6724 | 20291.6473 | 31528.2356 | -3140.4919 | FALSE | Option 1 | 0 | 774
| NHL031-158104228 | 28 | 599870.1212 | -324258.2393 | 0 | 0 | 0 | 0 | 0 | 0 | 0 | -324258.2393 | FALSE | 824 | 22190 | -22574.9853 | 0 | 0 | 0 | 0 | -22574.9853 | FALSE | Option 1 | 0 | 774
| NHL031-158104320 | 71 | 1521099.236 | -822226.2495 | 10.7298 | 934.729 | 945.4588 | 0.37694 | 32.8372 | 33.2141 | 912.2447 | -821314.0049 | FALSE | 1484 | 56267.5 | -57243.7128 | 4.2016 | 366.0215 | 370.2231 | 575.2357 | -56668.4771 | FALSE | Option 1 | 0 | 774
| NHL031-158104465 | 28 | 599870.1212 | -324258.2393 | 589.6619 | 19075.372 | 19665.0338 | 20.7149 | 670.1209 | 690.8358 | 18974.198 | -305284.0412 | FALSE | 796 | 22190 | -22574.9853 | 230.9 | 7469.5406 | 7700.4406 | 11964.5932 | -10610.3921 | FALSE | Option 1 | 0 | 774
| NHL031-158118521 | 43 | 921229.1148 | -497968.0103 | 709.8553 | 33309.1942 | 34019.0495 | 24.9373 | 1170.1574 | 1195.0947 | 32823.9548 | -465144.0555 | FALSE | 1047 | 34077.5 | -34668.7275 | 277.9654 | 13043.2255 | 13321.1909 | 20697.8586 | -13970.8689 | FALSE | Option 1 | 0 | 774
| NHL031-158118640 | 62 | 1328283.8399 | -718000.3869 | 447.6369 | 28675.7857 | 29123.4226 | 15.7256 | 1007.385 | 1023.1105 | 28100.312 | -689900.0749 | FALSE | 1350 | 49135 | -49987.4676 | 175.2858 | 11228.8739 | 11404.1597 | 17719.2629 | -32268.2047 | FALSE | Option 1 | 0 | 774
| NHL031-159317397 | 50 | 1071196.6451 | -579032.5701 | 384.4402 | 53916.6761 | 54301.1163 | 13.5054 | 1894.1015 | 1907.607 | 52393.5093 | -526639.0608 | FALSE | 1140 | 39625 | -40312.4738 | 150.5392 | 21112.7103 | 21263.2495 | 33037.8668 | -7274.6071 | FALSE | Option 1 | 0 | 774
| NHL031-159338407 | 18 | 385630.7922 | -208451.7252 | 0 | 0 | 0 | 0 | 0 | 0 | 0 | -208451.7252 | FALSE | 607 | 14265 | -14512.4906 | 0 | 0 | 0 | 0 | -14512.4906 | FALSE | Option 1 | 0 | 774
| NHL031-159449178 | 88 | 1885306.0953 | -1019097.3234 | 1222.1194 | 96001.8306 | 97223.95 | 42.9333 | 3372.5598 | 3415.493 | 93808.457 | -925288.8664 | FALSE | 1579 | 69740 | -70949.954 | 478.5579 | 37592.4293 | 38070.9873 | 59152.9628 | -11796.9912 | FALSE | Option 1 | 0 | 774
| NHL031-163378374 | 32 | 685565.8529 | -370580.8449 | 311.3784 | 21736.5623 | 22047.9407 | 10.9388 | 763.6089 | 774.5477 | 21273.393 | -349307.4519 | FALSE | 871 | 25360 | -25799.9833 | 121.9297 | 8511.6104 | 8633.5401 | 13414.4006 | -12385.5826 | FALSE | Option 1 | 0 | 774
| NHL031-171331453 | 17 | 364206.8593 | -196871.0738 | 0 | 0 | 0 | 0 | 0 | 0 | 0 | -196871.0738 | FALSE | 587 | 13472.5 | -13706.2411 | 0 | 0 | 0 | 0 | -13706.2411 | FALSE | Option 1 | 0 | 774
| NKA001-111726711 | 45 | 964076.9806 | -521129.3131 | 4.2024 | 162.2262 | 166.4286 | 0.14763 | 5.699 | 5.8467 | 160.5819 | -520968.7312 | FALSE | 1135 | 35662.5 | -36281.2265 | 1.6456 | 63.5246 | 65.1702 | 101.2584 | -36179.968 | FALSE | Option 1 | 0 | 774
| NKA001-138135636 | 55 | 1178316.3096 | -636935.8271 | 54.3883 | 2811.9292 | 2866.3175 | 1.9107 | 98.7835 | 100.6942 | 2765.6233 | -634170.2038 | FALSE | 1282 | 43587.5 | -44343.7212 | 21.2974 | 1101.0962 | 1122.3936 | 1743.924 | -42599.7973 | FALSE | Option 1 | 0 | 774
| NKA001-15424552 | 0 | 0 | 0 | 0 | 0 | 0 | 0 | 0 | 0 | 0 | 0 | FALSE | 129 | 0 | 0 | 0 | 0 | 0 | 0 | 0 | FALSE | Option 1 | 0 | 774
| NKA001-161093990 | 33 | 706989.7858 | -382161.4963 | 6.6196 | 179.6003 | 186.22 | 0.23255 | 6.3094 | 6.5419 | 179.678 | -381981.8182 | FALSE | 930 | 26152.5 | -26606.2327 | 2.5921 | 70.328 | 72.9201 | 113.2999 | -26492.9328 | FALSE | Option 1 | 0 | 774
| NKA001-24606118 | 172 | 3684916.4591 | -1991872.0412 | 9266.7475 | 96815.1293 | 106081.8768 | 325.5423 | 3401.1311 | 3726.6734 | 102355.2034 | -1889516.8378 | FALSE | 1977 | 136310 | -138674.91 | 3628.6761 | 37910.9011 | 41539.5772 | 64542.2996 | -74132.6104 | FALSE | Option 1 | 0 | 774
| NKA001-96630054 | 103 | 2206665.0889 | -1192807.0944 | 16471.519 | 69686.5872 | 86158.1062 | 578.6471 | 2448.101 | 3026.7482 | 83131.3581 | -1109675.7364 | FALSE | 1688 | 81627.5 | -83043.6961 | 6449.923 | 27287.8974 | 33737.8204 | 52420.2858 | -30623.4103 | FALSE | Option 1 | 0 | 774
| NKA002-15424752 | 0 | 0 | 0 | 0 | 0 | 0 | 0 | 0 | 0 | 0 | 0 | FALSE | 129 | 0 | 0 | 0 | 0 | 0 | 0 | 0 | FALSE | Option 1 | 0 | 774
| NKA002-157269526 | 0 | 0 | 0 | 0 | 0 | 0 | 0 | 0 | 0 | 0 | 0 | FALSE | 129 | 0 | 0 | 0 | 0 | 0 | 0 | 0 | FALSE | Option 1 | 0 | 774
| NKA002-160426606 | 21 | 449902.5909 | -243193.6794 | 0.22063 | 5.37 | 5.5906 | 0.0077508 | 0.18865 | 0.1964 | 5.3942 | -243188.2852 | FALSE | 686 | 16642.5 | -16931.239 | 0.086394 | 2.1028 | 2.1892 | 3.4015 | -16927.8376 | FALSE | Option 1 | 0 | 774
| NKA002-176883603 | 11 | 235663.2619 | -127387.1654 | 222.8906 | 4420.3758 | 4643.2664 | 7.8302 | 155.2885 | 163.1187 | 4480.1477 | -122907.0177 | FALSE | 438 | 8717.5 | -8868.7442 | 87.2796 | 1730.9323 | 1818.2118 | 2825.0546 | -6043.6897 | FALSE | Option 1 | 0 | 774
| NKA003-161248298 | 29 | 621294.0541 | -335838.8907 | 18.6432 | 218.6619 | 237.3051 | 0.65494 | 7.6816 | 8.3366 | 228.9685 | -335609.9221 | FALSE | 847 | 22982.5 | -23381.2348 | 7.3003 | 85.6237 | 92.924 | 144.3811 | -23236.8537 | FALSE | Option 1 | 0 | 774
| NKA004-162977911 | 16 | 342782.9264 | -185290.4224 | 6.2051 | 71.5291 | 77.7342 | 0.21799 | 2.5128 | 2.7308 | 75.0034 | -185215.419 | FALSE | 561 | 12680 | -12899.9916 | 2.4298 | 28.0094 | 30.4392 | 47.295 | -12852.6966 | FALSE | Option 1 | 0 | 774
| NKA006-15424865 | 0 | 0 | 0 | 0 | 0 | 0 | 0 | 0 | 0 | 0 | 0 | FALSE | 129 | 0 | 0 | 0 | 0 | 0 | 0 | 0 | FALSE | Option 1 | 0 | 774
| NKA006-160426703 | 24 | 514174.3896 | -277935.6336 | 80.0341 | 490.7036 | 570.7376 | 2.8116 | 17.2385 | 20.0501 | 550.6875 | -277384.9461 | FALSE | 742 | 19020 | -19349.9874 | 31.3398 | 192.1499 | 223.4896 | 347.248 | -19002.7394 | FALSE | Option 1 | 0 | 774
| NKA006-160426816 | 54 | 1156892.3767 | -625355.1757 | 663.7482 | 20931.4968 | 21595.245 | 23.3176 | 735.3269 | 758.6444 | 20836.6005 | -604518.5752 | FALSE | 1245 | 42795 | -43537.4717 | 259.9107 | 8196.3626 | 8456.2733 | 13138.9716 | -30398.5001 | FALSE | Option 1 | 0 | 774
| NKA006-162978025 | 35 | 749837.6516 | -405322.7991 | 1469.9865 | 28041.0387 | 29511.0251 | 51.6409 | 985.0862 | 1036.7271 | 28474.2981 | -376848.501 | FALSE | 922 | 27737.5 | -28218.7317 | 575.6178 | 10980.3194 | 11555.9372 | 17955.0879 | -10263.6438 | FALSE | Option 1 | 0 | 774
| NKA006-163615273 | 0 | 0 | 0 | 0 | 0 | 0 | 0 | 0 | 0 | 0 | 0 | FALSE | 129 | 0 | 0 | 0 | 0 | 0 | 0 | 0 | FALSE | Option 1 | 0 | 774
| NKA006-181987048 | 0 | 0 | 0 | 0 | 0 | 0 | 0 | 0 | 0 | 0 | 0 | FALSE | 129 | 0 | 0 | 0 | 0 | 0 | 0 | 0 | FALSE | Option 1 | 0 | 774
| OYN001-15412732 | 267 | 5720190.0847 | -3092033.9243 | 11053.757 | 155269.3604 | 166323.1173 | 388.3203 | 5454.6377 | 5842.9579 | 160480.1594 | -2931553.7649 | FALSE | 2124 | 211597.5 | -215268.6103 | 4328.4339 | 60800.4287 | 65128.8626 | 101194.2547 | -114074.3555 | FALSE | Option 1 | 0 | 774
| OYN001-15412756 | 0 | 0 | 0 | 0 | 0 | 0 | 0 | 0 | 0 | 0 | 0 | FALSE | 129 | 0 | 0 | 0 | 0 | 0 | 0 | 0 | FALSE | Option 1 | 0 | 774
| OYN001-157370670 | 37 | 792685.5174 | -428484.1019 | 190.01 | 21246.4622 | 21436.4722 | 6.6751 | 746.3916 | 753.0667 | 20683.4055 | -407800.6964 | FALSE | 975 | 29322.5 | -29831.2306 | 74.4042 | 8319.6969 | 8394.1011 | 13042.3712 | -16788.8595 | FALSE | Option 1 | 0 | 774
| OYN001-157370765 | 19 | 407054.7251 | -220032.3766 | 5.1238 | 1323.8937 | 1329.0175 | 0.18 | 46.5086 | 46.6886 | 1282.3289 | -218750.0477 | FALSE | 628 | 15057.5 | -15318.7401 | 2.0064 | 518.4107 | 520.4171 | 808.6004 | -14510.1397 | FALSE | Option 1 | 0 | 774
| OYN001-157425399 | 48 | 1028348.7793 | -555871.2673 | 48.7658 | 12732.3601 | 12781.1259 | 1.7132 | 447.2899 | 449.003 | 12332.1229 | -543539.1444 | FALSE | 1168 | 38040 | -38699.9749 | 19.0957 | 4985.7419 | 5004.8376 | 7776.2883 | -30923.6866 | FALSE | Option 1 | 0 | 774
| OYN001-157599093 | 38 | 814109.4503 | -440064.7533 | 0.59811 | 103.0501 | 103.6482 | 0.021012 | 3.6202 | 3.6412 | 100.007 | -439964.7462 | FALSE | 1017 | 30115 | -30637.4801 | 0.23421 | 40.3524 | 40.5866 | 63.0616 | -30574.4185 | FALSE | Option 1 | 0 | 774
| OYN001-157599241 | 60 | 1285435.9741 | -694839.0841 | 80.8251 | 4255.5579 | 4336.383 | 2.8394 | 149.4984 | 152.3378 | 4184.0452 | -690655.0389 | FALSE | 1351 | 47550 | -48374.9686 | 31.6495 | 1666.3928 | 1698.0423 | 2638.3407 | -45736.6279 | FALSE | Option 1 | 0 | 774
| OYN001-157599335 | 74 | 1585371.0347 | -856968.2038 | 539.8126 | 54327.7069 | 54867.5195 | 18.9637 | 1908.5411 | 1927.5048 | 52940.0147 | -804028.1891 | FALSE | 1472 | 58645 | -59662.4613 | 211.38 | 21273.6618 | 21485.0418 | 33382.4776 | -26279.9837 | FALSE | Option 1 | 0 | 774
| OYN001-157997774 | 68 | 1456827.4373 | -787484.2953 | 215.8681 | 24955.086 | 25170.9542 | 7.5835 | 876.6762 | 884.2597 | 24286.6945 | -763197.6009 | FALSE | 1433 | 53890 | -54824.9644 | 84.5297 | 9771.921 | 9856.4507 | 15314.5034 | -39510.461 | FALSE | Option 1 | 0 | 774
| OYN001-157997976 | 60 | 1285435.9741 | -694839.0841 | 18.2148 | 4247.2346 | 4265.4494 | 0.63989 | 149.206 | 149.8459 | 4115.6035 | -690723.4807 | FALSE | 1352 | 47550 | -48374.9686 | 7.1326 | 1663.1336 | 1670.2661 | 2595.1833 | -45779.7853 | FALSE | Option 1 | 0 | 774
| OYN001-157998086 | 128 | 2742263.4114 | -1482323.3795 | 69.9346 | 22140.0283 | 22209.9629 | 2.4568 | 777.7828 | 780.2396 | 21429.7233 | -1460893.6561 | FALSE | 1864 | 101440 | -103199.933 | 27.385 | 8669.5998 | 8696.9848 | 13512.9781 | -89686.9549 | FALSE | Option 1 | 0 | 774
| OYN001-157998203 | 44 | 942653.0477 | -509548.6617 | 163.2953 | 24432.8493 | 24596.1446 | 5.7366 | 858.3299 | 864.0665 | 23732.0781 | -485816.5836 | FALSE | 1079 | 34870 | -35474.977 | 63.9432 | 9567.4234 | 9631.3666 | 14964.778 | -20510.199 | FALSE | Option 1 | 0 | 774
| OYN001-157998251 | 70 | 1499675.3031 | -810645.5981 | 93.2159 | 13655.1618 | 13748.3777 | 3.2747 | 479.708 | 482.9827 | 13265.395 | -797380.2031 | FALSE | 1468 | 55475 | -56437.4634 | 36.5015 | 5347.0929 | 5383.5944 | 8364.7833 | -48072.68 | FALSE | Option 1 | 0 | 774
| OYN001-157998623 | 102 | 2185241.156 | -1181226.443 | 148.4536 | 27462.1373 | 27610.5909 | 5.2152 | 964.7493 | 969.9645 | 26640.6264 | -1154585.8167 | FALSE | 1721 | 80835 | -82237.4466 | 58.1315 | 10753.633 | 10811.7645 | 16798.8263 | -65438.6203 | FALSE | Option 1 | 0 | 774
| OYN001-159943098 | 63 | 1349707.7728 | -729581.0383 | 373.7584 | 71156.9608 | 71530.7192 | 13.1302 | 2499.7555 | 2512.8857 | 69017.8335 | -660563.2048 | FALSE | 1312 | 49927.5 | -50793.717 | 146.3565 | 27863.6668 | 28010.0232 | 43520.696 | -7273.0211 | FALSE | Option 1 | 0 | 774
| OYN001-159943284 | 43 | 921229.1148 | -497968.0103 | 55.9773 | 13093.1014 | 13149.0786 | 1.9665 | 459.9628 | 461.9293 | 12687.1494 | -485280.8609 | FALSE | 1078 | 34077.5 | -34668.7275 | 21.9196 | 5127.0011 | 5148.9207 | 8000.158 | -26668.5695 | FALSE | Option 1 | 0 | 774
| OYN001-161991484 | 7 | 149967.5303 | -81064.5598 | 0 | 0 | 0 | 0 | 0 | 0 | 0 | -81064.5598 | FALSE | 359 | 5547.5 | -5643.7463 | 0 | 0 | 0 | 0 | -5643.7463 | FALSE | Option 1 | 0 | 774
| OYN001-161991742 | 20 | 428478.658 | -231613.028 | 11.3018 | 1229.8407 | 1241.1425 | 0.39703 | 43.2045 | 43.6015 | 1197.541 | -230415.487 | FALSE | 656 | 15850 | -16124.9895 | 4.4256 | 481.5815 | 486.007 | 755.1355 | -15369.854 | FALSE | Option 1 | 0 | 774
| OYN001-161991880 | 70 | 1499675.3031 | -810645.5981 | 50.4587 | 19215.1385 | 19265.5973 | 1.7726 | 675.0309 | 676.8035 | 18588.7937 | -792056.8044 | FALSE | 1462 | 55475 | -56437.4634 | 19.7586 | 7524.2704 | 7544.0291 | 11721.5682 | -44715.8952 | FALSE | Option 1 | 0 | 774
| OYN001-161991949 | 104 | 2228089.0218 | -1204387.7458 | 0 | 0 | 0 | 0 | 0 | 0 | 0 | -1204387.7458 | FALSE | 1752 | 82420 | -83849.9456 | 0 | 0 | 0 | 0 | -83849.9456 | FALSE | Option 1 | 0 | 774
| OYN003-15412682 | 173 | 3706340.392 | -2003452.6926 | 4395.0225 | 69618.7683 | 74013.7908 | 154.3979 | 2445.7186 | 2600.1164 | 71413.6744 | -1932039.0182 | FALSE | 1986 | 137102.5 | -139481.1595 | 1721.0044 | 27261.3408 | 28982.3453 | 45031.4455 | -94449.7139 | FALSE | Option 1 | 0 | 774
| OYN003-157425942 | 11 | 235663.2619 | -127387.1654 | 0 | 0 | 0 | 0 | 0 | 0 | 0 | -127387.1654 | FALSE | 455 | 8717.5 | -8868.7442 | 0 | 0 | 0 | 0 | -8868.7442 | FALSE | Option 1 | 0 | 774
| OYN003-158041159 | 195 | 4177666.9158 | -2258227.0234 | 293.2257 | 49838.6608 | 50131.8865 | 10.3011 | 1750.8402 | 1761.1413 | 48370.7452 | -2209856.2782 | FALSE | 2034 | 154537.5 | -157218.648 | 114.8214 | 19515.8397 | 19630.6611 | 30501.2254 | -126717.4226 | FALSE | Option 1 | 0 | 774
| OYN003-158109405 | 349 | 7476952.5827 | -4041647.3393 | 271.7368 | 320304.8722 | 320576.609 | 9.5462 | 11252.3618 | 11261.908 | 309314.701 | -3732332.6383 | FALSE | 2179 | 276582.5 | -281381.0674 | 106.4068 | 125425.0903 | 125531.4971 | 195045.1119 | -86335.9554 | FALSE | Option 1 | 0 | 774
| OYN003-158109515 | 106 | 2270936.8876 | -1227549.0486 | 1.4043 | 201.1097 | 202.5141 | 0.049335 | 7.065 | 7.1144 | 195.3997 | -1227353.6489 | FALSE | 1764 | 84005 | -85462.4445 | 0.54991 | 78.7506 | 79.3005 | 123.2135 | -85339.231 | FALSE | Option 1 | 0 | 774
| OYN003-158109598 | 159 | 3406405.3314 | -1841323.5729 | 170.9399 | 33382.9058 | 33553.8457 | 6.0051 | 1172.7469 | 1178.752 | 32375.0937 | -1808948.4792 | FALSE | 1963 | 126007.5 | -128193.6668 | 66.9367 | 13072.0895 | 13139.0263 | 20414.8194 | -107778.8474 | FALSE | Option 1 | 0 | 774
| OYN003-158109716 | 69 | 1478251.3702 | -799064.9467 | 106.1572 | 16490.3394 | 16596.4966 | 3.7293 | 579.3083 | 583.0376 | 16013.459 | -783051.4877 | FALSE | 1451 | 54682.5 | -55631.2139 | 41.5691 | 6457.2927 | 6498.8618 | 10097.6349 | -45533.579 | FALSE | Option 1 | 0 | 774
| OYN003-158109850 | 76 | 1628218.9005 | -880129.5066 | 89.6048 | 15332.4791 | 15422.0839 | 3.1478 | 538.6325 | 541.7803 | 14880.3036 | -865249.203 | FALSE | 1528 | 60230 | -61274.9602 | 35.0875 | 6003.8973 | 6038.9848 | 9383.099 | -51891.8612 | FALSE | Option 1 | 0 | 774
| OYN003-158110054 | 135 | 2892230.9417 | -1563387.9393 | 349.0007 | 47149.1594 | 47498.1601 | 12.2604 | 1656.3576 | 1668.618 | 45829.5421 | -1517558.3972 | FALSE | 1890 | 106987.5 | -108843.6794 | 136.6618 | 18462.6838 | 18599.3456 | 28898.8145 | -79944.8649 | FALSE | Option 1 | 0 | 774
| OYN003-161992042 | 22 | 471326.5238 | -254774.3308 | 0.63334 | 53.7759 | 54.4093 | 0.022249 | 1.8892 | 1.9114 | 52.4979 | -254721.833 | FALSE | 704 | 17435 | -17737.4885 | 0.248 | 21.0576 | 21.3056 | 33.1037 | -17704.3848 | FALSE | Option 1 | 0 | 774
| OYN005-159377479 | 27 | 578446.1883 | -312677.5879 | 132.9284 | 11299.1289 | 11432.0572 | 4.6698 | 396.9402 | 401.61 | 11030.4472 | -301647.1406 | FALSE | 794 | 21397.5 | -21768.7359 | 52.0521 | 4424.5167 | 4476.5688 | 6955.4884 | -14813.2475 | FALSE | Option 1 | 0 | 774
| OYN005-160435471 | 53 | 1135468.4438 | -613774.5243 | 463.3081 | 41629.3612 | 42092.6693 | 16.2761 | 1462.4462 | 1478.7223 | 40613.947 | -573160.5773 | FALSE | 1209 | 42002.5 | -42731.2223 | 181.4224 | 16301.2393 | 16482.6617 | 25610.0076 | -17121.2147 | FALSE | Option 1 | 0 | 774
| OYN005-160491322 | 47 | 1006924.8464 | -544290.6159 | 249.2882 | 25820.2905 | 26069.5787 | 8.7575 | 907.071 | 915.8285 | 25153.7502 | -519136.8657 | FALSE | 1129 | 37247.5 | -37893.7254 | 97.6163 | 10110.7181 | 10208.3344 | 15861.2442 | -22032.4812 | FALSE | Option 1 | 0 | 774
| OYN005-160578653 | 108 | 2313784.7534 | -1250710.3514 | 0 | 0 | 0 | 0 | 0 | 0 | 0 | -1250710.3514 | FALSE | 1780 | 85590 | -87074.9435 | 0 | 0 | 0 | 0 | -87074.9435 | FALSE | Option 1 | 0 | 774
| OYN005-160637132 | 58 | 1242588.1083 | -671677.7813 | 24.0484 | 6146.8206 | 6170.869 | 0.84482 | 215.9388 | 216.7836 | 5954.0854 | -665723.6959 | FALSE | 1320 | 45965 | -46762.4697 | 9.4169 | 2406.9741 | 2416.391 | 3754.4781 | -43007.9916 | FALSE | Option 1 | 0 | 774
| OYN005-160828059 | 129 | 2763687.3443 | -1493904.0309 | 432.6057 | 72326.6717 | 72759.2773 | 15.1975 | 2540.8476 | 2556.0451 | 70203.2322 | -1423700.7987 | FALSE | 1853 | 102232.5 | -104006.1825 | 169.3999 | 28321.7026 | 28491.1024 | 44268.1749 | -59738.0076 | FALSE | Option 1 | 0 | 774
| OYN005-160828223 | 25 | 535598.3225 | -289516.2851 | 0.85377 | 94.0315 | 94.8853 | 0.029993 | 3.3033 | 3.3333 | 91.5519 | -289424.7331 | FALSE | 766 | 19812.5 | -20156.2369 | 0.33432 | 36.8209 | 37.1552 | 57.7301 | -20098.5069 | FALSE | Option 1 | 0 | 774
| OYN005-160829369 | 119 | 2549448.0153 | -1378097.5168 | 1176.101 | 128460.7261 | 129636.8271 | 41.3166 | 4512.846 | 4554.1626 | 125082.6645 | -1253014.8524 | FALSE | 1781 | 94307.5 | -95943.6877 | 460.538 | 50302.6946 | 50763.2326 | 78873.5945 | -17070.0933 | FALSE | Option 1 | 0 | 774
| OYN005-160829541 | 61 | 1306859.907 | -706419.7355 | 362.0796 | 37433.1378 | 37795.2174 | 12.7199 | 1315.0322 | 1327.7521 | 36467.4653 | -669952.2702 | FALSE | 1325 | 48342.5 | -49181.2181 | 141.7832 | 14658.0808 | 14799.864 | 22995.3534 | -26185.8647 | FALSE | Option 1 | 0 | 774
| OYN005-160930811 | 107 | 2292360.8205 | -1239129.7 | 339.1969 | 33322.7321 | 33661.929 | 11.916 | 1170.633 | 1182.549 | 32479.38 | -1206650.32 | FALSE | 1755 | 84797.5 | -86268.694 | 132.8229 | 13048.5267 | 13181.3496 | 20480.5795 | -65788.1146 | FALSE | Option 1 | 0 | 774
| OYN005-160931147 | 60 | 1285435.9741 | -694839.0841 | 206.7484 | 34161.135 | 34367.8834 | 7.2631 | 1200.0862 | 1207.3493 | 33160.5341 | -661678.55 | FALSE | 1314 | 47550 | -48374.9686 | 80.9586 | 13376.8288 | 13457.7874 | 20910.096 | -27464.8726 | FALSE | Option 1 | 0 | 774
| OYN005-160960891 | 46 | 985500.9135 | -532709.9645 | 146.6627 | 24777.703 | 24924.3657 | 5.1523 | 870.4447 | 875.597 | 24048.7687 | -508661.1958 | FALSE | 1108 | 36455 | -37087.4759 | 57.4302 | 9702.4613 | 9759.8915 | 15164.4741 | -21923.0018 | FALSE | Option 1 | 0 | 774
| OYN005-162206992 | 9 | 192815.3961 | -104225.8626 | 0 | 0 | 0 | 0 | 0 | 0 | 0 | -104225.8626 | FALSE | 394 | 7132.5 | -7256.2453 | 0 | 0 | 0 | 0 | -7256.2453 | FALSE | Option 1 | 0 | 774
| OYN005-162260630 | 2 | 42847.8658 | -23161.3028 | 0 | 0 | 0 | 0 | 0 | 0 | 0 | -23161.3028 | FALSE | 258 | 1585 | -1612.499 | 0 | 0 | 0 | 0 | -1612.499 | FALSE | Option 1 | 0 | 774
| OYN005-162551906 | 117 | 2506600.1495 | -1354936.214 | 378.8029 | 54266.4554 | 54645.2584 | 13.3074 | 1906.3893 | 1919.6967 | 52725.5616 | -1302210.6524 | FALSE | 1805 | 92722.5 | -94331.1888 | 148.3318 | 21249.677 | 21398.0088 | 33247.2496 | -61083.9392 | FALSE | Option 1 | 0 | 774
| OYN005-162690111 | 24 | 514174.3896 | -277935.6336 | 0 | 0 | 0 | 0 | 0 | 0 | 0 | -277935.6336 | FALSE | 746 | 19020 | -19349.9874 | 0 | 0 | 0 | 0 | -19349.9874 | FALSE | Option 1 | 0 | 774
| OYN005-162952933 | 7 | 149967.5303 | -81064.5598 | 0 | 0 | 0 | 0 | 0 | 0 | 0 | -81064.5598 | FALSE | 359 | 5547.5 | -5643.7463 | 0 | 0 | 0 | 0 | -5643.7463 | FALSE | Option 1 | 0 | 774
| OYN005-164254226 | 47 | 1006924.8464 | -544290.6159 | 210.7856 | 24254.7632 | 24465.5488 | 7.4049 | 852.0737 | 859.4787 | 23606.0701 | -520684.5458 | FALSE | 1134 | 37247.5 | -37893.7254 | 82.5395 | 9497.6884 | 9580.2279 | 14885.3209 | -23008.4045 | FALSE | Option 1 | 0 | 774
| OYN005-164254377 | 59 | 1264012.0412 | -683258.4327 | 831.4649 | 63586.598 | 64418.0629 | 29.2095 | 2233.8074 | 2263.0169 | 62155.046 | -621103.3867 | FALSE | 1267 | 46757.5 | -47568.7191 | 325.5853 | 24899.2616 | 25224.8469 | 39193.216 | -8375.5031 | FALSE | Option 1 | 0 | 774
| OYN005-164365790 | 11 | 235663.2619 | -127387.1654 | 803.6293 | 7790.6639 | 8594.2933 | 28.2316 | 273.6873 | 301.9189 | 8292.3744 | -119094.791 | FALSE | 429 | 8717.5 | -8868.7442 | 314.6854 | 3050.6708 | 3365.3563 | 5228.937 | -3639.8072 | FALSE | Option 1 | 0 | 774
| OYN005-164366490 | 52 | 1114044.5109 | -602193.8729 | 11.0478 | 666.3315 | 677.3793 | 0.38811 | 23.4083 | 23.7964 | 653.5829 | -601540.29 | FALSE | 1242 | 41210 | -41924.9728 | 4.3261 | 260.9223 | 265.2484 | 412.1309 | -41512.8419 | FALSE | Option 1 | 0 | 774
| OYN005-164366901 | 9 | 192815.3961 | -104225.8626 | 170.388 | 4827.4596 | 4997.8477 | 5.9858 | 169.5894 | 175.5752 | 4822.2725 | -99403.5901 | FALSE | 381 | 7132.5 | -7256.2453 | 66.7206 | 1890.3383 | 1957.0589 | 3040.7888 | -4215.4565 | FALSE | Option 1 | 0 | 774
| OYN005-203102592 | 122 | 2613719.814 | -1412839.471 | 1213.954 | 7366.2813 | 8580.2353 | 42.6464 | 258.7786 | 301.4251 | 8278.8103 | -1404560.6608 | FALSE | 1843 | 96685 | -98362.4362 | 475.3605 | 2884.4909 | 3359.8514 | 5220.3839 | -93142.0523 | FALSE | Option 1 | 0 | 774
| OYN005-24603468 | 127 | 2720839.4785 | -1470742.7281 | 2526.0776 | 152577.3254 | 155103.4031 | 88.7415 | 5360.066 | 5448.8076 | 149654.5955 | -1321088.1326 | FALSE | 1809 | 100647.5 | -102393.6835 | 989.1623 | 59746.2807 | 60735.4431 | 94367.96 | -8025.7236 | FALSE | Option 1 | 0 | 774
| OYN005-88333607 | 130 | 2785111.2772 | -1505484.6823 | 388.829 | 50620.3091 | 51009.1381 | 13.6596 | 1778.2996 | 1791.9592 | 49217.1789 | -1456267.5034 | FALSE | 1863 | 103025 | -104812.432 | 152.2578 | 19821.9178 | 19974.1756 | 31034.9626 | -73777.4694 | FALSE | Option 1 | 0 | 774
| OYN007-15412819 | 150 | 3213589.9352 | -1737097.7103 | 3167.5314 | 12419.4913 | 15587.0227 | 111.2759 | 436.2987 | 547.5746 | 15039.4481 | -1722058.2623 | FALSE | 1942 | 118875 | -120937.4215 | 1240.343 | 4863.2286 | 6103.5716 | 9483.4511 | -111453.9705 | FALSE | Option 1 | 0 | 774
| OYN007-15412830 | 0 | 0 | 0 | 0 | 0 | 0 | 0 | 0 | 0 | 0 | 0 | FALSE | 129 | 0 | 0 | 0 | 0 | 0 | 0 | 0 | FALSE | Option 1 | 0 | 774
| PLD001-128232196 | 256 | 5484526.8228 | -2964646.7589 | 25072.4744 | 103892.7263 | 128965.2007 | 880.8001 | 4730.9068 | 5611.7069 | 123353.4938 | -2841293.2651 | FALSE | 2112 | 202880 | -206399.866 | 9817.888 | 42455.691 | 52273.579 | 76691.6217 | -129708.2443 | FALSE | Option 1 | 0 | 774
| PLD001-159945085 | 36 | 771261.5845 | -416903.4505 | 62.4782 | 1942.7572 | 2005.2354 | 2.1949 | 88.4663 | 90.6612 | 1914.5743 | -414988.8762 | FALSE | 981 | 28530 | -29024.9812 | 24.4653 | 793.9064 | 818.3716 | 1186.8638 | -27838.1174 | FALSE | Option 1 | 0 | 774
| PLD001-160255348 | 25 | 535598.3225 | -289516.2851 | 23.206 | 709.8296 | 733.0356 | 0.81523 | 32.3231 | 33.1384 | 699.8972 | -288816.3878 | FALSE | 760 | 19812.5 | -20156.2369 | 9.087 | 290.0714 | 299.1584 | 433.8772 | -19722.3597 | FALSE | Option 1 | 0 | 774
| PLD001-160255473 | 43 | 921229.1148 | -497968.0103 | 148.5575 | 2759.6945 | 2908.252 | 5.2188 | 125.6667 | 130.8856 | 2777.3665 | -495190.6438 | FALSE | 1090 | 34077.5 | -34668.7275 | 58.1722 | 1127.7473 | 1185.9195 | 1722.3326 | -32946.3949 | FALSE | Option 1 | 0 | 774
| PLD001-160255864 | 46 | 985500.9135 | -532709.9645 | 4.3407 | 112.6686 | 117.0093 | 0.15249 | 5.1305 | 5.283 | 111.7263 | -532598.2382 | FALSE | 1152 | 36455 | -37087.4759 | 1.6997 | 46.0419 | 47.7417 | 69.2676 | -37018.2083 | FALSE | Option 1 | 0 | 774
| PLD001-160255960 | 61 | 1306859.907 | -706419.7355 | 2.9729 | 106.4267 | 109.3997 | 0.10444 | 4.8463 | 4.9507 | 104.4489 | -706315.2866 | FALSE | 1372 | 48342.5 | -49181.2181 | 1.1641 | 43.4912 | 44.6554 | 64.7443 | -49116.4738 | FALSE | Option 1 | 0 | 774
| PLD001-160286437 | 57 | 1221164.1754 | -660097.1299 | 1.924 | 73.1756 | 75.0996 | 0.067591 | 3.3322 | 3.3997 | 71.6999 | -660025.43 | FALSE | 1310 | 45172.5 | -45956.2202 | 0.7534 | 29.9032 | 30.6566 | 44.4431 | -45911.7771 | FALSE | Option 1 | 0 | 774
| PLD001-160286548 | 263 | 5634494.3531 | -3045711.3187 | 723.1875 | 99822.4685 | 100545.6559 | 25.4057 | 4545.5617 | 4570.9674 | 95974.6886 | -2949736.6302 | FALSE | 2127 | 208427.5 | -212043.6124 | 283.186 | 40792.3829 | 41075.5689 | 59470.087 | -152573.5254 | FALSE | Option 1 | 0 | 774
| PLD001-160286649 | 85 | 1821034.2966 | -984355.3692 | 456.4022 | 16747.2955 | 17203.6977 | 16.0335 | 762.6125 | 778.646 | 16425.0517 | -967930.3174 | FALSE | 1603 | 67362.5 | -68531.2055 | 178.7181 | 6843.7708 | 7022.4889 | 10181.2088 | -58349.9967 | FALSE | Option 1 | 0 | 774
| PLD001-162206790 | 10 | 214239.329 | -115806.514 | 0 | 0 | 0 | 0 | 0 | 0 | 0 | -115806.514 | FALSE | 423 | 7925 | -8062.4948 | 0 | 0 | 0 | 0 | -8062.4948 | FALSE | Option 1 | 0 | 774
| PLD001-162207166 | 9 | 192815.3961 | -104225.8626 | 1.642 | 18.0668 | 19.7088 | 0.057684 | 0.8227 | 0.88038 | 18.8284 | -104207.0342 | FALSE | 391 | 7132.5 | -7256.2453 | 0.64298 | 7.383 | 8.026 | 11.6828 | -7244.5625 | FALSE | Option 1 | 0 | 774
| PLD001-162213349 | 10 | 214239.329 | -115806.514 | 0 | 0 | 0 | 0 | 0 | 0 | 0 | -115806.514 | FALSE | 423 | 7925 | -8062.4948 | 0 | 0 | 0 | 0 | -8062.4948 | FALSE | Option 1 | 0 | 774
| PLD001-162290445 | 24 | 514174.3896 | -277935.6336 | 145.6891 | 2138.3178 | 2284.0069 | 5.1181 | 97.3714 | 102.4895 | 2181.5174 | -275754.1162 | FALSE | 739 | 19020 | -19349.9874 | 57.049 | 873.8221 | 930.8711 | 1353.1358 | -17996.8516 | FALSE | Option 1 | 0 | 774
| PLD001-162290662 | 10 | 214239.329 | -115806.514 | 5.3183 | 111.5048 | 116.8232 | 0.18683 | 5.0775 | 5.2644 | 111.5588 | -115694.9552 | FALSE | 416 | 7925 | -8062.4948 | 2.0826 | 45.5664 | 47.6489 | 69.1742 | -7993.3205 | FALSE | Option 1 | 0 | 774
| PLD001-162291051 | 27 | 578446.1883 | -312677.5879 | 13.729 | 339.9884 | 353.7174 | 0.4823 | 15.4819 | 15.9642 | 337.7533 | -312339.8346 | FALSE | 804 | 21397.5 | -21768.7359 | 5.376 | 138.936 | 144.312 | 209.4054 | -21559.3305 | FALSE | Option 1 | 0 | 774
| PLD001-162377877 | 18 | 385630.7922 | -208451.7252 | 0.62764 | 20.7216 | 21.3493 | 0.022049 | 0.94359 | 0.96564 | 20.3836 | -208431.3416 | FALSE | 605 | 14265 | -14512.4906 | 0.24577 | 8.4679 | 8.7137 | 12.6356 | -14499.855 | FALSE | Option 1 | 0 | 774
| PLD001-163864241 | 98 | 2099545.4244 | -1134903.8374 | 142.0154 | 5108.6094 | 5250.6248 | 4.989 | 232.628 | 237.617 | 5013.0078 | -1129890.8296 | FALSE | 1702 | 77665 | -79012.4487 | 55.6105 | 2087.6297 | 2143.2401 | 3107.3847 | -75905.0641 | FALSE | Option 1 | 0 | 774
| PLD001-24597198 | 313 | 6705690.9982 | -3624743.8888 | 33354.4564 | 139260.534 | 172614.9904 | 1171.7474 | 6341.4315 | 7513.179 | 165101.8115 | -3459642.0774 | FALSE | 2170 | 248052.5 | -252356.0862 | 13060.9493 | 56908.7212 | 69969.6706 | 102645.3199 | -149710.7664 | FALSE | Option 1 | 0 | 774
| PLD001-24611964 | 2 | 42847.8658 | -23161.3028 | 0 | 0 | 0 | 0 | 0 | 0 | 0 | -23161.3028 | FALSE | 258 | 1585 | -1612.499 | 0 | 0 | 0 | 0 | -1612.499 | FALSE | Option 1 | 0 | 774
| PLD001-95142888 | 57 | 1221164.1754 | -660097.1299 | 315.8746 | 4720.3525 | 5036.2271 | 11.0967 | 214.9481 | 226.0449 | 4810.1822 | -655286.9477 | FALSE | 1301 | 45172.5 | -45956.2202 | 123.6903 | 1928.9688 | 2052.6591 | 2983.568 | -42972.6522 | FALSE | Option 1 | 0 | 774
| PLD002-15398648 | 0 | 0 | 0 | 0 | 0 | 0 | 0 | 0 | 0 | 0 | 0 | FALSE | 129 | 0 | 0 | 0 | 0 | 0 | 0 | 0 | FALSE | Option 1 | 0 | 774
| PLD002-15398661 | 36 | 771261.5845 | -416903.4505 | 14139.3127 | 14112.0995 | 28251.4122 | 496.7163 | 642.615 | 1139.3314 | 27112.0808 | -389791.3697 | FALSE | 943 | 28530 | -29024.9812 | 5536.6768 | 5766.8997 | 11303.5766 | 16947.8356 | -12077.1456 | FALSE | Option 1 | 0 | 774
| PLD003-110224899 | 12 | 257087.1948 | -138967.8168 | 0.21813 | 4.7053 | 4.9234 | 0.0076631 | 0.21426 | 0.22192 | 4.7015 | -138963.1153 | FALSE | 479 | 9510 | -9674.9937 | 0.085417 | 1.9228 | 2.0082 | 2.9152 | -9672.0785 | FALSE | Option 1 | 0 | 774
| PLD003-147733185 | 66 | 1413979.5715 | -764322.9925 | 6253.3479 | 15449.1284 | 21702.4762 | 219.6811 | 703.4986 | 923.1797 | 20779.2965 | -743543.696 | FALSE | 1406 | 52305 | -53212.4655 | 2448.6881 | 6313.2757 | 8761.9637 | 12940.5125 | -40271.953 | FALSE | Option 1 | 0 | 774
| PLD003-15398748 | 90 | 1928153.9611 | -1042258.6262 | 7724.7251 | 18148.6869 | 25873.4119 | 271.3708 | 826.4269 | 1097.7978 | 24775.6142 | -1017483.012 | FALSE | 1640 | 71325 | -72562.4529 | 3024.8505 | 7416.4484 | 10441.2988 | 15432.1131 | -57130.3398 | FALSE | Option 1 | 0 | 774
| PLD003-160436494 | 37 | 792685.5174 | -428484.1019 | 0.80412 | 25.3398 | 26.1439 | 0.028249 | 1.1539 | 1.1821 | 24.9617 | -428459.1401 | FALSE | 1000 | 29322.5 | -29831.2306 | 0.31488 | 10.3551 | 10.67 | 15.4739 | -29815.7567 | FALSE | Option 1 | 0 | 774
| PLD003-160436674 | 111 | 2378056.5521 | -1285452.3056 | 1165.3955 | 77585.739 | 78751.1344 | 40.9405 | 3532.9798 | 3573.9203 | 75177.2141 | -1210275.0915 | FALSE | 1757 | 87967.5 | -89493.6919 | 456.346 | 31705.3588 | 32161.7047 | 46589.4297 | -42904.2622 | FALSE | Option 1 | 0 | 774
| PLD003-160451735 | 51 | 1092620.578 | -590613.2215 | 1088.3922 | 17619.5864 | 18707.9786 | 38.2354 | 802.3336 | 840.569 | 17867.4097 | -572745.8119 | FALSE | 1208 | 40417.5 | -41118.7233 | 426.193 | 7200.2319 | 7626.4248 | 11081.5538 | -30037.1695 | FALSE | Option 1 | 0 | 774
| PLD003-160519395 | 54 | 1156892.3767 | -625355.1757 | 432.3633 | 47250.7353 | 47683.0986 | 15.189 | 2151.6311 | 2166.8201 | 45516.2784 | -579838.8973 | FALSE | 1219 | 42795 | -43537.4717 | 169.305 | 19308.9804 | 19478.2854 | 28204.8132 | -15332.6585 | FALSE | Option 1 | 0 | 774
| PLD003-160519570 | 84 | 1799610.3637 | -972774.7178 | 670.1028 | 60753.3501 | 61423.4529 | 23.5408 | 2766.4924 | 2790.0332 | 58633.4197 | -914141.2981 | FALSE | 1572 | 66570 | -67724.956 | 262.3991 | 24826.8146 | 25089.2137 | 36334.2392 | -31390.7169 | FALSE | Option 1 | 0 | 774
| PLD003-160519700 | 97 | 2078121.4915 | -1123323.186 | 71.8243 | 3760.3418 | 3832.1661 | 2.5232 | 171.2326 | 173.7558 | 3658.4103 | -1119664.7757 | FALSE | 1695 | 76872.5 | -78206.1992 | 28.125 | 1536.6611 | 1564.7861 | 2267.38 | -75938.8192 | FALSE | Option 1 | 0 | 774
| PLD003-160519896 | 57 | 1221164.1754 | -660097.1299 | 204.0254 | 7239.6439 | 7443.6692 | 7.1674 | 329.6677 | 336.8352 | 7106.8341 | -652990.2959 | FALSE | 1298 | 45172.5 | -45956.2202 | 79.8923 | 2958.4755 | 3038.3678 | 4405.3014 | -41550.9187 | FALSE | Option 1 | 0 | 774
| PLD003-160520056 | 46 | 985500.9135 | -532709.9645 | 15.5723 | 681.8751 | 697.4474 | 0.54706 | 31.0502 | 31.5972 | 665.8501 | -532044.1144 | FALSE | 1151 | 36455 | -37087.4759 | 6.0978 | 278.6478 | 284.7456 | 412.7018 | -36674.7741 | FALSE | Option 1 | 0 | 774
| PLD003-160574293 | 114 | 2442328.3508 | -1320194.2598 | 1946.6861 | 105709.0685 | 107655.7546 | 68.3874 | 4813.6166 | 4882.004 | 102773.7506 | -1217420.5092 | FALSE | 1762 | 90345 | -91912.4403 | 762.284 | 43197.938 | 43960.222 | 63695.5326 | -28216.9077 | FALSE | Option 1 | 0 | 774
| PLD003-160574380 | 50 | 1071196.6451 | -579032.5701 | 29.5118 | 1327.886 | 1357.3978 | 1.0368 | 60.4672 | 61.504 | 1295.8938 | -577736.6763 | FALSE | 1214 | 39625 | -40312.4738 | 11.5562 | 542.6397 | 554.1959 | 803.2019 | -39509.272 | FALSE | Option 1 | 0 | 774
| PLD003-160574486 | 40 | 856957.3161 | -463226.0561 | 322.9181 | 16091.1199 | 16414.038 | 11.3442 | 732.7326 | 744.0768 | 15669.9613 | -447556.0948 | FALSE | 1028 | 31700 | -32249.9791 | 126.4484 | 6575.6251 | 6702.0734 | 9711.9646 | -22538.0145 | FALSE | Option 1 | 0 | 774
| PLD003-160574588 | 58 | 1242588.1083 | -671677.7813 | 422.4 | 9442.298 | 9864.698 | 14.839 | 429.9688 | 444.8078 | 9419.8902 | -662257.8911 | FALSE | 1315 | 45965 | -46762.4697 | 165.4035 | 3858.5886 | 4023.9921 | 5840.7059 | -40921.7638 | FALSE | Option 1 | 0 | 774
| PLD003-162199489 | 13 | 278511.1277 | -150548.4682 | 0 | 0 | 0 | 0 | 0 | 0 | 0 | -150548.4682 | FALSE | 505 | 10302.5 | -10481.2432 | 0 | 0 | 0 | 0 | -10481.2432 | FALSE | Option 1 | 0 | 774
| PLD003-162199732 | 15 | 321358.9935 | -173709.771 | 0 | 0 | 0 | 0 | 0 | 0 | 0 | -173709.771 | FALSE | 544 | 11887.5 | -12093.7422 | 0 | 0 | 0 | 0 | -12093.7422 | FALSE | Option 1 | 0 | 774
| PLD003-162199939 | 21 | 449902.5909 | -243193.6794 | 13.2358 | 195.6003 | 208.8361 | 0.46498 | 8.9069 | 9.3719 | 199.4642 | -242994.2152 | FALSE | 678 | 16642.5 | -16931.239 | 5.1829 | 79.9319 | 85.1148 | 123.7213 | -16807.5177 | FALSE | Option 1 | 0 | 774
| PLD003-162260412 | 13 | 278511.1277 | -150548.4682 | 7.4185 | 260.2363 | 267.6548 | 0.26061 | 11.8502 | 12.1109 | 255.544 | -150292.9243 | FALSE | 497 | 10302.5 | -10481.2432 | 2.9049 | 106.3454 | 109.2503 | 158.4045 | -10322.8387 | FALSE | Option 1 | 0 | 774
| PLD003-162378154 | 7 | 149967.5303 | -81064.5598 | 10.2021 | 192.6298 | 202.8319 | 0.3584 | 8.7717 | 9.1301 | 193.7018 | -80870.858 | FALSE | 351 | 5547.5 | -5643.7463 | 3.995 | 78.718 | 82.713 | 120.1189 | -5523.6274 | FALSE | Option 1 | 0 | 774
| PLD003-162378402 | 22 | 471326.5238 | -254774.3308 | 19.9892 | 711.9068 | 731.8959 | 0.70222 | 32.4177 | 33.1199 | 698.776 | -254075.5549 | FALSE | 700 | 17435 | -17737.4885 | 7.8274 | 290.9202 | 298.7476 | 433.1484 | -17304.3401 | FALSE | Option 1 | 0 | 774
| PLD003-163610230 | 24 | 514174.3896 | -277935.6336 | 0.052456 | 1.3577 | 1.4102 | 0.0018428 | 0.061827 | 0.06367 | 1.3465 | -277934.2871 | FALSE | 745 | 19020 | -19349.9874 | 0.020541 | 0.55484 | 0.57538 | 0.83482 | -19349.1526 | FALSE | Option 1 | 0 | 774
| PLD003-163610492 | 19 | 407054.7251 | -220032.3766 | 202.1886 | 7776.1901 | 7978.3787 | 7.1029 | 354.1002 | 361.2031 | 7617.1756 | -212415.201 | FALSE | 615 | 15057.5 | -15318.7401 | 79.1731 | 3177.7347 | 3256.9078 | 4721.4709 | -10597.2691 | FALSE | Option 1 | 0 | 774
| PLD003-24597170 | 262 | 5613070.4202 | -3034130.6673 | 5958.3096 | 88442.4809 | 94400.7904 | 209.3164 | 4027.3574 | 4236.6737 | 90164.1167 | -2943966.5506 | FALSE | 2126 | 207635 | -211237.3629 | 2333.1569 | 36141.9588 | 38475.1157 | 55925.6747 | -155311.6882 | FALSE | Option 1 | 0 | 774
| PLD003-24605460 | 96 | 2056697.5586 | -1111742.5346 | 7640.9663 | 18777.9479 | 26418.9142 | 268.4284 | 855.0812 | 1123.5096 | 25295.4046 | -1086447.13 | FALSE | 1671 | 76080 | -77399.9498 | 2992.0522 | 7673.5955 | 10665.6477 | 15753.2666 | -61646.6832 | FALSE | Option 1 | 0 | 774
| PLD004-121146862 | 179 | 3834883.9894 | -2072936.601 | 56458.9472 | 164429.2486 | 220888.1957 | 1983.4119 | 7487.5256 | 9470.9376 | 211417.2582 | -1861519.3428 | FALSE | 1972 | 141857.5 | -144318.6563 | 22108.2136 | 67193.8991 | 89302.1127 | 131586.083 | -12732.5733 | FALSE | Option 1 | 0 | 774
| PLD004-15398624 | 130 | 2785111.2772 | -1505484.6823 | 58212.5894 | 42782.5568 | 100995.1462 | 2045.0177 | 1948.1661 | 3993.1838 | 97001.9624 | -1408482.7199 | FALSE | 1846 | 103025 | -104812.432 | 22794.9054 | 17483.0623 | 40277.9678 | 60717.1784 | -44095.2536 | FALSE | Option 1 | 0 | 774
| PLD004-72962767 | 116 | 2485176.2166 | -1343355.5626 | 0 | 0 | 0 | 0 | 0 | 0 | 0 | -1343355.5626 | FALSE | 1820 | 91930 | -93524.9393 | 0 | 0 | 0 | 0 | -93524.9393 | FALSE | Option 1 | 0 | 774
| PLD005-15398783 | 0 | 0 | 0 | 0 | 0 | 0 | 0 | 0 | 0 | 0 | 0 | FALSE | 129 | 0 | 0 | 0 | 0 | 0 | 0 | 0 | FALSE | Option 1 | 0 | 774
| PLD006-161891725 | 36 | 771261.5845 | -416903.4505 | 272.9939 | 5865.5555 | 6138.5494 | 9.5903 | 267.0966 | 276.6869 | 5861.8625 | -411041.588 | FALSE | 979 | 28530 | -29024.9812 | 106.899 | 2396.9552 | 2503.8543 | 3634.6951 | -25390.286 | FALSE | Option 1 | 0 | 774
| PLD006-161892052 | 13 | 278511.1277 | -150548.4682 | 0 | 0 | 0 | 0 | 0 | 0 | 0 | -150548.4682 | FALSE | 505 | 10302.5 | -10481.2432 | 0 | 0 | 0 | 0 | -10481.2432 | FALSE | Option 1 | 0 | 774
| PLD006-162198254 | 17 | 364206.8593 | -196871.0738 | 0.00035945 | 0.041402 | 0.041761 | 1.2628e-05 | 0.0018853 | 0.0018979 | 0.039863 | -196871.034 | FALSE | 586 | 13472.5 | -13706.2411 | 0.00014076 | 0.016919 | 0.01706 | 0.024702 | -13706.2164 | FALSE | Option 1 | 0 | 774
| PLD006-162198466 | 17 | 364206.8593 | -196871.0738 | 51.4343 | 1766.9655 | 1818.3998 | 1.8069 | 80.4614 | 82.2682 | 1736.1316 | -195134.9423 | FALSE | 577 | 13472.5 | -13706.2411 | 20.1406 | 722.0693 | 742.2099 | 1076.1899 | -12630.0512 | FALSE | Option 1 | 0 | 774
| PLD006-162198656 | 29 | 621294.0541 | -335838.8907 | 187.0834 | 6876.353 | 7063.4365 | 6.5723 | 313.1248 | 319.697 | 6743.7394 | -329095.1512 | FALSE | 834 | 22982.5 | -23381.2348 | 73.2582 | 2810.0169 | 2883.2751 | 4180.1613 | -19201.0735 | FALSE | Option 1 | 0 | 774
| PLD006-162260039 | 14 | 299935.0606 | -162129.1196 | 0.58922 | 33.5049 | 34.0941 | 0.020699 | 1.5257 | 1.5464 | 32.5477 | -162096.5719 | FALSE | 525 | 11095 | -11287.4927 | 0.23073 | 13.6917 | 13.9225 | 20.1716 | -11267.321 | FALSE | Option 1 | 0 | 774
| PLD006-162260159 | 2 | 42847.8658 | -23161.3028 | 30.5189 | 1238.315 | 1268.834 | 1.0721 | 56.3885 | 57.4606 | 1211.3733 | -21949.9295 | FALSE | 255 | 1585 | -1612.499 | 11.9506 | 506.0366 | 517.9872 | 750.8468 | -861.6522 | FALSE | Option 1 | 0 | 774
| PLD006-162260296 | 45 | 964076.9806 | -521129.3131 | 61.134 | 1987.618 | 2048.7519 | 2.1476 | 90.5091 | 92.6567 | 1956.0952 | -519173.2179 | FALSE | 1130 | 35662.5 | -36281.2265 | 23.9389 | 812.2387 | 836.1776 | 1212.5744 | -35068.6521 | FALSE | Option 1 | 0 | 774
| PLD006-202509382 | 500 | 10711966.4508 | -5790325.701 | 68133.5414 | 248603.3969 | 316736.9383 | 2393.5423 | 11320.5182 | 13714.0605 | 303022.8778 | -5487302.8233 | FALSE | 2217 | 396250 | -403124.7384 | 26679.7552 | 101591.6068 | 128271.362 | 188465.5763 | -214659.1621 | FALSE | Option 1 | 0 | 774
| PLD006-24597156 | 276 | 5913005.4808 | -3196259.787 | 13738.4716 | 302100.4234 | 315838.895 | 482.6347 | 13756.5834 | 14239.2181 | 301599.6769 | -2894660.1101 | FALSE | 2120 | 218730 | -222524.8556 | 5379.7154 | 123453.1298 | 128832.8451 | 187006.0499 | -35518.8057 | FALSE | Option 1 | 0 | 774
| RCT012-109224809 | 3 | 64271.7987 | -34741.9542 | 890.8821 | 64.6416 | 955.5238 | 31.2968 | 2.2709 | 33.5677 | 921.9561 | -33819.9981 | FALSE | 272 | 2377.5 | -2418.7484 | 348.8519 | 25.3124 | 374.1643 | 581.3595 | -1837.389 | FALSE | Option 1 | 0 | 774
| RCT014-15430846 | 1 | 21423.9329 | -11580.6514 | 0 | 0 | 0 | 0 | 0 | 0 | 0 | -11580.6514 | FALSE | 234 | 792.5 | -806.2495 | 0 | 0 | 0 | 0 | -806.2495 | FALSE | Option 1 | 0 | 774
| RCT014-24605126 | 102 | 2185241.156 | -1181226.443 | 962.6277 | 1686.9194 | 2649.5471 | 33.8173 | 59.2618 | 93.079 | 2556.4681 | -1178669.9749 | FALSE | 1737 | 80835 | -82237.4466 | 376.9461 | 660.5645 | 1037.5106 | 1612.0366 | -80625.4101 | FALSE | Option 1 | 0 | 774
| RCT021-24612845 | 30 | 642717.987 | -347419.5421 | 5013.6889 | 13246.1818 | 18259.8706 | 176.1317 | 465.3405 | 641.4722 | 17618.3984 | -329801.1436 | FALSE | 835 | 23775 | -24187.4843 | 1963.262 | 5186.9443 | 7150.2063 | 11109.6643 | -13077.82 | FALSE | Option 1 | 0 | 774
| RCT022-160254089 | 35 | 749837.6516 | -405322.7991 | 255.8242 | 11182.4549 | 11438.2792 | 8.9871 | 392.8414 | 401.8286 | 11036.4506 | -394286.3485 | FALSE | 952 | 27737.5 | -28218.7317 | 100.1757 | 4378.8295 | 4479.0052 | 6959.2739 | -21259.4578 | FALSE | Option 1 | 0 | 774
| RCT022-160652528 | 63 | 1349707.7728 | -729581.0383 | 0.88874 | 13.3193 | 14.208 | 0.031222 | 0.46791 | 0.49913 | 13.7089 | -729567.3294 | FALSE | 1392 | 49927.5 | -50793.717 | 0.34801 | 5.2156 | 5.5636 | 8.6444 | -50785.0726 | FALSE | Option 1 | 0 | 774
| RCT022-162765375 | 1 | 21423.9329 | -11580.6514 | 0 | 0 | 0 | 0 | 0 | 0 | 0 | -11580.6514 | FALSE | 234 | 792.5 | -806.2495 | 0 | 0 | 0 | 0 | -806.2495 | FALSE | Option 1 | 0 | 774
| RCT022-187104623 | 0 | 0 | 0 | 0 | 0 | 0 | 0 | 0 | 0 | 0 | 0 | FALSE | 129 | 0 | 0 | 0 | 0 | 0 | 0 | 0 | FALSE | Option 1 | 0 | 774
| RCT022-74940140 | 79 | 1692490.6992 | -914871.4608 | 1250.5749 | 9268.5224 | 10519.0973 | 43.9329 | 325.6047 | 369.5376 | 10149.5597 | -904721.901 | FALSE | 1565 | 62607.5 | -63693.7087 | 489.7005 | 3629.3712 | 4119.0717 | 6400.0256 | -57293.683 | FALSE | Option 1 | 0 | 774
| RCT023-15430737 | 253 | 5420255.0241 | -2929904.8047 | 28757.1213 | 43671.889 | 72429.0104 | 1010.2423 | 1534.2005 | 2544.4428 | 69884.5675 | -2860020.2372 | FALSE | 2116 | 200502.5 | -203981.1176 | 11260.7233 | 17101.0531 | 28361.7764 | 44067.234 | -159913.8837 | FALSE | Option 1 | 0 | 774
| RCT023-159364712 | 75 | 1606794.9676 | -868548.8552 | 107.2826 | 10334.8663 | 10442.1489 | 3.7689 | 363.0655 | 366.8344 | 10075.3146 | -858473.5406 | FALSE | 1521 | 59437.5 | -60468.7108 | 42.0098 | 4046.9305 | 4088.9402 | 6353.2087 | -54115.502 | FALSE | Option 1 | 0 | 774
| RCT023-159364841 | 127 | 2720839.4785 | -1470742.7281 | 558.1885 | 32519.3385 | 33077.527 | 19.6093 | 1142.4096 | 1162.0189 | 31915.5081 | -1438827.2199 | FALSE | 1858 | 100647.5 | -102393.6835 | 218.5756 | 12733.9336 | 12952.5092 | 20125.0178 | -82268.6658 | FALSE | Option 1 | 0 | 774
| RCT023-159364971 | 216 | 4627569.5068 | -2501420.7028 | 456.2813 | 45210.2218 | 45666.5032 | 16.0292 | 1588.2424 | 1604.2716 | 44062.2315 | -2457358.4713 | FALSE | 2071 | 171180 | -174149.887 | 178.6708 | 17703.434 | 17882.1048 | 27784.3984 | -146365.4886 | FALSE | Option 1 | 0 | 774
| RCT023-159365116 | 69 | 1478251.3702 | -799064.9467 | 42.38 | 3129.9712 | 3172.3512 | 1.4888 | 109.9564 | 111.4452 | 3060.906 | -796004.0407 | FALSE | 1467 | 54682.5 | -55631.2139 | 16.5952 | 1225.6352 | 1242.2304 | 1930.1209 | -53701.093 | FALSE | Option 1 | 0 | 774
| RCT023-159365240 | 87 | 1863882.1624 | -1007516.672 | 12.0657 | 1225.7087 | 1237.7744 | 0.42387 | 43.0593 | 43.4832 | 1194.2912 | -1006322.3808 | FALSE | 1632 | 68947.5 | -70143.7045 | 4.7247 | 479.9634 | 484.6881 | 753.0863 | -69390.6182 | FALSE | Option 1 | 0 | 774
| RCT023-159365351 | 100 | 2142393.2902 | -1158065.1402 | 64.4369 | 3941.2798 | 4005.7167 | 2.2637 | 138.4578 | 140.7215 | 3864.9953 | -1154200.145 | FALSE | 1720 | 79250 | -80624.9477 | 25.2322 | 1543.3277 | 1568.5599 | 2437.1568 | -78187.7909 | FALSE | Option 1 | 0 | 774
| RCT023-159365509 | 41 | 878381.249 | -474806.7075 | 0.044973 | 11.8411 | 11.8861 | 0.0015799 | 0.41598 | 0.41756 | 11.4685 | -474795.239 | FALSE | 1060 | 32492.5 | -33056.2285 | 0.017611 | 4.6367 | 4.6544 | 7.2317 | -33048.9968 | FALSE | Option 1 | 0 | 774
| RCT023-160652906 | 123 | 2635143.7469 | -1424420.1225 | 50.0309 | 19760.4343 | 19810.4652 | 1.7576 | 694.1872 | 695.9448 | 19114.5204 | -1405305.6021 | FALSE | 1844 | 97477.5 | -99168.6856 | 19.5911 | 7737.7976 | 7757.3887 | 12053.0765 | -87115.6091 | FALSE | Option 1 | 0 | 774
| RCT023-162905960 | 20 | 428478.658 | -231613.028 | 30.8711 | 2643.4949 | 2674.366 | 1.0845 | 92.8664 | 93.9509 | 2580.4151 | -229032.613 | FALSE | 652 | 15850 | -16124.9895 | 12.0885 | 1035.1406 | 1047.2291 | 1627.1368 | -14497.8527 | FALSE | Option 1 | 0 | 774
| RCT023-162906075 | 163 | 3492101.063 | -1887646.1785 | 1322.8746 | 86549.0436 | 87871.9181 | 46.4728 | 3040.4819 | 3086.9547 | 84784.9635 | -1802861.2151 | FALSE | 1961 | 129177.5 | -131418.6647 | 518.0117 | 33890.9038 | 34408.9154 | 53463.0027 | -77955.662 | FALSE | Option 1 | 0 | 774
| RCT023-24611339 | 25 | 535598.3225 | -289516.2851 | 0 | 0 | 0 | 0 | 0 | 0 | 0 | -289516.2851 | FALSE | 770 | 19812.5 | -20156.2369 | 0 | 0 | 0 | 0 | -20156.2369 | FALSE | Option 1 | 0 | 774
| RCT023-85530600 | 27 | 578446.1883 | -312677.5879 | 607.7646 | 1968.3716 | 2576.1362 | 21.3509 | 69.1492 | 90.5001 | 2485.6361 | -310191.9517 | FALSE | 802 | 21397.5 | -21768.7359 | 237.9887 | 770.7756 | 1008.7643 | 1567.3719 | -20201.364 | FALSE | Option 1 | 0 | 774
| RVL001-15418899 | 0 | 0 | 0 | 0 | 0 | 0 | 0 | 0 | 0 | 0 | 0 | FALSE | 129 | 0 | 0 | 0 | 0 | 0 | 0 | 0 | FALSE | Option 1 | 0 | 774
| RVL004-15418812 | 0 | 0 | 0 | 0 | 0 | 0 | 0 | 0 | 0 | 0 | 0 | FALSE | 129 | 0 | 0 | 0 | 0 | 0 | 0 | 0 | FALSE | Option 1 | 0 | 774
| RVL004-162771521 | 0 | 0 | 0 | 0 | 0 | 0 | 0 | 0 | 0 | 0 | 0 | FALSE | 129 | 0 | 0 | 0 | 0 | 0 | 0 | 0 | FALSE | Option 1 | 0 | 774
| SA001-15410791 | 256 | 5484526.8228 | -2964646.7589 | 0 | 0 | 0 | 0 | 0 | 0 | 0 | -2964646.7589 | FALSE | 2132 | 202880 | -206399.866 | 0 | 0 | 0 | 0 | -206399.866 | FALSE | Option 1 | 0 | 774
| SA001-15410802 | 0 | 0 | 0 | 0 | 0 | 0 | 0 | 0 | 0 | 0 | 0 | FALSE | 129 | 0 | 0 | 0 | 0 | 0 | 0 | 0 | FALSE | Option 1 | 0 | 774
| SA001-15411152 | 0 | 0 | 0 | 0 | 0 | 0 | 0 | 0 | 0 | 0 | 0 | FALSE | 129 | 0 | 0 | 0 | 0 | 0 | 0 | 0 | FALSE | Option 1 | 0 | 774
| SA002-15410828 | 183 | 3920579.721 | -2119259.2066 | 4577.7064 | 2622.1618 | 7199.8682 | 160.8156 | 119.404 | 280.2195 | 6919.6487 | -2112339.5579 | FALSE | 2017 | 145027.5 | -147543.6542 | 1792.5398 | 1071.5446 | 2864.0844 | 4335.7838 | -143207.8705 | FALSE | Option 1 | 0 | 774
| SA002-24612976 | 133 | 2849383.0759 | -1540226.6365 | 3110.9187 | 3123.6646 | 6234.5832 | 109.2871 | 142.2406 | 251.5277 | 5983.0555 | -1534243.5809 | FALSE | 1895 | 105402.5 | -107231.1804 | 1218.1746 | 1276.4834 | 2494.658 | 3739.9253 | -103491.2551 | FALSE | Option 1 | 0 | 774
| SA003-15410891 | 161 | 3449253.1972 | -1864484.8757 | 0 | 0 | 0 | 0 | 0 | 0 | 0 | -1864484.8757 | FALSE | 1973 | 127592.5 | -129806.1658 | 0 | 0 | 0 | 0 | -129806.1658 | FALSE | Option 1 | 0 | 774
| SA003-24613059 | 25 | 535598.3225 | -289516.2851 | 0 | 0 | 0 | 0 | 0 | 0 | 0 | -289516.2851 | FALSE | 770 | 19812.5 | -20156.2369 | 0 | 0 | 0 | 0 | -20156.2369 | FALSE | Option 1 | 0 | 774
| SA004-15410928 | 339 | 7262713.2536 | -3925840.8253 | 0 | 0 | 0 | 0 | 0 | 0 | 0 | -3925840.8253 | FALSE | 2187 | 268657.5 | -273318.5726 | 0 | 0 | 0 | 0 | -273318.5726 | FALSE | Option 1 | 0 | 774
| SA005-15411004 | 189 | 4049123.3184 | -2188743.115 | 0 | 0 | 0 | 0 | 0 | 0 | 0 | -2188743.115 | FALSE | 2031 | 149782.5 | -152381.1511 | 0 | 0 | 0 | 0 | -152381.1511 | FALSE | Option 1 | 0 | 774
| SA005-24614201 | 6 | 128543.5974 | -69483.9084 | 0 | 0 | 0 | 0 | 0 | 0 | 0 | -69483.9084 | FALSE | 332 | 4755 | -4837.4969 | 0 | 0 | 0 | 0 | -4837.4969 | FALSE | Option 1 | 0 | 774
| SA006-15411054 | 100 | 2142393.2902 | -1158065.1402 | 0 | 0 | 0 | 0 | 0 | 0 | 0 | -1158065.1402 | FALSE | 1722 | 79250 | -80624.9477 | 0 | 0 | 0 | 0 | -80624.9477 | FALSE | Option 1 | 0 | 774
| SA007-111739222 | 58 | 1242588.1083 | -671677.7813 | 0 | 0 | 0 | 0 | 0 | 0 | 0 | -671677.7813 | FALSE | 1328 | 45965 | -46762.4697 | 0 | 0 | 0 | 0 | -46762.4697 | FALSE | Option 1 | 0 | 774
| SA007-15411091 | 275 | 5891581.5479 | -3184679.1356 | 0 | 0 | 0 | 0 | 0 | 0 | 0 | -3184679.1356 | FALSE | 2149 | 217937.5 | -221718.6061 | 0 | 0 | 0 | 0 | -221718.6061 | FALSE | Option 1 | 0 | 774
| SA009-15436559 | 0 | 0 | 0 | 0 | 0 | 0 | 0 | 0 | 0 | 0 | 0 | FALSE | 129 | 0 | 0 | 0 | 0 | 0 | 0 | 0 | FALSE | Option 1 | 0 | 774
| SA009-15436572 | 176 | 3770612.1907 | -2038194.6468 | 0 | 0 | 0 | 0 | 0 | 0 | 0 | -2038194.6468 | FALSE | 2005 | 139480 | -141899.9079 | 0 | 0 | 0 | 0 | -141899.9079 | FALSE | Option 1 | 0 | 774
| SA009-76846685 | 2 | 42847.8658 | -23161.3028 | 0 | 0 | 0 | 0 | 0 | 0 | 0 | -23161.3028 | FALSE | 258 | 1585 | -1612.499 | 0 | 0 | 0 | 0 | -1612.499 | FALSE | Option 1 | 0 | 774
| SA010-15436583 | 97 | 2078121.4915 | -1123323.186 | 0 | 0 | 0 | 0 | 0 | 0 | 0 | -1123323.186 | FALSE | 1698 | 76872.5 | -78206.1992 | 0 | 0 | 0 | 0 | -78206.1992 | FALSE | Option 1 | 0 | 774
| SA010-24613811 | 27 | 578446.1883 | -312677.5879 | 0 | 0 | 0 | 0 | 0 | 0 | 0 | -312677.5879 | FALSE | 808 | 21397.5 | -21768.7359 | 0 | 0 | 0 | 0 | -21768.7359 | FALSE | Option 1 | 0 | 774
| SA012-15437079 | 197 | 4220514.7816 | -2281388.3262 | 0 | 0 | 0 | 0 | 0 | 0 | 0 | -2281388.3262 | FALSE | 2048 | 156122.5 | -158831.1469 | 0 | 0 | 0 | 0 | -158831.1469 | FALSE | Option 1 | 0 | 774
| SHL001-155492469 | 0 | 0 | 0 | 0 | 0 | 0 | 0 | 0 | 0 | 0 | 0 | FALSE | 129 | 0 | 0 | 0 | 0 | 0 | 0 | 0 | FALSE | Option 1 | 0 | 774
| SHL001-160435720 | 41 | 878381.249 | -474806.7075 | 1425.8127 | 29731.8173 | 31157.63 | 50.089 | 1044.4835 | 1094.5726 | 30063.0574 | -444743.6501 | FALSE | 1024 | 32492.5 | -33056.2285 | 558.3202 | 11642.3951 | 12200.7153 | 18956.9147 | -14099.3139 | FALSE | Option 1 | 0 | 774
| SHL001-160450736 | 34 | 728413.7187 | -393742.1477 | 12.2519 | 670.5803 | 682.8322 | 0.43041 | 23.5576 | 23.988 | 658.8442 | -393083.3034 | FALSE | 946 | 26945 | -27412.4822 | 4.7976 | 262.5861 | 267.3837 | 415.4486 | -26997.0337 | FALSE | Option 1 | 0 | 774
| SHL001-160450820 | 32 | 685565.8529 | -370580.8449 | 87.976 | 3884.0941 | 3972.0701 | 3.0906 | 136.4489 | 139.5395 | 3832.5306 | -366748.3142 | FALSE | 906 | 25360 | -25799.9833 | 34.4497 | 1520.9349 | 1555.3846 | 2416.6855 | -23383.2977 | FALSE | Option 1 | 0 | 774
| SHL001-160491672 | 32 | 685565.8529 | -370580.8449 | 1882.0663 | 38741.4438 | 40623.51 | 66.1173 | 1360.9932 | 1427.1105 | 39196.3996 | -331384.4453 | FALSE | 839 | 25360 | -25799.9833 | 736.9801 | 15170.3877 | 15907.3678 | 24716.1422 | -1083.841 | FALSE | Option 1 | 0 | 774
| SHL001-160682032 | 32 | 685565.8529 | -370580.8449 | 1673.8408 | 28758.2895 | 30432.1303 | 58.8023 | 1010.2833 | 1069.0856 | 29363.0446 | -341217.8002 | FALSE | 858 | 25360 | -25799.9833 | 655.4431 | 11261.1807 | 11916.6239 | 18515.5064 | -7284.4769 | FALSE | Option 1 | 0 | 774
| SHL001-162130935 | 22 | 471326.5238 | -254774.3308 | 4.6338 | 328.4387 | 333.0725 | 0.16279 | 11.5381 | 11.7009 | 321.3716 | -254452.9593 | FALSE | 702 | 17435 | -17737.4885 | 1.8145 | 128.6101 | 130.4246 | 202.6478 | -17534.8407 | FALSE | Option 1 | 0 | 774
| SHL001-162641927 | 22 | 471326.5238 | -254774.3308 | 8.3284 | 442.5253 | 450.8537 | 0.29258 | 15.546 | 15.8386 | 435.0151 | -254339.3157 | FALSE | 701 | 17435 | -17737.4885 | 3.2612 | 173.2842 | 176.5454 | 274.3082 | -17463.1803 | FALSE | Option 1 | 0 | 774
| SHL001-162662602 | 64 | 1371131.7057 | -741161.6897 | 1357.134 | 64568.7278 | 65925.8618 | 47.6763 | 2268.3098 | 2315.9862 | 63609.8757 | -677551.8141 | FALSE | 1338 | 50720 | -51599.9665 | 531.427 | 25283.8443 | 25815.2713 | 40110.5905 | -11489.376 | FALSE | Option 1 | 0 | 774
| SHL001-162663030 | 14 | 299935.0606 | -162129.1196 | 487.4398 | 13184.7051 | 13672.1449 | 17.1238 | 463.1808 | 480.3047 | 13191.8403 | -148937.2794 | FALSE | 493 | 11095 | -11287.4927 | 190.8718 | 5162.8713 | 5353.7431 | 8318.4018 | -2969.0909 | FALSE | Option 1 | 0 | 774
| SHL001-162760066 | 13 | 278511.1277 | -150548.4682 | 0 | 795.3876 | 795.3876 | 0 | 27.9421 | 27.9421 | 767.4455 | -149781.0227 | FALSE | 495 | 10302.5 | -10481.2432 | 0 | 311.4582 | 311.4582 | 483.9295 | -9997.3137 | FALSE | Option 1 | 0 | 774
| SHL002-160491442 | 106 | 2270936.8876 | -1227549.0486 | 647.0163 | 30031.5635 | 30678.5798 | 22.7298 | 1055.0137 | 1077.7435 | 29600.8364 | -1197948.2123 | FALSE | 1748 | 84005 | -85462.4445 | 253.3589 | 11759.7698 | 12013.1287 | 18665.4511 | -66796.9934 | FALSE | Option 1 | 0 | 774
| SHL002-160491563 | 62 | 1328283.8399 | -718000.3869 | 468.1579 | 6933.7869 | 7401.9448 | 16.4465 | 243.5851 | 260.0315 | 7141.9133 | -710858.4736 | FALSE | 1379 | 49135 | -49987.4676 | 183.3214 | 2715.1346 | 2898.4561 | 4503.4888 | -45483.9788 | FALSE | Option 1 | 0 | 774
| SHL002-161866668 | 82 | 1756762.4979 | -949613.415 | 771.5699 | 12315.5218 | 13087.0917 | 27.1054 | 432.6463 | 459.7516 | 12627.3401 | -936986.0749 | FALSE | 1588 | 64985 | -66112.4571 | 302.1316 | 4822.5162 | 5124.6478 | 7962.4439 | -58150.0132 | FALSE | Option 1 | 0 | 774
| SHL002-162436238 | 59 | 1264012.0412 | -683258.4327 | 33.8711 | 1050.2746 | 1084.1457 | 1.1899 | 36.8963 | 38.0862 | 1046.0595 | -682212.3732 | FALSE | 1342 | 46757.5 | -47568.7191 | 13.2632 | 411.2669 | 424.5301 | 659.6156 | -46909.1036 | FALSE | Option 1 | 0 | 774
| SHL002-162436334 | 87 | 1863882.1624 | -1007516.672 | 296.4875 | 9682.8318 | 9979.3193 | 10.4157 | 340.1594 | 350.5751 | 9628.7442 | -997887.9278 | FALSE | 1627 | 68947.5 | -70143.7045 | 116.0987 | 3791.6065 | 3907.7052 | 6071.6141 | -64072.0904 | FALSE | Option 1 | 0 | 774
| SHL002-162436442 | 5 | 107119.6645 | -57903.257 | 20.9618 | 183.556 | 204.5178 | 0.73639 | 6.4484 | 7.1847 | 197.3331 | -57705.9239 | FALSE | 307 | 3962.5 | -4031.2474 | 8.2082 | 71.8769 | 80.0852 | 124.4327 | -3906.8147 | FALSE | Option 1 | 0 | 774
| SHL002-162485158 | 11 | 235663.2619 | -127387.1654 | 0 | 0 | 0 | 0 | 0 | 0 | 0 | -127387.1654 | FALSE | 455 | 8717.5 | -8868.7442 | 0 | 0 | 0 | 0 | -8868.7442 | FALSE | Option 1 | 0 | 774
| SHL002-42163201 | 50 | 1071196.6451 | -579032.5701 | 0 | 0 | 0 | 0 | 0 | 0 | 0 | -579032.5701 | FALSE | 1217 | 39625 | -40312.4738 | 0 | 0 | 0 | 0 | -40312.4738 | FALSE | Option 1 | 0 | 774
| SHL002-54520142 | 181 | 3877731.8552 | -2096097.9038 | 16440.0444 | 185321.419 | 201761.4634 | 577.5414 | 6510.3713 | 7087.9127 | 194673.5506 | -1901424.3531 | FALSE | 1980 | 143442.5 | -145931.1553 | 6437.5982 | 72568.224 | 79005.8221 | 122755.6413 | -23175.514 | FALSE | Option 1 | 0 | 774
| SHL005-15428600 | 1 | 21423.9329 | -11580.6514 | 60.0878 | 65.0779 | 125.1658 | 2.1109 | 2.2862 | 4.3971 | 120.7687 | -11459.8827 | FALSE | 224 | 792.5 | -806.2495 | 23.5292 | 25.4832 | 49.0125 | 76.1533 | -730.0962 | FALSE | Option 1 | 0 | 774
| SHL005-15428624 | 0 | 0 | 0 | 0 | 0 | 0 | 0 | 0 | 0 | 0 | 0 | FALSE | 129 | 0 | 0 | 0 | 0 | 0 | 0 | 0 | FALSE | Option 1 | 0 | 774
| SHL007-15428576 | 89 | 1906730.0282 | -1030677.9748 | 20689.618 | 12481.8352 | 33171.4532 | 726.8296 | 438.4889 | 1165.3185 | 32006.1347 | -998671.8401 | FALSE | 1628 | 70532.5 | -71756.2034 | 8101.6476 | 4887.6412 | 12989.2889 | 20182.1643 | -51574.0391 | FALSE | Option 1 | 0 | 774
| SHL007-181581220 | 61 | 1306859.907 | -706419.7355 | 0 | 0 | 0 | 0 | 0 | 0 | 0 | -706419.7355 | FALSE | 1374 | 48342.5 | -49181.2181 | 0 | 0 | 0 | 0 | -49181.2181 | FALSE | Option 1 | 0 | 774
| SHL008-15428954 | 59 | 1264012.0412 | -683258.4327 | 6883.6241 | 2563.3391 | 9446.9632 | 241.8228 | 90.0505 | 331.8733 | 9115.0898 | -674143.3429 | FALSE | 1332 | 46757.5 | -47568.7191 | 2695.4918 | 1003.7532 | 3699.245 | 5747.7181 | -41821.001 | FALSE | Option 1 | 0 | 774
| SHN011-130746986 | 71 | 1521099.236 | -822226.2495 | 9.8994 | 238.9464 | 248.8458 | 0.34777 | 8.3942 | 8.742 | 240.1039 | -821986.1457 | FALSE | 1485 | 56267.5 | -57243.7128 | 3.8764 | 93.5667 | 97.4431 | 151.4027 | -57092.3101 | FALSE | Option 1 | 0 | 774
| SHN011-175612776 | 0 | 0 | 0 | 0 | 0 | 0 | 0 | 0 | 0 | 0 | 0 | FALSE | 129 | 0 | 0 | 0 | 0 | 0 | 0 | 0 | FALSE | Option 1 | 0 | 774
| SHN011-200057131 | 17 | 364206.8593 | -196871.0738 | 0 | 0 | 0 | 0 | 0 | 0 | 0 | -196871.0738 | FALSE | 587 | 13472.5 | -13706.2411 | 0 | 0 | 0 | 0 | -13706.2411 | FALSE | Option 1 | 0 | 774
| SHN011-95830821 | 23 | 492750.4567 | -266354.9822 | 10.735 | 251.9056 | 262.6406 | 0.37712 | 8.8495 | 9.2266 | 253.414 | -266101.5682 | FALSE | 723 | 18227.5 | -18543.738 | 4.2036 | 98.6413 | 102.8449 | 159.7957 | -18383.9422 | FALSE | Option 1 | 0 | 774
| SHN012-200057355 | 77 | 1649642.8334 | -891710.158 | 0 | 0 | 0 | 0 | 0 | 0 | 0 | -891710.158 | FALSE | 1556 | 61022.5 | -62081.2097 | 0 | 0 | 0 | 0 | -62081.2097 | FALSE | Option 1 | 0 | 774
| SHN014-15423299 | 0 | 0 | 0 | 0 | 0 | 0 | 0 | 0 | 0 | 0 | 0 | FALSE | 129 | 0 | 0 | 0 | 0 | 0 | 0 | 0 | FALSE | Option 1 | 0 | 774
| SHN014-200219171 | 65 | 1392555.6386 | -752742.3411 | 0 | 0 | 0 | 0 | 0 | 0 | 0 | -752742.3411 | FALSE | 1422 | 51512.5 | -52406.216 | 0 | 0 | 0 | 0 | -52406.216 | FALSE | Option 1 | 0 | 774
| SHN021-15423325 | 0 | 0 | 0 | 0 | 0 | 0 | 0 | 0 | 0 | 0 | 0 | FALSE | 129 | 0 | 0 | 0 | 0 | 0 | 0 | 0 | FALSE | Option 1 | 0 | 774
| SHN022-200219453 | 96 | 2056697.5586 | -1111742.5346 | 0 | 0 | 0 | 0 | 0 | 0 | 0 | -1111742.5346 | FALSE | 1692 | 76080 | -77399.9498 | 0 | 0 | 0 | 0 | -77399.9498 | FALSE | Option 1 | 0 | 774
| SHN023-200219561 | 33 | 706989.7858 | -382161.4963 | 14085.4803 | 5832.1878 | 19917.6681 | 494.8252 | 204.8857 | 699.7109 | 19217.9572 | -362943.5391 | FALSE | 895 | 26152.5 | -26606.2327 | 5515.5971 | 2283.7701 | 7799.3672 | 12118.3009 | -14487.9319 | FALSE | Option 1 | 0 | 774
| SHN024-159278517 | 35 | 749837.6516 | -405322.7991 | 3.9102 | 50.6079 | 54.518 | 0.13736 | 1.7779 | 1.9152 | 52.6028 | -405270.1963 | FALSE | 969 | 27737.5 | -28218.7317 | 1.5311 | 19.8171 | 21.3482 | 33.1698 | -28185.5618 | FALSE | Option 1 | 0 | 774
| SHN024-160253686 | 22 | 471326.5238 | -254774.3308 | 0.21547 | 4.0325 | 4.248 | 0.0075695 | 0.14166 | 0.14923 | 4.0988 | -254770.2321 | FALSE | 705 | 17435 | -17737.4885 | 0.084374 | 1.5791 | 1.6634 | 2.5846 | -17734.9039 | FALSE | Option 1 | 0 | 774
| SHN024-164487380 | 12 | 257087.1948 | -138967.8168 | 0.67874 | 4.619 | 5.2977 | 0.023844 | 0.16227 | 0.18611 | 5.1116 | -138962.7052 | FALSE | 478 | 9510 | -9674.9937 | 0.26578 | 1.8087 | 2.0745 | 3.2232 | -9671.7705 | FALSE | Option 1 | 0 | 774
| SHN024-200219667 | 177 | 3792036.1236 | -2049775.2982 | 40914.3366 | 64193.3066 | 105107.6432 | 1437.3272 | 2255.1212 | 3692.4485 | 101415.1948 | -1948360.1034 | FALSE | 1991 | 140272.5 | -142706.1574 | 16021.2498 | 25136.8367 | 41158.0865 | 63949.5567 | -78756.6007 | FALSE | Option 1 | 0 | 774
| SHN024-24605390 | 152 | 3256437.801 | -1760259.0131 | 36441.521 | 114410.101 | 150851.6221 | 1280.1965 | 4019.2453 | 5299.4418 | 145552.1803 | -1614706.8328 | FALSE | 1918 | 120460 | -122549.9205 | 14269.7831 | 44800.7461 | 59070.5292 | 91781.0928 | -30768.8276 | FALSE | Option 1 | 0 | 774
| SHP011-164003814 | 29 | 621294.0541 | -335838.8907 | 19.7079 | 160.0639 | 179.7717 | 0.69234 | 5.6231 | 6.3154 | 173.4563 | -335665.4343 | FALSE | 848 | 22982.5 | -23381.2348 | 7.7172 | 62.6779 | 70.3951 | 109.3766 | -23271.8582 | FALSE | Option 1 | 0 | 774
| SHP011-24602590 | 367 | 7862583.3749 | -4250099.0646 | 100856.5753 | 337963.1179 | 438819.6932 | 3543.1078 | 11872.6988 | 15415.8066 | 423403.8866 | -3826695.178 | FALSE | 2183 | 290847.5 | -295893.558 | 39493.4519 | 132339.7121 | 171833.164 | 266986.5292 | -28907.0288 | FALSE | Option 1 | 0 | 774
| SHP012-160253286 | 34 | 728413.7187 | -393742.1477 | 1.1549 | 69.3778 | 70.5327 | 0.040571 | 2.4373 | 2.4778 | 68.0549 | -393674.0928 | FALSE | 950 | 26945 | -27412.4822 | 0.45223 | 27.167 | 27.6192 | 42.9135 | -27369.5687 | FALSE | Option 1 | 0 | 774
| SHP012-160253407 | 62 | 1328283.8399 | -718000.3869 | 12.5708 | 459.0995 | 471.6703 | 0.44161 | 16.1282 | 16.5699 | 455.1005 | -717545.2864 | FALSE | 1381 | 49135 | -49987.4676 | 4.9225 | 179.7743 | 184.6968 | 286.9735 | -49700.4941 | FALSE | Option 1 | 0 | 774
| SHP012-160253550 | 35 | 749837.6516 | -405322.7991 | 9.2847 | 397.6156 | 406.9003 | 0.32617 | 13.9683 | 14.2945 | 392.6058 | -404930.1933 | FALSE | 968 | 27737.5 | -28218.7317 | 3.6357 | 155.6984 | 159.3341 | 247.5661 | -27971.1656 | FALSE | Option 1 | 0 | 774
| SHP012-163378080 | 0 | 0 | 0 | 0 | 0 | 0 | 0 | 0 | 0 | 0 | 0 | FALSE | 129 | 0 | 0 | 0 | 0 | 0 | 0 | 0 | FALSE | Option 1 | 0 | 774
| SHP012-164366336 | 38 | 814109.4503 | -440064.7533 | 1.5975 | 80.4466 | 82.0442 | 0.056122 | 2.8261 | 2.8822 | 79.1619 | -439985.5913 | FALSE | 1018 | 30115 | -30637.4801 | 0.62556 | 31.5013 | 32.1269 | 49.9173 | -30587.5628 | FALSE | Option 1 | 0 | 774
| SHP012-24603174 | 515 | 11033325.4443 | -5964035.4721 | 48885.3282 | 532951.2163 | 581836.5445 | 1717.3495 | 18722.6622 | 20440.0116 | 561396.5329 | -5402638.9392 | FALSE | 2215 | 408137.5 | -415218.4805 | 19142.5334 | 208693.2177 | 227835.7511 | 354000.7935 | -61217.6871 | FALSE | Option 1 | 0 | 774
| SHP014-164366107 | 29 | 621294.0541 | -335838.8907 | 248.7209 | 5359.6348 | 5608.3557 | 8.7376 | 188.2848 | 197.0224 | 5411.3333 | -330427.5574 | FALSE | 838 | 22982.5 | -23381.2348 | 97.3942 | 2098.7276 | 2196.1218 | 3412.2339 | -19969.0009 | FALSE | Option 1 | 0 | 774
| SHP014-177037469 | 0 | 0 | 0 | 0 | 0 | 0 | 0 | 0 | 0 | 0 | 0 | FALSE | 129 | 0 | 0 | 0 | 0 | 0 | 0 | 0 | FALSE | Option 1 | 0 | 774
| SHP014-24602854 | 180 | 3856307.9223 | -2084517.2524 | 3182.2678 | 26106.595 | 29288.8628 | 111.7936 | 917.1289 | 1028.9225 | 28259.9403 | -2056257.3121 | FALSE | 2009 | 142650 | -145124.9058 | 1246.1135 | 10222.8293 | 11468.9428 | 17819.92 | -127304.9858 | FALSE | Option 1 | 0 | 774
| SHP021-120932535 | 34 | 728413.7187 | -393742.1477 | 88.4672 | 532.6994 | 621.1666 | 3.1079 | 18.7138 | 21.8217 | 599.3449 | -393142.8028 | FALSE | 947 | 26945 | -27412.4822 | 34.642 | 208.5946 | 243.2366 | 377.93 | -27034.5522 | FALSE | Option 1 | 0 | 774
| SHP021-129439859 | 38 | 814109.4503 | -440064.7533 | 40.5167 | 436.2861 | 476.8028 | 1.4234 | 15.3268 | 16.7502 | 460.0527 | -439604.7006 | FALSE | 1016 | 30115 | -30637.4801 | 15.8655 | 170.8411 | 186.7066 | 290.0962 | -30347.3839 | FALSE | Option 1 | 0 | 774
| SHP021-134953488 | 132 | 2827959.143 | -1528645.9851 | 2294.4582 | 58898.5036 | 61192.9617 | 80.6047 | 2069.1139 | 2149.7186 | 59043.2431 | -1469602.7419 | FALSE | 1869 | 104610 | -106424.9309 | 898.4647 | 23063.496 | 23961.9607 | 37231.0011 | -69193.9299 | FALSE | Option 1 | 0 | 774
| SHP021-134953623 | 90 | 1928153.9611 | -1042258.6262 | 7552.3552 | 85329.6945 | 92882.0498 | 265.3155 | 2997.6459 | 3262.9614 | 89619.0884 | -952639.5378 | FALSE | 1598 | 71325 | -72562.4529 | 2957.3538 | 33413.4307 | 36370.7845 | 56511.2653 | -16051.1876 | FALSE | Option 1 | 0 | 774
| SHP021-137932835 | 20 | 428478.658 | -231613.028 | 0.29584 | 3.6689 | 3.9647 | 0.010393 | 0.12889 | 0.13928 | 3.8254 | -231609.2026 | FALSE | 662 | 15850 | -16124.9895 | 0.11584 | 1.4367 | 1.5525 | 2.4122 | -16122.5773 | FALSE | Option 1 | 0 | 774
| SHP021-15437442 | 0 | 0 | 0 | 0 | 0 | 0 | 0 | 0 | 0 | 0 | 0 | FALSE | 129 | 0 | 0 | 0 | 0 | 0 | 0 | 0 | FALSE | Option 1 | 0 | 774
| SHP021-15437455 | 68 | 1456827.4373 | -787484.2953 | 15305.1375 | 14380.6002 | 29685.7376 | 537.6719 | 505.1928 | 1042.8648 | 28642.8729 | -758841.4224 | FALSE | 1428 | 53890 | -54824.9644 | 5993.1909 | 5631.1603 | 11624.3512 | 18061.3865 | -36763.578 | FALSE | Option 1 | 0 | 774
| SHP021-155422659 | 26 | 557022.2554 | -301096.9365 | 2.7915 | 60.0055 | 62.7969 | 0.098065 | 2.108 | 2.2061 | 60.5909 | -301036.3456 | FALSE | 791 | 20605 | -20962.4864 | 1.0931 | 23.497 | 24.59 | 38.2069 | -20924.2795 | FALSE | Option 1 | 0 | 774
| SHP021-157015365 | 55 | 1178316.3096 | -636935.8271 | 210.3336 | 4590.2753 | 4800.609 | 7.3891 | 161.2571 | 168.6462 | 4631.9628 | -632303.8643 | FALSE | 1279 | 43587.5 | -44343.7212 | 82.3625 | 1797.4616 | 1879.8241 | 2920.7849 | -41422.9363 | FALSE | Option 1 | 0 | 774
| SHP021-157015736 | 45 | 964076.9806 | -521129.3131 | 2436.9074 | 43505.5222 | 45942.4296 | 85.6089 | 1528.356 | 1613.965 | 44328.4646 | -476800.8485 | FALSE | 1067 | 35662.5 | -36281.2265 | 954.245 | 17035.9071 | 17990.1521 | 27952.2775 | -8328.949 | FALSE | Option 1 | 0 | 774
| SHP021-164271438 | 0 | 0 | 0 | 0 | 0 | 0 | 0 | 0 | 0 | 0 | 0 | FALSE | 129 | 0 | 0 | 0 | 0 | 0 | 0 | 0 | FALSE | Option 1 | 0 | 774
| SHP021-24614288 | 0 | 0 | 0 | 0 | 0 | 0 | 0 | 0 | 0 | 0 | 0 | FALSE | 129 | 0 | 0 | 0 | 0 | 0 | 0 | 0 | FALSE | Option 1 | 0 | 774
| SHP021-66719539 | 120 | 2570871.9482 | -1389678.1682 | 1024.9749 | 14907.2872 | 15932.2621 | 36.0075 | 523.6954 | 559.7029 | 15372.5591 | -1374305.6091 | FALSE | 1834 | 95100 | -96749.9372 | 401.36 | 5837.4006 | 6238.7606 | 9693.5015 | -87056.4357 | FALSE | Option 1 | 0 | 774
| SHP021-85424826 | 136 | 2913654.8746 | -1574968.5907 | 12422.4021 | 127188.1427 | 139610.5448 | 436.401 | 4468.14 | 4904.541 | 134706.0038 | -1440262.5869 | FALSE | 1859 | 107780 | -109649.9288 | 4864.3684 | 49804.376 | 54668.7444 | 84941.8004 | -24708.1285 | FALSE | Option 1 | 0 | 774
| SSE011-15435228 | 2 | 42847.8658 | -23161.3028 | 0 | 0 | 0 | 0 | 0 | 0 | 0 | -23161.3028 | FALSE | 258 | 1585 | -1612.499 | 0 | 0 | 0 | 0 | -1612.499 | FALSE | Option 1 | 0 | 774
| SSE011-201930324 | 184 | 3942003.6539 | -2130839.858 | 0 | 0 | 0 | 0 | 0 | 0 | 0 | -2130839.858 | FALSE | 2021 | 145820 | -148349.9037 | 0 | 0 | 0 | 0 | -148349.9037 | FALSE | Option 1 | 0 | 774
| SSE012-152773219 | 187 | 4006275.4526 | -2165581.8122 | 0 | 0 | 0 | 0 | 0 | 0 | 0 | -2165581.8122 | FALSE | 2027 | 148197.5 | -150768.6522 | 0 | 0 | 0 | 0 | -150768.6522 | FALSE | Option 1 | 0 | 774
| SSE012-201930283 | 102 | 2185241.156 | -1181226.443 | 0 | 0 | 0 | 0 | 0 | 0 | 0 | -1181226.443 | FALSE | 1739 | 80835 | -82237.4466 | 0 | 0 | 0 | 0 | -82237.4466 | FALSE | Option 1 | 0 | 774
| SSE013-201930225 | 89 | 1906730.0282 | -1030677.9748 | 0 | 0 | 0 | 0 | 0 | 0 | 0 | -1030677.9748 | FALSE | 1648 | 70532.5 | -71756.2034 | 0 | 0 | 0 | 0 | -71756.2034 | FALSE | Option 1 | 0 | 774
| SSE013-74144019 | 86 | 1842458.2295 | -995936.0206 | 0 | 0 | 0 | 0 | 0 | 0 | 0 | -995936.0206 | FALSE | 1625 | 68155 | -69337.455 | 0 | 0 | 0 | 0 | -69337.455 | FALSE | Option 1 | 0 | 774
| SSE014-201930170 | 214 | 4584721.6409 | -2478259.4 | 0 | 0 | 0 | 0 | 0 | 0 | 0 | -2478259.4 | FALSE | 2075 | 169595 | -172537.388 | 0 | 0 | 0 | 0 | -172537.388 | FALSE | Option 1 | 0 | 774
| SSE014-24597938 | 174 | 3727764.3249 | -2015033.344 | 0 | 0 | 0 | 0 | 0 | 0 | 0 | -2015033.344 | FALSE | 2000 | 137895 | -140287.409 | 0 | 0 | 0 | 0 | -140287.409 | FALSE | Option 1 | 0 | 774
| SSE031-15437545 | 1 | 21423.9329 | -11580.6514 | 0 | 0 | 0 | 0 | 0 | 0 | 0 | -11580.6514 | FALSE | 234 | 792.5 | -806.2495 | 0 | 0 | 0 | 0 | -806.2495 | FALSE | Option 1 | 0 | 774
| SSE031-201930106 | 223 | 4777537.0371 | -2582485.2627 | 0 | 0 | 0 | 0 | 0 | 0 | 0 | -2582485.2627 | FALSE | 2087 | 176727.5 | -179793.6333 | 0 | 0 | 0 | 0 | -179793.6333 | FALSE | Option 1 | 0 | 774
| SSE031-24597896 | 392 | 8398181.6974 | -4539615.3496 | 0 | 0 | 0 | 0 | 0 | 0 | 0 | -4539615.3496 | FALSE | 2202 | 310660 | -316049.7949 | 0 | 0 | 0 | 0 | -316049.7949 | FALSE | Option 1 | 0 | 774
| SSE031-24597910 | 32 | 685565.8529 | -370580.8449 | 0 | 0 | 0 | 0 | 0 | 0 | 0 | -370580.8449 | FALSE | 910 | 25360 | -25799.9833 | 0 | 0 | 0 | 0 | -25799.9833 | FALSE | Option 1 | 0 | 774
| SSE032-156444372 | 237 | 5077472.0977 | -2744614.3823 | 83851.429 | 107196.005 | 191047.434 | 2945.7142 | 4881.3264 | 7827.0406 | 183220.3934 | -2561393.9889 | FALSE | 2085 | 187822.5 | -191081.126 | 32834.5709 | 43805.5736 | 76640.1445 | 114407.2895 | -76673.8365 | FALSE | Option 1 | 0 | 774
| SSE032-201929980 | 137 | 2935078.8075 | -1586549.2421 | 0 | 0 | 0 | 0 | 0 | 0 | 0 | -1586549.2421 | FALSE | 1911 | 108572.5 | -110456.1783 | 0 | 0 | 0 | 0 | -110456.1783 | FALSE | Option 1 | 0 | 774
| SSE033-201929907 | 395 | 8462453.4961 | -4574357.3038 | 0 | 0 | 0 | 0 | 0 | 0 | 0 | -4574357.3038 | FALSE | 2204 | 313037.5 | -318468.5433 | 0 | 0 | 0 | 0 | -318468.5433 | FALSE | Option 1 | 0 | 774
| SSE034-201929860 | 176 | 3770612.1907 | -2038194.6468 | 0 | 0 | 0 | 0 | 0 | 0 | 0 | -2038194.6468 | FALSE | 2005 | 139480 | -141899.9079 | 0 | 0 | 0 | 0 | -141899.9079 | FALSE | Option 1 | 0 | 774
| SSE034-24597952 | 185 | 3963427.5868 | -2142420.5094 | 0 | 0 | 0 | 0 | 0 | 0 | 0 | -2142420.5094 | FALSE | 2022 | 146612.5 | -149156.1532 | 0 | 0 | 0 | 0 | -149156.1532 | FALSE | Option 1 | 0 | 774
| STL005-141432115 | 16 | 342782.9264 | -185290.4224 | 133.8128 | 1788.2879 | 1922.1007 | 4.7009 | 62.8228 | 67.5237 | 1854.577 | -183435.8454 | FALSE | 555 | 12680 | -12899.9916 | 52.3984 | 700.2584 | 752.6568 | 1169.4439 | -11730.5478 | FALSE | Option 1 | 0 | 774
| STL005-142032974 | 82 | 1756762.4979 | -949613.415 | 1418.6151 | 78459.8056 | 79878.4207 | 49.8362 | 2756.3056 | 2806.1418 | 77072.2789 | -872541.136 | FALSE | 1536 | 64985 | -66112.4571 | 555.5018 | 30723.3172 | 31278.819 | 48599.6017 | -17512.8554 | FALSE | Option 1 | 0 | 774
| STL005-143031921 | 24 | 514174.3896 | -277935.6336 | 1257.3322 | 12908.9563 | 14166.2885 | 44.1703 | 453.4937 | 497.664 | 13668.6245 | -264267.0092 | FALSE | 720 | 19020 | -19349.9874 | 492.3466 | 5054.8935 | 5547.24 | 8619.0484 | -10730.939 | FALSE | Option 1 | 0 | 774
| STL005-155503897 | 20 | 428478.658 | -231613.028 | 2.362 | 41.4381 | 43.8001 | 0.082979 | 1.4557 | 1.5387 | 42.2614 | -231570.7666 | FALSE | 660 | 15850 | -16124.9895 | 0.92493 | 16.2263 | 17.1513 | 26.6488 | -16098.3407 | FALSE | Option 1 | 0 | 774
| STL005-164675419 | 15 | 321358.9935 | -173709.771 | 0 | 0 | 0 | 0 | 0 | 0 | 0 | -173709.771 | FALSE | 544 | 11887.5 | -12093.7422 | 0 | 0 | 0 | 0 | -12093.7422 | FALSE | Option 1 | 0 | 774
| STL005-78736488 | 53 | 1135468.4438 | -613774.5243 | 418.786 | 55598.0447 | 56016.8308 | 14.712 | 1953.1683 | 1967.8803 | 54048.9505 | -559725.5739 | FALSE | 1191 | 42002.5 | -42731.2223 | 163.9884 | 21771.1012 | 21935.0895 | 34081.7412 | -8649.4811 | FALSE | Option 1 | 0 | 774
| STL005-78747550 | 52 | 1114044.5109 | -602193.8729 | 254.0952 | 8581.7443 | 8835.8395 | 8.9264 | 301.4781 | 310.4045 | 8525.435 | -593668.4379 | FALSE | 1236 | 41210 | -41924.9728 | 99.4987 | 3360.4424 | 3459.941 | 5375.8985 | -36549.0743 | FALSE | Option 1 | 0 | 774
| STL005-78747613 | 48 | 1028348.7793 | -555871.2673 | 1798.0984 | 44512.2098 | 46310.3081 | 63.1675 | 1563.7211 | 1626.8886 | 44683.4195 | -511187.8478 | FALSE | 1111 | 38040 | -38699.9749 | 704.1 | 17430.1062 | 18134.2061 | 28176.102 | -10523.8729 | FALSE | Option 1 | 0 | 774
| STL006-144106192 | 87 | 1863882.1624 | -1007516.672 | 737.0099 | 16653.4266 | 17390.4365 | 25.8913 | 585.0376 | 610.9288 | 16779.5077 | -990737.1643 | FALSE | 1614 | 68947.5 | -70143.7045 | 288.5986 | 6521.1544 | 6809.753 | 10580.6835 | -59563.021 | FALSE | Option 1 | 0 | 774
| STL006-144106506 | 86 | 1842458.2295 | -995936.0206 | 32.663 | 1182.4588 | 1215.1219 | 1.1475 | 41.54 | 42.6874 | 1172.4344 | -994763.5861 | FALSE | 1621 | 68155 | -69337.455 | 12.7902 | 463.0276 | 475.8178 | 739.304 | -68598.151 | FALSE | Option 1 | 0 | 774
| STL006-155132567 | 42 | 899805.1819 | -486387.3589 | 1.859 | 73.3217 | 75.1807 | 0.065309 | 2.5758 | 2.6411 | 72.5396 | -486314.8193 | FALSE | 1081 | 33285 | -33862.478 | 0.72797 | 28.7113 | 29.4393 | 45.7414 | -33816.7366 | FALSE | Option 1 | 0 | 774
| STL006-155133021 | 37 | 792685.5174 | -428484.1019 | 0 | 0 | 0 | 0 | 0 | 0 | 0 | -428484.1019 | FALSE | 1002 | 29322.5 | -29831.2306 | 0 | 0 | 0 | 0 | -29831.2306 | FALSE | Option 1 | 0 | 774
| STL006-155133103 | 48 | 1028348.7793 | -555871.2673 | 1100.0623 | 26857.0315 | 27957.0938 | 38.6454 | 943.4918 | 982.1372 | 26974.9566 | -528896.3107 | FALSE | 1146 | 38040 | -38699.9749 | 430.7628 | 10516.6855 | 10947.4482 | 17009.6455 | -21690.3294 | FALSE | Option 1 | 0 | 774
| STL006-155133222 | 31 | 664141.92 | -359000.1935 | 0 | 0 | 0 | 0 | 0 | 0 | 0 | -359000.1935 | FALSE | 890 | 24567.5 | -24993.7338 | 0 | 0 | 0 | 0 | -24993.7338 | FALSE | Option 1 | 0 | 774
| STL006-155178765 | 45 | 964076.9806 | -521129.3131 | 0 | 0 | 0 | 0 | 0 | 0 | 0 | -521129.3131 | FALSE | 1136 | 35662.5 | -36281.2265 | 0 | 0 | 0 | 0 | -36281.2265 | FALSE | Option 1 | 0 | 774
| STL006-155178849 | 51 | 1092620.578 | -590613.2215 | 1586.7983 | 61742.6363 | 63329.4346 | 55.7445 | 2169.0288 | 2224.7733 | 61104.6614 | -529508.5601 | FALSE | 1148 | 40417.5 | -41118.7233 | 621.359 | 24177.2024 | 24798.5614 | 38530.8732 | -2587.8501 | FALSE | Option 1 | 0 | 774
| STL006-155178947 | 56 | 1199740.2425 | -648516.4785 | 1334.7961 | 60830.1829 | 62164.979 | 46.8916 | 2136.9741 | 2183.8657 | 59981.1132 | -588535.3653 | FALSE | 1230 | 44380 | -45149.9707 | 522.6799 | 23819.9036 | 24342.5835 | 37822.3955 | -7327.5752 | FALSE | Option 1 | 0 | 774
| STL006-155179094 | 82 | 1756762.4979 | -949613.415 | 452.8882 | 22666.3987 | 23119.2869 | 15.91 | 796.2742 | 812.1843 | 22307.1027 | -927306.3123 | FALSE | 1582 | 64985 | -66112.4571 | 177.3421 | 8875.7161 | 9053.0582 | 14066.2287 | -52046.2284 | FALSE | Option 1 | 0 | 774
| STL006-155189552 | 95 | 2035273.6257 | -1100161.8832 | 1853.515 | 107475.0618 | 109328.5768 | 65.1143 | 3775.6163 | 3840.7305 | 105487.8463 | -994674.0369 | FALSE | 1619 | 75287.5 | -76593.7003 | 725.8 | 42085.1211 | 42810.9211 | 66517.6557 | -10076.0446 | FALSE | Option 1 | 0 | 774
| STL006-155189674 | 50 | 1071196.6451 | -579032.5701 | 0 | 0 | 0 | 0 | 0 | 0 | 0 | -579032.5701 | FALSE | 1217 | 39625 | -40312.4738 | 0 | 0 | 0 | 0 | -40312.4738 | FALSE | Option 1 | 0 | 774
| STL006-155189763 | 32 | 685565.8529 | -370580.8449 | 0 | 0 | 0 | 0 | 0 | 0 | 0 | -370580.8449 | FALSE | 910 | 25360 | -25799.9833 | 0 | 0 | 0 | 0 | -25799.9833 | FALSE | Option 1 | 0 | 774
| STL006-155189877 | 75 | 1606794.9676 | -868548.8552 | 16.2491 | 413.266 | 429.5151 | 0.57083 | 14.5181 | 15.0889 | 414.4262 | -868134.429 | FALSE | 1531 | 59437.5 | -60468.7108 | 6.3628 | 161.8268 | 168.1897 | 261.3255 | -60207.3853 | FALSE | Option 1 | 0 | 774
| STL006-155190011 | 23 | 492750.4567 | -266354.9822 | 0 | 0 | 0 | 0 | 0 | 0 | 0 | -266354.9822 | FALSE | 727 | 18227.5 | -18543.738 | 0 | 0 | 0 | 0 | -18543.738 | FALSE | Option 1 | 0 | 774
| STL006-155190105 | 33 | 706989.7858 | -382161.4963 | 463.394 | 18667.3029 | 19130.6969 | 16.2791 | 655.7854 | 672.0645 | 18458.6324 | -363702.8638 | FALSE | 899 | 26152.5 | -26606.2327 | 181.456 | 7309.7488 | 7491.2048 | 11639.4921 | -14966.7406 | FALSE | Option 1 | 0 | 774
| STL006-155193804 | 6 | 128543.5974 | -69483.9084 | 0 | 0 | 0 | 0 | 0 | 0 | 0 | -69483.9084 | FALSE | 332 | 4755 | -4837.4969 | 0 | 0 | 0 | 0 | -4837.4969 | FALSE | Option 1 | 0 | 774
| STL006-155193946 | 63 | 1349707.7728 | -729581.0383 | 0 | 0 | 0 | 0 | 0 | 0 | 0 | -729581.0383 | FALSE | 1393 | 49927.5 | -50793.717 | 0 | 0 | 0 | 0 | -50793.717 | FALSE | Option 1 | 0 | 774
| STL006-155249643 | 57 | 1221164.1754 | -660097.1299 | 1067.1676 | 41252.3744 | 42319.542 | 37.4898 | 1449.2026 | 1486.6923 | 40832.8497 | -619264.2802 | FALSE | 1264 | 45172.5 | -45956.2202 | 417.8818 | 16153.6187 | 16571.5006 | 25748.0414 | -20208.1788 | FALSE | Option 1 | 0 | 774
| STL006-155249816 | 82 | 1756762.4979 | -949613.415 | 1586.7718 | 75639.3708 | 77226.1426 | 55.7435 | 2657.2233 | 2712.9668 | 74513.1757 | -875100.2392 | FALSE | 1541 | 64985 | -66112.4571 | 621.3486 | 29618.8904 | 30240.2391 | 46985.9035 | -19126.5536 | FALSE | Option 1 | 0 | 774
| STL006-155250434 | 38 | 814109.4503 | -440064.7533 | 202.4103 | 7824.3679 | 8026.7782 | 7.1107 | 274.8713 | 281.982 | 7744.7962 | -432319.9571 | FALSE | 1008 | 30115 | -30637.4801 | 79.2599 | 3063.8686 | 3143.1285 | 4883.6497 | -25753.8304 | FALSE | Option 1 | 0 | 774
| STL006-155392225 | 41 | 878381.249 | -474806.7075 | 0 | 0 | 0 | 0 | 0 | 0 | 0 | -474806.7075 | FALSE | 1061 | 32492.5 | -33056.2285 | 0 | 0 | 0 | 0 | -33056.2285 | FALSE | Option 1 | 0 | 774
| STL006-182934752 | 101 | 2163817.2231 | -1169645.7916 | 1174.4064 | 2916.3156 | 4090.722 | 41.2571 | 102.4506 | 143.7077 | 3947.0143 | -1165698.7773 | FALSE | 1730 | 80042.5 | -81431.1972 | 459.8745 | 1141.9718 | 1601.8463 | 2488.8757 | -78942.3215 | FALSE | Option 1 | 0 | 774
| STL006-56211052 | 27 | 578446.1883 | -312677.5879 | 2224.6975 | 13047.9702 | 15272.6678 | 78.154 | 458.3773 | 536.5313 | 14736.1365 | -297941.4514 | FALSE | 780 | 21397.5 | -21768.7359 | 871.1478 | 5109.3286 | 5980.4764 | 9292.1913 | -12476.5445 | FALSE | Option 1 | 0 | 774
| STL006-82629266 | 49 | 1049772.7122 | -567451.9187 | 1144.8193 | 40280.5051 | 41425.3244 | 40.2177 | 1415.0606 | 1455.2783 | 39970.0461 | -527481.8726 | FALSE | 1144 | 38832.5 | -39506.2244 | 448.2887 | 15773.0538 | 16221.3426 | 25203.9819 | -14302.2425 | FALSE | Option 1 | 0 | 774
| STL006-83365075 | 43 | 921229.1148 | -497968.0103 | 2343.8522 | 32376.0153 | 34719.8675 | 82.3399 | 1137.3746 | 1219.7145 | 33500.153 | -464467.8573 | FALSE | 1046 | 34077.5 | -34668.7275 | 917.8065 | 12677.811 | 13595.6175 | 21124.25 | -13544.4775 | FALSE | Option 1 | 0 | 774
| STL007-143136191 | 1 | 21423.9329 | -11580.6514 | 37.2213 | 1.7341 | 38.9554 | 1.3076 | 0.06092 | 1.3685 | 37.5869 | -11543.0645 | FALSE | 226 | 792.5 | -806.2495 | 14.5751 | 0.67905 | 15.2542 | 23.7012 | -782.5482 | FALSE | Option 1 | 0 | 774
| STL007-143136451 | 140 | 2999350.6062 | -1621291.1963 | 12884.936 | 96427.5685 | 109312.5045 | 452.6499 | 3387.516 | 3840.1659 | 105472.3386 | -1515818.8577 | FALSE | 1888 | 110950 | -112874.9267 | 5045.4876 | 37759.1399 | 42804.6275 | 66507.877 | -46367.0498 | FALSE | Option 1 | 0 | 774
| STL007-155179441 | 5 | 107119.6645 | -57903.257 | 41.6312 | 67.8787 | 109.5099 | 1.4625 | 2.3846 | 3.8471 | 105.6628 | -57797.5942 | FALSE | 308 | 3962.5 | -4031.2474 | 16.302 | 26.5799 | 42.8819 | 66.628 | -3964.6194 | FALSE | Option 1 | 0 | 774
| STL007-155179565 | 103 | 2206665.0889 | -1192807.0944 | 7071.3729 | 67862.8258 | 74934.1987 | 248.4185 | 2384.032 | 2632.4505 | 72301.7482 | -1120505.3462 | FALSE | 1696 | 81627.5 | -83043.6961 | 2769.0106 | 26573.7483 | 29342.7589 | 45591.4398 | -37452.2563 | FALSE | Option 1 | 0 | 774
| STL007-155179964 | 32 | 685565.8529 | -370580.8449 | 429.8564 | 2638.5849 | 3068.4413 | 15.1009 | 92.6939 | 107.7948 | 2960.6465 | -367620.1984 | FALSE | 907 | 25360 | -25799.9833 | 168.3233 | 1033.218 | 1201.5413 | 1866.9 | -23933.0832 | FALSE | Option 1 | 0 | 774
| STL007-183308767 | 12 | 257087.1948 | -138967.8168 | 82.6501 | 323.4472 | 406.0973 | 2.9035 | 11.3628 | 14.2663 | 391.8311 | -138575.9858 | FALSE | 467 | 9510 | -9674.9937 | 32.3641 | 126.6556 | 159.0197 | 247.0776 | -9427.9161 | FALSE | Option 1 | 0 | 774
| STL007-76065702 | 37 | 792685.5174 | -428484.1019 | 8168.713 | 25266.5505 | 33435.2635 | 286.9682 | 887.618 | 1174.5862 | 32260.6773 | -396223.4245 | FALSE | 954 | 29322.5 | -29831.2306 | 3198.7074 | 9893.8844 | 13092.5918 | 20342.6717 | -9488.5589 | FALSE | Option 1 | 0 | 774
| STN011-130745907 | 120 | 2570871.9482 | -1389678.1682 | 2788.6335 | 58167.5613 | 60956.1948 | 97.9651 | 2043.4358 | 2141.401 | 58814.7939 | -1330863.3744 | FALSE | 1815 | 95100 | -96749.9372 | 1091.974 | 22777.2734 | 23869.2474 | 37086.9474 | -59662.9898 | FALSE | Option 1 | 0 | 774
| STN011-160424610 | 94 | 2013849.6928 | -1088581.2318 | 2014.5675 | 53490.9867 | 55505.5542 | 70.7721 | 1879.147 | 1949.9191 | 53555.6351 | -1035025.5967 | FALSE | 1652 | 74495 | -75787.4508 | 788.865 | 20946.0187 | 21734.8837 | 33770.6705 | -42016.7803 | FALSE | Option 1 | 0 | 774
| STN011-164271487 | 37 | 792685.5174 | -428484.1019 | 0.96949 | 21.6085 | 22.5779 | 0.034058 | 0.75911 | 0.79317 | 21.7848 | -428462.3171 | FALSE | 1001 | 29322.5 | -29831.2306 | 0.37963 | 8.4614 | 8.8411 | 13.7369 | -29817.4938 | FALSE | Option 1 | 0 | 774
| STN011-184475628 | 1 | 21423.9329 | -11580.6514 | 0 | 0 | 0 | 0 | 0 | 0 | 0 | -11580.6514 | FALSE | 234 | 792.5 | -806.2495 | 0 | 0 | 0 | 0 | -806.2495 | FALSE | Option 1 | 0 | 774
| STN012-200055438 | 93 | 1992425.7599 | -1077000.5804 | 0 | 0 | 0 | 0 | 0 | 0 | 0 | -1077000.5804 | FALSE | 1668 | 73702.5 | -74981.2013 | 0 | 0 | 0 | 0 | -74981.2013 | FALSE | Option 1 | 0 | 774
| STN012-72075245 | 26 | 557022.2554 | -301096.9365 | 2897.2238 | 550.3232 | 3447.547 | 101.7799 | 19.3329 | 121.1129 | 3326.4341 | -297770.5023 | FALSE | 779 | 20605 | -20962.4864 | 1134.4959 | 215.4957 | 1349.9916 | 2097.5554 | -18864.931 | FALSE | Option 1 | 0 | 774
| STN013-15421517 | 0 | 0 | 0 | 0 | 0 | 0 | 0 | 0 | 0 | 0 | 0 | FALSE | 129 | 0 | 0 | 0 | 0 | 0 | 0 | 0 | FALSE | Option 1 | 0 | 774
| STN013-200055508 | 2 | 42847.8658 | -23161.3028 | 0 | 0 | 0 | 0 | 0 | 0 | 0 | -23161.3028 | FALSE | 258 | 1585 | -1612.499 | 0 | 0 | 0 | 0 | -1612.499 | FALSE | Option 1 | 0 | 774
| STN014-200055610 | 8 | 171391.4632 | -92645.2112 | 0 | 0 | 0 | 0 | 0 | 0 | 0 | -92645.2112 | FALSE | 377 | 6340 | -6449.9958 | 0 | 0 | 0 | 0 | -6449.9958 | FALSE | Option 1 | 0 | 774
| STN021-164443076 | 28 | 599870.1212 | -324258.2393 | 0 | 0 | 0 | 0 | 0 | 0 | 0 | -324258.2393 | FALSE | 824 | 22190 | -22574.9853 | 0 | 0 | 0 | 0 | -22574.9853 | FALSE | Option 1 | 0 | 774
| STN021-164443183 | 38 | 814109.4503 | -440064.7533 | 417.8013 | 5807.5275 | 6225.3288 | 14.6774 | 204.0194 | 218.6968 | 6006.632 | -434058.1213 | FALSE | 1011 | 30115 | -30637.4801 | 163.6028 | 2274.1136 | 2437.7164 | 3787.6124 | -26849.8677 | FALSE | Option 1 | 0 | 774
| STN021-200055789 | 35 | 749837.6516 | -405322.7991 | 0 | 0 | 0 | 0 | 0 | 0 | 0 | -405322.7991 | FALSE | 971 | 27737.5 | -28218.7317 | 0 | 0 | 0 | 0 | -28218.7317 | FALSE | Option 1 | 0 | 774
| STN022-200055843 | 154 | 3299285.6668 | -1783420.3159 | 105.4498 | 111.7712 | 217.221 | 3.7045 | 3.9265 | 7.631 | 209.59 | -1783210.7259 | FALSE | 1954 | 122045 | -124162.4194 | 41.2921 | 43.7674 | 85.0595 | 132.1615 | -124030.2579 | FALSE | Option 1 | 0 | 774
| STN023-200055989 | 24 | 514174.3896 | -277935.6336 | 0 | 0 | 0 | 0 | 0 | 0 | 0 | -277935.6336 | FALSE | 746 | 19020 | -19349.9874 | 0 | 0 | 0 | 0 | -19349.9874 | FALSE | Option 1 | 0 | 774
| STN024-138232567 | 62 | 1328283.8399 | -718000.3869 | 1711.8935 | 17700.3581 | 19412.2516 | 60.1391 | 621.8164 | 681.9555 | 18730.2961 | -699270.0909 | FALSE | 1364 | 49135 | -49987.4676 | 670.3438 | 6931.1122 | 7601.4561 | 11810.7955 | -38176.672 | FALSE | Option 1 | 0 | 774
| STN024-160253800 | 17 | 364206.8593 | -196871.0738 | 1.1787 | 18.3768 | 19.5555 | 0.041409 | 0.64558 | 0.68699 | 18.8686 | -196852.2053 | FALSE | 584 | 13472.5 | -13706.2411 | 0.46156 | 7.196 | 7.6576 | 11.898 | -13694.3431 | FALSE | Option 1 | 0 | 774
| STN024-160253882 | 49 | 1049772.7122 | -567451.9187 | 1.8579 | 17.2734 | 19.1313 | 0.065267 | 0.60682 | 0.67209 | 18.4592 | -567433.4595 | FALSE | 1202 | 38832.5 | -39506.2244 | 0.72751 | 6.7639 | 7.4914 | 11.6399 | -39494.5845 | FALSE | Option 1 | 0 | 774
| STN024-200056045 | 87 | 1863882.1624 | -1007516.672 | 0 | 0 | 0 | 0 | 0 | 0 | 0 | -1007516.672 | FALSE | 1635 | 68947.5 | -70143.7045 | 0 | 0 | 0 | 0 | -70143.7045 | FALSE | Option 1 | 0 | 774
| STN024-24605670 | 264 | 5655918.286 | -3057291.9701 | 53090.6394 | 169586.2991 | 222676.9384 | 1865.0827 | 5957.594 | 7822.6768 | 214854.2617 | -2842437.7085 | FALSE | 2113 | 209220 | -212849.8619 | 20789.2505 | 66406.6604 | 87195.9109 | 135481.0275 | -77368.8344 | FALSE | Option 1 | 0 | 774
| STN024-24611992 | 53 | 1135468.4438 | -613774.5243 | 31.3281 | 338.3828 | 369.7108 | 1.1006 | 11.8874 | 12.988 | 356.7228 | -613417.8015 | FALSE | 1258 | 42002.5 | -42731.2223 | 12.2675 | 132.504 | 144.7715 | 224.9393 | -42506.2829 | FALSE | Option 1 | 0 | 774
| STN031-200777976 | 1 | 21423.9329 | -11580.6514 | 0 | 0 | 0 | 0 | 0 | 0 | 0 | -11580.6514 | FALSE | 234 | 792.5 | -806.2495 | 0 | 0 | 0 | 0 | -806.2495 | FALSE | Option 1 | 0 | 774
| STN031-200778008 | 66 | 1413979.5715 | -764322.9925 | 0 | 67037.3253 | 67037.3253 | 0 | 2355.032 | 2355.032 | 64682.2932 | -699640.6993 | FALSE | 1365 | 52305 | -53212.4655 | 0 | 26250.4985 | 26250.4985 | 40786.8268 | -12425.6387 | FALSE | Option 1 | 0 | 774
| SU011-94649597 | 29 | 621294.0541 | -335838.8907 | 0 | 0 | 0 | 0 | 0 | 0 | 0 | -335838.8907 | FALSE | 851 | 22982.5 | -23381.2348 | 0 | 0 | 0 | 0 | -23381.2348 | FALSE | Option 1 | 0 | 774
| SU012-24612934 | 22 | 471326.5238 | -254774.3308 | 0 | 0 | 0 | 0 | 0 | 0 | 0 | -254774.3308 | FALSE | 706 | 17435 | -17737.4885 | 0 | 0 | 0 | 0 | -17737.4885 | FALSE | Option 1 | 0 | 774
| SU012-24613115 | 11 | 235663.2619 | -127387.1654 | 0 | 0 | 0 | 0 | 0 | 0 | 0 | -127387.1654 | FALSE | 455 | 8717.5 | -8868.7442 | 0 | 0 | 0 | 0 | -8868.7442 | FALSE | Option 1 | 0 | 774
| SU012-94649646 | 202 | 4327634.4461 | -2339291.5832 | 0 | 0 | 0 | 0 | 0 | 0 | 0 | -2339291.5832 | FALSE | 2056 | 160085 | -162862.3943 | 0 | 0 | 0 | 0 | -162862.3943 | FALSE | Option 1 | 0 | 774
| SU013-94649695 | 121 | 2592295.8811 | -1401258.8196 | 0 | 0 | 0 | 0 | 0 | 0 | 0 | -1401258.8196 | FALSE | 1842 | 95892.5 | -97556.1867 | 0 | 0 | 0 | 0 | -97556.1867 | FALSE | Option 1 | 0 | 774
| SU015-24612538 | 122 | 2613719.814 | -1412839.471 | 17799.5345 | 11185.0206 | 28984.555 | 625.3005 | 509.3262 | 1134.6267 | 27849.9283 | -1384989.5428 | FALSE | 1838 | 96685 | -98362.4362 | 6969.9477 | 4570.7509 | 11540.6987 | 17443.8564 | -80918.5798 | FALSE | Option 1 | 0 | 774
| SU015-94649793 | 139 | 2977926.6733 | -1609710.5449 | 0 | 0 | 0 | 0 | 0 | 0 | 0 | -1609710.5449 | FALSE | 1915 | 110157.5 | -112068.6773 | 0 | 0 | 0 | 0 | -112068.6773 | FALSE | Option 1 | 0 | 774
| SU015-98840126 | 1 | 21423.9329 | -11580.6514 | 0 | 0 | 0 | 0 | 0 | 0 | 0 | -11580.6514 | FALSE | 234 | 792.5 | -806.2495 | 0 | 0 | 0 | 0 | -806.2495 | FALSE | Option 1 | 0 | 774
| SU021-40665700 | 266 | 5698766.1518 | -3080453.2729 | 49942.5738 | 84009.0884 | 133951.6622 | 1754.4907 | 3825.4764 | 5579.967 | 128371.6951 | -2952081.5778 | FALSE | 2128 | 210805 | -214462.3608 | 19556.53 | 34330.2561 | 53886.786 | 80064.8762 | -134397.4846 | FALSE | Option 1 | 0 | 774
| SU021-94649866 | 103 | 2206665.0889 | -1192807.0944 | 0 | 0 | 0 | 0 | 0 | 0 | 0 | -1192807.0944 | FALSE | 1745 | 81627.5 | -83043.6961 | 0 | 0 | 0 | 0 | -83043.6961 | FALSE | Option 1 | 0 | 774
| SU022-186913526 | 94 | 2013849.6928 | -1088581.2318 | 0 | 0 | 0 | 0 | 0 | 0 | 0 | -1088581.2318 | FALSE | 1674 | 74495 | -75787.4508 | 0 | 0 | 0 | 0 | -75787.4508 | FALSE | Option 1 | 0 | 774
| SU022-94649915 | 104 | 2228089.0218 | -1204387.7458 | 0 | 0 | 0 | 0 | 0 | 0 | 0 | -1204387.7458 | FALSE | 1752 | 82420 | -83849.9456 | 0 | 0 | 0 | 0 | -83849.9456 | FALSE | Option 1 | 0 | 774
| SU023-94649964 | 14 | 299935.0606 | -162129.1196 | 0 | 0 | 0 | 0 | 0 | 0 | 0 | -162129.1196 | FALSE | 528 | 11095 | -11287.4927 | 0 | 0 | 0 | 0 | -11287.4927 | FALSE | Option 1 | 0 | 774
| SU024-94650013 | 65 | 1392555.6386 | -752742.3411 | 0 | 0 | 0 | 0 | 0 | 0 | 0 | -752742.3411 | FALSE | 1422 | 51512.5 | -52406.216 | 0 | 0 | 0 | 0 | -52406.216 | FALSE | Option 1 | 0 | 774
| SU034-94650323 | 177 | 3792036.1236 | -2049775.2982 | 203.518 | 100.0021 | 303.5201 | 7.1496 | 4.5537 | 11.7034 | 291.8168 | -2049483.4814 | FALSE | 2008 | 140272.5 | -142706.1574 | 79.6936 | 40.8658 | 120.5594 | 182.9607 | -142523.1967 | FALSE | Option 1 | 0 | 774
| SU035-183159191 | 114 | 2442328.3508 | -1320194.2598 | 38317.9534 | 7766.5286 | 46084.482 | 1346.1159 | 353.6602 | 1699.7761 | 44384.7059 | -1275809.5539 | FALSE | 1793 | 90345 | -91912.4403 | 15004.5572 | 3173.7866 | 18178.3437 | 27906.1383 | -64006.3021 | FALSE | Option 1 | 0 | 774
| SU035-24612255 | 109 | 2335208.6863 | -1262291.0028 | 0 | 0 | 0 | 0 | 0 | 0 | 0 | -1262291.0028 | FALSE | 1784 | 86382.5 | -87881.193 | 0 | 0 | 0 | 0 | -87881.193 | FALSE | Option 1 | 0 | 774
| SU035-94650372 | 33 | 706989.7858 | -382161.4963 | 0 | 0 | 0 | 0 | 0 | 0 | 0 | -382161.4963 | FALSE | 931 | 26152.5 | -26606.2327 | 0 | 0 | 0 | 0 | -26606.2327 | FALSE | Option 1 | 0 | 774
| TNA014-154750885 | 80 | 1713914.6321 | -926452.1122 | 0 | 0 | 0 | 0 | 0 | 0 | 0 | -926452.1122 | FALSE | 1580 | 63400 | -64499.9581 | 0 | 0 | 0 | 0 | -64499.9581 | FALSE | Option 1 | 0 | 774
| TNA021-158086216 | 75 | 1606794.9676 | -868548.8552 | 33396.3252 | 5961.6388 | 39357.964 | 1173.2183 | 271.4719 | 1444.6902 | 37913.2738 | -830635.5814 | FALSE | 1497 | 59437.5 | -60468.7108 | 13077.3443 | 2436.2196 | 15513.5639 | 23844.4001 | -36624.3107 | FALSE | Option 1 | 0 | 774
| TNA022-187163239 | 180 | 3856307.9223 | -2084517.2524 | 37071.433 | 28891.4127 | 65962.8457 | 1302.3254 | 1315.6126 | 2617.938 | 63344.9076 | -2021172.3447 | FALSE | 2001 | 142650 | -145124.9058 | 14516.4443 | 11806.4559 | 26322.9002 | 39639.9455 | -105484.9603 | FALSE | Option 1 | 0 | 774
| TNA023-154633087 | 9 | 192815.3961 | -104225.8626 | 0 | 0 | 0 | 0 | 0 | 0 | 0 | -104225.8626 | FALSE | 394 | 7132.5 | -7256.2453 | 0 | 0 | 0 | 0 | -7256.2453 | FALSE | Option 1 | 0 | 774
| TNA023-154751161 | 83 | 1778186.4308 | -961194.0664 | 87747.6273 | 2582.045 | 90329.6723 | 3082.5883 | 117.5772 | 3200.1655 | 87129.5068 | -874064.5596 | FALSE | 1539 | 65777.5 | -66918.7066 | 34360.2456 | 1055.1509 | 35415.3965 | 54914.2758 | -12004.4308 | FALSE | Option 1 | 0 | 774
| TNA024-154751243 | 39 | 835533.3832 | -451645.4047 | 0 | 0 | 0 | 0 | 0 | 0 | 0 | -451645.4047 | FALSE | 1032 | 30907.5 | -31443.7296 | 0 | 0 | 0 | 0 | -31443.7296 | FALSE | Option 1 | 0 | 774
| TNA031-188490107 | 244 | 5227439.628 | -2825678.9421 | 77208.9042 | 31481.9154 | 108690.8197 | 2712.3613 | 1433.5749 | 4145.9362 | 104544.8835 | -2721134.0586 | FALSE | 2100 | 193370 | -196724.8723 | 30233.4889 | 12865.063 | 43098.5519 | 65592.2678 | -131132.6045 | FALSE | Option 1 | 0 | 774
| TNA033-153234693 | 49 | 1049772.7122 | -567451.9187 | 0 | 0 | 0 | 0 | 0 | 0 | 0 | -567451.9187 | FALSE | 1203 | 38832.5 | -39506.2244 | 0 | 0 | 0 | 0 | -39506.2244 | FALSE | Option 1 | 0 | 774
| TNA033-178283696 | 5 | 107119.6645 | -57903.257 | 0 | 0 | 0 | 0 | 0 | 0 | 0 | -57903.257 | FALSE | 312 | 3962.5 | -4031.2474 | 0 | 0 | 0 | 0 | -4031.2474 | FALSE | Option 1 | 0 | 774
| TNA033-188490077 | 213 | 4563297.708 | -2466678.7486 | 22021.9092 | 5822.7496 | 27844.6588 | 773.6332 | 265.1474 | 1038.7806 | 26805.8782 | -2439872.8704 | FALSE | 2068 | 168802.5 | -171731.1385 | 8623.3467 | 2379.4626 | 11002.8093 | 16841.8495 | -154889.289 | FALSE | Option 1 | 0 | 774
| TRG002-154491390 | 9 | 192815.3961 | -104225.8626 | 0 | 21.378 | 21.378 | 0 | 0.97348 | 0.97348 | 20.4045 | -104205.4581 | FALSE | 390 | 7132.5 | -7256.2453 | 0 | 8.7361 | 8.7361 | 12.6419 | -7243.6034 | FALSE | Option 1 | 0 | 774
| TRG002-158166546 | 6 | 128543.5974 | -69483.9084 | 0 | 15.4252 | 15.4252 | 0 | 0.70241 | 0.70241 | 14.7228 | -69469.1856 | FALSE | 327 | 4755 | -4837.4969 | 0 | 6.3035 | 6.3035 | 9.1217 | -4828.3751 | FALSE | Option 1 | 0 | 774
| TRG002-158166806 | 3 | 64271.7987 | -34741.9542 | 0 | 0.3405 | 0.3405 | 0 | 0.015505 | 0.015505 | 0.325 | -34741.6292 | FALSE | 278 | 2377.5 | -2418.7484 | 0 | 0.13915 | 0.13915 | 0.20136 | -2418.5471 | FALSE | Option 1 | 0 | 774
| TRG002-158205190 | 4 | 85695.7316 | -46322.6056 | 0 | 10.3164 | 10.3164 | 0 | 0.46977 | 0.46977 | 9.8466 | -46312.759 | FALSE | 289 | 3170 | -3224.9979 | 0 | 4.2158 | 4.2158 | 6.1006 | -3218.8973 | FALSE | Option 1 | 0 | 774
| TRG002-158205316 | 5 | 107119.6645 | -57903.257 | 0 | 7.9285 | 7.9285 | 0 | 0.36103 | 0.36103 | 7.5674 | -57895.6896 | FALSE | 310 | 3962.5 | -4031.2474 | 0 | 3.24 | 3.24 | 4.6885 | -4026.5589 | FALSE | Option 1 | 0 | 774
| TRG002-158205503 | 4 | 85695.7316 | -46322.6056 | 0 | 0 | 0 | 0 | 0 | 0 | 0 | -46322.6056 | FALSE | 294 | 3170 | -3224.9979 | 0 | 0 | 0 | 0 | -3224.9979 | FALSE | Option 1 | 0 | 774
| TRG002-158205673 | 2 | 42847.8658 | -23161.3028 | 0 | 4.9424 | 4.9424 | 0 | 0.22506 | 0.22506 | 4.7173 | -23156.5855 | FALSE | 257 | 1585 | -1612.499 | 0 | 2.0197 | 2.0197 | 2.9227 | -1609.5763 | FALSE | Option 1 | 0 | 774
| TRG002-158205847 | 5 | 107119.6645 | -57903.257 | 0 | 0.94368 | 0.94368 | 0 | 0.042972 | 0.042972 | 0.9007 | -57902.3563 | FALSE | 311 | 3962.5 | -4031.2474 | 0 | 0.38563 | 0.38563 | 0.55804 | -4030.6893 | FALSE | Option 1 | 0 | 774
| TRG002-163035708 | 3 | 64271.7987 | -34741.9542 | 0 | 1.7928 | 1.7928 | 0 | 0.08164 | 0.08164 | 1.7112 | -34740.243 | FALSE | 274 | 2377.5 | -2418.7484 | 0 | 0.73265 | 0.73265 | 1.0602 | -2417.6882 | FALSE | Option 1 | 0 | 774
| TRG002-163036120 | 7 | 149967.5303 | -81064.5598 | 0 | 2121.513 | 2121.513 | 0 | 96.6062 | 96.6062 | 2024.9069 | -79039.653 | FALSE | 344 | 5547.5 | -5643.7463 | 0 | 866.9548 | 866.9548 | 1254.5582 | -4389.1881 | FALSE | Option 1 | 0 | 774
| TRG002-24598160 | 59 | 1264012.0412 | -683258.4327 | 0 | 1965.5636 | 1965.5636 | 0 | 89.5048 | 89.5048 | 1876.0588 | -681382.3739 | FALSE | 1341 | 46757.5 | -47568.7191 | 0 | 803.2262 | 803.2262 | 1162.3374 | -46406.3817 | FALSE | Option 1 | 0 | 774
| TRG002-24598202 | 18 | 385630.7922 | -208451.7252 | 0 | 14.5738 | 14.5738 | 0 | 0.66364 | 0.66364 | 13.9102 | -208437.815 | FALSE | 606 | 14265 | -14512.4906 | 0 | 5.9556 | 5.9556 | 8.6182 | -14503.8723 | FALSE | Option 1 | 0 | 774
| TRG003-162785300 | 3 | 64271.7987 | -34741.9542 | 0 | 0 | 0 | 0 | 0 | 0 | 0 | -34741.9542 | FALSE | 281 | 2377.5 | -2418.7484 | 0 | 0 | 0 | 0 | -2418.7484 | FALSE | Option 1 | 0 | 774
| TRG003-162785510 | 3 | 64271.7987 | -34741.9542 | 0 | 0 | 0 | 0 | 0 | 0 | 0 | -34741.9542 | FALSE | 281 | 2377.5 | -2418.7484 | 0 | 0 | 0 | 0 | -2418.7484 | FALSE | Option 1 | 0 | 774
| TRG003-163036413 | 3 | 64271.7987 | -34741.9542 | 0 | 15.4571 | 15.4571 | 0 | 0.70386 | 0.70386 | 14.7532 | -34727.201 | FALSE | 273 | 2377.5 | -2418.7484 | 0 | 6.3165 | 6.3165 | 9.1406 | -2409.6079 | FALSE | Option 1 | 0 | 774
| TRG003-163036890 | 2 | 42847.8658 | -23161.3028 | 0 | 0 | 0 | 0 | 0 | 0 | 0 | -23161.3028 | FALSE | 258 | 1585 | -1612.499 | 0 | 0 | 0 | 0 | -1612.499 | FALSE | Option 1 | 0 | 774
| TRG003-163037137 | 4 | 85695.7316 | -46322.6056 | 0 | 2.0441 | 2.0441 | 0 | 0.093079 | 0.093079 | 1.951 | -46320.6546 | FALSE | 291 | 3170 | -3224.9979 | 0 | 0.8353 | 0.8353 | 1.2088 | -3223.7892 | FALSE | Option 1 | 0 | 774
| TRG003-163066379 | 3 | 64271.7987 | -34741.9542 | 0 | 0.9924 | 0.9924 | 0 | 0.04519 | 0.04519 | 0.94721 | -34741.007 | FALSE | 276 | 2377.5 | -2418.7484 | 0 | 0.40554 | 0.40554 | 0.58686 | -2418.1616 | FALSE | Option 1 | 0 | 774
| TRG003-60700569 | 14 | 299935.0606 | -162129.1196 | 0 | 0.26352 | 0.26352 | 0 | 0.012 | 0.012 | 0.25152 | -162128.8681 | FALSE | 527 | 11095 | -11287.4927 | 0 | 0.10769 | 0.10769 | 0.15583 | -11287.3368 | FALSE | Option 1 | 0 | 774
| TRG004-158007081 | 3 | 64271.7987 | -34741.9542 | 0 | 0.060093 | 0.060093 | 0 | 0.0027364 | 0.0027364 | 0.057357 | -34741.8968 | FALSE | 280 | 2377.5 | -2418.7484 | 0 | 0.024557 | 0.024557 | 0.035536 | -2418.7129 | FALSE | Option 1 | 0 | 774
| TRG004-162802539 | 8 | 171391.4632 | -92645.2112 | 0 | 24.8938 | 24.8938 | 0 | 1.1336 | 1.1336 | 23.7602 | -92621.451 | FALSE | 373 | 6340 | -6449.9958 | 0 | 10.1728 | 10.1728 | 14.7209 | -6435.2749 | FALSE | Option 1 | 0 | 774
| TRG004-24598258 | 21 | 449902.5909 | -243193.6794 | 0 | 6.6177 | 6.6177 | 0 | 0.30135 | 0.30135 | 6.3163 | -243187.3631 | FALSE | 685 | 16642.5 | -16931.239 | 0 | 2.7043 | 2.7043 | 3.9134 | -16927.3256 | FALSE | Option 1 | 0 | 774
| TRG005-117365806 | 4 | 85695.7316 | -46322.6056 | 0 | 1.3821 | 1.3821 | 0 | 0.062936 | 0.062936 | 1.3192 | -46321.2864 | FALSE | 292 | 3170 | -3224.9979 | 0 | 0.5648 | 0.5648 | 0.81731 | -3224.1806 | FALSE | Option 1 | 0 | 774
| TRG005-158041024 | 8 | 171391.4632 | -92645.2112 | 0 | 4.703 | 4.703 | 0 | 0.21416 | 0.21416 | 4.4888 | -92640.7224 | FALSE | 375 | 6340 | -6449.9958 | 0 | 1.9219 | 1.9219 | 2.7811 | -6447.2147 | FALSE | Option 1 | 0 | 774
| TRG005-162822850 | 3 | 64271.7987 | -34741.9542 | 0 | 1.5752 | 1.5752 | 0 | 0.07173 | 0.07173 | 1.5035 | -34740.4507 | FALSE | 275 | 2377.5 | -2418.7484 | 0 | 0.64371 | 0.64371 | 0.93151 | -2417.8169 | FALSE | Option 1 | 0 | 774
| TRG005-162823024 | 2 | 42847.8658 | -23161.3028 | 0 | 0 | 0 | 0 | 0 | 0 | 0 | -23161.3028 | FALSE | 258 | 1585 | -1612.499 | 0 | 0 | 0 | 0 | -1612.499 | FALSE | Option 1 | 0 | 774
| TRG005-24598286 | 15 | 321358.9935 | -173709.771 | 0 | 602.1817 | 602.1817 | 0 | 27.4212 | 27.4212 | 574.7605 | -173135.0105 | FALSE | 537 | 11887.5 | -12093.7422 | 0 | 246.0812 | 246.0812 | 356.1006 | -11737.6416 | FALSE | Option 1 | 0 | 774
| TRG005-60700588 | 14 | 299935.0606 | -162129.1196 | 0 | 8.7979 | 8.7979 | 0 | 0.40063 | 0.40063 | 8.3973 | -162120.7224 | FALSE | 526 | 11095 | -11287.4927 | 0 | 3.5953 | 3.5953 | 5.2026 | -11282.29 | FALSE | Option 1 | 0 | 774
| TRG005-74127795 | 60 | 1285435.9741 | -694839.0841 | 0 | 0 | 0 | 0 | 0 | 0 | 0 | -694839.0841 | FALSE | 1358 | 47550 | -48374.9686 | 0 | 0 | 0 | 0 | -48374.9686 | FALSE | Option 1 | 0 | 774
| TRG011-185851173 | 662 | 14182643.5809 | -7666391.2282 | 39619.8163 | 618075.5524 | 657695.3687 | 1391.8505 | 28144.9717 | 29536.8222 | 628158.5464 | -7038232.6817 | FALSE | 2232 | 524635 | -533737.1536 | 15514.3411 | 252576.1484 | 268090.4895 | 389604.8792 | -144132.2744 | FALSE | Option 1 | 0 | 774
| TRG013-162785300 | 5 | 107119.6645 | -57903.257 | 0 | 0 | 0 | 0 | 0 | 0 | 0 | -57903.257 | FALSE | 312 | 3962.5 | -4031.2474 | 0 | 0 | 0 | 0 | -4031.2474 | FALSE | Option 1 | 0 | 774
| TRG013-162785510 | 19 | 407054.7251 | -220032.3766 | 0.80541 | 9.7266 | 10.532 | 0.028294 | 0.44291 | 0.47121 | 10.0608 | -220022.3159 | FALSE | 638 | 15057.5 | -15318.7401 | 0.31538 | 3.9748 | 4.2901 | 6.2418 | -15312.4982 | FALSE | Option 1 | 0 | 774
| TRG013-162806327 | 9 | 192815.3961 | -104225.8626 | 21.7123 | 198.7175 | 220.4298 | 0.76276 | 9.0489 | 9.8116 | 210.6181 | -104015.2445 | FALSE | 385 | 7132.5 | -7256.2453 | 8.5021 | 81.2058 | 89.7079 | 130.7219 | -7125.5234 | FALSE | Option 1 | 0 | 774
| TRG013-162823585 | 31 | 664141.92 | -359000.1935 | 285.9371 | 3756.3798 | 4042.3169 | 10.045 | 171.0522 | 181.0972 | 3861.2196 | -355138.9738 | FALSE | 879 | 24567.5 | -24993.7338 | 111.9673 | 1535.042 | 1647.0094 | 2395.3075 | -22598.4263 | FALSE | Option 1 | 0 | 774
| TRG013-162823910 | 20 | 428478.658 | -231613.028 | 2.9745 | 33.6075 | 36.5821 | 0.1045 | 1.5304 | 1.6349 | 34.9472 | -231578.0808 | FALSE | 661 | 15850 | -16124.9895 | 1.1648 | 13.7337 | 14.8985 | 21.6836 | -16103.3059 | FALSE | Option 1 | 0 | 774
| TRG013-162824119 | 36 | 771261.5845 | -416903.4505 | 0.070734 | 1.4382 | 1.5089 | 0.0024849 | 0.065488 | 0.067973 | 1.4409 | -416902.0096 | FALSE | 989 | 28530 | -29024.9812 | 0.027698 | 0.5877 | 0.6154 | 0.89349 | -29024.0877 | FALSE | Option 1 | 0 | 774
| TRG013-163036413 | 8 | 171391.4632 | -92645.2112 | 0.016266 | 0.44114 | 0.4574 | 0.00057142 | 0.020088 | 0.020659 | 0.43675 | -92644.7745 | FALSE | 376 | 6340 | -6449.9958 | 0.0063693 | 0.18027 | 0.18664 | 0.27076 | -6449.725 | FALSE | Option 1 | 0 | 774
| TRG013-163036626 | 3 | 64271.7987 | -34741.9542 | 0.0084686 | 0.12917 | 0.13764 | 0.0002975 | 0.0058821 | 0.0061796 | 0.13146 | -34741.8227 | FALSE | 279 | 2377.5 | -2418.7484 | 0.0033161 | 0.052786 | 0.056102 | 0.081539 | -2418.6669 | FALSE | Option 1 | 0 | 774
| TRG013-163036890 | 13 | 278511.1277 | -150548.4682 | 0.13117 | 1.7339 | 1.8651 | 0.004608 | 0.078956 | 0.083564 | 1.7815 | -150546.6867 | FALSE | 504 | 10302.5 | -10481.2432 | 0.051363 | 0.70856 | 0.75992 | 1.1052 | -10480.138 | FALSE | Option 1 | 0 | 774
| TRG013-163037137 | 8 | 171391.4632 | -92645.2112 | 58.0906 | 945.3373 | 1003.4278 | 2.0407 | 43.0473 | 45.088 | 958.3398 | -91686.8714 | FALSE | 369 | 6340 | -6449.9958 | 22.7471 | 386.3114 | 409.0586 | 594.3693 | -5855.6265 | FALSE | Option 1 | 0 | 774
| TRG013-163037241 | 19 | 407054.7251 | -220032.3766 | 52.7812 | 2549.9349 | 2602.7161 | 1.8542 | 116.115 | 117.9692 | 2484.7469 | -217547.6297 | FALSE | 623 | 15057.5 | -15318.7401 | 20.6681 | 1042.0291 | 1062.6972 | 1540.0189 | -13778.7212 | FALSE | Option 1 | 0 | 774
| TRG013-163065605 | 25 | 535598.3225 | -289516.2851 | 2.6285 | 37.1237 | 39.7522 | 0.092339 | 1.6905 | 1.7828 | 37.9694 | -289478.3157 | FALSE | 767 | 19812.5 | -20156.2369 | 1.0293 | 15.1706 | 16.1998 | 23.5524 | -20132.6846 | FALSE | Option 1 | 0 | 774
| TRG013-163065814 | 24 | 514174.3896 | -277935.6336 | 5.9388 | 144.9497 | 150.8886 | 0.20863 | 6.6005 | 6.8091 | 144.0794 | -277791.5542 | FALSE | 744 | 19020 | -19349.9874 | 2.3255 | 59.2336 | 61.5591 | 89.3294 | -19260.658 | FALSE | Option 1 | 0 | 774
| TRG013-163066137 | 18 | 385630.7922 | -208451.7252 | 183.3885 | 2097.8043 | 2281.1928 | 6.4425 | 95.5266 | 101.969 | 2179.2238 | -206272.5015 | FALSE | 598 | 14265 | -14512.4906 | 71.8113 | 857.2663 | 929.0776 | 1352.1152 | -13160.3754 | FALSE | Option 1 | 0 | 774
| TRG013-163066379 | 10 | 214239.329 | -115806.514 | 0 | 0 | 0 | 0 | 0 | 0 | 0 | -115806.514 | FALSE | 423 | 7925 | -8062.4948 | 0 | 0 | 0 | 0 | -8062.4948 | FALSE | Option 1 | 0 | 774
| TRG013-163066765 | 28 | 599870.1212 | -324258.2393 | 9.5888 | 303.3428 | 312.9316 | 0.33686 | 13.8132 | 14.15 | 298.7816 | -323959.4577 | FALSE | 820 | 22190 | -22574.9853 | 3.7548 | 123.9608 | 127.7156 | 185.216 | -22389.7694 | FALSE | Option 1 | 0 | 774
| TRG013-176898414 | 787 | 16860635.1936 | -9113972.6534 | 20027.8099 | 358139.8465 | 378167.6564 | 703.5802 | 16308.4202 | 17012.0004 | 361155.656 | -8752816.9974 | FALSE | 2240 | 623697.5 | -634518.3382 | 7842.4966 | 146353.6014 | 154196.098 | 223971.5584 | -410546.7798 | FALSE | Option 1 | 0 | 774
| TRG013-176898441 | 267 | 5720190.0847 | -3092033.9243 | 11914.9268 | 38511.943 | 50426.8698 | 418.5733 | 1753.6975 | 2172.2708 | 48254.599 | -3043779.3254 | FALSE | 2140 | 211597.5 | -215268.6103 | 4665.6511 | 15737.8789 | 20403.53 | 30023.3397 | -185245.2705 | FALSE | Option 1 | 0 | 774
| TRG013-185851126 | 626 | 13411381.9964 | -7249487.7777 | 102368.8258 | 409707.5365 | 512076.3623 | 3596.2334 | 18656.6302 | 22252.8636 | 489823.4987 | -6759664.279 | FALSE | 2231 | 496105 | -504712.1724 | 40085.6194 | 167426.7024 | 207512.3218 | 304564.0404 | -200148.132 | FALSE | Option 1 | 0 | 774
| TRG013-60700569 | 106 | 2270936.8876 | -1227549.0486 | 11649.8494 | 32884.5495 | 44534.399 | 409.2611 | 1497.4459 | 1906.707 | 42627.6919 | -1184921.3567 | FALSE | 1740 | 84005 | -85462.4445 | 4561.852 | 13438.2485 | 18000.1005 | 26534.2985 | -58928.1461 | FALSE | Option 1 | 0 | 774
| TRG014-158007081 | 35 | 749837.6516 | -405322.7991 | 1.6147 | 50.7184 | 52.3331 | 0.056725 | 2.3095 | 2.3663 | 49.9669 | -405272.8322 | FALSE | 970 | 27737.5 | -28218.7317 | 0.63229 | 20.726 | 21.3583 | 30.9748 | -28187.7569 | FALSE | Option 1 | 0 | 774
| TRG014-162802339 | 25 | 535598.3225 | -289516.2851 | 17.0466 | 437.1326 | 454.1791 | 0.59885 | 19.9055 | 20.5043 | 433.6748 | -289082.6102 | FALSE | 762 | 19812.5 | -20156.2369 | 6.6751 | 178.6339 | 185.309 | 268.8701 | -19887.3668 | FALSE | Option 1 | 0 | 774
| TRG014-162802539 | 16 | 342782.9264 | -185290.4224 | 24.9761 | 819.8552 | 844.8312 | 0.87741 | 37.3333 | 38.2107 | 806.6205 | -184483.8019 | FALSE | 557 | 12680 | -12899.9916 | 9.7801 | 335.0332 | 344.8134 | 500.0178 | -12399.9738 | FALSE | Option 1 | 0 | 774
| TRG014-182935203 | 25 | 535598.3225 | -289516.2851 | 1.0021 | 19.9881 | 20.9903 | 0.035205 | 0.91019 | 0.94539 | 20.0449 | -289496.2402 | FALSE | 769 | 19812.5 | -20156.2369 | 0.39242 | 8.1681 | 8.5606 | 12.4297 | -20143.8072 | FALSE | Option 1 | 0 | 774
| TRG014-185851238 | 197 | 4220514.7816 | -2281388.3262 | 46470.8128 | 81426.8296 | 127897.6424 | 1632.5271 | 3707.8894 | 5340.4166 | 122557.2258 | -2158831.1004 | FALSE | 2026 | 156122.5 | -158831.1469 | 18197.0566 | 33275.0178 | 51472.0744 | 76425.568 | -82405.5789 | FALSE | Option 1 | 0 | 774
| TRG014-24598258 | 595 | 12747240.0765 | -6890487.5842 | 19875.7058 | 343062.9846 | 362938.6904 | 698.2368 | 15621.8733 | 16320.1101 | 346618.5803 | -6543869.0039 | FALSE | 2228 | 471537.5 | -479718.4387 | 7782.9356 | 140192.4522 | 147975.3878 | 214963.3026 | -264755.1361 | FALSE | Option 1 | 0 | 774
| TRG022-142033811 | 111 | 2378056.5521 | -1285452.3056 | 1056.4458 | 25788.136 | 26844.5818 | 37.1131 | 1174.3004 | 1211.4135 | 25633.1683 | -1259819.1374 | FALSE | 1782 | 87967.5 | -89493.6919 | 413.6834 | 10538.304 | 10951.9874 | 15892.5944 | -73601.0975 | FALSE | Option 1 | 0 | 774
| TRG022-154491351 | 78 | 1671066.7663 | -903290.8094 | 291.9367 | 14306.3107 | 14598.2475 | 10.2558 | 651.4587 | 661.7145 | 13936.533 | -889354.2764 | FALSE | 1553 | 61815 | -62887.4592 | 114.3167 | 5846.264 | 5960.5807 | 8637.6668 | -54249.7924 | FALSE | Option 1 | 0 | 774
| TRG022-154491390 | 108 | 2313784.7534 | -1250710.3514 | 214.3339 | 12215.4606 | 12429.7946 | 7.5296 | 556.2488 | 563.7784 | 11866.0162 | -1238844.3353 | FALSE | 1772 | 85590 | -87074.9435 | 83.929 | 4991.8396 | 5075.7685 | 7354.026 | -79720.9175 | FALSE | Option 1 | 0 | 774
| TRG022-158166546 | 31 | 664141.92 | -359000.1935 | 20.0896 | 1643.4719 | 1663.5614 | 0.70575 | 74.8379 | 75.5436 | 1588.0178 | -357412.1757 | FALSE | 884 | 24567.5 | -24993.7338 | 7.8667 | 671.6036 | 679.4703 | 984.0911 | -24009.6427 | FALSE | Option 1 | 0 | 774
| TRG022-158166693 | 31 | 664141.92 | -359000.1935 | 198.8382 | 4519.0928 | 4717.931 | 6.9852 | 205.7835 | 212.7687 | 4505.1623 | -354495.0311 | FALSE | 878 | 24567.5 | -24993.7338 | 77.8611 | 1846.7242 | 1924.5853 | 2793.3457 | -22200.3881 | FALSE | Option 1 | 0 | 774
| TRG022-158166806 | 32 | 685565.8529 | -370580.8449 | 639.8721 | 7719.4469 | 8359.3191 | 22.4788 | 351.5163 | 373.9951 | 7985.324 | -362595.5209 | FALSE | 894 | 25360 | -25799.9833 | 250.5613 | 3154.5467 | 3405.108 | 4954.211 | -20845.7722 | FALSE | Option 1 | 0 | 774
| TRG022-158204991 | 109 | 2335208.6863 | -1262291.0028 | 1242.8843 | 49653.0228 | 50895.9072 | 43.6627 | 2261.0228 | 2304.6855 | 48591.2216 | -1213699.7812 | FALSE | 1759 | 86382.5 | -87881.193 | 486.6891 | 20290.6736 | 20777.3626 | 30118.5445 | -57762.6484 | FALSE | Option 1 | 0 | 774
| TRG022-158205190 | 108 | 2313784.7534 | -1250710.3514 | 626.1446 | 21760.8549 | 22386.9995 | 21.9966 | 990.9123 | 1012.9088 | 21374.0906 | -1229336.2608 | FALSE | 1765 | 85590 | -87074.9435 | 245.1859 | 8892.5583 | 9137.7443 | 13249.2552 | -73825.6883 | FALSE | Option 1 | 0 | 774
| TRG022-158205316 | 117 | 2506600.1495 | -1354936.214 | 1501.6688 | 53918.7193 | 55420.3881 | 52.7539 | 2455.2675 | 2508.0214 | 52912.3667 | -1302023.8474 | FALSE | 1804 | 92722.5 | -94331.1888 | 588.024 | 22033.8475 | 22621.8714 | 32798.5166 | -61532.6722 | FALSE | Option 1 | 0 | 774
| TRG022-158205503 | 95 | 2035273.6257 | -1100161.8832 | 2110.5415 | 66139.039 | 68249.5804 | 74.1437 | 3011.7376 | 3085.8813 | 65163.6991 | -1034998.184 | FALSE | 1651 | 75287.5 | -76593.7003 | 826.4465 | 27027.6727 | 27854.1192 | 40395.4612 | -36198.2391 | FALSE | Option 1 | 0 | 774
| TRG022-158205673 | 58 | 1242588.1083 | -671677.7813 | 23.3629 | 745.1223 | 768.4852 | 0.82074 | 33.9302 | 34.751 | 733.7342 | -670944.0471 | FALSE | 1327 | 45965 | -46762.4697 | 9.1485 | 304.4937 | 313.6422 | 454.843 | -46307.6266 | FALSE | Option 1 | 0 | 774
| TRG022-158205847 | 69 | 1478251.3702 | -799064.9467 | 17.2781 | 683.991 | 701.2691 | 0.60698 | 31.1465 | 31.7535 | 669.5156 | -798395.4311 | FALSE | 1469 | 54682.5 | -55631.2139 | 6.7658 | 279.5125 | 286.2782 | 414.9909 | -55216.223 | FALSE | Option 1 | 0 | 774
| TRG022-158206040 | 49 | 1049772.7122 | -567451.9187 | 3.8319 | 176.9731 | 180.805 | 0.13461 | 8.0587 | 8.1933 | 172.6116 | -567279.3071 | FALSE | 1200 | 38832.5 | -39506.2244 | 1.5005 | 72.3199 | 73.8204 | 106.9845 | -39399.2398 | FALSE | Option 1 | 0 | 774
| TRG022-160930593 | 74 | 1585371.0347 | -856968.2038 | 575.2849 | 16521.852 | 17097.1369 | 20.2099 | 752.3466 | 772.5565 | 16324.5805 | -840643.6233 | FALSE | 1509 | 58645 | -59662.4613 | 225.2703 | 6751.6434 | 6976.9137 | 10120.2232 | -49542.238 | FALSE | Option 1 | 0 | 774
| TRG022-163035515 | 15 | 321358.9935 | -173709.771 | 0.58515 | 28.9564 | 29.5416 | 0.020556 | 1.3186 | 1.3391 | 28.2025 | -173681.5686 | FALSE | 541 | 11887.5 | -12093.7422 | 0.22913 | 11.833 | 12.0622 | 17.4794 | -12076.2627 | FALSE | Option 1 | 0 | 774
| TRG022-163035708 | 21 | 449902.5909 | -243193.6794 | 2.5634 | 118.3977 | 120.9612 | 0.090054 | 5.3914 | 5.4815 | 115.4797 | -243078.1997 | FALSE | 680 | 16642.5 | -16931.239 | 1.0038 | 48.3832 | 49.387 | 71.5742 | -16859.6648 | FALSE | Option 1 | 0 | 774
| TRG022-163035922 | 7 | 149967.5303 | -81064.5598 | 78.5861 | 1814.7737 | 1893.3598 | 2.7607 | 82.6384 | 85.3991 | 1807.9607 | -79256.5991 | FALSE | 345 | 5547.5 | -5643.7463 | 30.7728 | 741.606 | 772.3788 | 1120.981 | -4522.7653 | FALSE | Option 1 | 0 | 774
| TRG022-163036120 | 19 | 407054.7251 | -220032.3766 | 1.0727 | 53.7834 | 54.8562 | 0.037685 | 2.4491 | 2.4868 | 52.3694 | -219980.0073 | FALSE | 636 | 15057.5 | -15318.7401 | 0.42006 | 21.9786 | 22.3986 | 32.4576 | -15286.2825 | FALSE | Option 1 | 0 | 774
| TRG022-163036215 | 31 | 664141.92 | -359000.1935 | 0.3246 | 8.8528 | 9.1774 | 0.011403 | 0.40312 | 0.41453 | 8.7628 | -358991.4306 | FALSE | 889 | 24567.5 | -24993.7338 | 0.12711 | 3.6177 | 3.7448 | 5.4326 | -24988.3012 | FALSE | Option 1 | 0 | 774
| TRG022-171344186 | 5 | 107119.6645 | -57903.257 | 0 | 0 | 0 | 0 | 0 | 0 | 0 | -57903.257 | FALSE | 312 | 3962.5 | -4031.2474 | 0 | 0 | 0 | 0 | -4031.2474 | FALSE | Option 1 | 0 | 774
| TRG022-176898350 | 452 | 9683617.6715 | -5234454.4337 | 19017.9879 | 350559.8463 | 369577.8342 | 668.105 | 15963.2539 | 16631.3588 | 352946.4753 | -4881507.9584 | FALSE | 2210 | 358210 | -364424.7635 | 7447.0701 | 143256.0395 | 150703.1097 | 218874.7245 | -145550.039 | FALSE | Option 1 | 0 | 774
| TRG022-176898385 | 150 | 3213589.9352 | -1737097.7103 | 11298.7062 | 64892.991 | 76191.6972 | 396.9254 | 2954.997 | 3351.9224 | 72839.7749 | -1664257.9355 | FALSE | 1929 | 118875 | -120937.4215 | 4424.3512 | 26518.476 | 30942.8272 | 45248.87 | -75688.5515 | FALSE | Option 1 | 0 | 774
| TRG022-185851624 | 73 | 1563947.1018 | -845387.5523 | 43582.4675 | 35380.8435 | 78963.3111 | 1531.0591 | 1611.1183 | 3142.1774 | 75821.1336 | -769566.4187 | FALSE | 1440 | 57852.5 | -58856.2118 | 17066.0374 | 14458.3573 | 31524.3947 | 47438.9164 | -11417.2954 | FALSE | Option 1 | 0 | 774
| TRG022-24598160 | 362 | 7755463.7104 | -4192195.8075 | 16669.0257 | 376304.6215 | 392973.6472 | 585.5856 | 17135.5798 | 17721.1653 | 375252.4819 | -3816943.3257 | FALSE | 2182 | 286885 | -291862.3106 | 6527.2627 | 153776.6242 | 160303.8869 | 232669.7603 | -59192.5503 | FALSE | Option 1 | 0 | 774
| TRG022-24598202 | 336 | 7198441.4549 | -3891098.8711 | 12878.3602 | 270867.9464 | 283746.3066 | 452.4189 | 12334.367 | 12786.7859 | 270959.5207 | -3620139.3504 | FALSE | 2173 | 266280 | -270899.8242 | 5042.9126 | 110689.9996 | 115732.9122 | 168013.3944 | -102886.4298 | FALSE | Option 1 | 0 | 774
| TRG024-117365806 | 17 | 364206.8593 | -196871.0738 | 0 | 0 | 0 | 0 | 0 | 0 | 0 | -196871.0738 | FALSE | 587 | 13472.5 | -13706.2411 | 0 | 0 | 0 | 0 | -13706.2411 | FALSE | Option 1 | 0 | 774
| TRG024-158041024 | 47 | 1006924.8464 | -544290.6159 | 825.0637 | 5807.3191 | 6632.3828 | 28.9846 | 264.4447 | 293.4294 | 6338.9534 | -537951.6625 | FALSE | 1163 | 37247.5 | -37893.7254 | 323.0787 | 2373.1569 | 2696.2357 | 3936.1471 | -33957.5783 | FALSE | Option 1 | 0 | 774
| TRG024-158742698 | 1 | 21423.9329 | -11580.6514 | 0 | 0 | 0 | 0 | 0 | 0 | 0 | -11580.6514 | FALSE | 234 | 792.5 | -806.2495 | 0 | 0 | 0 | 0 | -806.2495 | FALSE | Option 1 | 0 | 774
| TRG024-162822011 | 10 | 214239.329 | -115806.514 | 190.2478 | 1344.1669 | 1534.4146 | 6.6834 | 61.2086 | 67.892 | 1466.5226 | -114339.9914 | FALSE | 412 | 7925 | -8062.4948 | 74.4973 | 549.2929 | 623.7902 | 910.6245 | -7151.8703 | FALSE | Option 1 | 0 | 774
| TRG024-162822186 | 10 | 214239.329 | -115806.514 | 0.276 | 2.2763 | 2.5522 | 0.0096958 | 0.10365 | 0.11335 | 2.4389 | -115804.0751 | FALSE | 421 | 7925 | -8062.4948 | 0.10807 | 0.93019 | 1.0383 | 1.514 | -8060.9808 | FALSE | Option 1 | 0 | 774
| TRG024-162822411 | 8 | 171391.4632 | -92645.2112 | 0 | 0 | 0 | 0 | 0 | 0 | 0 | -92645.2112 | FALSE | 377 | 6340 | -6449.9958 | 0 | 0 | 0 | 0 | -6449.9958 | FALSE | Option 1 | 0 | 774
| TRG024-162822646 | 11 | 235663.2619 | -127387.1654 | 0.0277 | 0.21541 | 0.24311 | 0.00097312 | 0.0098091 | 0.010782 | 0.23233 | -127386.9331 | FALSE | 454 | 8717.5 | -8868.7442 | 0.010847 | 0.088028 | 0.098875 | 0.14424 | -8868.6 | FALSE | Option 1 | 0 | 774
| TRG024-162822850 | 23 | 492750.4567 | -266354.9822 | 456.1877 | 2470.8878 | 2927.0755 | 16.0259 | 112.5155 | 128.5414 | 2798.5341 | -263556.4481 | FALSE | 719 | 18227.5 | -18543.738 | 178.6341 | 1009.7266 | 1188.3607 | 1738.7148 | -16805.0232 | FALSE | Option 1 | 0 | 774
| TRG024-162823024 | 7 | 149967.5303 | -81064.5598 | 1.4651 | 8.4499 | 9.915 | 0.051468 | 0.38478 | 0.43625 | 9.4787 | -81055.0811 | FALSE | 357 | 5547.5 | -5643.7463 | 0.5737 | 3.453 | 4.0267 | 5.8882 | -5637.8581 | FALSE | Option 1 | 0 | 774
| TRG024-162823256 | 19 | 407054.7251 | -220032.3766 | 1.0962 | 6.868 | 7.9642 | 0.038508 | 0.31275 | 0.35125 | 7.6129 | -220024.7637 | FALSE | 639 | 15057.5 | -15318.7401 | 0.42923 | 2.8066 | 3.2359 | 4.7283 | -15314.0117 | FALSE | Option 1 | 0 | 774
| TRG024-185851718 | 48 | 1028348.7793 | -555871.2673 | 10.2286 | 10.0411 | 20.2697 | 0.35933 | 0.45724 | 0.81657 | 19.4531 | -555851.8142 | FALSE | 1186 | 38040 | -38699.9749 | 4.0053 | 4.1033 | 8.1086 | 12.1611 | -38687.8138 | FALSE | Option 1 | 0 | 774
| TRG024-24598286 | 257 | 5505950.7557 | -2976227.4103 | 4553.3504 | 16233.1671 | 20786.5175 | 159.9599 | 739.2009 | 899.1609 | 19887.3566 | -2956340.0537 | FALSE | 2129 | 203672.5 | -207206.1155 | 1783.0025 | 6633.6725 | 8416.675 | 12369.8425 | -194836.2731 | FALSE | Option 1 | 0 | 774
| TRG024-60700588 | 199 | 4263362.6474 | -2304549.629 | 28646.6036 | 66971.3191 | 95617.9228 | 1006.3598 | 3049.6367 | 4055.9965 | 91561.9263 | -2212987.7027 | FALSE | 2035 | 157707.5 | -160443.6459 | 11217.4468 | 27367.7834 | 38585.2302 | 57032.6926 | -103410.9532 | FALSE | Option 1 | 0 | 774
| TRG024-74127795 | 703 | 15061024.8298 | -8141197.9356 | 94130.4508 | 391869.6895 | 486000.1403 | 3306.8179 | 17844.3578 | 21151.1757 | 464848.9646 | -7676348.971 | FALSE | 2235 | 557127.5 | -566793.3822 | 36859.6338 | 160137.2785 | 196996.9123 | 289003.228 | -277790.1541 | FALSE | Option 1 | 0 | 774
| WBE011-41045910 | 1 | 21423.9329 | -11580.6514 | 0 | 0 | 0 | 0 | 0 | 0 | 0 | -11580.6514 | FALSE | 234 | 792.5 | -806.2495 | 0 | 0 | 0 | 0 | -806.2495 | FALSE | Option 1 | 0 | 774
| WBE012-203216204 | 58 | 1242588.1083 | -671677.7813 | 0 | 0 | 0 | 0 | 0 | 0 | 0 | -671677.7813 | FALSE | 1328 | 45965 | -46762.4697 | 0 | 0 | 0 | 0 | -46762.4697 | FALSE | Option 1 | 0 | 774
| WBE013-203216284 | 298 | 6384332.0047 | -3451034.1178 | 0 | 0 | 0 | 0 | 0 | 0 | 0 | -3451034.1178 | FALSE | 2167 | 236165 | -240262.3441 | 0 | 0 | 0 | 0 | -240262.3441 | FALSE | Option 1 | 0 | 774
| WBE014-203216348 | 129 | 2763687.3443 | -1493904.0309 | 119211.8284 | 42675.5352 | 161887.3636 | 4187.9308 | 1943.2927 | 6131.2235 | 155756.1401 | -1338147.8908 | FALSE | 1818 | 102232.5 | -104006.1825 | 46681.0081 | 17439.3281 | 64120.3362 | 97767.0274 | -6239.1551 | FALSE | Option 1 | 0 | 774
| WBE021-203216532 | 165 | 3534948.9288 | -1910807.4813 | 0 | 0 | 0 | 0 | 0 | 0 | 0 | -1910807.4813 | FALSE | 1982 | 130762.5 | -133031.1637 | 0 | 0 | 0 | 0 | -133031.1637 | FALSE | Option 1 | 0 | 774
| WBE023-203216893 | 10 | 214239.329 | -115806.514 | 0 | 0 | 0 | 0 | 0 | 0 | 0 | -115806.514 | FALSE | 423 | 7925 | -8062.4948 | 0 | 0 | 0 | 0 | -8062.4948 | FALSE | Option 1 | 0 | 774
| WBE024-203216929 | 291 | 6234364.4744 | -3369969.558 | 273355.9067 | 110447.3653 | 383803.272 | 9603.0371 | 5029.3819 | 14632.4189 | 369170.8531 | -3000798.7049 | FALSE | 2135 | 230617.5 | -234618.5977 | 107040.7985 | 45134.2397 | 152175.0382 | 231628.2338 | -2990.3639 | FALSE | Option 1 | 0 | 774
| WBE031-15425070 | 1 | 21423.9329 | -11580.6514 | 0 | 0 | 0 | 0 | 0 | 0 | 0 | -11580.6514 | FALSE | 234 | 792.5 | -806.2495 | 0 | 0 | 0 | 0 | -806.2495 | FALSE | Option 1 | 0 | 774
| WBE031-203217123 | 75 | 1606794.9676 | -868548.8552 | 0 | 0 | 0 | 0 | 0 | 0 | 0 | -868548.8552 | FALSE | 1533 | 59437.5 | -60468.7108 | 0 | 0 | 0 | 0 | -60468.7108 | FALSE | Option 1 | 0 | 774
| WBE031-24612962 | 274 | 5870157.615 | -3173098.4842 | 0 | 0 | 0 | 0 | 0 | 0 | 0 | -3173098.4842 | FALSE | 2148 | 217145 | -220912.3566 | 0 | 0 | 0 | 0 | -220912.3566 | FALSE | Option 1 | 0 | 774
| WBE032-203217195 | 159 | 3406405.3314 | -1841323.5729 | 0 | 0 | 0 | 0 | 0 | 0 | 0 | -1841323.5729 | FALSE | 1969 | 126007.5 | -128193.6668 | 0 | 0 | 0 | 0 | -128193.6668 | FALSE | Option 1 | 0 | 774
| WBE033-65838252 | 0 | 0 | 0 | 0 | 0 | 0 | 0 | 0 | 0 | 0 | 0 | FALSE | 129 | 0 | 0 | 0 | 0 | 0 | 0 | 0 | FALSE | Option 1 | 0 | 774
| WBE034-182145993 | 72 | 1542523.1689 | -833806.9009 | 1071.8285 | 315.0102 | 1386.8387 | 37.6535 | 14.3444 | 51.998 | 1334.8407 | -832472.0602 | FALSE | 1500 | 57060 | -58049.9623 | 419.707 | 128.7287 | 548.4357 | 838.403 | -57211.5593 | FALSE | Option 1 | 0 | 774
| WBE034-203217365 | 259 | 5548798.6215 | -2999388.7131 | 254.5239 | 199.1494 | 453.6733 | 8.9415 | 9.0686 | 18.01 | 435.6633 | -2998953.0498 | FALSE | 2134 | 205257.5 | -208818.6145 | 99.6666 | 81.3823 | 181.0488 | 272.6245 | -208545.99 | FALSE | Option 1 | 0 | 774
| WBE034-24612477 | 406 | 8698116.7581 | -4701744.4692 | 0 | 0 | 0 | 0 | 0 | 0 | 0 | -4701744.4692 | FALSE | 2209 | 321755 | -327337.2876 | 0 | 0 | 0 | 0 | -327337.2876 | FALSE | Option 1 | 0 | 774
| WBL002-15395911 | 732 | 15682318.884 | -8477036.8263 | 16017.4682 | 29103.4702 | 45120.9384 | 562.6962 | 1325.269 | 1887.9652 | 43232.9732 | -8433803.8531 | FALSE | 2238 | 580110 | -590174.617 | 6272.1256 | 11893.113 | 18165.2386 | 26955.6997 | -563218.9172 | FALSE | Option 1 | 0 | 774
| WBL002-15395961 | 0 | 0 | 0 | 0 | 0 | 0 | 0 | 0 | 0 | 0 | 0 | FALSE | 129 | 0 | 0 | 0 | 0 | 0 | 0 | 0 | FALSE | Option 1 | 0 | 774
| WBL002-163162028 | 4 | 85695.7316 | -46322.6056 | 0.034068 | 0.2208 | 0.25486 | 0.0011968 | 0.010054 | 0.011251 | 0.24361 | -46322.362 | FALSE | 293 | 3170 | -3224.9979 | 0.01334 | 0.090229 | 0.10357 | 0.1513 | -3224.8466 | FALSE | Option 1 | 0 | 774
| WBL003-15396013 | 0 | 0 | 0 | 0 | 0 | 0 | 0 | 0 | 0 | 0 | 0 | FALSE | 129 | 0 | 0 | 0 | 0 | 0 | 0 | 0 | FALSE | Option 1 | 0 | 774
| WBL003-15396026 | 0 | 0 | 0 | 0 | 0 | 0 | 0 | 0 | 0 | 0 | 0 | FALSE | 129 | 0 | 0 | 0 | 0 | 0 | 0 | 0 | FALSE | Option 1 | 0 | 774
| WBL003-15396039 | 130 | 2785111.2772 | -1505484.6823 | 0 | 0 | 0 | 0 | 0 | 0 | 0 | -1505484.6823 | FALSE | 1882 | 103025 | -104812.432 | 0 | 0 | 0 | 0 | -104812.432 | FALSE | Option 1 | 0 | 774
| WBL004-15395887 | 94 | 2013849.6928 | -1088581.2318 | 0 | 0 | 0 | 0 | 0 | 0 | 0 | -1088581.2318 | FALSE | 1674 | 74495 | -75787.4508 | 0 | 0 | 0 | 0 | -75787.4508 | FALSE | Option 1 | 0 | 774
| WBL004-24598022 | 125 | 2677991.6127 | -1447581.4253 | 0 | 0 | 0 | 0 | 0 | 0 | 0 | -1447581.4253 | FALSE | 1861 | 99062.5 | -100781.1846 | 0 | 0 | 0 | 0 | -100781.1846 | FALSE | Option 1 | 0 | 774
| WBL005-153526296 | 460 | 9855009.1347 | -5327099.6449 | 31245.6802 | 314777.2988 | 346022.9791 | 1097.6658 | 14333.8434 | 15431.5092 | 330591.4699 | -4996508.1751 | FALSE | 2213 | 364550 | -370874.7593 | 12235.194 | 128633.5262 | 140868.7202 | 205154.2588 | -165720.5005 | FALSE | Option 1 | 0 | 774
| WBL005-15396050 | 147 | 3149318.1365 | -1702355.7561 | 9184.3109 | 7491.9278 | 16676.2387 | 322.6463 | 341.1559 | 663.8022 | 16012.4365 | -1686343.3196 | FALSE | 1932 | 116497.5 | -118518.6731 | 3596.3956 | 3061.5711 | 6657.9667 | 10018.272 | -108500.4011 | FALSE | Option 1 | 0 | 774
| WBL005-158638825 | 78 | 1671066.7663 | -903290.8094 | 272.5923 | 9806.0199 | 10078.6121 | 9.5762 | 446.5314 | 456.1076 | 9622.5045 | -893668.3049 | FALSE | 1560 | 61815 | -62887.4592 | 106.7418 | 4007.2233 | 4113.965 | 5964.6471 | -56922.8121 | FALSE | Option 1 | 0 | 774
| WBL005-158639092 | 48 | 1028348.7793 | -555871.2673 | 41.7173 | 868.1806 | 909.8979 | 1.4655 | 39.5339 | 40.9994 | 868.8985 | -555002.3688 | FALSE | 1183 | 38040 | -38699.9749 | 16.3357 | 354.7814 | 371.1171 | 538.7808 | -38161.1941 | FALSE | Option 1 | 0 | 774
| WBL005-158702306 | 44 | 942653.0477 | -509548.6617 | 1150.2323 | 31357.1034 | 32507.3357 | 40.4078 | 1427.8914 | 1468.2993 | 31039.0364 | -478509.6253 | FALSE | 1069 | 34870 | -35474.977 | 450.4083 | 12814.0587 | 13264.467 | 19242.8687 | -16232.1083 | FALSE | Option 1 | 0 | 774
| WBL005-163161673 | 13 | 278511.1277 | -150548.4682 | 1.9623 | 72.9127 | 74.8751 | 0.068937 | 3.3202 | 3.3891 | 71.4859 | -150476.9823 | FALSE | 500 | 10302.5 | -10481.2432 | 0.76841 | 29.7957 | 30.5641 | 44.3109 | -10436.9323 | FALSE | Option 1 | 0 | 774
| WBL005-163161826 | 2 | 42847.8658 | -23161.3028 | 0 | 0 | 0 | 0 | 0 | 0 | 0 | -23161.3028 | FALSE | 258 | 1585 | -1612.499 | 0 | 0 | 0 | 0 | -1612.499 | FALSE | Option 1 | 0 | 774
| WBL006-15435914 | 219 | 4691841.3055 | -2536162.657 | 3.6633 | 5.095 | 8.7582 | 0.12869 | 0.23201 | 0.3607 | 8.3975 | -2536154.2595 | FALSE | 2082 | 173557.5 | -176568.6354 | 1.4345 | 2.082 | 3.5165 | 5.2417 | -176563.3937 | FALSE | Option 1 | 0 | 774
| WBL008-15395863 | 200 | 4284786.5803 | -2316130.2804 | 18562.6019 | 25194.9426 | 43757.5445 | 652.1072 | 1147.2885 | 1799.3957 | 41958.1489 | -2274172.1315 | FALSE | 2046 | 158500 | -161249.8953 | 7268.7499 | 10295.8959 | 17564.6459 | 26192.8986 | -135056.9967 | FALSE | Option 1 | 0 | 774
| WBL010-15395826 | 98 | 2099545.4244 | -1134903.8374 | 0 | 0 | 0 | 0 | 0 | 0 | 0 | -1134903.8374 | FALSE | 1706 | 77665 | -79012.4487 | 0 | 0 | 0 | 0 | -79012.4487 | FALSE | Option 1 | 0 | 774
| WBL012-153865449 | 21 | 449902.5909 | -243193.6794 | 0 | 0 | 0 | 0 | 0 | 0 | 0 | -243193.6794 | FALSE | 687 | 16642.5 | -16931.239 | 0 | 0 | 0 | 0 | -16931.239 | FALSE | Option 1 | 0 | 774
| WBL012-162960471 | 7 | 149967.5303 | -81064.5598 | 0.059492 | 1.4508 | 1.5102 | 0.00209 | 0.066062 | 0.068152 | 1.4421 | -81063.1177 | FALSE | 358 | 5547.5 | -5643.7463 | 0.023296 | 0.59285 | 0.61615 | 0.8941 | -5642.8522 | FALSE | Option 1 | 0 | 774
| WBL012-162960671 | 16 | 342782.9264 | -185290.4224 | 0.63917 | 8.9084 | 9.5476 | 0.022454 | 0.40566 | 0.42811 | 9.1195 | -185281.303 | FALSE | 564 | 12680 | -12899.9916 | 0.25029 | 3.6404 | 3.8907 | 5.6569 | -12894.3348 | FALSE | Option 1 | 0 | 774
| WBL012-162960865 | 16 | 342782.9264 | -185290.4224 | 1.3624 | 18.9913 | 20.3537 | 0.047861 | 0.8648 | 0.91266 | 19.4411 | -185270.9814 | FALSE | 563 | 12680 | -12899.9916 | 0.53348 | 7.7608 | 8.2943 | 12.0594 | -12887.9322 | FALSE | Option 1 | 0 | 774
| WBL012-163034361 | 9 | 192815.3961 | -104225.8626 | 0.55348 | 8.6769 | 9.2304 | 0.019444 | 0.39512 | 0.41456 | 8.8158 | -104217.0468 | FALSE | 392 | 7132.5 | -7256.2453 | 0.21673 | 3.5458 | 3.7626 | 5.4679 | -7250.7774 | FALSE | Option 1 | 0 | 774
| WBL012-163034588 | 6 | 128543.5974 | -69483.9084 | 0 | 0 | 0 | 0 | 0 | 0 | 0 | -69483.9084 | FALSE | 332 | 4755 | -4837.4969 | 0 | 0 | 0 | 0 | -4837.4969 | FALSE | Option 1 | 0 | 774
| WBL012-163150328 | 5 | 107119.6645 | -57903.257 | 0 | 0 | 0 | 0 | 0 | 0 | 0 | -57903.257 | FALSE | 312 | 3962.5 | -4031.2474 | 0 | 0 | 0 | 0 | -4031.2474 | FALSE | Option 1 | 0 | 774
| WBL012-163162276 | 12 | 257087.1948 | -138967.8168 | 0 | 0 | 0 | 0 | 0 | 0 | 0 | -138967.8168 | FALSE | 480 | 9510 | -9674.9937 | 0 | 0 | 0 | 0 | -9674.9937 | FALSE | Option 1 | 0 | 774
| WBL012-163162391 | 14 | 299935.0606 | -162129.1196 | 21.1374 | 281.1338 | 302.2712 | 0.74256 | 12.8018 | 13.5444 | 288.7268 | -161840.3928 | FALSE | 522 | 11095 | -11287.4927 | 8.277 | 114.8851 | 123.1621 | 179.1091 | -11108.3836 | FALSE | Option 1 | 0 | 774
| WBL012-163162602 | 12 | 257087.1948 | -138967.8168 | 11.2563 | 282.3362 | 293.5925 | 0.39543 | 12.8566 | 13.252 | 280.3404 | -138687.4764 | FALSE | 468 | 9510 | -9674.9937 | 4.4077 | 115.3765 | 119.7842 | 173.8082 | -9501.1855 | FALSE | Option 1 | 0 | 774
| WBL012-163162797 | 19 | 407054.7251 | -220032.3766 | 0 | 0 | 0 | 0 | 0 | 0 | 0 | -220032.3766 | FALSE | 640 | 15057.5 | -15318.7401 | 0 | 0 | 0 | 0 | -15318.7401 | FALSE | Option 1 | 0 | 774
| WBL012-163162997 | 6 | 128543.5974 | -69483.9084 | 0 | 0 | 0 | 0 | 0 | 0 | 0 | -69483.9084 | FALSE | 332 | 4755 | -4837.4969 | 0 | 0 | 0 | 0 | -4837.4969 | FALSE | Option 1 | 0 | 774
| WBL012-163205557 | 16 | 342782.9264 | -185290.4224 | 0.98352 | 5.3071 | 6.2906 | 0.034551 | 0.24167 | 0.27622 | 6.0144 | -185284.408 | FALSE | 565 | 12680 | -12899.9916 | 0.38513 | 2.1687 | 2.5539 | 3.7368 | -12896.2549 | FALSE | Option 1 | 0 | 774
| WBL012-163205740 | 15 | 321358.9935 | -173709.771 | 9.6045e-06 | 0.00030106 | 0.00031066 | 3.3741e-07 | 1.3709e-05 | 1.4047e-05 | 0.00029662 | -173709.7707 | FALSE | 543 | 11887.5 | -12093.7422 | 3.7609e-06 | 0.00012303 | 0.00012679 | 0.00018387 | -12093.742 | FALSE | Option 1 | 0 | 774
| WBL012-171331101 | 68 | 1456827.4373 | -787484.2953 | 7.1326 | 194.8435 | 201.9761 | 0.25057 | 8.8725 | 9.1231 | 192.8531 | -787291.4423 | FALSE | 1455 | 53890 | -54824.9644 | 2.793 | 79.6227 | 82.4157 | 119.5605 | -54705.404 | FALSE | Option 1 | 0 | 774
| WBL012-24598048 | 226 | 4841808.8358 | -2617227.2169 | 47280.0221 | 66520.7362 | 113800.7583 | 1660.9548 | 3029.1187 | 4690.0735 | 109110.6848 | -2508116.5321 | FALSE | 2079 | 179105 | -182212.3817 | 18513.9271 | 27183.653 | 45697.5801 | 68103.1783 | -114109.2035 | FALSE | Option 1 | 0 | 774
| WBL012-24611149 | 569 | 12190217.821 | -6589390.6478 | 6146.3528 | 62695.319 | 68841.6718 | 215.9224 | 2854.9228 | 3070.8452 | 65770.8266 | -6523619.8211 | FALSE | 2227 | 450932.5 | -458755.9523 | 2406.7909 | 25620.3989 | 28027.1898 | 40814.482 | -417941.4703 | FALSE | Option 1 | 0 | 774
| WBL012-88823662 | 146 | 3127894.2036 | -1690775.1047 | 5981.8187 | 4027.1715 | 10008.9901 | 210.1423 | 183.3831 | 393.5254 | 9615.4647 | -1681159.64 | FALSE | 1931 | 115705 | -117712.4236 | 2342.3626 | 1645.7008 | 3988.0634 | 6020.9267 | -111691.4969 | FALSE | Option 1 | 0 | 774
| WIN011-124931073 | 87 | 1863882.1624 | -1007516.672 | 1057.7903 | 38111.2722 | 39169.0624 | 37.1603 | 1735.4524 | 1772.6127 | 37396.4497 | -970120.2222 | FALSE | 1605 | 68947.5 | -70143.7045 | 414.2099 | 15574.1451 | 15988.355 | 23180.7075 | -46962.997 | FALSE | Option 1 | 0 | 774
| WIN011-154067565 | 82 | 1756762.4979 | -949613.415 | 24725.3267 | 48680.598 | 73405.9247 | 868.6047 | 2216.742 | 3085.3467 | 70320.578 | -879292.837 | FALSE | 1546 | 64985 | -66112.4571 | 9681.9518 | 19893.2928 | 29575.2446 | 43830.6801 | -22281.777 | FALSE | Option 1 | 0 | 774
| WIN011-155049323 | 33 | 706989.7858 | -382161.4963 | 11.4093 | 395.8404 | 407.2497 | 0.40081 | 18.0252 | 18.426 | 388.8237 | -381772.6725 | FALSE | 928 | 26152.5 | -26606.2327 | 4.4677 | 161.7599 | 166.2276 | 241.0221 | -26365.2106 | FALSE | Option 1 | 0 | 774
| WIN011-157092882 | 119 | 2549448.0153 | -1378097.5168 | 3384.3755 | 144858.6203 | 148242.9958 | 118.8937 | 6596.3485 | 6715.2422 | 141527.7536 | -1236569.7632 | FALSE | 1768 | 94307.5 | -95943.6877 | 1325.2549 | 59196.3754 | 60521.6302 | 87721.3656 | -8222.3222 | FALSE | Option 1 | 0 | 774
| WIN011-160628518 | 0 | 0 | 0 | 0 | 0 | 0 | 0 | 0 | 0 | 0 | 0 | FALSE | 129 | 0 | 0 | 0 | 0 | 0 | 0 | 0 | FALSE | Option 1 | 0 | 774
| WIN011-72970601 | 66 | 1413979.5715 | -764322.9925 | 1721.8943 | 47045.2756 | 48767.1699 | 60.4904 | 2142.2752 | 2202.7657 | 46564.4042 | -717758.5883 | FALSE | 1382 | 52305 | -53212.4655 | 674.2599 | 19225.0194 | 19899.2794 | 28867.8905 | -24344.575 | FALSE | Option 1 | 0 | 774
| WIN011-72970660 | 124 | 2656567.6798 | -1436000.7739 | 2399.6817 | 73926.4103 | 76326.0921 | 84.3012 | 3366.3469 | 3450.6481 | 72875.444 | -1363125.3299 | FALSE | 1827 | 98270 | -99974.9351 | 939.6682 | 30209.9766 | 31149.6448 | 45176.4473 | -54798.4879 | FALSE | Option 1 | 0 | 774
| WIN011-77738018 | 68 | 1456827.4373 | -787484.2953 | 1353.0121 | 34936.2331 | 36289.2452 | 47.5315 | 1590.8723 | 1638.4039 | 34650.8413 | -752833.454 | FALSE | 1424 | 53890 | -54824.9644 | 529.8129 | 14276.6676 | 14806.4805 | 21482.7647 | -33342.1997 | FALSE | Option 1 | 0 | 774
| WIN022-160628376 | 0 | 0 | 0 | 0 | 0 | 0 | 0 | 0 | 0 | 0 | 0 | FALSE | 129 | 0 | 0 | 0 | 0 | 0 | 0 | 0 | FALSE | Option 1 | 0 | 774
| WIN022-164674921 | 1 | 21423.9329 | -11580.6514 | 1.8267 | 1.1236 | 2.9503 | 0.064172 | 0.051164 | 0.11534 | 2.8349 | -11577.8165 | FALSE | 228 | 792.5 | -806.2495 | 0.7153 | 0.45915 | 1.1744 | 1.7758 | -804.4737 | FALSE | Option 1 | 0 | 774
| WIN022-164675227 | 2 | 42847.8658 | -23161.3028 | 0 | 0 | 0 | 0 | 0 | 0 | 0 | -23161.3028 | FALSE | 258 | 1585 | -1612.499 | 0 | 0 | 0 | 0 | -1612.499 | FALSE | Option 1 | 0 | 774
| WIN022-183128966 | 35 | 749837.6516 | -405322.7991 | 55.5058 | 995.7763 | 1051.2821 | 1.9499 | 45.3441 | 47.2941 | 1003.9881 | -404318.811 | FALSE | 965 | 27737.5 | -28218.7317 | 21.735 | 406.9233 | 428.6583 | 622.6238 | -27596.1078 | FALSE | Option 1 | 0 | 774
| WIN022-79032273 | 34 | 728413.7187 | -393742.1477 | 16.2563 | 226.6377 | 242.8941 | 0.57109 | 10.3203 | 10.8914 | 232.0027 | -393510.145 | FALSE | 949 | 26945 | -27412.4822 | 6.3657 | 92.6154 | 98.981 | 143.913 | -27268.5692 | FALSE | Option 1 | 0 | 774
| WIN022-79245551 | 1 | 21423.9329 | -11580.6514 | 0 | 0 | 0 | 0 | 0 | 0 | 0 | -11580.6514 | FALSE | 234 | 792.5 | -806.2495 | 0 | 0 | 0 | 0 | -806.2495 | FALSE | Option 1 | 0 | 774
| WIN023-154876693 | 54 | 1156892.3767 | -625355.1757 | 888.6957 | 12875.8849 | 13764.5806 | 31.22 | 586.3222 | 617.5422 | 13147.0384 | -612208.1373 | FALSE | 1256 | 42795 | -43537.4717 | 347.9958 | 5261.7215 | 5609.7173 | 8154.8634 | -35382.6084 | FALSE | Option 1 | 0 | 774
| WIN023-154908067 | 16 | 342782.9264 | -185290.4224 | 3.8823 | 70.8269 | 74.7092 | 0.13639 | 3.2252 | 3.3616 | 71.3476 | -185219.0748 | FALSE | 562 | 12680 | -12899.9916 | 1.5202 | 28.9433 | 30.4636 | 44.2456 | -12855.746 | FALSE | Option 1 | 0 | 774
| WIN023-73352598 | 102 | 2185241.156 | -1181226.443 | 155.5772 | 4257.2251 | 4412.8024 | 5.4655 | 193.859 | 199.3244 | 4213.4779 | -1177012.9651 | FALSE | 1734 | 80835 | -82237.4466 | 60.921 | 1739.7121 | 1800.6331 | 2612.1693 | -79625.2774 | FALSE | Option 1 | 0 | 774
| WIN023-84419247 | 50 | 1071196.6451 | -579032.5701 | 47.3952 | 1080.6591 | 1128.0542 | 1.665 | 49.2094 | 50.8744 | 1077.1799 | -577955.3902 | FALSE | 1215 | 39625 | -40312.4738 | 18.559 | 441.6106 | 460.1696 | 667.8846 | -39644.5892 | FALSE | Option 1 | 0 | 774
| WMN014-164366245 | 35 | 749837.6516 | -405322.7991 | 0 | 0 | 0 | 0 | 0 | 0 | 0 | -405322.7991 | FALSE | 971 | 27737.5 | -28218.7317 | 0 | 0 | 0 | 0 | -28218.7317 | FALSE | Option 1 | 0 | 774
| WMN014-42253278 | 33 | 706989.7858 | -382161.4963 | 4409.1159 | 14484.8027 | 18893.9186 | 154.893 | 508.8535 | 663.7464 | 18230.1722 | -363931.3241 | FALSE | 901 | 26152.5 | -26606.2327 | 1726.5231 | 5671.9639 | 7398.487 | 11495.4316 | -15110.8012 | FALSE | Option 1 | 0 | 774
| WMN021-160652994 | 109 | 2335208.6863 | -1262291.0028 | 7566.8718 | 13825.8899 | 21392.7616 | 265.8254 | 485.7057 | 751.5312 | 20641.2305 | -1241649.7724 | FALSE | 1775 | 86382.5 | -87881.193 | 2963.0382 | 5413.9466 | 8376.9848 | 13015.7768 | -74865.4162 | FALSE | Option 1 | 0 | 774
| WND011-15425526 | 0 | 0 | 0 | 0 | 0 | 0 | 0 | 0 | 0 | 0 | 0 | FALSE | 129 | 0 | 0 | 0 | 0 | 0 | 0 | 0 | FALSE | Option 1 | 0 | 774
| WND011-74053613 | 29 | 621294.0541 | -335838.8907 | 2753.1134 | 25748.3802 | 28501.4936 | 96.7173 | 1172.49 | 1269.2074 | 27232.2863 | -308606.6044 | FALSE | 799 | 22982.5 | -23381.2348 | 1078.0651 | 10522.0578 | 11600.1229 | 16901.3707 | -6479.8641 | FALSE | Option 1 | 0 | 774
| WND011-79727477 | 2 | 42847.8658 | -23161.3028 | 0 | 0 | 0 | 0 | 0 | 0 | 0 | -23161.3028 | FALSE | 258 | 1585 | -1612.499 | 0 | 0 | 0 | 0 | -1612.499 | FALSE | Option 1 | 0 | 774
| WND012-171309560 | 52 | 1114044.5109 | -602193.8729 | 199.9865 | 38688.3921 | 38888.3786 | 7.0256 | 1761.7324 | 1768.7579 | 37119.6207 | -565074.2522 | FALSE | 1195 | 41210 | -41924.9728 | 78.3108 | 15809.9848 | 15888.2955 | 23000.083 | -18924.8898 | FALSE | Option 1 | 0 | 774
| WND012-72499182 | 40 | 856957.3161 | -463226.0561 | 700.7696 | 17822.5888 | 18523.3584 | 24.6181 | 811.5776 | 836.1957 | 17687.1627 | -445538.8934 | FALSE | 1025 | 31700 | -32249.9791 | 274.4076 | 7283.1886 | 7557.5962 | 10965.7622 | -21284.2169 | FALSE | Option 1 | 0 | 774
| WND012-73767156 | 96 | 2056697.5586 | -1111742.5346 | 1915.8703 | 97855.3061 | 99771.1764 | 67.3048 | 4455.9841 | 4523.2889 | 95247.8875 | -1016494.6471 | FALSE | 1639 | 76080 | -77399.9498 | 750.2171 | 39988.5034 | 40738.7205 | 59032.4559 | -18367.4939 | FALSE | Option 1 | 0 | 774
| WND012-74645220 | 23 | 492750.4567 | -266354.9822 | 474.4851 | 15789.3587 | 16263.8438 | 16.6687 | 718.9915 | 735.6602 | 15528.1836 | -250826.7986 | FALSE | 693 | 18227.5 | -18543.738 | 185.799 | 6452.3106 | 6638.1096 | 9625.7342 | -8918.0037 | FALSE | Option 1 | 0 | 774
| WND012-77737071 | 8 | 171391.4632 | -92645.2112 | 108.5183 | 2513.0236 | 2621.542 | 3.8123 | 114.4342 | 118.2465 | 2503.2955 | -90141.9157 | FALSE | 367 | 6340 | -6449.9958 | 42.4936 | 1026.9454 | 1069.439 | 1552.1029 | -4897.8929 | FALSE | Option 1 | 0 | 774
| WND012-78928850 | 14 | 299935.0606 | -162129.1196 | 12.6096 | 575.0955 | 587.7051 | 0.44298 | 26.1878 | 26.6308 | 561.0743 | -161568.0453 | FALSE | 521 | 11095 | -11287.4927 | 4.9377 | 235.0124 | 239.95 | 347.755 | -10939.7376 | FALSE | Option 1 | 0 | 774
| WND012-85319302 | 45 | 964076.9806 | -521129.3131 | 1025.2174 | 40066.1309 | 41091.3483 | 36.0161 | 1824.4697 | 1860.4858 | 39230.8625 | -481898.4506 | FALSE | 1074 | 35662.5 | -36281.2265 | 401.455 | 16372.9968 | 16774.4518 | 24316.8965 | -11964.3299 | FALSE | Option 1 | 0 | 774
| WND013-163356845 | 11 | 235663.2619 | -127387.1654 | 154.534 | 5502.2371 | 5656.7711 | 5.4288 | 250.5524 | 255.9812 | 5400.7899 | -121986.3755 | FALSE | 434 | 8717.5 | -8868.7442 | 60.5125 | 2248.4854 | 2308.9979 | 3347.7732 | -5520.971 | FALSE | Option 1 | 0 | 774
| WND013-172348741 | 10 | 214239.329 | -115806.514 | 341.99 | 4743.0921 | 5085.082 | 12.0142 | 215.9836 | 227.9978 | 4857.0843 | -110949.4298 | FALSE | 405 | 7925 | -8062.4948 | 133.9166 | 1938.2613 | 2072.1779 | 3012.9042 | -5049.5906 | FALSE | Option 1 | 0 | 774
| WND013-76546155 | 117 | 2506600.1495 | -1354936.214 | 8207.3217 | 139296.2857 | 147503.6074 | 288.3245 | 6343.0595 | 6631.3841 | 140872.2233 | -1214063.9907 | FALSE | 1760 | 92722.5 | -94331.1888 | 3213.8258 | 56923.3311 | 60137.1569 | 87366.4504 | -6964.7383 | FALSE | Option 1 | 0 | 774
| WND013-76546631 | 38 | 814109.4503 | -440064.7533 | 911.6349 | 16815.1287 | 17726.7636 | 32.0259 | 765.7014 | 797.7273 | 16929.0363 | -423135.717 | FALSE | 996 | 30115 | -30637.4801 | 356.9783 | 6871.4908 | 7228.4691 | 10498.2945 | -20139.1856 | FALSE | Option 1 | 0 | 774
| WND013-78928894 | 54 | 1156892.3767 | -625355.1757 | 594.753 | 7419.3359 | 8014.0889 | 20.8938 | 337.8503 | 358.744 | 7655.3448 | -617699.8309 | FALSE | 1262 | 42795 | -43537.4717 | 232.8936 | 3031.9065 | 3264.8001 | 4749.2888 | -38788.183 | FALSE | Option 1 | 0 | 774
| WND013-78929121 | 38 | 814109.4503 | -440064.7533 | 3112.0098 | 39624.9835 | 42736.9933 | 109.3254 | 1804.3814 | 1913.7068 | 40823.2864 | -399241.4668 | FALSE | 960 | 30115 | -30637.4801 | 1218.6018 | 16192.7222 | 17411.324 | 25325.6692 | -5311.8109 | FALSE | Option 1 | 0 | 774
| WND013-78929255 | 79 | 1692490.6992 | -914871.4608 | 1138.3074 | 36426.4009 | 37564.7083 | 39.9889 | 1658.7293 | 1698.7182 | 35865.9901 | -879005.4707 | FALSE | 1545 | 62607.5 | -63693.7087 | 445.7388 | 14885.6236 | 15331.3624 | 22233.3459 | -41460.3628 | FALSE | Option 1 | 0 | 774
| WND013-78929377 | 72 | 1542523.1689 | -833806.9009 | 3351.9813 | 55832.1212 | 59184.1025 | 117.7556 | 2542.3971 | 2660.1527 | 56523.9498 | -777282.9511 | FALSE | 1446 | 57060 | -58049.9623 | 1312.57 | 22815.7578 | 24128.3278 | 35055.7747 | -22994.1876 | FALSE | Option 1 | 0 | 774
| WND013-85319062 | 11 | 235663.2619 | -127387.1654 | 147.0408 | 683.3207 | 830.3615 | 5.1656 | 31.116 | 36.2816 | 794.0799 | -126593.0855 | FALSE | 447 | 8717.5 | -8868.7442 | 57.5783 | 279.2385 | 336.8168 | 493.5447 | -8375.1996 | FALSE | Option 1 | 0 | 774
| WND013-85319560 | 13 | 278511.1277 | -150548.4682 | 707.9551 | 8935.2965 | 9643.2516 | 24.8706 | 406.8818 | 431.7523 | 9211.4993 | -141336.969 | FALSE | 482 | 10302.5 | -10481.2432 | 277.2213 | 3651.4027 | 3928.624 | 5714.6275 | -4766.6157 | FALSE | Option 1 | 0 | 774
| WND013-85319645 | 9 | 192815.3961 | -104225.8626 | 75.9745 | 1667.1439 | 1743.1184 | 2.669 | 75.9158 | 78.5848 | 1664.5336 | -102561.329 | FALSE | 384 | 7132.5 | -7256.2453 | 29.7501 | 681.2772 | 711.0273 | 1032.0911 | -6224.1542 | FALSE | Option 1 | 0 | 774
| WND013-85319854 | 18 | 385630.7922 | -208451.7252 | 391.5613 | 5708.9218 | 6100.4831 | 13.7556 | 259.9641 | 273.7197 | 5826.7634 | -202624.9618 | FALSE | 592 | 14265 | -14512.4906 | 153.3277 | 2332.947 | 2486.2747 | 3614.2084 | -10898.2821 | FALSE | Option 1 | 0 | 774
| WND013-89020589 | 48 | 1028348.7793 | -555871.2673 | 293.5105 | 4881.7399 | 5175.2505 | 10.3111 | 222.2971 | 232.6082 | 4942.6422 | -550928.6251 | FALSE | 1178 | 38040 | -38699.9749 | 114.933 | 1994.9197 | 2109.8526 | 3065.3978 | -35634.577 | FALSE | Option 1 | 0 | 774
| WND014-15425582 | 0 | 0 | 0 | 0 | 0 | 0 | 0 | 0 | 0 | 0 | 0 | FALSE | 129 | 0 | 0 | 0 | 0 | 0 | 0 | 0 | FALSE | Option 1 | 0 | 774
| WND014-79365390 | 34 | 728413.7187 | -393742.1477 | 542.3131 | 11882.3008 | 12424.6139 | 19.0515 | 541.0779 | 560.1294 | 11864.4844 | -381877.6632 | FALSE | 929 | 26945 | -27412.4822 | 212.3591 | 4855.694 | 5068.0532 | 7356.5607 | -20055.9215 | FALSE | Option 1 | 0 | 774
| WND021-15425634 | 0 | 0 | 0 | 0 | 0 | 0 | 0 | 0 | 0 | 0 | 0 | FALSE | 129 | 0 | 0 | 0 | 0 | 0 | 0 | 0 | FALSE | Option 1 | 0 | 774
| WND022-15425649 | 0 | 0 | 0 | 0 | 0 | 0 | 0 | 0 | 0 | 0 | 0 | FALSE | 129 | 0 | 0 | 0 | 0 | 0 | 0 | 0 | FALSE | Option 1 | 0 | 774
| WND023-73768060 | 114 | 2442328.3508 | -1320194.2598 | 7095.9753 | 84375.3438 | 91471.3191 | 249.2828 | 3842.1543 | 4091.4371 | 87379.882 | -1232814.3778 | FALSE | 1767 | 90345 | -91912.4403 | 2778.6444 | 34479.9261 | 37258.5705 | 54212.7486 | -37699.6917 | FALSE | Option 1 | 0 | 774
| WND023-73768112 | 68 | 1456827.4373 | -787484.2953 | 4100.2582 | 58133.3863 | 62233.6445 | 144.0427 | 2647.1885 | 2791.2313 | 59442.4133 | -728041.8821 | FALSE | 1389 | 53890 | -54824.9644 | 1605.5805 | 23756.1683 | 25361.7487 | 36871.8958 | -17953.0686 | FALSE | Option 1 | 0 | 774
| WND023-73768165 | 62 | 1328283.8399 | -718000.3869 | 8750.3429 | 65264.3547 | 74014.6976 | 307.401 | 2971.9076 | 3279.3085 | 70735.3891 | -647264.9978 | FALSE | 1291 | 49135 | -49987.4676 | 3426.4623 | 26670.2336 | 30096.6958 | 43918.0018 | -6069.4657 | FALSE | Option 1 | 0 | 774
| WND023-73948116 | 44 | 942653.0477 | -509548.6617 | 1877.9833 | 18462.9144 | 20340.8977 | 65.9739 | 840.7357 | 906.7096 | 19434.1881 | -490114.4736 | FALSE | 1085 | 34870 | -35474.977 | 735.3813 | 7544.8572 | 8280.2386 | 12060.6591 | -23414.3179 | FALSE | Option 1 | 0 | 774
| WND023-73948154 | 48 | 1028348.7793 | -555871.2673 | 2358.894 | 35428.6384 | 37787.5324 | 82.8683 | 1613.2947 | 1696.163 | 36091.3693 | -519779.898 | FALSE | 1132 | 38040 | -38699.9749 | 923.6965 | 14477.8886 | 15401.5852 | 22385.9472 | -16314.0277 | FALSE | Option 1 | 0 | 774
| WND024-167870308 | 11 | 235663.2619 | -127387.1654 | 2332.7194 | 6375.7131 | 8708.4325 | 81.9488 | 290.3274 | 372.2762 | 8336.1563 | -119051.0091 | FALSE | 428 | 8717.5 | -8868.7442 | 913.4471 | 2605.4308 | 3518.8778 | 5189.5547 | -3679.1896 | FALSE | Option 1 | 0 | 774
| WND024-184539432 | 1 | 21423.9329 | -11580.6514 | 10.3961 | 2.0541 | 12.4503 | 0.36522 | 0.093537 | 0.45876 | 11.9915 | -11568.6599 | FALSE | 227 | 792.5 | -806.2495 | 4.0709 | 0.83941 | 4.9103 | 7.5399 | -798.7096 | FALSE | Option 1 | 0 | 774
| WND024-79365148 | 15 | 321358.9935 | -173709.771 | 471.565 | 7615.1447 | 8086.7097 | 16.5662 | 346.7667 | 363.3329 | 7723.3768 | -165986.3942 | FALSE | 532 | 11887.5 | -12093.7422 | 184.6556 | 3111.9236 | 3296.5792 | 4790.1305 | -7303.6117 | FALSE | Option 1 | 0 | 774
| WPD011-15399272 | 1 | 21423.9329 | -11580.6514 | 0 | 0 | 0 | 0 | 0 | 0 | 0 | -11580.6514 | FALSE | 234 | 792.5 | -806.2495 | 0 | 0 | 0 | 0 | -806.2495 | FALSE | Option 1 | 0 | 774
| WPD013-178115477 | 4 | 85695.7316 | -46322.6056 | 0 | 0 | 0 | 0 | 0 | 0 | 0 | -46322.6056 | FALSE | 294 | 3170 | -3224.9979 | 0 | 0 | 0 | 0 | -3224.9979 | FALSE | Option 1 | 0 | 774
| WPD014-15399233 | 3 | 64271.7987 | -34741.9542 | 160.4445 | 2439.8381 | 2600.2826 | 5.6364 | 111.1016 | 116.738 | 2483.5445 | -32258.4097 | FALSE | 271 | 2377.5 | -2418.7484 | 62.8269 | 997.0382 | 1059.8651 | 1540.4175 | -878.3309 | FALSE | Option 1 | 0 | 774
| WPD021-15399198 | 1 | 21423.9329 | -11580.6514 | 0 | 0 | 0 | 0 | 0 | 0 | 0 | -11580.6514 | FALSE | 234 | 792.5 | -806.2495 | 0 | 0 | 0 | 0 | -806.2495 | FALSE | Option 1 | 0 | 774
| WPD031-15399072 | 37 | 792685.5174 | -428484.1019 | 0 | 0 | 0 | 0 | 0 | 0 | 0 | -428484.1019 | FALSE | 1002 | 29322.5 | -29831.2306 | 0 | 0 | 0 | 0 | -29831.2306 | FALSE | Option 1 | 0 | 774
| WPD031-80918872 | 99 | 2120969.3573 | -1146484.4888 | 0 | 0 | 0 | 0 | 0 | 0 | 0 | -1146484.4888 | FALSE | 1713 | 78457.5 | -79818.6982 | 0 | 0 | 0 | 0 | -79818.6982 | FALSE | Option 1 | 0 | 774

## Selected
Powercor
Pole bushfire resilience program
| Rank | Segment | Selected | Number of poles in segment | Option 2 capex ($ 2023) | PV of option 2 cost ($ 2023) | PV of Option 2 benefits ($ 2023) | Option 2 NPV ($ 2023) | Option 3 capex ($ 2023) | PV of option 3 cost ($ 2023) | PV of Option 3 benefits ($ 2023) | Option 3 NPV ($ 2023) | Number of wood poles to be fire mesh for grassfires | Number of wood poles to be replaced with concrete | Option 4 capex ($ 2023) | PV of option 4 cost ($ 2023) | Combined effectiveness of fire mesh and concrete pole | Option 4 PV of energy at risks and VNR ($ 2023) | North/south of divide | Option 4 unplanned concrete pole replacement capex risk ($ 2023) | Option 4 unplanned wood pole and mesh replacement capex risk ($ 2023) | PV of LOS | Option 4 PV of total unplanned replacement risk ($ 2023) | Option 4 PV of total risk ($ 2023) | PV of Option 4 benefits ($ 2023) | Option 4 NPV ($ 2023) | Preferred option | Overlapped northern poles | Overlapped southern poles
| 1 | EHK033-15418024 | TRUE | 420 | 8998051.8187 | -4863873.5889 | 37663321.1475 | 32799447.5586 | 332850 | -338624.7802 | 23749426.2785 | 23410801.4983 | 40 | 380 | 8172794.5026 | -4432897.5118 | 95.87% | 768460.0057 | North | 314597.759 | 94265.3048 | 2.0642 | 843991.2181 | 1612451.2238 | 37422162.1878 | 32989264.6759 | Option 4 | 6 | 15
| 4 | GSB012-24607348 | TRUE | 403 | 8633844.9594 | -4667002.515 | 21275018.8789 | 16608016.3638 | 319377.5 | -324918.5391 | 13290778.8554 | 12965860.3162 | 85 | 318 | 6880173.1627 | -3751178.3514 | 95.12% | 503470.4793 | South | 263268.651 | 161272.9746 | 1.6191 | 687390.1149 | 1190860.5943 | 20986711.6679 | 17235533.3165 | Option 4 | 0 | 19
| 5 | EHK023-15417824 | TRUE | 270 | 5784461.8834 | -3126775.8786 | 17003614.4114 | 13876838.5328 | 213975 | -217687.3587 | 10721998.8739 | 10504311.5152 | 6 | 264 | 5660673.286 | -3062129.467 | 96.34% | 286381.1952 | North | 218562.6536 | 14139.7957 | 1.5389 | 358111.2381 | 644492.4334 | 16978210.3694 | 13916080.9024 | Option 4 | 3 | 24
|  | Selected NPV segments |  | 1093 | 23416358.6615 | -12657651.9824 | 75941954.4377 | 63284302.4553 | 866202.5 | -881230.6781 | 47762204.0078 | 46880973.3297 | 131 | 962 | 20713640.9514 | -11246205.3302 |  | 1558311.6803 |  | 796429.0636 | 269678.0751 |  | 1889492.5712 | 3447804.2514 | 75387084.2251 | 64140878.8948 |  | 9 | 58

## Sensitivities
Powercor
Pole bushfire resilience program
|  |  | Selected segments | 0 | 75387084.2251 | 0 | -11246205.3302 | 0 | 64140878.8948 |  |  | 63016258.3618 | 65265499.4279 | 71679587.3173 | 56602170.4723 | 55477549.9393
[12 empty] | Sensitivity 1 | Sensitivity 2 | Sensitivity 3 | Sensitivity 4 | Sensitivity 5
[11 empty] | Capital | 10% | -10% | 0% | 0% | 10%
[5 empty] | Option 4 |  | Option 4 |  | Option 4 | Option 4 | Benefits | 0% | 0% | 10% | -10% | -10% | Preferred option
|  | Feeders |  |  | PV of benefits ($ 2023) |  | PV of capital cost |  | NPV ($ 2023) | preferred | [6 empty] | unchanged by sensitivities
| 1 | EHK033-15418024 |  |  | 37422162.1878 |  | -4432897.5118 |  | 32989264.6759 | TRUE |  | 32545974.9247 | 33432554.4271 | 36731480.8947 | 29247048.4571 | 28803758.706 | TRUE
| 4 | GSB012-24607348 |  |  | 20986711.6679 |  | -3751178.3514 |  | 17235533.3165 | TRUE |  | 16860415.4814 | 17610651.1516 | 19334204.4833 | 15136862.1497 | 14761744.3146 | TRUE
| 5 | EHK023-15417824 |  |  | 16978210.3694 |  | -3062129.467 |  | 13916080.9024 | TRUE |  | 13609867.9557 | 14222293.8491 | 15613901.9394 | 12218259.8655 | 11912046.9188 | TRUE

## Misc_calcs
Powercor
Pole bushfire resilience program
ESCALATION & OTHER
| Year end |  |  |  |  | 2021-06-30 | 2022-06-30 | 2023-06-30 | 2024-06-30 | 2025-06-30 | 2026-06-30
| Actual/forecast CPI (June to June) |  |  |  |  | 0% | 0.8606% | 3.498% | 7.832% | 4.052% | 2.425%
| HY ending |  |  |  |  | 2021-06-30 | 2021-12-31 | 2022-06-30 | 2022-12-31 | 2023-06-30 | 2023-12-31 | 2024-06-30 | 2024-12-31 | 2025-06-30 | 2025-12-31 | 2026-06-30
| FY ending |  |  |  |  | 2021-06-30 | 2022-06-30 | 2022-06-30 | 2023-06-30 | 2023-06-30 | 2024-06-30 | 2024-06-30 | 2025-06-30 | 2025-06-30 | 2026-06-30 | 2026-06-30
| Actual/forecast CPI (June to June) |  |  |  |  | 0% | 0.8606% | 0.8606% | 3.498% | 3.498% | 7.832% | 7.832% | 4.052% | 4.052% | 2.425% | 2.425%
| Actual cumulative HY escalation |  |  |  |  | 1 | 1.0043 | 1.0086 | 1.0261 | 1.0439 | 1.084 | 1.1256 | 1.1482 | 1.1713 | 1.1854 | 1.1997
| Convert from input dollars | 2023-12-31 | 1.084
| To output dollars | 2026-06-30 | 1.1997
| Conversion from input dollars to output dollars |  | 1.1067
| Convert from VCR date | 2024-12-31 | 1.1482
| To input dollars | 2023-12-31 | 1.084
| VCR escalation |  | 0.94406
|  |  |  | 2026 | 2027 | 2028 | 2029 | 2030 | 2031 | 2032 | 2033 | 2034 | 2035 | 2036 | 2037 | 2038 | 2039 | 2040 | 2041 | 2042 | 2043 | 2044 | 2045 | 2046
DISCOUNT FACTOR |  |  |  | 2026-06-30 | 2026-27 | 2027-28 | 2028-29 | 2029-30 | 2030-31 | 2031-32 | 2032-33 | 2033-34 | 2034-35 | 2035-36 | 2036-37 | 2037-38 | 2038-39 | 2039-40 | 2040-41 | 2041-42 | 2042-43 | 2043-44 | 2044-45 | 2045-46 | 2046-47 | 2047-48 | 2048-49 | 2049-50 | 2050-51
| Discount factor |  |  | 0 | 0.98295 | 0.94971 | 0.91759 | 0.88656 | 0.85658 | 0.82761 | 0.79963 | 0.77259 | 0.74646 | 0.72122 | 0.69683 | 0.67326 | 0.6505 | 0.6285 | 0.60725 | 0.58671 | 0.56687 | 0.5477 | 0.52918 | 0.51129
0
Discount
| 25 | 1 | 14.459
| 26 | 2 | 14.459
| 27 | 3 | 14.459
| 28 | 4 | 14.459
| 29 | 5 | 14.459
| 30 | 6 | 14.459
| 31 | 7 | 14.459
| 32 | 8 | 14.459
| 33 | 9 | 14.459
| 34 | 10 | 14.459

## Data
Powercor
Pole bushfire resilience program
DATA
No change to existing practices
Not applicable (compliance)
Benefits
|  | Short categ | Flag to include | Units | Defined value
1 | Unserved energy | Energy | FALSE | MWh | FALSE
2 | Safety | Safety | FALSE | $ | TRUE
3 | Unplanned replacement | UnRepl | FALSE | $ | TRUE
4 | Bushfire | Fire | FALSE | $ | TRUE
5 | Reduction in CO2 emissions | Carbon | TRUE | MWh | FALSE
6 | Reliability in worst-served areas | Other | TRUE | MWh | FALSE
7 | Network resilience | Other | TRUE | MWh | FALSE
8 | Enabling solar exports | Other | TRUE | MWh | FALSE
9 | Aesthetics | Other | TRUE | Customers impacted | FALSE
10 | Customer value of time - residential | Other | TRUE | Customer minutes | FALSE
11 | Customer value of time - business | Other | TRUE | Customer minutes | FALSE
12 | Communication | Other | TRUE | Customers impacted | FALSE
13 | Information accessibility | Other | TRUE | Customers impacted | FALSE
Conversions
| thous_conv | 1000
| mill_conv | 1000000
Message
| Message | Enter asset life
Error message |  | Remove inputs prior to start year
Disproportionate factors applied to various bushfire and other risk valuations
| - Select - |  |  |  | 0
| Harm to property from network |  |  |  | 1
| Harm to property from bushfire |  |  |  | 1
| Harm to environment |  |  |  | 1
| Safety - Public trespass |  |  |  | 1
| Safety - Single fatality or serious injury ^ |  |  |  | 3
| Safety from bushfire in HBRA |  |  |  | 3
| Safety - Multiple fatality or serious injury ^ |  |  |  | 6
| Safety from bushfire (REFCL declared areas) |  |  |  | 6
| Safety from bushfire (electric line construction areas) |  |  |  | 10
Demand
| Average to max. demand ratio |  |  |  | 50%
| Energy at risk 10% PoE |  |  |  | 30%
| Energy at risk 50% PoE |  |  |  | 70%
DROPDOWN LISTS
| Business |  |  | Type |  | Include | Dollar inputs - month |  |  | Not used options | Conversions | Dollar inputs - year
| CitiPower | CP |  | - Select - |  | FALSE | June | 6 | CY | Not used |  | 2023
| Powercor | PA |  | Capex |  | TRUE | December | 12 | FY |  |  | 2022
| United Energy | UE |  | Opex | [7 empty] | 2021
2020

## VCR_data
Powercor
Pole bushfire resilience program
|  |  | Load proportion |  |  |  | 2024 VCR ($2024) |  |  |  |  | Incremental network resilience using 6-12h VCR
[7 empty] | $/MWh | $/MWh | $/MWh | $/MWh | VCR weighted ave | $/MWh | $/MWh | $/MWh | $/MWh | Value of network reliability
Zone Sub Station | ZSS | Postcode | Residential | Commercial | Industrial | Agricultural | Residential | Commercial | Industrial | Agricultural | $ 2024 / MWh | Residential | Commercial | Industrial | Agricultural | $ 2024 / MWh
Hoppers Crossing Pump | HCP | 0 | 0% | 100% | 0% | 0% | 0 | 34390 | 33490 | 22250 | 34390 | 0 | 2181.1091 | 0 | 0 | 2181.1091
Werribee | WBE | 3030 | 51.79% | 36.84% | 10.2% | 1.182% | 55101.7131 | 34390 | 33490 | 22250 | 44880.3577 | 7875.2626 | 803.4574 | 182.2841 | 21.7409 | 8882.745
Laverton | LV | 3028 | 55.26% | 32.23% | 12.5% | 0.008182% | 55101.7131 | 34390 | 33490 | 22250 | 45722.0914 | 8403.8531 | 703.0672 | 223.4233 | 0.15046 | 9330.4941
Toyota | TYA | 0 | 0% | 100% | 0% | 0% | 0 | 34390 | 33490 | 22250 | 34390 | 0 | 2181.1091 | 0 | 0 | 2181.1091
Altona Chemical | AC | 0 | 0% | 35.84% | 64.16% | 0% | 0 | 34390 | 33490 | 22250 | 33812.5267 | 0 | 781.6288 | 1147.2036 | 0 | 1928.8323
Compol | CPL | 0 | 0% | 100% | 0% | 0% | 0 | 34390 | 33490 | 22250 | 34390 | 0 | 2181.1091 | 0 | 0 | 2181.1091
Laverton North | LVN | 3026 | 4.297% | 78.11% | 17.6% | 0% | 55101.7131 | 34390 | 33490 | 22250 | 35121.6499 | 653.4965 | 1703.571 | 314.6239 | 0 | 2671.6914
Ballarat North | BAN | 3350 | 37.8% | 38.58% | 22.14% | 1.467% | 35689.4371 | 34390 | 33490 | 22250 | 34503.8606 | 4777.8433 | 841.5733 | 395.9085 | 26.978 | 6042.3031
Challicum Hills Wind Farm | CHW | 0 | 0% | 88.5% | 11.5% | 0% | 0 | 34390 | 33490 | 22250 | 34286.4732 | 0 | 1930.2166 | 205.6655 | 0 | 2135.8821
Ballarat South | BAS | 3350 | 54.05% | 33.07% | 11.53% | 1.343% | 35689.4371 | 34390 | 33490 | 22250 | 34825.5797 | 6831.5201 | 721.3554 | 206.1339 | 24.7005 | 7783.7099
Ballarat Gold Fields | BGF | 0 | 0% | 100% | 0% | 0% | 0 | 34390 | 33490 | 22250 | 34390 | 0 | 2181.1091 | 0 | 0 | 2181.1091
Bungal Dam | BGL | 0 | 0% | 100% | 0% | 0% | 0 | 34390 | 33490 | 22250 | 34390 | 0 | 2181.1091 | 0 | 0 | 2181.1091
Bendigo | BETS | 3555 | 53.83% | 37.9% | 7.726% | 0.5424% | 38897.6181 | 34390 | 33490 | 22250 | 36681.2513 | 6591.6249 | 826.581 | 138.1375 | 9.9751 | 7566.3185
Bendigo | BGO | 3550 | 40.11% | 51.14% | 8.1% | 0.6466% | 38897.6181 | 34390 | 33490 | 22250 | 36046.566 | 4911.0927 | 1115.5057 | 144.8267 | 11.8909 | 6183.316
Eaglehawk | EHK | 3556 | 34.86% | 49.72% | 14.31% | 1.104% | 38897.6181 | 34390 | 33490 | 22250 | 35698.6235 | 4268.6358 | 1084.5189 | 255.861 | 20.3034 | 5629.3191
Castlemaine | CMN | 3450 | 44.38% | 47.64% | 7.131% | 0.8449% | 35689.4371 | 34390 | 33490 | 22250 | 34799.9706 | 5609.1775 | 1039.1011 | 127.5011 | 15.5379 | 6791.3177
Maryborough | MRO | 3465 | 45.76% | 45.05% | 7.372% | 1.825% | 38897.6181 | 34390 | 33490 | 22250 | 36164.7927 | 5602.8542 | 982.4816 | 131.7995 | 33.5514 | 6750.6867
Charlton | CTN | 3525 | 48.31% | 31.81% | 14.99% | 4.895% | 24862.3626 | 34390 | 33490 | 22250 | 29058.0688 | 3379.0768 | 693.7807 | 267.9461 | 90.0139 | 4430.8175
Brooklyn | BLTS | 3025 | 13.83% | 63.49% | 22.68% | 0% | 55101.7131 | 34390 | 33490 | 22250 | 37049.852 | 2102.8489 | 1384.8754 | 405.4708 | 0 | 3893.1952
Altona | AL | 3018 | 35.25% | 53.86% | 10.89% | 0% | 55101.7131 | 34390 | 33490 | 22250 | 41593.657 | 5361.1962 | 1174.7515 | 194.6358 | 0 | 6730.5835
Bacchus Marsh | BMH | 3340 | 57.91% | 26.96% | 14.55% | 0.577% | 55101.7131 | 34390 | 33490 | 22250 | 46184.0208 | 8807.2819 | 588.0686 | 260.0901 | 10.6114 | 9666.052
Blue Circle Geelong | BCG | 0 | 0% | 100% | 0% | 0% | 0 | 34390 | 33490 | 22250 | 34390 | 0 | 2181.1091 | 0 | 0 | 2181.1091
Waurn Ponds | WPD | 3216 | 48.95% | 42.98% | 7.816% | 0.2505% | 55101.7131 | 34390 | 33490 | 22250 | 44428.2833 | 7444.5479 | 937.4472 | 139.7468 | 4.6057 | 8526.3475
Corio | CRO | 3214 | 14.72% | 44.96% | 40.32% | 0% | 55101.7131 | 34390 | 33490 | 22250 | 37074.9576 | 2237.8759 | 980.6815 | 720.9279 | 0 | 3939.4853
Ford Norlane | FDN | 0 | 0% | 100% | 0% | 0% | 0 | 34390 | 33490 | 22250 | 34390 | 0 | 2181.1091 | 0 | 0 | 2181.1091
Ford North Shore | FNS | 3214 | 34.07% | 43.66% | 22.19% | 0.07358% | 55101.7131 | 34390 | 33490 | 22250 | 41238.8605 | 5181.9341 | 952.343 | 396.7121 | 1.353 | 6532.3422
Shell Refining Corio | SRC | 0 | 0% | 100% | 0% | 0% | 0 | 34390 | 33490 | 22250 | 34390 | 0 | 2181.1091 | 0 | 0 | 2181.1091
Geelong B | GB | 3220 | 4.365% | 89.4% | 6.237% | 0% | 55101.7131 | 34390 | 33490 | 22250 | 35237.9789 | 663.8407 | 1949.8637 | 111.5129 | 0 | 2725.2173
Geelong City | GCY | 3220 | 29.14% | 64.59% | 6.271% | 0% | 55101.7131 | 34390 | 33490 | 22250 | 40369.1674 | 4431.6237 | 1408.7273 | 112.1266 | 0 | 5952.4776
Geelong | GL | 3220 | 59.29% | 32.08% | 8.633% | 0% | 55101.7131 | 34390 | 33490 | 22250 | 46591.4535 | 9015.9216 | 699.7188 | 154.3541 | 0 | 9869.9944
Geelong East | GLE | 3219 | 43.77% | 41.55% | 14.59% | 0.08947% | 55101.7131 | 34390 | 33490 | 22250 | 43313.65 | 6656.528 | 906.2928 | 260.8102 | 1.6453 | 7825.2763
Drysdale | DDL | 3222 | 64.91% | 25.98% | 8.924% | 0.1948% | 38897.6181 | 34390 | 33490 | 22250 | 37211.718 | 7947.1969 | 566.5724 | 159.5489 | 3.5821 | 8676.9003
Winchelsea | WIN | 3241 | 68.38% | 18.13% | 7.818% | 5.669% | 38897.6181 | 34390 | 33490 | 22250 | 36713.8473 | 8373.0448 | 395.4256 | 139.7825 | 104.2521 | 9012.505
Torquay | TQY | 3228 | 64.34% | 28.5% | 6.98% | 0.1833% | 38897.6181 | 34390 | 33490 | 22250 | 37204.9759 | 7877.5609 | 621.6208 | 124.7985 | 3.3699 | 8627.35
Charam | CHM | 3318 | 56.82% | 20.85% | 14.74% | 7.595% | 38897.6181 | 34390 | 33490 | 22250 | 35896.6501 | 6957.3015 | 454.7289 | 263.4736 | 139.6586 | 7815.1626
Horsham | HSM | 3400 | 53.66% | 32.51% | 12.16% | 1.67% | 38897.6181 | 34390 | 33490 | 22250 | 36496.7249 | 6570.4875 | 709.0713 | 217.3964 | 30.7044 | 7527.6595
Nhill | NHL | 3418 | 47.33% | 35.36% | 8.412% | 8.901% | 24862.3626 | 34390 | 33490 | 22250 | 28724.4862 | 3310.3606 | 771.2235 | 150.4002 | 163.685 | 4395.6694
Stawell | STL | 3380 | 26.38% | 64.67% | 8.086% | 0.8632% | 38897.6181 | 34390 | 33490 | 22250 | 35401.6552 | 3230.358 | 1410.4937 | 144.565 | 15.8743 | 4801.291
Ararat | ART | 3377 | 43.48% | 45.47% | 9.024% | 2.026% | 35689.4371 | 34390 | 33490 | 22250 | 34627.9311 | 5495.6458 | 991.6563 | 161.3457 | 37.249 | 6685.8968
Heywood | HYTS | 3304 | 24.04% | 2.38% | 50.83% | 22.75% | 38897.6181 | 34390 | 33490 | 22250 | 32254.3294 | 2943.8021 | 51.9147 | 908.7469 | 418.3717 | 4322.8353
Kerang | KGTS | 3579 | 53.21% | 22.4% | 14.04% | 10.35% | 24862.3626 | 34390 | 33490 | 22250 | 27937.3984 | 3721.7864 | 488.6232 | 250.9631 | 190.3514 | 4651.7241
Cohuna | CHA | 3568 | 33.03% | 26.6% | 17.45% | 22.92% | 24862.3626 | 34390 | 33490 | 22250 | 28303.138 | 2310.5117 | 580.1048 | 311.989 | 421.4906 | 3624.0961
Swan Hill | SHL | 3585 | 42.27% | 43.21% | 9.287% | 5.229% | 24862.3626 | 34390 | 33490 | 22250 | 29643.9755 | 2956.8322 | 942.4659 | 166.052 | 96.1555 | 4161.5055
Woodend | WND | 3442 | 58.91% | 22.16% | 17.79% | 1.148% | 35689.4371 | 34390 | 33490 | 22250 | 34856.1043 | 7445.177 | 483.2366 | 318.0107 | 21.1037 | 8267.528
Gisborne | GSB | 3437 | 71.21% | 22.75% | 5.654% | 0.3792% | 35689.4371 | 34390 | 33490 | 22250 | 35218.4631 | 9000.1332 | 496.2652 | 101.0884 | 6.9729 | 9604.4597
St Albans | SA | 3021 | 64.51% | 28.8% | 6.675% | 0.008982% | 55101.7131 | 34390 | 33490 | 22250 | 47690.2756 | 9810.5887 | 628.2577 | 119.3443 | 0.16517 | 10558.3559
Sunshine East | SSE | 3020 | 33.14% | 45.93% | 20.94% | 0% | 55101.7131 | 34390 | 33490 | 22250 | 41064.6166 | 5039.1752 | 1001.6944 | 374.3566 | 0 | 6415.2261
Red Cliffs | RCTS | 3496 | 19.62% | 39.9% | 27.05% | 13.43% | 24862.3626 | 34390 | 33490 | 22250 | 30646.588 | 1372.3253 | 870.1877 | 483.6645 | 247.0025 | 2973.1801
Merbein | MBN | 3505 | 53.41% | 30.61% | 8.844% | 7.138% | 24862.3626 | 34390 | 33490 | 22250 | 28355.3274 | 3735.6343 | 667.6431 | 158.1204 | 131.267 | 4692.6649
Dareton | DTN | 0 | 0% | 0% | 0% | 0% | 0 | 34390 | 33490 | 22250 | 0 | 0 | 0 | 0 | 0 | 0
Buronga | BNG | 0 | 0% | 0% | 0% | 0% | 0 | 34390 | 33490 | 22250 | 0 | 0 | 0 | 0 | 0 | 0
Mildura | MDA | 3500 | 44.64% | 42.72% | 10.98% | 1.654% | 24862.3626 | 34390 | 33490 | 22250 | 29837.2178 | 3122.3329 | 931.813 | 196.3902 | 30.4223 | 4280.9583
Kyabram | KYM | 3620 | 27.97% | 51.37% | 11.23% | 9.433% | 24862.3626 | 34390 | 33490 | 22250 | 30479.2352 | 1956.1562 | 1120.4463 | 200.7866 | 173.4579 | 3450.847
Stanhope | SHP | 3623 | 26.9% | 47.31% | 15.93% | 9.854% | 24862.3626 | 34390 | 33490 | 22250 | 30487.2295 | 1881.6704 | 1031.9242 | 284.8585 | 181.2054 | 3379.6585
Echuca | ECA | 3564 | 39.49% | 39.8% | 16.85% | 3.857% | 24862.3626 | 34390 | 33490 | 22250 | 30007.3646 | 2762.3636 | 868.0517 | 301.2934 | 70.924 | 4002.6327
Mooroopna | MNA | 3629 | 32.18% | 48.49% | 14.48% | 4.838% | 24862.3626 | 34390 | 33490 | 22250 | 30605.8975 | 2251.1946 | 1057.7208 | 258.9419 | 88.9609 | 3656.8182
Shepparton | STN | 3630 | 31.76% | 48.66% | 17.33% | 2.251% | 24862.3626 | 34390 | 33490 | 22250 | 30934.4056 | 2221.7461 | 1061.276 | 309.7991 | 41.3981 | 3634.2194
Numurkah | NKA | 3636 | 35.48% | 26.73% | 27.12% | 10.67% | 24862.3626 | 34390 | 33490 | 22250 | 29469.9797 | 2481.5547 | 582.9156 | 484.9468 | 196.2619 | 3745.6789
Cobram East | CME | 3644 | 31.98% | 55.71% | 8.001% | 4.31% | 24862.3626 | 34390 | 33490 | 22250 | 30747.4757 | 2237.0991 | 1214.9923 | 143.0561 | 79.2598 | 3674.4073
Shepparton North | SHN | 3631 | 41.96% | 34.86% | 19.35% | 3.835% | 24862.3626 | 34390 | 33490 | 22250 | 29752.7513 | 2934.739 | 760.2829 | 345.9672 | 70.5187 | 4111.5078
Camperdown | CDN | 3260 | 46.96% | 20.01% | 17.69% | 15.34% | 38897.6181 | 34390 | 33490 | 22250 | 34484.9817 | 5750.1548 | 436.362 | 316.2562 | 282.1524 | 6784.9255
Cobden | COB | 3266 | 3.724% | 85.46% | 6.071% | 4.747% | 38897.6181 | 34390 | 33490 | 22250 | 33926.9081 | 456.0095 | 1863.9137 | 108.5501 | 87.2997 | 2515.773
Colac | CLC | 3250 | 32.59% | 55.82% | 7.112% | 4.471% | 38897.6181 | 34390 | 33490 | 22250 | 35252.478 | 3990.9864 | 1217.5539 | 127.1557 | 82.2146 | 5417.9107
Hamilton | HTN | 3300 | 55.74% | 30.26% | 9.78% | 4.222% | 35689.4371 | 34390 | 33490 | 22250 | 34513.7212 | 7044.6409 | 659.9282 | 174.8627 | 77.6434 | 7957.0751
Oakland's Hill Wind Farm | OWF | 0 | 0% | 100% | 0% | 0% | 0 | 34390 | 33490 | 22250 | 34390 | 0 | 2181.1091 | 0 | 0 | 2181.1091
Koroit | KRT | 3282 | 25.9% | 59.53% | 7.117% | 7.458% | 38897.6181 | 34390 | 33490 | 22250 | 34587.8125 | 3170.8445 | 1298.3752 | 127.2458 | 137.1541 | 4733.6197
Terang | TRG | 3264 | 39.14% | 19.16% | 18.93% | 22.77% | 38897.6181 | 34390 | 33490 | 22250 | 33219.3636 | 4792.6301 | 417.8909 | 338.3766 | 418.7811 | 5967.6787
Warrnambool | WBL | 3280 | 29.56% | 55.54% | 9.918% | 4.974% | 38897.6181 | 34390 | 33490 | 22250 | 35029.4947 | 3619.9252 | 1211.4661 | 177.3266 | 91.4738 | 5100.1917
Portland | PLD | 3305 | 46.14% | 43.79% | 7.485% | 2.589% | 38897.6181 | 34390 | 33490 | 22250 | 36088.1393 | 5649.4278 | 955.0345 | 133.8346 | 47.6045 | 6785.9014
Codrington Wind Farm | CWF | 0 | 0% | 100% | 0% | 0% | 0 | 34390 | 33490 | 22250 | 34390 | 0 | 2181.1091 | 0 | 0 | 2181.1091
Yambuk Wind Farm | YWF | 0 | 0% | 100% | 0% | 0% | 0 | 34390 | 33490 | 22250 | 34390 | 0 | 2181.1091 | 0 | 0 | 2181.1091
Wemen | WMN | 3549 | 3.599% | 42.71% | 42.03% | 11.67% | 24862.3626 | 34390 | 33490 | 22250 | 32252.3412 | 251.7234 | 931.4528 | 751.4219 | 214.5703 | 2149.1684
Robinvale | RVL | 3549 | 27.65% | 40.29% | 23.58% | 8.477% | 24862.3626 | 34390 | 33490 | 22250 | 30514.0673 | 1934.1532 | 878.8166 | 421.5668 | 155.8873 | 3390.4239
Boundary Bend | BBD | 3599 | 2.466% | 40.85% | 17.66% | 39.02% | 24862.3626 | 34390 | 33490 | 22250 | 29258.4383 | 172.4955 | 890.8844 | 315.8107 | 717.6382 | 2096.8288
Ouyen | OYN | 3490 | 56.44% | 30.1% | 9.633% | 3.825% | 24862.3626 | 34390 | 33490 | 22250 | 28461.109 | 3948.0453 | 656.4599 | 172.229 | 70.3403 | 4847.0745
Melton | MLN | 3337 | 57.72% | 28.36% | 12.51% | 1.404% | 55101.7131 | 34390 | 33490 | 22250 | 46061.8027 | 8777.7834 | 618.6315 | 223.7259 | 25.8117 | 9645.9525
Sunshine | SU | 3020 | 31.28% | 61.26% | 7.458% | 0% | 55101.7131 | 34390 | 33490 | 22250 | 40801.4346 | 4756.8569 | 1336.196 | 133.3457 | 0 | 6226.3986
Truganina | TNA | 3029 | 32.72% | 39.86% | 27.09% | 0.3332% | 55101.7131 | 34390 | 33490 | 22250 | 40881.6152 | 4975.181 | 869.3601 | 484.4019 | 6.1274 | 6335.0704
Gheringhap | GHP | 3331 | 64.99% | 19.78% | 12.06% | 3.167% | 38897.6181 | 34390 | 33490 | 22250 | 36826.5735 | 7957.9119 | 431.3579 | 215.6823 | 58.2398 | 8663.1919

## Residential VCR by postcode
Powercor
Pole bushfire resilience program
Postcode | Climate zone | Remoteness | Residential VCR segment | VCR 2024 ($/kWh) | 6-12 hour VCR ($/kWh)
3012 | 6 | CBD&Sub | CZ6-CBD&Sub | 55.1017 | 30.415
3013 | 6 | CBD&Sub | CZ6-CBD&Sub | 55.1017 | 30.415
3015 | 6 | CBD&Sub | CZ6-CBD&Sub | 55.1017 | 30.415
3016 | 6 | CBD&Sub | CZ6-CBD&Sub | 55.1017 | 30.415
3018 | 6 | CBD&Sub | CZ6-CBD&Sub | 55.1017 | 30.415
3019 | 6 | CBD&Sub | CZ6-CBD&Sub | 55.1017 | 30.415
3020 | 6 | CBD&Sub | CZ6-CBD&Sub | 55.1017 | 30.415
3021 | 6 | CBD&Sub | CZ6-CBD&Sub | 55.1017 | 30.415
3022 | 6 | CBD&Sub | CZ6-CBD&Sub | 55.1017 | 30.415
3023 | 6 | CBD&Sub | CZ6-CBD&Sub | 55.1017 | 30.415
3024 | 6 | CBD&Sub | CZ6-CBD&Sub | 55.1017 | 30.415
3025 | 6 | CBD&Sub | CZ6-CBD&Sub | 55.1017 | 30.415
3026 | 6 | CBD&Sub | CZ6-CBD&Sub | 55.1017 | 30.415
3027 | 6 | CBD&Sub | CZ6-CBD&Sub | 55.1017 | 30.415
3028 | 6 | CBD&Sub | CZ6-CBD&Sub | 55.1017 | 30.415
3029 | 6 | CBD&Sub | CZ6-CBD&Sub | 55.1017 | 30.415
3030 | 6 | CBD&Sub | CZ6-CBD&Sub | 55.1017 | 30.415
3033 | 6 | CBD&Sub | CZ6-CBD&Sub | 55.1017 | 30.415
3034 | 6 | CBD&Sub | CZ6-CBD&Sub | 55.1017 | 30.415
3036 | 6 | CBD&Sub | CZ6-CBD&Sub | 55.1017 | 30.415
3037 | 6 | CBD&Sub | CZ6-CBD&Sub | 55.1017 | 30.415
3038 | 6 | CBD&Sub | CZ6-CBD&Sub | 55.1017 | 30.415
3042 | 6 | CBD&Sub | CZ6-CBD&Sub | 55.1017 | 30.415
3064 | 6 | CBD&Sub | CZ6-CBD&Sub | 55.1017 | 30.415
3211 | 6 | Regional | CZ6-Regional | 38.8976 | 24.4886
3212 | 6 | CBD&Sub | CZ6-CBD&Sub | 55.1017 | 30.415
3213 | 6 | CBD&Sub | CZ6-CBD&Sub | 55.1017 | 30.415
3214 | 6 | CBD&Sub | CZ6-CBD&Sub | 55.1017 | 30.415
3215 | 6 | CBD&Sub | CZ6-CBD&Sub | 55.1017 | 30.415
3216 | 6 | CBD&Sub | CZ6-CBD&Sub | 55.1017 | 30.415
3217 | 6 | CBD&Sub | CZ6-CBD&Sub | 55.1017 | 30.415
3218 | 6 | CBD&Sub | CZ6-CBD&Sub | 55.1017 | 30.415
3219 | 6 | CBD&Sub | CZ6-CBD&Sub | 55.1017 | 30.415
3220 | 6 | CBD&Sub | CZ6-CBD&Sub | 55.1017 | 30.415
3221 | 6 | Regional | CZ6-Regional | 38.8976 | 24.4886
3222 | 6 | Regional | CZ6-Regional | 38.8976 | 24.4886
3223 | 6 | Regional | CZ6-Regional | 38.8976 | 24.4886
3224 | 6 | CBD&Sub | CZ6-CBD&Sub | 55.1017 | 30.415
3225 | 6 | Regional | CZ6-Regional | 38.8976 | 24.4886
3226 | 6 | Regional | CZ6-Regional | 38.8976 | 24.4886
3227 | 6 | Regional | CZ6-Regional | 38.8976 | 24.4886
3228 | 6 | Regional | CZ6-Regional | 38.8976 | 24.4886
3230 | 6 | Regional | CZ6-Regional | 38.8976 | 24.4886
3231 | 6 | Regional | CZ6-Regional | 38.8976 | 24.4886
3232 | 6 | Regional | CZ6-Regional | 38.8976 | 24.4886
3233 | 6 | Regional | CZ6-Regional | 38.8976 | 24.4886
3234 | 6 | Regional | CZ6-Regional | 38.8976 | 24.4886
3235 | 6 | Regional | CZ6-Regional | 38.8976 | 24.4886
3236 | 6 | Regional | CZ6-Regional | 38.8976 | 24.4886
3237 | 6 | Regional | CZ6-Regional | 38.8976 | 24.4886
3238 | 6 | Regional | CZ6-Regional | 38.8976 | 24.4886
3239 | 6 | Regional | CZ6-Regional | 38.8976 | 24.4886
3240 | 6 | Regional | CZ6-Regional | 38.8976 | 24.4886
3241 | 6 | Regional | CZ6-Regional | 38.8976 | 24.4886
3242 | 6 | Regional | CZ6-Regional | 38.8976 | 24.4886
3243 | 6 | Regional | CZ6-Regional | 38.8976 | 24.4886
3249 | 6 | Regional | CZ6-Regional | 38.8976 | 24.4886
3250 | 6 | Regional | CZ6-Regional | 38.8976 | 24.4886
3251 | 6 | Regional | CZ6-Regional | 38.8976 | 24.4886
3254 | 6 | Regional | CZ6-Regional | 38.8976 | 24.4886
3260 | 6 | Regional | CZ6-Regional | 38.8976 | 24.4886
3264 | 6 | Regional | CZ6-Regional | 38.8976 | 24.4886
3265 | 6 | Regional | CZ6-Regional | 38.8976 | 24.4886
3266 | 6 | Regional | CZ6-Regional | 38.8976 | 24.4886
3267 | 6 | Regional | CZ6-Regional | 38.8976 | 24.4886
3268 | 6 | Regional | CZ6-Regional | 38.8976 | 24.4886
3269 | 6 | Regional | CZ6-Regional | 38.8976 | 24.4886
3270 | 6 | Regional | CZ6-Regional | 38.8976 | 24.4886
3271 | 6 | Regional | CZ6-Regional | 38.8976 | 24.4886
3272 | 6 | Regional | CZ6-Regional | 38.8976 | 24.4886
3273 | 6 | Regional | CZ6-Regional | 38.8976 | 24.4886
3274 | 6 | Regional | CZ6-Regional | 38.8976 | 24.4886
3275 | 6 | Regional | CZ6-Regional | 38.8976 | 24.4886
3276 | 6 | Regional | CZ6-Regional | 38.8976 | 24.4886
3277 | 6 | Regional | CZ6-Regional | 38.8976 | 24.4886
3278 | 6 | Regional | CZ6-Regional | 38.8976 | 24.4886
3279 | 6 | Regional | CZ6-Regional | 38.8976 | 24.4886
3280 | 6 | Regional | CZ6-Regional | 38.8976 | 24.4886
3281 | 6 | Regional | CZ6-Regional | 38.8976 | 24.4886
3282 | 6 | Regional | CZ6-Regional | 38.8976 | 24.4886
3283 | 6 | Regional | CZ6-Regional | 38.8976 | 24.4886
3284 | 6 | Regional | CZ6-Regional | 38.8976 | 24.4886
3285 | 6 | Regional | CZ6-Regional | 38.8976 | 24.4886
3286 | 6 | Regional | CZ6-Regional | 38.8976 | 24.4886
3287 | 6 | Regional | CZ6-Regional | 38.8976 | 24.4886
3289 | 7 | Regional | CZ7-Regional | 35.6894 | 25.2763
3292 | 6 | Regional | CZ6-Regional | 38.8976 | 24.4886
3293 | 7 | Regional | CZ7-Regional | 35.6894 | 25.2763
3294 | 7 | Regional | CZ7-Regional | 35.6894 | 25.2763
3300 | 7 | Regional | CZ7-Regional | 35.6894 | 25.2763
3301 | 7 | Regional | CZ7-Regional | 35.6894 | 25.2763
3302 | 7 | Regional | CZ7-Regional | 35.6894 | 25.2763
3303 | 6 | Regional | CZ6-Regional | 38.8976 | 24.4886
3304 | 6 | Regional | CZ6-Regional | 38.8976 | 24.4886
3305 | 6 | Regional | CZ6-Regional | 38.8976 | 24.4886
3309 | 6 | Regional | CZ6-Regional | 38.8976 | 24.4886
3310 | 6 | Regional | CZ6-Regional | 38.8976 | 24.4886
3311 | 6 | Regional | CZ6-Regional | 38.8976 | 24.4886
3312 | 6 | Regional | CZ6-Regional | 38.8976 | 24.4886
3314 | 7 | Regional | CZ7-Regional | 35.6894 | 25.2763
3315 | 7 | Regional | CZ7-Regional | 35.6894 | 25.2763
3317 | 6 | Regional | CZ6-Regional | 38.8976 | 24.4886
3318 | 6 | Regional | CZ6-Regional | 38.8976 | 24.4886
3319 | 6 | Regional | CZ6-Regional | 38.8976 | 24.4886
3321 | 6 | Regional | CZ6-Regional | 38.8976 | 24.4886
3322 | 6 | Regional | CZ6-Regional | 38.8976 | 24.4886
3323 | 6 | Regional | CZ6-Regional | 38.8976 | 24.4886
3324 | 6 | Regional | CZ6-Regional | 38.8976 | 24.4886
3325 | 6 | Regional | CZ6-Regional | 38.8976 | 24.4886
3328 | 6 | Regional | CZ6-Regional | 38.8976 | 24.4886
3329 | 6 | Regional | CZ6-Regional | 38.8976 | 24.4886
3330 | 6 | Regional | CZ6-Regional | 38.8976 | 24.4886
3331 | 6 | Regional | CZ6-Regional | 38.8976 | 24.4886
3332 | 6 | Regional | CZ6-Regional | 38.8976 | 24.4886
3333 | 6 | Regional | CZ6-Regional | 38.8976 | 24.4886
3334 | 6 | Regional | CZ6-Regional | 38.8976 | 24.4886
3335 | 6 | CBD&Sub | CZ6-CBD&Sub | 55.1017 | 30.415
3336 | 6 | CBD&Sub | CZ6-CBD&Sub | 55.1017 | 30.415
3337 | 6 | CBD&Sub | CZ6-CBD&Sub | 55.1017 | 30.415
3338 | 6 | CBD&Sub | CZ6-CBD&Sub | 55.1017 | 30.415
3340 | 6 | CBD&Sub | CZ6-CBD&Sub | 55.1017 | 30.415
3341 | 6 | Regional | CZ6-Regional | 38.8976 | 24.4886
3342 | 6 | Regional | CZ6-Regional | 38.8976 | 24.4886
3345 | 6 | Regional | CZ6-Regional | 38.8976 | 24.4886
3350 | 7 | Regional | CZ7-Regional | 35.6894 | 25.2763
3351 | 6 | Regional | CZ6-Regional | 38.8976 | 24.4886
3352 | 7 | Regional | CZ7-Regional | 35.6894 | 25.2763
3355 | 7 | Regional | CZ7-Regional | 35.6894 | 25.2763
3356 | 7 | Regional | CZ7-Regional | 35.6894 | 25.2763
3357 | 7 | Regional | CZ7-Regional | 35.6894 | 25.2763
3358 | 7 | Regional | CZ7-Regional | 35.6894 | 25.2763
3360 | 6 | Regional | CZ6-Regional | 38.8976 | 24.4886
3361 | 6 | Regional | CZ6-Regional | 38.8976 | 24.4886
3363 | 7 | Regional | CZ7-Regional | 35.6894 | 25.2763
3364 | 7 | Regional | CZ7-Regional | 35.6894 | 25.2763
3370 | 7 | Regional | CZ7-Regional | 35.6894 | 25.2763
3371 | 6 | Regional | CZ6-Regional | 38.8976 | 24.4886
3373 | 7 | Regional | CZ7-Regional | 35.6894 | 25.2763
3374 | 6 | Regional | CZ6-Regional | 38.8976 | 24.4886
3375 | 7 | Regional | CZ7-Regional | 35.6894 | 25.2763
3377 | 7 | Regional | CZ7-Regional | 35.6894 | 25.2763
3378 | 7 | Regional | CZ7-Regional | 35.6894 | 25.2763
3379 | 7 | Regional | CZ7-Regional | 35.6894 | 25.2763
3380 | 6 | Regional | CZ6-Regional | 38.8976 | 24.4886
3381 | 6 | Regional | CZ6-Regional | 38.8976 | 24.4886
3384 | 7 | Regional | CZ7-Regional | 35.6894 | 25.2763
3385 | 6 | Regional | CZ6-Regional | 38.8976 | 24.4886
3387 | 6 | Regional | CZ6-Regional | 38.8976 | 24.4886
3388 | 4 | Regional | CZ3+4-Regional | 24.8624 | 13.9891
3390 | 4 | Regional | CZ3+4-Regional | 24.8624 | 13.9891
3391 | 4 | Regional | CZ3+4-Regional | 24.8624 | 13.9891
3392 | 4 | Regional | CZ3+4-Regional | 24.8624 | 13.9891
3393 | 4 | Regional | CZ3+4-Regional | 24.8624 | 13.9891
3395 | 4 | Regional | CZ3+4-Regional | 24.8624 | 13.9891
3396 | 4 | Regional | CZ3+4-Regional | 24.8624 | 13.9891
3400 | 6 | Regional | CZ6-Regional | 38.8976 | 24.4886
3401 | 6 | Regional | CZ6-Regional | 38.8976 | 24.4886
3407 | 7 | Regional | CZ7-Regional | 35.6894 | 25.2763
3409 | 6 | Regional | CZ6-Regional | 38.8976 | 24.4886
3412 | 6 | Regional | CZ6-Regional | 38.8976 | 24.4886
3413 | 6 | Regional | CZ6-Regional | 38.8976 | 24.4886
3414 | 4 | Regional | CZ3+4-Regional | 24.8624 | 13.9891
3415 | 6 | Regional | CZ6-Regional | 38.8976 | 24.4886
3418 | 4 | Regional | CZ3+4-Regional | 24.8624 | 13.9891
3419 | 6 | Regional | CZ6-Regional | 38.8976 | 24.4886
3420 | 6 | Regional | CZ6-Regional | 38.8976 | 24.4886
3423 | 4 | Regional | CZ3+4-Regional | 24.8624 | 13.9891
3424 | 4 | Regional | CZ3+4-Regional | 24.8624 | 13.9891
3427 | 6 | CBD&Sub | CZ6-CBD&Sub | 55.1017 | 30.415
3429 | 6 | CBD&Sub | CZ6-CBD&Sub | 55.1017 | 30.415
3430 | 7 | Regional | CZ7-Regional | 35.6894 | 25.2763
3431 | 7 | Regional | CZ7-Regional | 35.6894 | 25.2763
3432 | 7 | Regional | CZ7-Regional | 35.6894 | 25.2763
3433 | 7 | Regional | CZ7-Regional | 35.6894 | 25.2763
3434 | 7 | Regional | CZ7-Regional | 35.6894 | 25.2763
3435 | 7 | Regional | CZ7-Regional | 35.6894 | 25.2763
3437 | 7 | Regional | CZ7-Regional | 35.6894 | 25.2763
3438 | 7 | Regional | CZ7-Regional | 35.6894 | 25.2763
3440 | 7 | Regional | CZ7-Regional | 35.6894 | 25.2763
3441 | 7 | Regional | CZ7-Regional | 35.6894 | 25.2763
3442 | 7 | Regional | CZ7-Regional | 35.6894 | 25.2763
3444 | 7 | Regional | CZ7-Regional | 35.6894 | 25.2763
3446 | 7 | Regional | CZ7-Regional | 35.6894 | 25.2763
3447 | 7 | Regional | CZ7-Regional | 35.6894 | 25.2763
3448 | 7 | Regional | CZ7-Regional | 35.6894 | 25.2763
3450 | 7 | Regional | CZ7-Regional | 35.6894 | 25.2763
3451 | 7 | Regional | CZ7-Regional | 35.6894 | 25.2763
3453 | 7 | Regional | CZ7-Regional | 35.6894 | 25.2763
3458 | 7 | Regional | CZ7-Regional | 35.6894 | 25.2763
3460 | 7 | Regional | CZ7-Regional | 35.6894 | 25.2763
3461 | 7 | Regional | CZ7-Regional | 35.6894 | 25.2763
3462 | 7 | Regional | CZ7-Regional | 35.6894 | 25.2763
3463 | 7 | Regional | CZ7-Regional | 35.6894 | 25.2763
3464 | 6 | Regional | CZ6-Regional | 38.8976 | 24.4886
3465 | 6 | Regional | CZ6-Regional | 38.8976 | 24.4886
3467 | 7 | Regional | CZ7-Regional | 35.6894 | 25.2763
3468 | 7 | Regional | CZ7-Regional | 35.6894 | 25.2763
3469 | 7 | Regional | CZ7-Regional | 35.6894 | 25.2763
3472 | 6 | Regional | CZ6-Regional | 38.8976 | 24.4886
3475 | 6 | Regional | CZ6-Regional | 38.8976 | 24.4886
3477 | 6 | Regional | CZ6-Regional | 38.8976 | 24.4886
3478 | 6 | Regional | CZ6-Regional | 38.8976 | 24.4886
3480 | 4 | Regional | CZ3+4-Regional | 24.8624 | 13.9891
3482 | 4 | Regional | CZ3+4-Regional | 24.8624 | 13.9891
3483 | 4 | Regional | CZ3+4-Regional | 24.8624 | 13.9891
3485 | 4 | Regional | CZ3+4-Regional | 24.8624 | 13.9891
3487 | 4 | Regional | CZ3+4-Regional | 24.8624 | 13.9891
3488 | 4 | Regional | CZ3+4-Regional | 24.8624 | 13.9891
3489 | 4 | Regional | CZ3+4-Regional | 24.8624 | 13.9891
3490 | 4 | Regional | CZ3+4-Regional | 24.8624 | 13.9891
3491 | 4 | Regional | CZ3+4-Regional | 24.8624 | 13.9891
3494 | 4 | Regional | CZ3+4-Regional | 24.8624 | 13.9891
3496 | 4 | Regional | CZ3+4-Regional | 24.8624 | 13.9891
3498 | 4 | Regional | CZ3+4-Regional | 24.8624 | 13.9891
3500 | 4 | Regional | CZ3+4-Regional | 24.8624 | 13.9891
3501 | 4 | Regional | CZ3+4-Regional | 24.8624 | 13.9891
3505 | 4 | Regional | CZ3+4-Regional | 24.8624 | 13.9891
3506 | 4 | Regional | CZ3+4-Regional | 24.8624 | 13.9891
3507 | 4 | Regional | CZ3+4-Regional | 24.8624 | 13.9891
3509 | 4 | Regional | CZ3+4-Regional | 24.8624 | 13.9891
3512 | 4 | Regional | CZ3+4-Regional | 24.8624 | 13.9891
3515 | 6 | Regional | CZ6-Regional | 38.8976 | 24.4886
3516 | 6 | Regional | CZ6-Regional | 38.8976 | 24.4886
3517 | 6 | Regional | CZ6-Regional | 38.8976 | 24.4886
3518 | 6 | Regional | CZ6-Regional | 38.8976 | 24.4886
3520 | 6 | Regional | CZ6-Regional | 38.8976 | 24.4886
3521 | 6 | Regional | CZ6-Regional | 38.8976 | 24.4886
3522 | 6 | Regional | CZ6-Regional | 38.8976 | 24.4886
3523 | 6 | Regional | CZ6-Regional | 38.8976 | 24.4886
3525 | 4 | Regional | CZ3+4-Regional | 24.8624 | 13.9891
3527 | 4 | Regional | CZ3+4-Regional | 24.8624 | 13.9891
3529 | 4 | Regional | CZ3+4-Regional | 24.8624 | 13.9891
3530 | 4 | Regional | CZ3+4-Regional | 24.8624 | 13.9891
3531 | 4 | Regional | CZ3+4-Regional | 24.8624 | 13.9891
3533 | 4 | Regional | CZ3+4-Regional | 24.8624 | 13.9891
3537 | 6 | Regional | CZ6-Regional | 38.8976 | 24.4886
3540 | 4 | Regional | CZ3+4-Regional | 24.8624 | 13.9891
3542 | 4 | Regional | CZ3+4-Regional | 24.8624 | 13.9891
3544 | 4 | Regional | CZ3+4-Regional | 24.8624 | 13.9891
3546 | 4 | Regional | CZ3+4-Regional | 24.8624 | 13.9891
3549 | 4 | Regional | CZ3+4-Regional | 24.8624 | 13.9891
3550 | 6 | Regional | CZ6-Regional | 38.8976 | 24.4886
3551 | 6 | Regional | CZ6-Regional | 38.8976 | 24.4886
3555 | 6 | Regional | CZ6-Regional | 38.8976 | 24.4886
3556 | 6 | Regional | CZ6-Regional | 38.8976 | 24.4886
3557 | 6 | Regional | CZ6-Regional | 38.8976 | 24.4886
3558 | 6 | Regional | CZ6-Regional | 38.8976 | 24.4886
3559 | 4 | Regional | CZ3+4-Regional | 24.8624 | 13.9891
3561 | 4 | Regional | CZ3+4-Regional | 24.8624 | 13.9891
3562 | 4 | Regional | CZ3+4-Regional | 24.8624 | 13.9891
3563 | 4 | Regional | CZ3+4-Regional | 24.8624 | 13.9891
3564 | 4 | Regional | CZ3+4-Regional | 24.8624 | 13.9891
3565 | 4 | Regional | CZ3+4-Regional | 24.8624 | 13.9891
3566 | 4 | Regional | CZ3+4-Regional | 24.8624 | 13.9891
3567 | 4 | Regional | CZ3+4-Regional | 24.8624 | 13.9891
3568 | 4 | Regional | CZ3+4-Regional | 24.8624 | 13.9891
3570 | 6 | Regional | CZ6-Regional | 38.8976 | 24.4886
3571 | 6 | Regional | CZ6-Regional | 38.8976 | 24.4886
3572 | 4 | Regional | CZ3+4-Regional | 24.8624 | 13.9891
3573 | 6 | Regional | CZ6-Regional | 38.8976 | 24.4886
3575 | 6 | Regional | CZ6-Regional | 38.8976 | 24.4886
3576 | 6 | Regional | CZ6-Regional | 38.8976 | 24.4886
3579 | 4 | Regional | CZ3+4-Regional | 24.8624 | 13.9891
3580 | 4 | Regional | CZ3+4-Regional | 24.8624 | 13.9891
3581 | 4 | Regional | CZ3+4-Regional | 24.8624 | 13.9891
3583 | 4 | Regional | CZ3+4-Regional | 24.8624 | 13.9891
3584 | 4 | Regional | CZ3+4-Regional | 24.8624 | 13.9891
3585 | 4 | Regional | CZ3+4-Regional | 24.8624 | 13.9891
3586 | 4 | Regional | CZ3+4-Regional | 24.8624 | 13.9891
3588 | 4 | Regional | CZ3+4-Regional | 24.8624 | 13.9891
3589 | 4 | Regional | CZ3+4-Regional | 24.8624 | 13.9891
3590 | 4 | Regional | CZ3+4-Regional | 24.8624 | 13.9891
3591 | 4 | Regional | CZ3+4-Regional | 24.8624 | 13.9891
3594 | 4 | Regional | CZ3+4-Regional | 24.8624 | 13.9891
3595 | 4 | Regional | CZ3+4-Regional | 24.8624 | 13.9891
3596 | 4 | Regional | CZ3+4-Regional | 24.8624 | 13.9891
3597 | 4 | Regional | CZ3+4-Regional | 24.8624 | 13.9891
3599 | 4 | Regional | CZ3+4-Regional | 24.8624 | 13.9891
3608 | 6 | Regional | CZ6-Regional | 38.8976 | 24.4886
3610 | 4 | Regional | CZ3+4-Regional | 24.8624 | 13.9891
3612 | 4 | Regional | CZ3+4-Regional | 24.8624 | 13.9891
3614 | 4 | Regional | CZ3+4-Regional | 24.8624 | 13.9891
3616 | 4 | Regional | CZ3+4-Regional | 24.8624 | 13.9891
3617 | 4 | Regional | CZ3+4-Regional | 24.8624 | 13.9891
3618 | 4 | Regional | CZ3+4-Regional | 24.8624 | 13.9891
3620 | 4 | Regional | CZ3+4-Regional | 24.8624 | 13.9891
3621 | 4 | Regional | CZ3+4-Regional | 24.8624 | 13.9891
3622 | 4 | Regional | CZ3+4-Regional | 24.8624 | 13.9891
3623 | 4 | Regional | CZ3+4-Regional | 24.8624 | 13.9891
3624 | 4 | Regional | CZ3+4-Regional | 24.8624 | 13.9891
3629 | 4 | Regional | CZ3+4-Regional | 24.8624 | 13.9891
3630 | 4 | Regional | CZ3+4-Regional | 24.8624 | 13.9891
3631 | 4 | Regional | CZ3+4-Regional | 24.8624 | 13.9891
3633 | 4 | Regional | CZ3+4-Regional | 24.8624 | 13.9891
3634 | 4 | Regional | CZ3+4-Regional | 24.8624 | 13.9891
3635 | 4 | Regional | CZ3+4-Regional | 24.8624 | 13.9891
3636 | 4 | Regional | CZ3+4-Regional | 24.8624 | 13.9891
3637 | 4 | Regional | CZ3+4-Regional | 24.8624 | 13.9891
3638 | 4 | Regional | CZ3+4-Regional | 24.8624 | 13.9891
3639 | 4 | Regional | CZ3+4-Regional | 24.8624 | 13.9891
3640 | 4 | Regional | CZ3+4-Regional | 24.8624 | 13.9891
3641 | 4 | Regional | CZ3+4-Regional | 24.8624 | 13.9891
3644 | 4 | Regional | CZ3+4-Regional | 24.8624 | 13.9891
3646 | 4 | Regional | CZ3+4-Regional | 24.8624 | 13.9891
3647 | 4 | Regional | CZ3+4-Regional | 24.8624 | 13.9891
3649 | 4 | Regional | CZ3+4-Regional | 24.8624 | 13.9891
3662 | 6 | Regional | CZ6-Regional | 38.8976 | 24.4886
3666 | 6 | Regional | CZ6-Regional | 38.8976 | 24.4886
3669 | 6 | Regional | CZ6-Regional | 38.8976 | 24.4886
3685 | 6 | Regional | CZ6-Regional | 38.8976 | 24.4886
3725 | 6 | Regional | CZ6-Regional | 38.8976 | 24.4886
3727 | 4 | Regional | CZ3+4-Regional | 24.8624 | 13.9891
3728 | 4 | Regional | CZ3+4-Regional | 24.8624 | 13.9891
3730 | 4 | Regional | CZ3+4-Regional | 24.8624 | 13.9891
3753 | 6 | CBD&Sub | CZ6-CBD&Sub | 55.1017 | 30.415
3756 | 6 | CBD&Sub | CZ6-CBD&Sub | 55.1017 | 30.415
3762 | 6 | Regional | CZ6-Regional | 38.8976 | 24.4886
3764 | 6 | Regional | CZ6-Regional | 38.8976 | 24.4886