## Cover
Powercor
Revised proposal 2026-31
Quick connection points
Model number: 3.5.02
2025-12-01
10
2025-05-19

## Summary
Powercor
Quick connect points
SUMMARY
RESULTS
[5 empty] | PV of costs | PV of benefits | NPV |  | Total capital cost
| Option |  |  |  | 2026-06-30 | 2026-06-30 | 2026-06-30 |  | 2026-06-30
| Option 1 (base case) | No change to existing practices |  |  | 0 | 0 | 0 |  | 0
| Option 2 | Install quick connect points |  |  | -2.7466 | 46.8396 | 44.093 |  | 5.2237
NPV
| Preferred option: |  | 2026-06-30
| Option 2 | Install quick connect points | 44.093
EXPENDITURE
| Expenditure forecast | 2026-06-30 | 2026-27 | 2027-28 | 2028-29 | 2029-30 | 2030-31 |  | Total
| Install quick connect points |  | 1.0447 | 1.0447 | 1.0447 | 1.0447 | 1.0447 |  | 5.2237
SENSITIVITIES
NPV
2026-06-30
| Option 2 |  | 44.093
| Capex 10% higher |  | 43.8184
| Capex 10% lower |  | 44.3677
| Total benefits 10% higher |  | 48.777
| Total benefits 10% lower |  | 39.4091
| Capex 10% higher & Total benefits 10% lower |  | 39.1344
End |  |  | . | . | . | . | . | . | .

## Assumptions
Powercor
Quick connect points
Project
|  | Business: | Powercor
|  | Descripton: | Quick connect points
|  | Date of cost inputs: | December | 2023
|  | Option | Description
|  | Option 1 (base case) | No change to existing practices
|  | Option 2 | Install quick connect points
Timing & WACC
|  | Input dollars |  | 2023-12-31 | [input_dollars]
|  | Pre-tax real WACC |  | 3.5% | [real_disc]
|  | VCR date |  | 2024-12-31 | [vcr_date]
|  | Model start year |  | 2026-27 | [start]
|  | Analysis period (years) |  | 20 | [years]\
|  | Output dollars |  | 2026-06-30 | [output_dollars]
|  | Other benefits date |  | 2023-12-31 | [custval_date]
|  | Value of CO2 reductions value date |  | 2023-06-30
Costs
|  | Average connection point cost | 2025-06-01 | 300000
|  | Average connection point cost | 2023-12-31 | 277649.8236
|  | Asset life (years) |  | 55
VCR
|  |  |  | Commercial | Industrial | Agricultural
|  | VCR $/MWh | 2024-12-31 | 34390 | 33490 | 22250
|  | 6-12h VCR $/MWh | 2024-12-31 | 10120.3463 | 8296.0059 | 8532.601
|  | Outage time saved (hours) |  | 5 | took the average of 4-6h
Other risks
SAFETY
|  | Value of statistical life |  | 5400000 | 2023-06-30
|  | Value of injury |  | 0 | 2023-12-31
Disproportionate factors applied to various bushfire and other risk valuations
|  | Harm to property from network |  | 1
|  | Harm to property from bushfire |  | 1
|  | Harm to environment |  | 1
|  | Safety - Public trespass |  | 1
|  | Safety - Single fatality or serious injury ^ |  | 3
|  | Safety from bushfire in HBRA |  | 3
|  | Safety - Multiple fatality or serious injury ^ |  | 6
|  | Safety from bushfire (REFCL declared areas) |  | 6
|  | Safety from bushfire (electric line construction areas) |  | 10
^ Public or employee
|  | Incident type |  | Value | Probability | DF selected | Description/comment
|  | Safety (fatality) |  | 5607473.5197 | 0 | 0 | 0
|  | Safety (injury) |  | 0 | 0 | 0 | 0
Other benefits
| ENVIRONMENTAL | [6 empty] | 2026-27 | 2027-28 | 2028-29 | 2029-30 | 2030-31 | 2031-32
|  | Value of CO2 reductions |  |  | 2023-06-30 | $/kWh |  | 0.02473 | 0.022341 | 0.020196 | 0.018063 | 0.015913 | 0.013715
| CUSTOMER VALUE |  |  | Value
|  | Reliability in worst-served areas |  | 151432.8174 | 2023-12-31 | per MWh
|  | Enabling solar exports |  | 88.3577 | 2023-12-31 | per MWh
|  | Aesthetics |  | 0 | 2023-12-31 | per customer
|  | Customer value of time - residential |  | 0.35181 | 2023-12-31 | per customer minute
|  | Customer value of time - business |  | 0.35181 | 2023-12-31 | per customer minute
|  | Communication |  | 0 | 2023-12-31 | per customer
|  | Community resilience |  | 865.61 | 2023-12-31 | per customer (SMB and residential customers)
Sensitivities
|  |  |  | Capex | Total benefits
| 1 | Capex 10% higher |  | 10% | 0%
| 2 | Capex 10% lower |  | -10% | 0%
| 3 | Total benefits 10% higher |  | 0% | 10%
| 4 | Total benefits 10% lower |  | 0% | -10%
| 5 | Capex 10% higher & Total benefits 10% lower |  | 10% | -10%

## Climate esc
Powercor
Quick connect points
|  |  |  | Bushfire LOS0 | [19 empty] | Bushfire escalation (compared to 2026) | [19 empty] | Wind gusts (>100km/h) escalation (compared to 2026) | [19 empty] | Bushfire and wind escalation (compared to 2026)
| Township | Latitude | Longitude | 2026 | 2027 | 2028 | 2029 | 2030 | 2031 | 2032 | 2033 | 2034 | 2035 | 2036 | 2037 | 2038 | 2039 | 2040 | 2041 | 2042 | 2043 | 2044 | 2045 | 2026 | 2027 | 2028 | 2029 | 2030 | 2031 | 2032 | 2033 | 2034 | 2035 | 2036 | 2037 | 2038 | 2039 | 2040 | 2041 | 2042 | 2043 | 2044 | 2045 | 2026 | 2027 | 2028 | 2029 | 2030 | 2031 | 2032 | 2033 | 2034 | 2035 | 2036 | 2037 | 2038 | 2039 | 2040 | 2041 | 2042 | 2043 | 2044 | 2045 | 2026 | 2027 | 2028 | 2029 | 2030 | 2031 | 2032 | 2033 | 2034 | 2035 | 2036 | 2037 | 2038 | 2039 | 2040 | 2041 | 2042 | 2043 | 2044 | 2045
| Beaufort | -37.43 | 143.3836 | 0.00016632 | 0.00016791 | 0.0001695 | 0.00017109 | 0.00017268 | 0.00017329 | 0.00017389 | 0.0001745 | 0.00017511 | 0.00017571 | 0.00017632 | 0.00017693 | 0.00017753 | 0.00017814 | 0.00017875 | 0.00017935 | 0.00017996 | 0.00018057 | 0.00018117 | 0.00018178 | 1 | 1.0096 | 1.0191 | 1.0287 | 1.0383 | 1.0419 | 1.0456 | 1.0492 | 1.0529 | 1.0565 | 1.0602 | 1.0638 | 1.0675 | 1.0711 | 1.0748 | 1.0784 | 1.082 | 1.0857 | 1.0893 | 1.093 | 1 | 1.0017 | 1.0035 | 1.0052 | 1.007 | 1.0057 | 1.0045 | 1.0032 | 1.002 | 1.0008 | 0.99952 | 0.99828 | 0.99704 | 0.9958 | 0.99456 | 0.99332 | 0.99207 | 0.99083 | 0.98959 | 0.98835 | 1 | 1.0113 | 1.0227 | 1.0341 | 1.0455 | 1.0479 | 1.0503 | 1.0526 | 1.055 | 1.0573 | 1.0597 | 1.062 | 1.0643 | 1.0666 | 1.0689 | 1.0712 | 1.0735 | 1.0757 | 1.078 | 1.0803
| Edenhope | -37.036 | 141.297 | 0.0051208 | 0.0051464 | 0.005172 | 0.0051976 | 0.0052232 | 0.0051957 | 0.0051683 | 0.0051409 | 0.0051135 | 0.005086 | 0.0050586 | 0.0050312 | 0.0050038 | 0.0049763 | 0.0049489 | 0.0049215 | 0.0048941 | 0.0048666 | 0.0048392 | 0.0048118 | 1 | 1.005 | 1.01 | 1.015 | 1.02 | 1.0146 | 1.0093 | 1.0039 | 0.99856 | 0.9932 | 0.98785 | 0.98249 | 0.97713 | 0.97178 | 0.96642 | 0.96107 | 0.95571 | 0.95036 | 0.945 | 0.93965 | 1 | 1 | 1 | 1 | 1 | 1 | 1 | 1 | 1 | 1 | 1 | 1 | 1 | 1 | 1 | 1 | 1 | 1 | 1 | 1 | 1 | 1.005 | 1.01 | 1.015 | 1.02 | 1.0146 | 1.0093 | 1.0039 | 0.99856 | 0.9932 | 0.98785 | 0.98249 | 0.97713 | 0.97178 | 0.96642 | 0.96107 | 0.95571 | 0.95036 | 0.945 | 0.93965
| Dunolly | -36.8593 | 143.7314 | 0.030354 | 0.030563 | 0.030772 | 0.030981 | 0.03119 | 0.031236 | 0.031283 | 0.03133 | 0.031377 | 0.031424 | 0.031471 | 0.031518 | 0.031565 | 0.031612 | 0.031659 | 0.031706 | 0.031753 | 0.0318 | 0.031847 | 0.031894 | 1 | 1.0069 | 1.0138 | 1.0206 | 1.0275 | 1.0291 | 1.0306 | 1.0322 | 1.0337 | 1.0353 | 1.0368 | 1.0384 | 1.0399 | 1.0414 | 1.043 | 1.0445 | 1.0461 | 1.0476 | 1.0492 | 1.0507 | 1 | 1.0117 | 1.0235 | 1.0352 | 1.047 | 1.045 | 1.043 | 1.041 | 1.039 | 1.037 | 1.0351 | 1.0331 | 1.0311 | 1.0291 | 1.0271 | 1.0251 | 1.0231 | 1.0211 | 1.0192 | 1.0172 | 1 | 1.0187 | 1.0376 | 1.0566 | 1.0758 | 1.0754 | 1.075 | 1.0745 | 1.0741 | 1.0736 | 1.0732 | 1.0727 | 1.0722 | 1.0717 | 1.0713 | 1.0708 | 1.0703 | 1.0698 | 1.0693 | 1.0688
| Nelson | -38.0474 | 141.0083 | 0.0052637 | 0.0053074 | 0.0053511 | 0.0053948 | 0.0054385 | 0.005338 | 0.0052376 | 0.0051371 | 0.0050366 | 0.0049362 | 0.0048357 | 0.0047352 | 0.0046347 | 0.0045343 | 0.0044338 | 0.0043333 | 0.0042328 | 0.0041324 | 0.0040319 | 0.0039314 | 1 | 1.0083 | 1.0166 | 1.0249 | 1.0332 | 1.0141 | 0.99503 | 0.97594 | 0.95685 | 0.93776 | 0.91868 | 0.89959 | 0.8805 | 0.86141 | 0.84233 | 0.82324 | 0.80415 | 0.78506 | 0.76597 | 0.74689 | 1 | 1.0039 | 1.0078 | 1.0117 | 1.0156 | 1.0107 | 1.0059 | 1.001 | 0.9961 | 0.99122 | 0.98633 | 0.98145 | 0.97657 | 0.97169 | 0.96681 | 0.96193 | 0.95705 | 0.95217 | 0.94729 | 0.94241 | 1 | 1.0122 | 1.0245 | 1.0369 | 1.0493 | 1.025 | 1.0009 | 0.97689 | 0.95312 | 0.92953 | 0.90612 | 0.88291 | 0.85987 | 0.83703 | 0.81437 | 0.7919 | 0.76961 | 0.74751 | 0.7256 | 0.70387
| Avoca | -37.0883 | 143.4751 | 0.0011673 | 0.0011765 | 0.0011856 | 0.0011948 | 0.0012039 | 0.0012038 | 0.0012037 | 0.0012035 | 0.0012034 | 0.0012033 | 0.0012032 | 0.001203 | 0.0012029 | 0.0012028 | 0.0012027 | 0.0012025 | 0.0012024 | 0.0012023 | 0.0012022 | 0.001202 | 1 | 1.0078 | 1.0157 | 1.0235 | 1.0314 | 1.0313 | 1.0312 | 1.031 | 1.0309 | 1.0308 | 1.0307 | 1.0306 | 1.0305 | 1.0304 | 1.0303 | 1.0302 | 1.0301 | 1.03 | 1.0299 | 1.0297 | 1 | 1.0085 | 1.0171 | 1.0256 | 1.0342 | 1.0289 | 1.0235 | 1.0182 | 1.0128 | 1.0075 | 1.0021 | 0.99679 | 0.99145 | 0.98611 | 0.98077 | 0.97542 | 0.97008 | 0.96474 | 0.9594 | 0.95405 | 1 | 1.0165 | 1.033 | 1.0498 | 1.0666 | 1.061 | 1.0554 | 1.0498 | 1.0442 | 1.0385 | 1.0329 | 1.0273 | 1.0217 | 1.0161 | 1.0105 | 1.0049 | 0.99925 | 0.99364 | 0.98804 | 0.98243
| Tarnagulla | -36.7693 | 143.8298 | 0.013197 | 0.013306 | 0.013415 | 0.013525 | 0.013634 | 0.013691 | 0.013748 | 0.013805 | 0.013862 | 0.013918 | 0.013975 | 0.014032 | 0.014089 | 0.014146 | 0.014203 | 0.01426 | 0.014317 | 0.014374 | 0.014431 | 0.014488 | 1 | 1.0083 | 1.0165 | 1.0248 | 1.0331 | 1.0374 | 1.0417 | 1.046 | 1.0503 | 1.0547 | 1.059 | 1.0633 | 1.0676 | 1.0719 | 1.0762 | 1.0805 | 1.0849 | 1.0892 | 1.0935 | 1.0978 | 1 | 1.0173 | 1.0347 | 1.052 | 1.0694 | 1.0694 | 1.0694 | 1.0694 | 1.0694 | 1.0694 | 1.0694 | 1.0694 | 1.0694 | 1.0694 | 1.0694 | 1.0694 | 1.0694 | 1.0694 | 1.0694 | 1.0694 | 1 | 1.0258 | 1.0518 | 1.0781 | 1.1047 | 1.1094 | 1.114 | 1.1186 | 1.1232 | 1.1278 | 1.1324 | 1.137 | 1.1417 | 1.1463 | 1.1509 | 1.1555 | 1.1601 | 1.1647 | 1.1693 | 1.174
| Simpson | -38.4957 | 143.2064 | 0.0012231 | 0.0012344 | 0.0012456 | 0.0012568 | 0.001268 | 0.0012514 | 0.0012348 | 0.0012182 | 0.0012016 | 0.001185 | 0.0011684 | 0.0011518 | 0.0011352 | 0.0011186 | 0.001102 | 0.0010854 | 0.0010688 | 0.0010522 | 0.0010356 | 0.0010191 | 1 | 1.0092 | 1.0183 | 1.0275 | 1.0367 | 1.0231 | 1.0095 | 0.99597 | 0.9824 | 0.96883 | 0.95526 | 0.94169 | 0.92812 | 0.91455 | 0.90098 | 0.88742 | 0.87385 | 0.86028 | 0.84671 | 0.83314 | 1 | 0.98718 | 0.97437 | 0.96155 | 0.94873 | 0.95206 | 0.95538 | 0.95871 | 0.96203 | 0.96536 | 0.96868 | 0.97201 | 0.97533 | 0.97866 | 0.98198 | 0.98531 | 0.98863 | 0.99196 | 0.99528 | 0.99861 | 1 | 0.99623 | 0.99223 | 0.98799 | 0.98352 | 0.97405 | 0.96449 | 0.95484 | 0.9451 | 0.93526 | 0.92534 | 0.91533 | 0.90523 | 0.89503 | 0.88475 | 0.87438 | 0.86391 | 0.85336 | 0.84272 | 0.83198
| Wilaura | -37.5463 | 142.741 | 0.0033479 | 0.0033732 | 0.0033984 | 0.0034237 | 0.0034489 | 0.0034391 | 0.0034292 | 0.0034193 | 0.0034094 | 0.0033995 | 0.0033896 | 0.0033797 | 0.0033699 | 0.00336 | 0.0033501 | 0.0033402 | 0.0033303 | 0.0033204 | 0.0033105 | 0.0033006 | 1 | 1.0075 | 1.0151 | 1.0226 | 1.0302 | 1.0272 | 1.0243 | 1.0213 | 1.0184 | 1.0154 | 1.0125 | 1.0095 | 1.0066 | 1.0036 | 1.0006 | 0.99769 | 0.99474 | 0.99179 | 0.98883 | 0.98588 | 1 | 1 | 1 | 1 | 1 | 0.99878 | 0.99756 | 0.99634 | 0.99512 | 0.9939 | 0.99268 | 0.99145 | 0.99023 | 0.98901 | 0.98779 | 0.98657 | 0.98535 | 0.98413 | 0.98291 | 0.98169 | 1 | 1.0075 | 1.0151 | 1.0226 | 1.0302 | 1.026 | 1.0218 | 1.0176 | 1.0134 | 1.0092 | 1.005 | 1.0009 | 0.99672 | 0.99257 | 0.98843 | 0.98429 | 0.98017 | 0.97605 | 0.97193 | 0.96783
| Halls Gap | -37.1406 | 142.5192 | 0.010957 | 0.011029 | 0.0111 | 0.011172 | 0.011244 | 0.011252 | 0.011261 | 0.011269 | 0.011278 | 0.011286 | 0.011295 | 0.011303 | 0.011312 | 0.011321 | 0.011329 | 0.011338 | 0.011346 | 0.011355 | 0.011363 | 0.011372 | 1 | 1.0065 | 1.0131 | 1.0196 | 1.0261 | 1.0269 | 1.0277 | 1.0285 | 1.0293 | 1.03 | 1.0308 | 1.0316 | 1.0324 | 1.0332 | 1.034 | 1.0347 | 1.0355 | 1.0363 | 1.0371 | 1.0379 | 1 | 1 | 1 | 1 | 1 | 0.99988 | 0.99976 | 0.99964 | 0.99952 | 0.9994 | 0.99928 | 0.99916 | 0.99903 | 0.99891 | 0.99879 | 0.99867 | 0.99855 | 0.99843 | 0.99831 | 0.99819 | 1 | 1.0065 | 1.0131 | 1.0196 | 1.0261 | 1.0268 | 1.0275 | 1.0281 | 1.0288 | 1.0294 | 1.0301 | 1.0307 | 1.0314 | 1.032 | 1.0327 | 1.0334 | 1.034 | 1.0347 | 1.0353 | 1.036
| Clunes | -37.2943 | 143.7872 | 0.010768 | 0.010871 | 0.010974 | 0.011077 | 0.01118 | 0.011199 | 0.011217 | 0.011236 | 0.011254 | 0.011273 | 0.011291 | 0.01131 | 0.011328 | 0.011347 | 0.011365 | 0.011383 | 0.011402 | 0.01142 | 0.011439 | 0.011457 | 1 | 1.0096 | 1.0191 | 1.0287 | 1.0383 | 1.04 | 1.0417 | 1.0434 | 1.0452 | 1.0469 | 1.0486 | 1.0503 | 1.052 | 1.0537 | 1.0554 | 1.0572 | 1.0589 | 1.0606 | 1.0623 | 1.064 | 1 | 1.0005 | 1.0009 | 1.0014 | 1.0019 | 1.0016 | 1.0013 | 1.001 | 1.0007 | 1.0004 | 1.0001 | 0.99982 | 0.99953 | 0.99923 | 0.99894 | 0.99864 | 0.99835 | 0.99805 | 0.99776 | 0.99746 | 1 | 1.0101 | 1.0201 | 1.0302 | 1.0403 | 1.0417 | 1.0431 | 1.0445 | 1.0459 | 1.0473 | 1.0487 | 1.0501 | 1.0515 | 1.0529 | 1.0543 | 1.0557 | 1.0571 | 1.0585 | 1.0599 | 1.0613
| Hepburn | -37.3127 | 144.1385 | 0.04294 | 0.043171 | 0.043403 | 0.043634 | 0.043866 | 0.044053 | 0.04424 | 0.044428 | 0.044615 | 0.044803 | 0.04499 | 0.045178 | 0.045365 | 0.045552 | 0.04574 | 0.045927 | 0.046115 | 0.046302 | 0.04649 | 0.046677 | 1 | 1.0054 | 1.0108 | 1.0162 | 1.0216 | 1.0259 | 1.0303 | 1.0346 | 1.039 | 1.0434 | 1.0477 | 1.0521 | 1.0565 | 1.0608 | 1.0652 | 1.0696 | 1.0739 | 1.0783 | 1.0827 | 1.087 | 1 | 1.0201 | 1.0403 | 1.0604 | 1.0805 | 1.0743 | 1.068 | 1.0617 | 1.0554 | 1.0491 | 1.0428 | 1.0365 | 1.0302 | 1.0239 | 1.0176 | 1.0113 | 1.005 | 0.99874 | 0.99245 | 0.98616 | 1 | 1.0256 | 1.0515 | 1.0775 | 1.1038 | 1.1021 | 1.1003 | 1.0984 | 1.0965 | 1.0946 | 1.0926 | 1.0905 | 1.0884 | 1.0862 | 1.084 | 1.0817 | 1.0793 | 1.0769 | 1.0745 | 1.072
| Romsey | -37.3494 | 144.7431 | 0.0053568 | 0.0054041 | 0.0054514 | 0.0054987 | 0.005546 | 0.0055448 | 0.0055435 | 0.0055423 | 0.005541 | 0.0055398 | 0.0055385 | 0.0055373 | 0.005536 | 0.0055348 | 0.0055335 | 0.0055323 | 0.005531 | 0.0055298 | 0.0055285 | 0.0055273 | 1 | 1.0088 | 1.0177 | 1.0265 | 1.0353 | 1.0351 | 1.0349 | 1.0346 | 1.0344 | 1.0342 | 1.0339 | 1.0337 | 1.0335 | 1.0332 | 1.033 | 1.0328 | 1.0325 | 1.0323 | 1.0321 | 1.0318 | 1 | 1.0122 | 1.0244 | 1.0367 | 1.0489 | 1.0489 | 1.0489 | 1.0489 | 1.0489 | 1.0489 | 1.0489 | 1.0489 | 1.0489 | 1.0489 | 1.0489 | 1.0489 | 1.0489 | 1.0489 | 1.0489 | 1.0489 | 1 | 1.0212 | 1.0425 | 1.0641 | 1.0859 | 1.0857 | 1.0854 | 1.0852 | 1.0849 | 1.0847 | 1.0845 | 1.0842 | 1.084 | 1.0837 | 1.0835 | 1.0832 | 1.083 | 1.0827 | 1.0825 | 1.0823
| Boort | -36.1165 | 143.7227 | 0.008616 | 0.0086605 | 0.0087051 | 0.0087496 | 0.0087941 | 0.0088019 | 0.0088096 | 0.0088173 | 0.0088251 | 0.0088328 | 0.0088405 | 0.0088483 | 0.008856 | 0.0088637 | 0.0088715 | 0.0088792 | 0.0088869 | 0.0088947 | 0.0089024 | 0.0089101 | 1 | 1.0052 | 1.0103 | 1.0155 | 1.0207 | 1.0216 | 1.0225 | 1.0234 | 1.0243 | 1.0252 | 1.0261 | 1.027 | 1.0279 | 1.0288 | 1.0296 | 1.0305 | 1.0314 | 1.0323 | 1.0332 | 1.0341 | 1 | 1 | 1 | 1 | 1 | 1.0057 | 1.0115 | 1.0172 | 1.023 | 1.0287 | 1.0344 | 1.0402 | 1.0459 | 1.0517 | 1.0574 | 1.0632 | 1.0689 | 1.0746 | 1.0804 | 1.0861 | 1 | 1.0052 | 1.0103 | 1.0155 | 1.0207 | 1.0274 | 1.0342 | 1.041 | 1.0478 | 1.0546 | 1.0614 | 1.0682 | 1.0751 | 1.0819 | 1.0888 | 1.0956 | 1.1025 | 1.1094 | 1.1163 | 1.1232
| Birchip | -35.9823 | 142.9174 | 0.0043893 | 0.0043931 | 0.0043969 | 0.0044007 | 0.0044044 | 0.0043999 | 0.0043953 | 0.0043907 | 0.0043861 | 0.0043816 | 0.004377 | 0.0043724 | 0.0043678 | 0.0043633 | 0.0043587 | 0.0043541 | 0.0043495 | 0.004345 | 0.0043404 | 0.0043358 | 1 | 1.0009 | 1.0017 | 1.0026 | 1.0034 | 1.0024 | 1.0014 | 1.0003 | 0.99927 | 0.99823 | 0.99719 | 0.99615 | 0.9951 | 0.99406 | 0.99302 | 0.99198 | 0.99093 | 0.98989 | 0.98885 | 0.98781 | 1 | 1 | 1 | 1 | 1 | 1 | 1 | 1 | 1 | 1 | 1 | 1 | 1 | 1 | 1 | 1 | 1 | 1 | 1 | 1 | 1 | 1.0009 | 1.0017 | 1.0026 | 1.0034 | 1.0024 | 1.0014 | 1.0003 | 0.99927 | 0.99823 | 0.99719 | 0.99615 | 0.9951 | 0.99406 | 0.99302 | 0.99198 | 0.99093 | 0.98989 | 0.98885 | 0.98781
| Wycheproof | -36.0765 | 143.2252 | 0.0011898 | 0.0012024 | 0.0012151 | 0.0012278 | 0.0012405 | 0.001243 | 0.0012456 | 0.0012481 | 0.0012507 | 0.0012533 | 0.0012558 | 0.0012584 | 0.0012609 | 0.0012635 | 0.001266 | 0.0012686 | 0.0012711 | 0.0012737 | 0.0012762 | 0.0012788 | 1 | 1.0107 | 1.0213 | 1.032 | 1.0426 | 1.0448 | 1.0469 | 1.0491 | 1.0512 | 1.0534 | 1.0555 | 1.0577 | 1.0598 | 1.062 | 1.0641 | 1.0663 | 1.0684 | 1.0705 | 1.0727 | 1.0748 | 1 | 1 | 1 | 1 | 1 | 1.036 | 1.072 | 1.108 | 1.144 | 1.1799 | 1.2159 | 1.2519 | 1.2879 | 1.3239 | 1.3599 | 1.3959 | 1.4319 | 1.4678 | 1.5038 | 1.5398 | 1 | 1.0107 | 1.0213 | 1.032 | 1.0426 | 1.0824 | 1.1223 | 1.1623 | 1.2026 | 1.2429 | 1.2834 | 1.3241 | 1.3649 | 1.4059 | 1.4471 | 1.4884 | 1.5298 | 1.5714 | 1.6132 | 1.6551
| Nhill | -36.3333 | 141.6514 | 0.010137 | 0.01023 | 0.010323 | 0.010416 | 0.010509 | 0.010472 | 0.010434 | 0.010397 | 0.010359 | 0.010321 | 0.010284 | 0.010246 | 0.010209 | 0.010171 | 0.010133 | 0.010096 | 0.010058 | 0.01002 | 0.0099829 | 0.0099453 | 1 | 1.0092 | 1.0183 | 1.0275 | 1.0367 | 1.033 | 1.0293 | 1.0256 | 1.0219 | 1.0181 | 1.0144 | 1.0107 | 1.007 | 1.0033 | 0.9996 | 0.99589 | 0.99218 | 0.98847 | 0.98476 | 0.98105 | 1 | 1 | 1 | 1 | 1 | 1 | 1 | 1 | 1 | 1 | 1 | 1 | 1 | 1 | 1 | 1 | 1 | 1 | 1 | 1 | 1 | 1.0092 | 1.0183 | 1.0275 | 1.0367 | 1.033 | 1.0293 | 1.0256 | 1.0219 | 1.0181 | 1.0144 | 1.0107 | 1.007 | 1.0033 | 0.9996 | 0.99589 | 0.99218 | 0.98847 | 0.98476 | 0.98105
| Kaniva | -36.3791 | 141.2407 | 0.0094943 | 0.0095787 | 0.0096631 | 0.0097475 | 0.0098319 | 0.00976 | 0.0096882 | 0.0096164 | 0.0095445 | 0.0094727 | 0.0094009 | 0.009329 | 0.0092572 | 0.0091854 | 0.0091135 | 0.0090417 | 0.0089699 | 0.0088981 | 0.0088262 | 0.0087544 | 1 | 1.0089 | 1.0178 | 1.0267 | 1.0356 | 1.028 | 1.0204 | 1.0129 | 1.0053 | 0.99772 | 0.99016 | 0.98259 | 0.97503 | 0.96746 | 0.9599 | 0.95233 | 0.94476 | 0.9372 | 0.92963 | 0.92207 | 1 | 1.0156 | 1.0312 | 1.0468 | 1.0624 | 1.0526 | 1.0429 | 1.0331 | 1.0234 | 1.0136 | 1.0039 | 0.99415 | 0.98441 | 0.97466 | 0.96492 | 0.95517 | 0.94543 | 0.93569 | 0.92594 | 0.9162 | 1 | 1.0246 | 1.0495 | 1.0747 | 1.1001 | 1.0821 | 1.0642 | 1.0464 | 1.0288 | 1.0113 | 0.99402 | 0.97685 | 0.95983 | 0.94295 | 0.92622 | 0.90964 | 0.89321 | 0.87692 | 0.86078 | 0.84479
| Cohuna | -35.8092 | 144.2218 | 0.010908 | 0.010974 | 0.011039 | 0.011105 | 0.01117 | 0.011257 | 0.011344 | 0.011431 | 0.011518 | 0.011604 | 0.011691 | 0.011778 | 0.011865 | 0.011952 | 0.012039 | 0.012125 | 0.012212 | 0.012299 | 0.012386 | 0.012473 | 1 | 1.006 | 1.012 | 1.018 | 1.024 | 1.032 | 1.04 | 1.0479 | 1.0559 | 1.0639 | 1.0718 | 1.0798 | 1.0877 | 1.0957 | 1.1037 | 1.1116 | 1.1196 | 1.1275 | 1.1355 | 1.1435 | 1 | 0.99819 | 0.99639 | 0.99458 | 0.99278 | 1.0187 | 1.0447 | 1.0706 | 1.0966 | 1.1225 | 1.1485 | 1.1744 | 1.2004 | 1.2263 | 1.2523 | 1.2782 | 1.3042 | 1.3301 | 1.3561 | 1.382 | 1 | 1.0042 | 1.0084 | 1.0125 | 1.0167 | 1.0513 | 1.0864 | 1.1219 | 1.1579 | 1.1942 | 1.231 | 1.2681 | 1.3057 | 1.3437 | 1.3821 | 1.4209 | 1.4601 | 1.4998 | 1.5398 | 1.5803
| Cobram | -35.9203 | 145.6466 | 0.0065403 | 0.0065827 | 0.0066252 | 0.0066676 | 0.0067101 | 0.0067503 | 0.0067905 | 0.0068307 | 0.0068709 | 0.0069111 | 0.0069513 | 0.0069916 | 0.0070318 | 0.007072 | 0.0071122 | 0.0071524 | 0.0071926 | 0.0072329 | 0.0072731 | 0.0073133 | 1 | 1.0065 | 1.013 | 1.0195 | 1.026 | 1.0321 | 1.0383 | 1.0444 | 1.0506 | 1.0567 | 1.0629 | 1.069 | 1.0752 | 1.0813 | 1.0875 | 1.0936 | 1.0997 | 1.1059 | 1.112 | 1.1182 | 1 | 1.0288 | 1.0576 | 1.0865 | 1.1153 | 1.1162 | 1.117 | 1.1179 | 1.1187 | 1.1196 | 1.1205 | 1.1213 | 1.1222 | 1.123 | 1.1239 | 1.1248 | 1.1256 | 1.1265 | 1.1273 | 1.1282 | 1 | 1.0355 | 1.0714 | 1.1076 | 1.1443 | 1.152 | 1.1598 | 1.1675 | 1.1753 | 1.1831 | 1.1909 | 1.1987 | 1.2065 | 1.2143 | 1.2222 | 1.23 | 1.2379 | 1.2458 | 1.2536 | 1.2615
| Yarrawonga | -36.014 | 146.0046 | 0.045773 | 0.046006 | 0.046239 | 0.046471 | 0.046704 | 0.046909 | 0.047114 | 0.047319 | 0.047523 | 0.047728 | 0.047933 | 0.048138 | 0.048343 | 0.048547 | 0.048752 | 0.048957 | 0.049162 | 0.049367 | 0.049572 | 0.049776 | 1 | 1.0051 | 1.0102 | 1.0153 | 1.0203 | 1.0248 | 1.0293 | 1.0338 | 1.0382 | 1.0427 | 1.0472 | 1.0517 | 1.0561 | 1.0606 | 1.0651 | 1.0696 | 1.074 | 1.0785 | 1.083 | 1.0875 | 1 | 1.0288 | 1.0576 | 1.0865 | 1.1153 | 1.1162 | 1.117 | 1.1179 | 1.1187 | 1.1196 | 1.1205 | 1.1213 | 1.1222 | 1.123 | 1.1239 | 1.1248 | 1.1256 | 1.1265 | 1.1273 | 1.1282 | 1 | 1.0341 | 1.0684 | 1.103 | 1.138 | 1.1438 | 1.1497 | 1.1556 | 1.1615 | 1.1674 | 1.1733 | 1.1792 | 1.1852 | 1.1911 | 1.197 | 1.203 | 1.2089 | 1.2149 | 1.2209 | 1.2269
| Nathalia | -36.0585 | 145.2041 | 0.0046158 | 0.004645 | 0.0046742 | 0.0047034 | 0.0047326 | 0.004759 | 0.0047854 | 0.0048117 | 0.0048381 | 0.0048645 | 0.0048909 | 0.0049173 | 0.0049437 | 0.00497 | 0.0049964 | 0.0050228 | 0.0050492 | 0.0050756 | 0.005102 | 0.0051283 | 1 | 1.0063 | 1.0127 | 1.019 | 1.0253 | 1.031 | 1.0367 | 1.0425 | 1.0482 | 1.0539 | 1.0596 | 1.0653 | 1.071 | 1.0767 | 1.0825 | 1.0882 | 1.0939 | 1.0996 | 1.1053 | 1.111 | 1 | 1.0288 | 1.0576 | 1.0865 | 1.1153 | 1.1162 | 1.117 | 1.1179 | 1.1187 | 1.1196 | 1.1205 | 1.1213 | 1.1222 | 1.123 | 1.1239 | 1.1248 | 1.1256 | 1.1265 | 1.1273 | 1.1282 | 1 | 1.0353 | 1.071 | 1.1071 | 1.1435 | 1.1508 | 1.1581 | 1.1653 | 1.1726 | 1.1799 | 1.1872 | 1.1946 | 1.2019 | 1.2092 | 1.2166 | 1.2239 | 1.2313 | 1.2387 | 1.2461 | 1.2535
| Wedderburn | -36.4177 | 143.6123 | 0.018054 | 0.018139 | 0.018223 | 0.018308 | 0.018392 | 0.018399 | 0.018405 | 0.018411 | 0.018417 | 0.018424 | 0.01843 | 0.018436 | 0.018442 | 0.018449 | 0.018455 | 0.018461 | 0.018467 | 0.018474 | 0.01848 | 0.018486 | 1 | 1.0047 | 1.0094 | 1.0141 | 1.0187 | 1.0191 | 1.0194 | 1.0198 | 1.0201 | 1.0205 | 1.0208 | 1.0212 | 1.0215 | 1.0219 | 1.0222 | 1.0226 | 1.0229 | 1.0233 | 1.0236 | 1.0239 | 1 | 1.0136 | 1.0273 | 1.0409 | 1.0545 | 1.0545 | 1.0545 | 1.0545 | 1.0545 | 1.0545 | 1.0545 | 1.0545 | 1.0545 | 1.0545 | 1.0545 | 1.0545 | 1.0545 | 1.0545 | 1.0545 | 1.0545 | 1 | 1.0184 | 1.0369 | 1.0555 | 1.0743 | 1.0746 | 1.075 | 1.0754 | 1.0757 | 1.0761 | 1.0765 | 1.0768 | 1.0772 | 1.0776 | 1.0779 | 1.0783 | 1.0787 | 1.079 | 1.0794 | 1.0798
| Ouyen | -35.0708 | 142.3149 | 0.00023667 | 0.00023872 | 0.00024076 | 0.0002428 | 0.00024485 | 0.00024474 | 0.00024464 | 0.00024454 | 0.00024443 | 0.00024433 | 0.00024423 | 0.00024413 | 0.00024402 | 0.00024392 | 0.00024382 | 0.00024372 | 0.00024361 | 0.00024351 | 0.00024341 | 0.00024331 | 1 | 1.0086 | 1.0173 | 1.0259 | 1.0345 | 1.0341 | 1.0337 | 1.0332 | 1.0328 | 1.0324 | 1.0319 | 1.0315 | 1.0311 | 1.0306 | 1.0302 | 1.0298 | 1.0293 | 1.0289 | 1.0285 | 1.028 | 1 | 0.98544 | 0.97089 | 0.95633 | 0.94178 | 0.95355 | 0.96532 | 0.9771 | 0.98887 | 1.0006 | 1.0124 | 1.0242 | 1.036 | 1.0477 | 1.0595 | 1.0713 | 1.0831 | 1.0948 | 1.1066 | 1.1184 | 1 | 0.99395 | 0.98765 | 0.9811 | 0.97429 | 0.98606 | 0.99781 | 1.0096 | 1.0213 | 1.033 | 1.0447 | 1.0564 | 1.0681 | 1.0798 | 1.0915 | 1.1032 | 1.1148 | 1.1265 | 1.1381 | 1.1497
| Murrayville | -35.2629 | 141.1845 | 0.0044338 | 0.0044609 | 0.004488 | 0.0045151 | 0.0045422 | 0.00453 | 0.0045178 | 0.0045056 | 0.0044934 | 0.0044812 | 0.0044691 | 0.0044569 | 0.0044447 | 0.0044325 | 0.0044203 | 0.0044081 | 0.0043959 | 0.0043837 | 0.0043715 | 0.0043594 | 1 | 1.0061 | 1.0122 | 1.0183 | 1.0244 | 1.0217 | 1.019 | 1.0162 | 1.0135 | 1.0107 | 1.008 | 1.0052 | 1.0025 | 0.99971 | 0.99696 | 0.99421 | 0.99146 | 0.98871 | 0.98596 | 0.98321 | 1 | 1 | 1 | 1 | 1 | 1 | 1 | 1 | 1 | 1 | 1 | 1 | 1 | 1 | 1 | 1 | 1 | 1 | 1 | 1 | 1 | 1.0061 | 1.0122 | 1.0183 | 1.0244 | 1.0217 | 1.019 | 1.0162 | 1.0135 | 1.0107 | 1.008 | 1.0052 | 1.0025 | 0.99971 | 0.99696 | 0.99421 | 0.99146 | 0.98871 | 0.98596 | 0.98321
| St Arnaud | -36.6154 | 143.2571 | 1.7389e-06 | 1.7591e-06 | 1.7794e-06 | 1.7997e-06 | 1.82e-06 | 1.8225e-06 | 1.825e-06 | 1.8275e-06 | 1.83e-06 | 1.8325e-06 | 1.835e-06 | 1.8375e-06 | 1.84e-06 | 1.8425e-06 | 1.845e-06 | 1.8475e-06 | 1.85e-06 | 1.8525e-06 | 1.855e-06 | 1.8575e-06 | 1 | 1.0117 | 1.0233 | 1.035 | 1.0467 | 1.0481 | 1.0495 | 1.051 | 1.0524 | 1.0539 | 1.0553 | 1.0567 | 1.0582 | 1.0596 | 1.061 | 1.0625 | 1.0639 | 1.0654 | 1.0668 | 1.0682 | 1 | 1.0046 | 1.0091 | 1.0137 | 1.0182 | 1.0182 | 1.0182 | 1.0182 | 1.0182 | 1.0182 | 1.0182 | 1.0182 | 1.0182 | 1.0182 | 1.0182 | 1.0182 | 1.0182 | 1.0182 | 1.0182 | 1.0182 | 1 | 1.0163 | 1.0327 | 1.0492 | 1.0658 | 1.0672 | 1.0687 | 1.0701 | 1.0716 | 1.0731 | 1.0745 | 1.076 | 1.0775 | 1.0789 | 1.0804 | 1.0819 | 1.0833 | 1.0848 | 1.0862 | 1.0877
| Kerang | -35.7326 | 143.9202 | 0.010685 | 0.010756 | 0.010827 | 0.010899 | 0.01097 | 0.011037 | 0.011104 | 0.011172 | 0.011239 | 0.011306 | 0.011374 | 0.011441 | 0.011508 | 0.011576 | 0.011643 | 0.01171 | 0.011778 | 0.011845 | 0.011912 | 0.011979 | 1 | 1.0067 | 1.0133 | 1.02 | 1.0266 | 1.0329 | 1.0392 | 1.0455 | 1.0518 | 1.0581 | 1.0644 | 1.0707 | 1.077 | 1.0833 | 1.0896 | 1.0959 | 1.1022 | 1.1085 | 1.1148 | 1.1211 | 1 | 1 | 1 | 1 | 1 | 1.0064 | 1.0129 | 1.0193 | 1.0257 | 1.0321 | 1.0386 | 1.045 | 1.0514 | 1.0579 | 1.0643 | 1.0707 | 1.0771 | 1.0836 | 1.09 | 1.0964 | 1 | 1.0067 | 1.0133 | 1.02 | 1.0266 | 1.0396 | 1.0526 | 1.0657 | 1.0789 | 1.0921 | 1.1055 | 1.1189 | 1.1324 | 1.146 | 1.1597 | 1.1734 | 1.1872 | 1.2012 | 1.2151 | 1.2292
| Swan Hill | -35.3425 | 143.5606 | 0.00039377 | 0.00039765 | 0.00040154 | 0.00040542 | 0.00040931 | 0.00041027 | 0.00041123 | 0.00041219 | 0.00041315 | 0.00041412 | 0.00041508 | 0.00041604 | 0.000417 | 0.00041796 | 0.00041892 | 0.00041988 | 0.00042085 | 0.00042181 | 0.00042277 | 0.00042373 | 1 | 1.0099 | 1.0197 | 1.0296 | 1.0395 | 1.0419 | 1.0443 | 1.0468 | 1.0492 | 1.0517 | 1.0541 | 1.0566 | 1.059 | 1.0614 | 1.0639 | 1.0663 | 1.0688 | 1.0712 | 1.0736 | 1.0761 | 1 | 0.99893 | 0.99786 | 0.99679 | 0.99572 | 1.0116 | 1.0274 | 1.0432 | 1.0591 | 1.0749 | 1.0908 | 1.1066 | 1.1224 | 1.1383 | 1.1541 | 1.17 | 1.1858 | 1.2017 | 1.2175 | 1.2333 | 1 | 1.0088 | 1.0176 | 1.0263 | 1.035 | 1.054 | 1.073 | 1.0921 | 1.1112 | 1.1305 | 1.1498 | 1.1692 | 1.1887 | 1.2082 | 1.2279 | 1.2476 | 1.2674 | 1.2872 | 1.3072 | 1.3272
| Tatura | -36.4402 | 145.2293 | 0.015873 | 0.015958 | 0.016042 | 0.016126 | 0.016211 | 0.01634 | 0.01647 | 0.0166 | 0.01673 | 0.016859 | 0.016989 | 0.017119 | 0.017248 | 0.017378 | 0.017508 | 0.017637 | 0.017767 | 0.017897 | 0.018027 | 0.018156 | 1 | 1.0053 | 1.0106 | 1.0159 | 1.0212 | 1.0294 | 1.0376 | 1.0458 | 1.0539 | 1.0621 | 1.0703 | 1.0784 | 1.0866 | 1.0948 | 1.103 | 1.1111 | 1.1193 | 1.1275 | 1.1356 | 1.1438 | 1 | 1.0018 | 1.0036 | 1.0054 | 1.0072 | 1.0083 | 1.0094 | 1.0105 | 1.0116 | 1.0128 | 1.0139 | 1.015 | 1.0161 | 1.0172 | 1.0184 | 1.0195 | 1.0206 | 1.0217 | 1.0228 | 1.024 | 1 | 1.0071 | 1.0142 | 1.0214 | 1.0286 | 1.038 | 1.0474 | 1.0568 | 1.0662 | 1.0757 | 1.0851 | 1.0946 | 1.1041 | 1.1137 | 1.1232 | 1.1328 | 1.1424 | 1.152 | 1.1616 | 1.1712
| Castlemaine | -37.0665 | 144.219 | 0.051928 | 0.052231 | 0.052534 | 0.052837 | 0.05314 | 0.053204 | 0.053268 | 0.053331 | 0.053395 | 0.053459 | 0.053522 | 0.053586 | 0.05365 | 0.053714 | 0.053777 | 0.053841 | 0.053905 | 0.053968 | 0.054032 | 0.054096 | 1 | 1.0058 | 1.0117 | 1.0175 | 1.0234 | 1.0246 | 1.0258 | 1.027 | 1.0283 | 1.0295 | 1.0307 | 1.0319 | 1.0332 | 1.0344 | 1.0356 | 1.0368 | 1.0381 | 1.0393 | 1.0405 | 1.0418 | 1 | 1.0133 | 1.0266 | 1.0399 | 1.0532 | 1.0532 | 1.0532 | 1.0532 | 1.0532 | 1.0532 | 1.0532 | 1.0532 | 1.0532 | 1.0532 | 1.0532 | 1.0532 | 1.0532 | 1.0532 | 1.0532 | 1.0532 | 1 | 1.0192 | 1.0386 | 1.0581 | 1.0778 | 1.0791 | 1.0804 | 1.0817 | 1.083 | 1.0843 | 1.0856 | 1.0869 | 1.0881 | 1.0894 | 1.0907 | 1.092 | 1.0933 | 1.0946 | 1.0959 | 1.0972
| Anglesea | -38.4047 | 144.1901 | 0.014041 | 0.014073 | 0.014104 | 0.014135 | 0.014167 | 0.014083 | 0.014 | 0.013917 | 0.013834 | 0.01375 | 0.013667 | 0.013584 | 0.0135 | 0.013417 | 0.013334 | 0.013251 | 0.013167 | 0.013084 | 0.013001 | 0.012918 | 1 | 1.0022 | 1.0045 | 1.0067 | 1.0089 | 1.003 | 0.99707 | 0.99114 | 0.98521 | 0.97928 | 0.97335 | 0.96742 | 0.96149 | 0.95556 | 0.94963 | 0.9437 | 0.93776 | 0.93183 | 0.9259 | 0.91997 | 1 | 1.0022 | 1.0044 | 1.0066 | 1.0087 | 1.0074 | 1.006 | 1.0046 | 1.0033 | 1.0019 | 1.0005 | 0.99918 | 0.99781 | 0.99645 | 0.99508 | 0.99371 | 0.99234 | 0.99098 | 0.98961 | 0.98824 | 1 | 1.0044 | 1.0089 | 1.0133 | 1.0178 | 1.0104 | 1.0031 | 0.99574 | 0.98844 | 0.98115 | 0.97388 | 0.96662 | 0.95938 | 0.95216 | 0.94495 | 0.93776 | 0.93059 | 0.92343 | 0.91628 | 0.90916

## Calcs
Powercor
Quick connect points
| Town | Feeder | ZSS | Town | Historical | Historical | HIstorical average | HIstorical | Outage from | Outage from | Outage from | Reduced | Reduced outage | Reduced outage | Reduced outage | Option 2 | VCR | Incremental | Incremental | [100 empty] | Option 2 | Option 2 | Option 2 | Option 2 | Option 2 | Option 2 | Optimal
|  |  |  | population | resi load | comm load | annual outage | average outage | 12 | 24 | 72 | average outage | 12 | 24 | 72 | Capex |  | delta residential VNR | delta commercial VNR | Probability of outage | [19 empty] | Value of delta energy at risk ($ 2023) | [19 empty] | Value of incremental delta network resilience ($ 2023) | [19 empty] | Community resilience ($ 2023) | [19 empty] | Total incremental risk ($ 2023) | [19 empty] | Total benefits | Total capex | Total capex | NPV ($2023) | preferred | Annualised capex | timing
[5 empty] | (MW/h) | (MW/h) | frequency | duration (h) | 24 | 72 |  | duration (h) | 24 | 72 |  | ($ 2023) | ($ 2023) | ($ 2023 h) | ($ 2023 h) | 2026-27 | 2027-28 | 2028-29 | 2029-30 | 2030-31 | 2031-32 | 2032-33 | 2033-34 | 2034-35 | 2035-36 | 2036-37 | 2037-38 | 2038-39 | 2039-40 | 2040-41 | 2041-42 | 2042-43 | 2043-44 | 2044-45 | 2045-46 | 2026-27 | 2027-28 | 2028-29 | 2029-30 | 2030-31 | 2031-32 | 2032-33 | 2033-34 | 2034-35 | 2035-36 | 2036-37 | 2037-38 | 2038-39 | 2039-40 | 2040-41 | 2041-42 | 2042-43 | 2043-44 | 2044-45 | 2045-46 | 2026-27 | 2027-28 | 2028-29 | 2029-30 | 2030-31 | 2031-32 | 2032-33 | 2033-34 | 2034-35 | 2035-36 | 2036-37 | 2037-38 | 2038-39 | 2039-40 | 2040-41 | 2041-42 | 2042-43 | 2043-44 | 2044-45 | 2045-46 | 2026-27 | 2027-28 | 2028-29 | 2029-30 | 2030-31 | 2031-32 | 2032-33 | 2033-34 | 2034-35 | 2035-36 | 2036-37 | 2037-38 | 2038-39 | 2039-40 | 2040-41 | 2041-42 | 2042-43 | 2043-44 | 2044-45 | 2045-46 | 2026-27 | 2027-28 | 2028-29 | 2029-30 | 2030-31 | 2031-32 | 2032-33 | 2033-34 | 2034-35 | 2035-36 | 2036-37 | 2037-38 | 2038-39 | 2039-40 | 2040-41 | 2041-42 | 2042-43 | 2043-44 | 2044-45 | 2045-46 | PV ($ 2023) | ($ 2023) | PV ($ 2023) |  |  | ($ 2023)
| Birchip | CTN001 | CTN | 702 | 0.088975 | 0.22138 | 0.16667 | 26.42 | 12 | 2.42 | 0 | 21.42 | 9.42 | 0 | 0 | 277649.8236 | 27432.6704 | 24180.685 | 3920.4077 | 0.16667 | 0.16681 | 0.16695 | 0.1671 | 0.16724 | 0.16707 | 0.16689 | 0.16672 | 0.16655 | 0.16637 | 0.1662 | 0.16602 | 0.16585 | 0.16568 | 0.1655 | 0.16533 | 0.16516 | 0.16498 | 0.16481 | 0.16463 | 7094.7793 | 7100.8862 | 7106.993 | 7113.0999 | 7119.2068 | 7111.8111 | 7104.4154 | 7097.0197 | 7089.624 | 7082.2283 | 7074.8327 | 7067.437 | 7060.0413 | 7052.6456 | 7045.2499 | 7037.8542 | 7030.4585 | 7023.0628 | 7015.6671 | 7008.2715 | 503.2267 | 503.6598 | 504.093 | 504.5261 | 504.9593 | 504.4347 | 503.9101 | 503.3856 | 502.861 | 502.3364 | 501.8119 | 501.2873 | 500.7627 | 500.2382 | 499.7136 | 499.189 | 498.6644 | 498.1399 | 497.6153 | 497.0907 | 101276.37 | 101363.5441 | 101450.7183 | 101537.8924 | 101625.0665 | 101519.4948 | 101413.923 | 101308.3512 | 101202.7794 | 101097.2077 | 100991.6359 | 100886.0641 | 100780.4923 | 100674.9206 | 100569.3488 | 100463.777 | 100358.2052 | 100252.6335 | 100147.0617 | 100041.4899 | 108874.376 | 108968.0901 | 109061.8043 | 109155.5184 | 109249.2326 | 109135.7406 | 109022.2485 | 108908.7565 | 108795.2645 | 108681.7724 | 108568.2804 | 108454.7884 | 108341.2963 | 108227.8043 | 108114.3123 | 108000.8202 | 107887.3282 | 107773.8362 | 107660.3442 | 107546.8521 | 1570500.5733 | 277649.8236 | 165451.8965 | 1735952.4697 | TRUE | 11442.846 | 2026-31 reg period
| Boort | CTN001 | CTN | 873 | 0.058192 | 0.1959 | 0.16667 | 22.66 | 10.66 | 0 | 0 | 17.66 | 5.66 | 0 | 0 | 277649.8236 | 27432.6704 | 31900.6399 | 7597.6893 | 0.16667 | 0.16753 | 0.16839 | 0.16925 | 0.17011 | 0.17124 | 0.17237 | 0.1735 | 0.17463 | 0.17576 | 0.1769 | 0.17804 | 0.17918 | 0.18032 | 0.18146 | 0.1826 | 0.18375 | 0.1849 | 0.18605 | 0.1872 | 5808.6987 | 5838.7168 | 5868.7349 | 5898.753 | 5928.7711 | 5968.0535 | 6007.3958 | 6046.7979 | 6086.26 | 6125.7819 | 6165.3636 | 6205.0053 | 6244.7068 | 6284.4682 | 6324.2894 | 6364.1706 | 6404.1116 | 6444.1125 | 6484.1732 | 6524.2939 | 557.4588 | 560.3397 | 563.2205 | 566.1013 | 568.9821 | 572.7521 | 576.5277 | 580.3091 | 584.0963 | 587.8892 | 591.6879 | 595.4923 | 599.3024 | 603.1183 | 606.9399 | 610.7673 | 614.6004 | 618.4393 | 622.2839 | 626.1343 | 125946.255 | 126597.1181 | 127247.9812 | 127898.8443 | 128549.7074 | 129401.4425 | 130254.4758 | 131108.8072 | 131964.4369 | 132821.3647 | 133679.5907 | 134539.1149 | 135399.9372 | 136262.0577 | 137125.4764 | 137990.1933 | 138856.2084 | 139723.5216 | 140592.133 | 141462.0426 | 132312.4125 | 132996.1745 | 133679.9366 | 134363.6986 | 135047.4606 | 135942.248 | 136838.3993 | 137735.9143 | 138634.7931 | 139535.0358 | 140436.6422 | 141339.6124 | 142243.9464 | 143149.6442 | 144056.7058 | 144965.1312 | 145874.9204 | 146786.0734 | 147698.5902 | 148612.4707 | 2011567.3035 | 277649.8236 | -165451.8965 | 1846115.407 | TRUE | 11442.846 | 2026-31 reg period
| Wycheproof | CTN003 | CTN | 610 | 0.068765 | 0.15395 | 0.125 | 25.32 | 12 | 1.32 | 0 | 20.32 | 8.32 | 0 | 0 | 277649.8236 | 27432.6704 | 27689.7554 | 5591.8993 | 0.125 | 0.12633 | 0.12767 | 0.129 | 0.13033 | 0.1353 | 0.14029 | 0.14529 | 0.15032 | 0.15537 | 0.16043 | 0.16551 | 0.17062 | 0.17574 | 0.18088 | 0.18604 | 0.19122 | 0.19642 | 0.20164 | 0.20688 | 3818.6284 | 3859.3395 | 3900.0506 | 3940.7616 | 3981.4727 | 4133.2491 | 4285.6154 | 4438.5717 | 4592.118 | 4746.2542 | 4900.9804 | 5056.2966 | 5212.2027 | 5368.6988 | 5525.7848 | 5683.4608 | 5841.7268 | 6000.5827 | 6160.0286 | 6320.0645 | 345.6247 | 349.3095 | 352.9942 | 356.679 | 360.3638 | 374.1011 | 387.8918 | 401.7359 | 415.6334 | 429.5843 | 443.5886 | 457.6463 | 471.7573 | 485.9218 | 500.1397 | 514.411 | 528.7357 | 543.1138 | 557.5452 | 572.0301 | 66002.7625 | 66706.4298 | 67410.0971 | 68113.7644 | 68817.4317 | 71440.7978 | 74074.3611 | 76718.1215 | 79372.0791 | 82036.2338 | 84710.5857 | 87395.1348 | 90089.881 | 92794.8244 | 95509.9649 | 98235.3026 | 100970.8375 | 103716.5695 | 106472.4987 | 109238.625 | 70167.0156 | 70915.0787 | 71663.1419 | 72411.205 | 73159.2682 | 75948.148 | 78747.8683 | 81558.4291 | 84379.8305 | 87212.0723 | 90055.1547 | 92909.0776 | 95773.8411 | 98649.445 | 101535.8895 | 104433.1745 | 107341.3 | 110260.266 | 113190.0726 | 116130.7196 | 1256710.0618 | 277649.8236 | -165451.8965 | 1091258.1653 | TRUE | 11442.846 | 2026-31 reg period
| St Arnaud | CTN004 | CTN | 3453 | 0.05447 | 0.11644 | 0.125 | 24.86 | 12 | 0.86 | 0 | 19.86 | 7.86 | 0 | 0 | 277649.8236 | 27432.6704 | 29157.1848 | 6290.8867 | 0.125 | 0.12703 | 0.12908 | 0.13114 | 0.13322 | 0.1334 | 0.13359 | 0.13377 | 0.13395 | 0.13413 | 0.13432 | 0.1345 | 0.13468 | 0.13487 | 0.13505 | 0.13523 | 0.13542 | 0.1356 | 0.13578 | 0.13596 | 2930.4 | 2978.1039 | 3026.1196 | 3074.447 | 3123.0862 | 3127.3761 | 3131.6661 | 3135.956 | 3140.246 | 3144.5359 | 3148.8259 | 3153.1158 | 3157.4058 | 3161.6957 | 3165.9857 | 3170.2757 | 3174.5656 | 3178.8556 | 3183.1455 | 3187.4355 | 290.0901 | 294.8125 | 299.5657 | 304.3498 | 309.1648 | 309.5894 | 310.0141 | 310.4388 | 310.8635 | 311.2881 | 311.7128 | 312.1375 | 312.5622 | 312.9868 | 313.4115 | 313.8362 | 314.2609 | 314.6855 | 315.1102 | 315.5349 | 373618.9163 | 379701.0474 | 385822.9268 | 391984.5544 | 398185.9302 | 398732.8889 | 399279.8476 | 399826.8063 | 400373.765 | 400920.7237 | 401467.6824 | 402014.6411 | 402561.5998 | 403108.5585 | 403655.5172 | 404202.4759 | 404749.4346 | 405296.3933 | 405843.352 | 406390.3107 | 376839.4064 | 382973.9639 | 389148.6121 | 395363.3512 | 401618.1812 | 402169.8545 | 402721.5278 | 403273.2011 | 403824.8745 | 404376.5478 | 404928.2211 | 405479.8944 | 406031.5678 | 406583.2411 | 407134.9144 | 407686.5877 | 408238.2611 | 408789.9344 | 409341.6077 | 409893.281 | 5788000.9524 | 277649.8236 | -165451.8965 | 5622549.0559 | TRUE | 11442.846 | 2026-31 reg period
| Nelson | ETSA001 | ETSA | 191 | 0.052926 | 0.13672 | 0.083333 | 16.48 | 4.48 | 0 | 0 | 11.48 | 0 | 0 | 0 | 277649.8236 | 34717.188 | 0 | 0 | 0.083333 | 0.084353 | 0.085378 | 0.086409 | 0.087445 | 0.085417 | 0.083405 | 0.081408 | 0.079426 | 0.077461 | 0.07551 | 0.073575 | 0.071656 | 0.069752 | 0.067864 | 0.065992 | 0.064134 | 0.062293 | 0.060467 | 0.058656 | 2743.377 | 2776.9493 | 2810.6994 | 2844.6274 | 2878.7332 | 2811.9724 | 2745.7228 | 2679.9843 | 2614.7569 | 2550.0406 | 2485.8355 | 2422.1415 | 2358.9587 | 2296.2869 | 2234.1263 | 2172.4768 | 2111.3385 | 2050.7113 | 1990.5952 | 1930.9903 | 0 | 0 | 0 | 0 | 0 | 0 | 0 | 0 | 0 | 0 | 0 | 0 | 0 | 0 | 0 | 0 | 0 | 0 | 0 | 0 | 13777.6258 | 13946.2308 | 14115.7287 | 14286.1198 | 14457.4038 | 14122.1218 | 13789.4068 | 13459.2587 | 13131.6776 | 12806.6635 | 12484.2163 | 12164.3361 | 11847.0228 | 11532.2766 | 11220.0973 | 10910.4849 | 10603.4395 | 10298.9611 | 9997.0497 | 9697.7052 | 16521.0028 | 16723.1801 | 16926.4282 | 17130.7472 | 17336.137 | 16934.0943 | 16535.1296 | 16139.243 | 15746.4345 | 15356.7041 | 14970.0518 | 14586.4776 | 14205.9815 | 13828.5635 | 13454.2236 | 13082.9618 | 12714.778 | 12349.6724 | 11987.6449 | 11628.6955 | 220516.688 | 277649.8236 | -165451.8965 | 55064.7915 | TRUE | 11442.846 | 2026-31 reg period
| Hepburn | BAN008 | BAN | 16604 | 0.069163 | 0.19762 | 0.041667 | 16.07 | 4.07 | 0 | 0 | 11.07 | 0 | 0 | 0 | 277649.8236 | 32573.8452 | 36716.1929 | 7501.9763 | 0.041667 | 0.042735 | 0.043812 | 0.044898 | 0.045993 | 0.045921 | 0.045846 | 0.045769 | 0.045689 | 0.045608 | 0.045524 | 0.045438 | 0.045349 | 0.045258 | 0.045165 | 0.04507 | 0.044972 | 0.044872 | 0.04477 | 0.044666 | 1810.477 | 1856.8838 | 1903.6835 | 1950.876 | 1998.4614 | 1995.3126 | 1992.0644 | 1988.7167 | 1985.2696 | 1981.723 | 1978.0769 | 1974.3314 | 1970.4865 | 1966.5421 | 1962.4982 | 1958.3549 | 1954.1121 | 1949.7699 | 1945.3282 | 1940.7871 | 167.5827 | 171.8783 | 176.2102 | 180.5784 | 184.9831 | 184.6916 | 184.3909 | 184.0811 | 183.762 | 183.4337 | 183.0962 | 182.7495 | 182.3936 | 182.0285 | 181.6542 | 181.2707 | 180.878 | 180.476 | 180.0649 | 179.6446 | 598857.8517 | 614208.0118 | 629688.1078 | 645298.1398 | 661038.1076 | 659996.5797 | 658922.1546 | 657814.8323 | 656674.6129 | 655501.4964 | 654295.4826 | 653056.5717 | 651784.7637 | 650480.0585 | 649142.4561 | 647771.9565 | 646368.5598 | 644932.2659 | 643463.0749 | 641960.9867 | 600835.9113 | 616236.7739 | 631768.0015 | 647429.5942 | 663221.552 | 662176.5839 | 661098.6099 | 659987.6301 | 658843.6445 | 657666.653 | 656456.6558 | 655213.6527 | 653937.6438 | 652628.6291 | 651286.6085 | 649911.5821 | 648503.5499 | 647062.5119 | 645588.468 | 644081.4184 | 9354197.9478 | 277649.8236 | -165451.8965 | 9188746.0513 | TRUE | 11442.846 | 2026-31 reg period
| Beaufort | BAS011 | BAS | 1068 | 0.06307 | 0.23648 | 0.043478 | 17.42 | 5.42 | 0 | 0 | 12.42 | 0.42 | 0 | 0 | 277649.8236 | 32877.5686 | 64493.9072 | 7899.6641 | 0.043478 | 0.043971 | 0.044465 | 0.04496 | 0.045457 | 0.045561 | 0.045664 | 0.045766 | 0.045869 | 0.045971 | 0.046072 | 0.046173 | 0.046274 | 0.046374 | 0.046474 | 0.046573 | 0.046673 | 0.046771 | 0.04687 | 0.046968 | 2141.0001 | 2165.256 | 2189.5834 | 2213.9822 | 2238.4525 | 2243.5464 | 2248.6209 | 2253.6761 | 2258.7118 | 2263.7282 | 2268.7251 | 2273.7027 | 2278.6608 | 2283.5996 | 2288.519 | 2293.419 | 2298.2995 | 2303.1607 | 2308.0025 | 2312.8249 | 258.0765 | 261.0003 | 263.9327 | 266.8737 | 269.8234 | 270.4374 | 271.0491 | 271.6584 | 272.2654 | 272.8701 | 273.4724 | 274.0724 | 274.6701 | 275.2654 | 275.8584 | 276.449 | 277.0373 | 277.6233 | 278.2069 | 278.7882 | 40194.4122 | 40649.7844 | 41106.498 | 41564.553 | 42023.9493 | 42119.581 | 42214.8485 | 42309.752 | 42404.2913 | 42498.4665 | 42592.2776 | 42685.7246 | 42778.8075 | 42871.5262 | 42963.8809 | 43055.8714 | 43147.4978 | 43238.7602 | 43329.6584 | 43420.1924 | 42593.4888 | 43076.0407 | 43560.0141 | 44045.4089 | 44532.2252 | 44633.5648 | 44734.5185 | 44835.0865 | 44935.2685 | 45035.0648 | 45134.4752 | 45233.4997 | 45332.1384 | 45430.3912 | 45528.2582 | 45625.7394 | 45722.8347 | 45819.5442 | 45915.8678 | 46011.8056 | 646513.1711 | 277649.8236 | -165451.8965 | 481061.2747 | TRUE | 11442.846 | 2026-31 reg period
| Tatura | MNA021 | MNA | 4955 | 0.00084233 | 0.16636 | 0.090909 | 19.77 | 7.77 | 0 | 0 | 14.77 | 2.77 | 0 | 0 | 277649.8236 | 28893.9194 | 21252.7128 | 11583.2486 | 0.090909 | 0.091556 | 0.092204 | 0.092854 | 0.093506 | 0.094359 | 0.095214 | 0.09607 | 0.096928 | 0.097788 | 0.098649 | 0.099512 | 0.10038 | 0.10124 | 0.10211 | 0.10298 | 0.10385 | 0.10472 | 0.1056 | 0.10648 | 2195.9866 | 2211.6079 | 2227.271 | 2242.9759 | 2258.7226 | 2279.3263 | 2299.9702 | 2320.6543 | 2341.3785 | 2362.1429 | 2382.9475 | 2403.7923 | 2424.6773 | 2445.6024 | 2466.5677 | 2487.5732 | 2508.6189 | 2529.7047 | 2550.8307 | 2571.9969 | 176.8097 | 178.0675 | 179.3286 | 180.5931 | 181.8609 | 183.5198 | 185.182 | 186.8473 | 188.516 | 190.1878 | 191.8629 | 193.5412 | 195.2227 | 196.9075 | 198.5956 | 200.2868 | 201.9813 | 203.679 | 205.38 | 207.0842 | 389917.9591 | 392691.6637 | 395472.7918 | 398261.3437 | 401057.3191 | 404715.7006 | 408381.2159 | 412053.8651 | 415733.6482 | 419420.5652 | 423114.616 | 426815.8007 | 430524.1192 | 434239.5717 | 437962.158 | 441691.8781 | 445428.7322 | 449172.7201 | 452923.8419 | 456682.0975 | 392290.7555 | 395081.3391 | 397879.3914 | 400684.9126 | 403497.9026 | 407178.5467 | 410866.3681 | 414561.3668 | 418263.5427 | 421972.8959 | 425689.4264 | 429413.1342 | 433144.0192 | 436882.0816 | 440627.3212 | 444379.7381 | 448139.3323 | 451906.1038 | 455680.0526 | 459461.1786 | 6077098.987 | 277649.8236 | -165451.8965 | 5911647.0905 | TRUE | 11442.846 | 2026-31 reg period
| Nathalia | NKA002 | NKA | 1880 | 0.013784 | 0.18155 | 0.041667 | 20.55 | 8.55 | 0 | 0 | 15.55 | 3.55 | 0 | 0 | 277649.8236 | 27821.5406 | 23427.4591 | 6383.5904 | 0.041667 | 0.043139 | 0.044626 | 0.046129 | 0.047647 | 0.047949 | 0.048252 | 0.048556 | 0.048859 | 0.049164 | 0.049468 | 0.049773 | 0.050079 | 0.050384 | 0.050691 | 0.050997 | 0.051304 | 0.051612 | 0.05192 | 0.052228 | 1132.1679 | 1172.1715 | 1212.5881 | 1253.4177 | 1294.6601 | 1302.881 | 1311.113 | 1319.3561 | 1327.6103 | 1335.8757 | 1344.1522 | 1352.4398 | 1360.7386 | 1369.0484 | 1377.3694 | 1385.7016 | 1394.0448 | 1402.3992 | 1410.7647 | 1419.1413 | 61.7433 | 63.9249 | 66.1291 | 68.3557 | 70.6049 | 71.0532 | 71.5022 | 71.9517 | 72.4019 | 72.8526 | 73.304 | 73.756 | 74.2085 | 74.6617 | 75.1155 | 75.5699 | 76.0249 | 76.4805 | 76.9367 | 77.3936 | 67806.1167 | 70201.9553 | 72622.5257 | 75067.8279 | 77537.8619 | 78030.2134 | 78523.2313 | 79016.9156 | 79511.2663 | 80006.2833 | 80501.9668 | 80998.3166 | 81495.3328 | 81993.0154 | 82491.3644 | 82990.3798 | 83490.0616 | 83990.4097 | 84491.4243 | 84993.1052 | 69000.0279 | 71438.0517 | 73901.2429 | 76389.6013 | 78903.1269 | 79404.1476 | 79905.8465 | 80408.2234 | 80911.2785 | 81415.0117 | 81919.423 | 82424.5124 | 82930.2799 | 83436.7256 | 83943.8494 | 84451.6513 | 84960.1313 | 85469.2895 | 85979.1257 | 86489.6401 | 1153818.0293 | 277649.8236 | -165451.8965 | 988366.1328 | TRUE | 11442.846 | 2026-31 reg period
| Avoca | MRO008 | MRO | 976 | 0.033094 | 0.13456 | 0.041667 | 19.55 | 7.55 | 0 | 0 | 14.55 | 2.55 | 0 | 0 | 277649.8236 | 34141.8711 | 52894.5177 | 10759.293 | 0.041667 | 0.042352 | 0.043044 | 0.043741 | 0.044443 | 0.044209 | 0.043975 | 0.043741 | 0.043506 | 0.043272 | 0.043038 | 0.042804 | 0.042571 | 0.042337 | 0.042103 | 0.041869 | 0.041636 | 0.041402 | 0.041168 | 0.040935 | 1192.4832 | 1212.1081 | 1231.8928 | 1251.8374 | 1271.9419 | 1265.2385 | 1258.5364 | 1251.8357 | 1245.1364 | 1238.4384 | 1231.7418 | 1225.0466 | 1218.3528 | 1211.6604 | 1204.9693 | 1198.2796 | 1191.5913 | 1184.9043 | 1178.2188 | 1171.5346 | 133.2588 | 135.4519 | 137.6628 | 139.8916 | 142.1383 | 141.3892 | 140.6402 | 139.8914 | 139.1428 | 138.3943 | 137.646 | 136.8978 | 136.1497 | 135.4019 | 134.6542 | 133.9066 | 133.1592 | 132.4119 | 131.6648 | 130.9179 | 35201.4733 | 35780.7891 | 36364.8242 | 36953.5788 | 37547.0527 | 37349.1702 | 37151.3284 | 36953.5271 | 36755.7665 | 36558.0465 | 36360.3671 | 36162.7283 | 35965.1301 | 35767.5726 | 35570.0557 | 35372.5794 | 35175.1437 | 34977.7486 | 34780.3942 | 34583.0803 | 36527.2154 | 37128.3491 | 37734.3799 | 38345.3078 | 38961.1329 | 38755.7979 | 38550.505 | 38345.2542 | 38140.0456 | 37934.8792 | 37729.7549 | 37524.6727 | 37319.6327 | 37114.6348 | 36909.6791 | 36704.7656 | 36499.8941 | 36295.0649 | 36090.2777 | 35885.5327 | 542636.292 | 277649.8236 | -165451.8965 | 377184.3956 | TRUE | 11442.846 | 2026-31 reg period
| Clunes | BAN006 | BAN | 1424 | 0.043586 | 0.14715 | 0.043478 | 14.72 | 2.72 | 0 | 0 | 9.72 | 0 | 0 | 0 | 277649.8236 | 32573.8452 | 24537.6031 | 5013.6057 | 0.043478 | 0.043915 | 0.044353 | 0.04479 | 0.045229 | 0.04529 | 0.045351 | 0.045413 | 0.045474 | 0.045535 | 0.045596 | 0.045657 | 0.045718 | 0.045779 | 0.04584 | 0.045901 | 0.045962 | 0.046023 | 0.046084 | 0.046144 | 1350.645 | 1364.2206 | 1377.8083 | 1391.4083 | 1405.0205 | 1406.9268 | 1408.8317 | 1410.7352 | 1412.6374 | 1414.5382 | 1416.4377 | 1418.3358 | 1420.2325 | 1422.1278 | 1424.0218 | 1425.9144 | 1427.8056 | 1429.6955 | 1431.584 | 1433.4712 | 78.5757 | 79.3655 | 80.156 | 80.9472 | 81.7391 | 81.85 | 81.9608 | 82.0716 | 82.1822 | 82.2928 | 82.4033 | 82.5137 | 82.6241 | 82.7343 | 82.8445 | 82.9546 | 83.0647 | 83.1746 | 83.2845 | 83.3943 | 53592.5496 | 54131.2168 | 54670.3687 | 55210.0054 | 55750.1268 | 55825.7666 | 55901.3523 | 55976.8836 | 56052.3607 | 56127.7835 | 56203.152 | 56278.4663 | 56353.7263 | 56428.932 | 56504.0835 | 56579.1807 | 56654.2236 | 56729.2122 | 56804.1466 | 56879.0267 | 55021.7703 | 55574.8029 | 56128.3331 | 56682.3609 | 57236.8864 | 57314.5434 | 57392.1448 | 57469.6904 | 57547.1803 | 57624.6145 | 57701.993 | 57779.3158 | 57856.5829 | 57933.7942 | 58010.9498 | 58088.0497 | 58165.0939 | 58242.0824 | 58319.0151 | 58395.8922 | 827943.7562 | 277649.8236 | -165451.8965 | 662491.8598 | TRUE | 11442.846 | 2026-31 reg period
| Halls Gap | STL005 | STL | 316 | 0.071601 | 0.30224 | 0.043478 | 15.32 | 3.32 | 0 | 0 | 10.32 | 0 | 0 | 0 | 277649.8236 | 33421.4206 | 20249.7689 | 10256.4848 | 0.043478 | 0.043762 | 0.044047 | 0.044331 | 0.044615 | 0.044644 | 0.044672 | 0.044701 | 0.044729 | 0.044758 | 0.044786 | 0.044815 | 0.044843 | 0.044872 | 0.0449 | 0.044929 | 0.044957 | 0.044985 | 0.045014 | 0.045042 | 2716.16 | 2733.9151 | 2751.6702 | 2769.4253 | 2787.1804 | 2788.9633 | 2790.7456 | 2792.5275 | 2794.3088 | 2796.0896 | 2797.8699 | 2799.6497 | 2801.429 | 2803.2077 | 2804.986 | 2806.7637 | 2808.5409 | 2810.3177 | 2812.0939 | 2813.8696 | 197.8189 | 199.112 | 200.4051 | 201.6982 | 202.9913 | 203.1212 | 203.251 | 203.3808 | 203.5105 | 203.6402 | 203.7699 | 203.8995 | 204.0291 | 204.1586 | 204.2881 | 204.4176 | 204.547 | 204.6764 | 204.8058 | 204.9351 | 11892.7287 | 11970.4696 | 12048.2105 | 12125.9514 | 12203.6923 | 12211.4985 | 12219.3025 | 12227.1043 | 12234.9038 | 12242.7011 | 12250.4962 | 12258.289 | 12266.0795 | 12273.8679 | 12281.654 | 12289.4378 | 12297.2194 | 12304.9988 | 12312.7759 | 12320.5508 | 14806.7076 | 14903.4967 | 15000.2858 | 15097.0749 | 15193.864 | 15203.583 | 15213.2991 | 15223.0125 | 15232.7231 | 15242.4309 | 15252.1359 | 15261.8381 | 15271.5376 | 15281.2342 | 15290.9281 | 15300.6191 | 15310.3074 | 15319.9929 | 15329.6756 | 15339.3555 | 219472.9128 | 277649.8236 | -165451.8965 | 54021.0163 | TRUE | 11442.846 | 2026-31 reg period
| Anglesea | TQY031 | TQY | 2545 | 0.0007129 | 0.12284 | 0.043478 | 11.93 | 0 | 0 | 0 | 6.93 | 0 | 0 | 0 | 277649.8236 | 35123.8703 | 0 | 0 | 0.043478 | 0.043671 | 0.043863 | 0.044057 | 0.04425 | 0.043931 | 0.043612 | 0.043293 | 0.042976 | 0.042659 | 0.042343 | 0.042027 | 0.041712 | 0.041398 | 0.041085 | 0.040772 | 0.04046 | 0.040149 | 0.039838 | 0.039529 | 943.3908 | 947.5647 | 951.7478 | 955.9402 | 960.1417 | 953.2046 | 946.2828 | 939.3763 | 932.4852 | 925.6093 | 918.7487 | 911.9034 | 905.0733 | 898.2586 | 891.4592 | 884.6751 | 877.9063 | 871.1528 | 864.4145 | 857.6916 | 0 | 0 | 0 | 0 | 0 | 0 | 0 | 0 | 0 | 0 | 0 | 0 | 0 | 0 | 0 | 0 | 0 | 0 | 0 | 0 | 95781.6283 | 96205.4008 | 96630.1087 | 97055.7519 | 97482.3304 | 96778.0148 | 96075.2523 | 95374.0427 | 94674.3862 | 93976.2826 | 93279.7321 | 92584.7345 | 91891.29 | 91199.3984 | 90509.0599 | 89820.2743 | 89133.0418 | 88447.3622 | 87763.2357 | 87080.6621 | 96725.0191 | 97152.9656 | 97581.8565 | 98011.6921 | 98442.4721 | 97731.2194 | 97021.5351 | 96313.4191 | 95606.8713 | 94901.8919 | 94198.4807 | 93496.6379 | 92796.3633 | 92097.657 | 91400.5191 | 90704.9494 | 90010.948 | 89318.515 | 88627.6502 | 87938.3537 | 1368148.7255 | 277649.8236 | -165451.8965 | 1202696.829 | TRUE | 11442.846 | 2026-31 reg period
| Simpson | CDN001 | CDN | 583 | 0.0089411 | 0.1175 | 0.041667 | 23.48 | 11.48 | 0 | 0 | 18.48 | 6.48 | 0 | 0 | 277649.8236 | 32556.0223 | 54285.1294 | 4778.6611 | 0.041667 | 0.04151 | 0.041343 | 0.041166 | 0.04098 | 0.040585 | 0.040187 | 0.039785 | 0.039379 | 0.038969 | 0.038556 | 0.038139 | 0.037718 | 0.037293 | 0.036865 | 0.036432 | 0.035996 | 0.035557 | 0.035113 | 0.034666 | 857.6003 | 854.3698 | 850.9378 | 847.3042 | 843.4691 | 835.3467 | 827.147 | 818.8699 | 810.5154 | 802.0834 | 793.5741 | 784.9875 | 776.3234 | 767.5819 | 758.763 | 749.8668 | 740.8931 | 731.8421 | 722.7137 | 713.5079 | 43.6196 | 43.4553 | 43.2808 | 43.096 | 42.9009 | 42.4878 | 42.0707 | 41.6497 | 41.2248 | 40.7959 | 40.3631 | 39.9264 | 39.4857 | 39.0411 | 38.5925 | 38.14 | 37.6836 | 37.2233 | 36.759 | 36.2907 | 21027.1096 | 20947.9031 | 20863.7548 | 20774.6646 | 20680.6327 | 20481.4847 | 20280.4391 | 20077.496 | 19872.6554 | 19665.9172 | 19457.2816 | 19246.7484 | 19034.3178 | 18819.9896 | 18603.7639 | 18385.6407 | 18165.62 | 17943.7017 | 17719.886 | 17494.1727 | 21928.3295 | 21845.7282 | 21757.9733 | 21665.0648 | 21567.0027 | 21359.3192 | 21149.6568 | 20938.0156 | 20724.3955 | 20508.7966 | 20291.2188 | 20071.6623 | 19850.1268 | 19626.6126 | 19401.1195 | 19173.6475 | 18944.1967 | 18712.7671 | 18479.3586 | 18243.9713 | 297000.6581 | 277649.8236 | -165451.8965 | 131548.7616 | TRUE | 11442.846 | 2026-31 reg period
| Wedderburn | CTN002 | CTN | 951 | 0.030274 | 0.13319 | 0.125 | 18.68 | 6.68 | 0 | 0 | 13.68 | 1.68 | 0 | 0 | 277649.8236 | 27432.6704 | 31900.6399 | 7597.6893 | 0.125 | 0.1273 | 0.12961 | 0.13194 | 0.13428 | 0.13433 | 0.13438 | 0.13442 | 0.13447 | 0.13451 | 0.13456 | 0.1346 | 0.13465 | 0.1347 | 0.13474 | 0.13479 | 0.13483 | 0.13488 | 0.13492 | 0.13497 | 2802.6145 | 2854.1171 | 2905.9776 | 2958.196 | 3010.7723 | 3011.7972 | 3012.822 | 3013.8469 | 3014.8717 | 3015.8966 | 3016.9214 | 3017.9463 | 3018.9711 | 3019.996 | 3021.0208 | 3022.0457 | 3023.0705 | 3024.0954 | 3025.1202 | 3026.1451 | 247.21 | 251.7529 | 256.3273 | 260.9334 | 265.5709 | 265.6613 | 265.7517 | 265.8421 | 265.9325 | 266.0229 | 266.1133 | 266.2037 | 266.2941 | 266.3845 | 266.4749 | 266.5653 | 266.6557 | 266.7461 | 266.8365 | 266.9269 | 102899.3887 | 104790.3327 | 106694.4171 | 108611.6418 | 110542.007 | 110579.6349 | 110617.2628 | 110654.8907 | 110692.5186 | 110730.1465 | 110767.7744 | 110805.4023 | 110843.0302 | 110880.6581 | 110918.286 | 110955.9139 | 110993.5418 | 111031.1697 | 111068.7976 | 111106.4255 | 105949.2132 | 107896.2027 | 109856.722 | 111830.7712 | 113818.3502 | 113857.0934 | 113895.8365 | 113934.5797 | 113973.3228 | 114012.066 | 114050.8091 | 114089.5523 | 114128.2954 | 114167.0386 | 114205.7817 | 114244.5249 | 114283.268 | 114322.0112 | 114360.7543 | 114399.4975 | 1629754.3287 | 277649.8236 | -165451.8965 | 1464302.4322 | TRUE | 11442.846 | 2026-31 reg period
| Murrayville | OYN001 | OYN | 278 | 0.0159 | 0.10024 | 0.083333 | 16.08 | 4.08 | 0 | 0 | 11.08 | 0 | 0 | 0 | 277649.8236 | 26869.1023 | 30414.0056 | 5866.2111 | 0.083333 | 0.083843 | 0.084352 | 0.084861 | 0.085371 | 0.085142 | 0.084913 | 0.084684 | 0.084454 | 0.084225 | 0.083996 | 0.083767 | 0.083538 | 0.083309 | 0.08308 | 0.082851 | 0.082622 | 0.082393 | 0.082164 | 0.081934 | 1300.283 | 1308.2309 | 1316.1787 | 1324.1265 | 1332.0743 | 1328.4997 | 1324.9252 | 1321.3506 | 1317.7761 | 1314.2015 | 1310.6269 | 1307.0524 | 1303.4778 | 1299.9032 | 1296.3287 | 1292.7541 | 1289.1795 | 1285.605 | 1282.0304 | 1278.4559 | 89.302 | 89.8478 | 90.3937 | 90.9395 | 91.4854 | 91.2399 | 90.9944 | 90.7489 | 90.5034 | 90.2579 | 90.0124 | 89.7669 | 89.5214 | 89.2759 | 89.0304 | 88.7849 | 88.5394 | 88.2939 | 88.0484 | 87.8029 | 20053.2983 | 20175.8716 | 20298.4448 | 20421.0181 | 20543.5913 | 20488.4635 | 20433.3356 | 20378.2078 | 20323.08 | 20267.9522 | 20212.8243 | 20157.6965 | 20102.5687 | 20047.4408 | 19992.313 | 19937.1852 | 19882.0573 | 19826.9295 | 19771.8017 | 19716.6738 | 21442.8834 | 21573.9503 | 21705.0172 | 21836.0841 | 21967.151 | 21908.2031 | 21849.2552 | 21790.3073 | 21731.3594 | 21672.4115 | 21613.4636 | 21554.5158 | 21495.5679 | 21436.62 | 21377.6721 | 21318.7242 | 21259.7763 | 21200.8284 | 21141.8805 | 21082.9326 | 312096.4935 | 277649.8236 | -165451.8965 | 146644.597 | TRUE | 11442.846 | 2026-31 reg period
| Swan Hill | SHL007 | SHL | 11508 | 0.023047 | 0.25919 | 0.055556 | 27.08 | 12 | 3.08 | 0 | 22.08 | 10.08 | 0 | 0 | 277649.8236 | 27985.8037 | 19316.752 | 3963.293 | 0.055556 | 0.056044 | 0.056531 | 0.057016 | 0.057501 | 0.058553 | 0.059609 | 0.06067 | 0.061735 | 0.062804 | 0.063877 | 0.064955 | 0.066037 | 0.067124 | 0.068214 | 0.069309 | 0.070409 | 0.071512 | 0.07262 | 0.073732 | 2194.0766 | 2213.3542 | 2232.5855 | 2251.7705 | 2270.9091 | 2312.4559 | 2354.1724 | 2396.0587 | 2438.1147 | 2480.3404 | 2522.7358 | 2565.3009 | 2608.0358 | 2650.9404 | 2694.0147 | 2737.2588 | 2780.6725 | 2824.256 | 2868.0092 | 2911.9322 | 81.8023 | 82.5211 | 83.2381 | 83.9533 | 84.6669 | 86.2159 | 87.7712 | 89.3329 | 90.9009 | 92.4752 | 94.0558 | 95.6428 | 97.2361 | 98.8357 | 100.4416 | 102.0539 | 103.6725 | 105.2975 | 106.9287 | 108.5663 | 553413.3267 | 558275.7284 | 563126.4481 | 567965.4857 | 572792.8413 | 583272.2164 | 593794.4013 | 604359.396 | 614967.2005 | 625617.8148 | 636311.2388 | 647047.4727 | 657826.5163 | 668648.3698 | 679513.033 | 690420.506 | 701370.7888 | 712363.8814 | 723399.7838 | 734478.496 | 555689.2056 | 560571.6036 | 565442.2716 | 570301.2095 | 575148.4173 | 585670.8882 | 596236.345 | 606844.7876 | 617496.216 | 628190.6303 | 638928.0304 | 649708.4164 | 660531.7882 | 671398.1459 | 682307.4894 | 693259.8187 | 704255.1339 | 715293.4349 | 726374.7218 | 737498.9945 | 9047834.6818 | 277649.8236 | -165451.8965 | 8882382.7853 | TRUE | 11442.846 | 2026-31 reg period
| Total where option 2 is preferred option | [14 empty] | 4720047.0018 | [103 empty] | 42323811.5627 | 4720047.0018 | -2481778.4471 | 39842033.1157 |  | 194528.3814

## Sensitivities
Powercor
Quick connect points
|  |  | Option 2 | Option 2 | Option 2 | Option 2 | Capex sensitivity | 10% | -10% | 0% | 0% | 10% | Preferred
|  |  | Total benefits | Annualised capex |  | preferred | Benefits sensitivity | 0% | 0% | 10% | -10% | -10% | option
| Feeders | ZSS | PV ($2023) | PV ($2023) | NPV ($2023) |  |  | Sensitivity 1 | Sensitivity 2 | Sensitivity 3 | Sensitivity 4 | Sensitivity 5 | unchanged
| Birchip | CTN | 1570500.5733 | 165451.8965 | 1735952.4697 | TRUE |  | 1752497.6594 | 1719407.2801 | 1893002.5271 | 1578902.4124 | 1595447.6021 | TRUE
| Boort | CTN | 2011567.3035 | -165451.8965 | 1846115.407 | TRUE |  | 1829570.2173 | 1862660.5966 | 2047272.1373 | 1644958.6766 | 1628413.487 | TRUE
| Wycheproof | CTN | 1256710.0618 | -165451.8965 | 1091258.1653 | TRUE |  | 1074712.9757 | 1107803.355 | 1216929.1715 | 965587.1592 | 949041.9695 | TRUE
| St Arnaud | CTN | 5788000.9524 | -165451.8965 | 5622549.0559 | TRUE |  | 5606003.8663 | 5639094.2455 | 6201349.1511 | 5043748.9607 | 5027203.771 | TRUE
| Nelson | ETSA | 220516.688 | -165451.8965 | 55064.7915 | TRUE |  | 38519.6019 | 71609.9812 | 77116.4603 | 33013.1227 | 16467.9331 | TRUE
| Hepburn | BAN | 9354197.9478 | -165451.8965 | 9188746.0513 | TRUE |  | 9172200.8617 | 9205291.241 | 10124165.8461 | 8253326.2565 | 8236781.0669 | TRUE
| Beaufort | BAS | 646513.1711 | -165451.8965 | 481061.2747 | TRUE |  | 464516.085 | 497606.4643 | 545712.5918 | 416409.9576 | 399864.7679 | TRUE
| Tatura | MNA | 6077098.987 | -165451.8965 | 5911647.0905 | TRUE |  | 5895101.9009 | 5928192.2801 | 6519356.9892 | 5303937.1918 | 5287392.0022 | TRUE
| Nathalia | NKA | 1153818.0293 | -165451.8965 | 988366.1328 | TRUE |  | 971820.9432 | 1004911.3225 | 1103747.9358 | 872984.3299 | 856439.1403 | TRUE
| Avoca | MRO | 542636.292 | -165451.8965 | 377184.3956 | TRUE |  | 360639.2059 | 393729.5852 | 431448.0248 | 322920.7664 | 306375.5767 | TRUE
| Clunes | BAN | 827943.7562 | -165451.8965 | 662491.8598 | TRUE |  | 645946.6701 | 679037.0494 | 745286.2354 | 579697.4841 | 563152.2945 | TRUE
| Halls Gap | STL | 219472.9128 | -165451.8965 | 54021.0163 | TRUE |  | 37475.8267 | 70566.206 | 75968.3076 | 32073.725 | 15528.5354 | TRUE
| Anglesea | TQY | 1368148.7255 | -165451.8965 | 1202696.829 | TRUE |  | 1186151.6393 | 1219242.0186 | 1339511.7015 | 1065881.9564 | 1049336.7668 | TRUE
| Simpson | CDN | 297000.6581 | -165451.8965 | 131548.7616 | TRUE |  | 115003.572 | 148093.9513 | 161248.8274 | 101848.6958 | 85303.5062 | TRUE
| Wedderburn | CTN | 1629754.3287 | -165451.8965 | 1464302.4322 | TRUE |  | 1447757.2426 | 1480847.6219 | 1627277.8651 | 1301326.9994 | 1284781.8097 | TRUE
| Murrayville | OYN | 312096.4935 | -165451.8965 | 146644.597 | TRUE |  | 130099.4074 | 163189.7867 | 177854.2464 | 115434.9477 | 98889.758 | TRUE
| Swan Hill | SHL | 9047834.6818 | -165451.8965 | 8882382.7853 | TRUE |  | 8865837.5957 | 8898927.975 | 9787166.2535 | 7977599.3172 | 7961054.1275 | TRUE
| Total |  | 42323811.5627 | -2481778.4471 | 39842033.1157 |  |  | 39593855.271 | 40090210.9604 | 44074414.2719 | 35609651.9594 | 35361474.1147

## Misc_calcs
Powercor
Quick connect points
ESCALATION & OTHER
| Year end |  |  |  |  | 2021-06-30 | 2022-06-30 | 2023-06-30 | 2024-06-30 | 2025-06-30 | 2026-06-30
| Actual/forecast CPI (June to June) |  |  |  |  | 0% | 0.8606% | 3.498% | 7.832% | 4.052% | 2.425%
| HY ending |  |  |  |  | 2021-06-30 | 2021-12-31 | 2022-06-30 | 2022-12-31 | 2023-06-30 | 2023-12-31 | 2024-06-30 | 2024-12-31 | 2025-06-30 | 2025-12-31 | 2026-06-30
| FY ending |  |  |  |  | 2021-06-30 | 2022-06-30 | 2022-06-30 | 2023-06-30 | 2023-06-30 | 2024-06-30 | 2024-06-30 | 2025-06-30 | 2025-06-30 | 2026-06-30 | 2026-06-30
| Actual/forecast CPI (June to June) |  |  |  |  | 0% | 0.8606% | 0.8606% | 3.498% | 3.498% | 7.832% | 7.832% | 4.052% | 4.052% | 2.425% | 2.425%
| Actual cumulative HY escalation |  |  |  |  | 1 | 1.0043 | 1.0086 | 1.0261 | 1.0439 | 1.084 | 1.1256 | 1.1482 | 1.1713 | 1.1854 | 1.1997
| Convert from input dollars | 2023-12-31 | 1.084
| To output dollars | 2026-06-30 | 1.1997
| Conversion from input dollars to output dollars |  | 1.1067
| Convert from VCR date | 2024-12-31 | 1.1482 | 2025-06-01 | 1.1713
| To input dollars | 2023-12-31 | 1.084 | 2023-12-31 | 1.084
| VCR escalation |  | 0.94406 |  | 0.9255
|  |  |  | 0 | 1 | 2 | 3 | 4 | 5 | 6 | 7 | 8 | 9 | 10 | 11 | 12 | 13 | 14 | 15 | 16 | 17 | 18 | 19 | 20
DISCOUNT FACTOR |  |  |  | 2026-06-30 | 2026-27 | 2027-28 | 2028-29 | 2029-30 | 2030-31 | 2031-32 | 2032-33 | 2033-34 | 2034-35 | 2035-36 | 2036-37 | 2037-38 | 2038-39 | 2039-40 | 2040-41 | 2041-42 | 2042-43 | 2043-44 | 2044-45 | 2045-46 | 2046-47 | 2047-48 | 2048-49 | 2049-50 | 2050-51
| Discount factor |  |  | 0 | 0.98295 | 0.94971 | 0.91759 | 0.88656 | 0.85658 | 0.82761 | 0.79963 | 0.77259 | 0.74646 | 0.72122 | 0.69683 | 0.67326 | 0.6505 | 0.6285 | 0.60725 | 0.58671 | 0.56687 | 0.5477 | 0.52918 | 0.51129
0

## Data
Powercor
Quick connect points
DATA
No change to existing practices
Not applicable (compliance)
Benefits
|  | Short categ | Flag to include | Units | Defined value
1 | Unserved energy | Energy | FALSE | MWh | FALSE
2 | Safety | Safety | FALSE | $ | TRUE
3 | Unplanned replacement | UnRepl | FALSE | $ | TRUE
4 | Bushfire | Fire | FALSE | $ | TRUE
5 | Reduction in CO2 emissions | Carbon | TRUE | MWh | FALSE
6 | Reliability in worst-served areas | Other | TRUE | MWh | FALSE
7 | Network resilience | Other | TRUE | MWh | FALSE
8 | Enabling solar exports | Other | TRUE | MWh
9 | Aesthetics | Other | TRUE | Customers impacted | FALSE
10 | Customer value of time - residential | Other | TRUE | Customer minutes | FALSE
11 | Customer value of time - business | Other | TRUE | Customer minutes | FALSE
12 | Communication | Other | TRUE | Customers impacted | FALSE
13 | Information accessibility | Other | TRUE | Customers impacted | FALSE
Conversions
| thous_conv | 1000
| mill_conv | 1000000
Message
| Message | Enter asset life
Error message |  | Remove inputs prior to start year
Disproportionate factors applied to various bushfire and other risk valuations
| - Select - |  |  |  | 0
| Harm to property from network |  |  |  | 1
| Harm to property from bushfire |  |  |  | 1
| Harm to environment |  |  |  | 1
| Safety - Public trespass |  |  |  | 1
| Safety - Single fatality or serious injury ^ |  |  |  | 3
| Safety from bushfire in HBRA |  |  |  | 3
| Safety - Multiple fatality or serious injury ^ |  |  |  | 6
| Safety from bushfire (REFCL declared areas) |  |  |  | 6
| Safety from bushfire (electric line construction areas) |  |  |  | 10
DROPDOWN LISTS
| Business |  |  | Type |  | Include | Dollar inputs - month |  |  | Not used options | Conversions | Dollar inputs - year | Subtransmission | Capex first year
| CitiPower | CP |  | - Select - |  | FALSE | June | 6 | CY | Not used |  | 2023 | BATS | 2026-27
| Powercor | PA |  | Capex |  | TRUE | December | 12 | FY |  |  | 2022 | BATSBAS1 | 2025-26
| United Energy | UE |  | Opex | [7 empty] | 2021 | BETSMRO | 2024-25
[12 empty] | 2020 | KGTSGSF
KGTSHL
MNASTN
SHTS
SHTSKYM1
SHTSMNA
SHTSNKA
SHTSSHP

## VCR_data
Powercor
Quick connect points
|  |  | Load proportion |  |  |  | 2024 VCR ($2024) |  |  |  |  | 6-12h VCR
[7 empty] | $/MWh | $/MWh | $/MWh | $/MWh | VCR weighted ave | $/MWh | $/MWh | $/MWh | $/MWh | 6-12h VNR
Zone Sub Station | ZSS | Postcode | Residential | Commercial | Industrial | Agricultural | Residential | Commercial | Industrial | Agricultural | ($2024 /MWh) | Residential | Commercial | Industrial | Agricultural | ($2024 /MWh) | `
Hoppers Crossing Pump | HCP | 0 | 0% | 100% | 0% | 0% | 0 | 34390 | 33490 | 22250 | 34390 | 0 | 10120.3463 | 0 | 0 | 10120.3463
Werribee | WBE | 3030 | 51.79% | 36.84% | 10.2% | 1.182% | 55101.7131 | 34390 | 33490 | 22250 | 44880.3577 | 15750.5253 | 3728.0422 | 845.7982 | 100.8777 | 20425.2434
Laverton | LV | 3028 | 55.26% | 32.23% | 12.5% | 0.008182% | 55101.7131 | 34390 | 33490 | 22250 | 45722.0914 | 16807.7061 | 3262.2319 | 1036.6842 | 0.69814 | 21107.3203
Toyota | TYA | 0 | 0% | 100% | 0% | 0% | 0 | 34390 | 33490 | 22250 | 34390 | 0 | 10120.3463 | 0 | 0 | 10120.3463
Altona Chemical | AC | 0 | 0% | 35.84% | 64.16% | 0% | 0 | 34390 | 33490 | 22250 | 33812.5267 | 0 | 3626.7575 | 5323.0245 | 0 | 8949.782
Compol | CPL | 0 | 0% | 100% | 0% | 0% | 0 | 34390 | 33490 | 22250 | 34390 | 0 | 10120.3463 | 0 | 0 | 10120.3463
Laverton North | LVN | 3026 | 4.297% | 78.11% | 17.6% | 0% | 55101.7131 | 34390 | 33490 | 22250 | 35121.6499 | 1306.993 | 7904.5695 | 1459.8548 | 0 | 10671.4173
Ballarat North | BAN | 3350 | 37.8% | 38.58% | 22.14% | 1.467% | 35689.4371 | 34390 | 33490 | 22250 | 34503.8606 | 9555.6866 | 3904.9002 | 1837.0155 | 125.1778 | 15422.78
Challicum Hills Wind Farm | CHW | 0 | 0% | 88.5% | 11.5% | 0% | 0 | 34390 | 33490 | 22250 | 34286.4732 | 0 | 8956.205 | 954.2879 | 0 | 9910.4928
Ballarat South | BAS | 3350 | 54.05% | 33.07% | 11.53% | 1.343% | 35689.4371 | 34390 | 33490 | 22250 | 34825.5797 | 13663.0402 | 3347.0891 | 956.4613 | 114.6104 | 18081.201
Ballarat Gold Fields | BGF | 0 | 0% | 100% | 0% | 0% | 0 | 34390 | 33490 | 22250 | 34390 | 0 | 10120.3463 | 0 | 0 | 10120.3463
Bungal Dam | BGL | 0 | 0% | 100% | 0% | 0% | 0 | 34390 | 33490 | 22250 | 34390 | 0 | 10120.3463 | 0 | 0 | 10120.3463
Bendigo | BETS | 3555 | 53.83% | 37.9% | 7.726% | 0.5424% | 38897.6181 | 34390 | 33490 | 22250 | 36681.2513 | 13183.2499 | 3835.3357 | 640.958 | 46.2847 | 17705.8282
Bendigo | BGO | 3550 | 40.11% | 51.14% | 8.1% | 0.6466% | 38897.6181 | 34390 | 33490 | 22250 | 36046.566 | 9822.1853 | 5175.9466 | 671.9961 | 55.1738 | 15725.3019
Eaglehawk | EHK | 3556 | 34.86% | 49.72% | 14.31% | 1.104% | 38897.6181 | 34390 | 33490 | 22250 | 35698.6235 | 8537.2717 | 5032.1677 | 1187.1949 | 94.2079 | 14850.8422
Castlemaine | CMN | 3450 | 44.38% | 47.64% | 7.131% | 0.8449% | 35689.4371 | 34390 | 33490 | 22250 | 34799.9706 | 11218.3551 | 4821.4293 | 591.6051 | 72.0958 | 16703.4853
Maryborough | MRO | 3465 | 45.76% | 45.05% | 7.372% | 1.825% | 38897.6181 | 34390 | 33490 | 22250 | 36164.7927 | 11205.7085 | 4558.7144 | 611.5495 | 155.6785 | 16531.6509
Charlton | CTN | 3525 | 48.31% | 31.81% | 14.99% | 4.895% | 24862.3626 | 34390 | 33490 | 22250 | 29058.0688 | 6758.1535 | 3219.1424 | 1243.2701 | 417.6646 | 11638.2306
Brooklyn | BLTS | 3025 | 13.83% | 63.49% | 22.68% | 0% | 55101.7131 | 34390 | 33490 | 22250 | 37049.852 | 4205.6979 | 6425.8219 | 1881.3847 | 0 | 12512.9045
Altona | AL | 3018 | 35.25% | 53.86% | 10.89% | 0% | 55101.7131 | 34390 | 33490 | 22250 | 41593.657 | 10722.3923 | 5450.847 | 903.1102 | 0 | 17076.3494
Bacchus Marsh | BMH | 3340 | 57.91% | 26.96% | 14.55% | 0.577% | 55101.7131 | 34390 | 33490 | 22250 | 46184.0208 | 17614.5638 | 2728.6384 | 1206.8181 | 49.2367 | 21599.257
Blue Circle Geelong | BCG | 0 | 0% | 100% | 0% | 0% | 0 | 34390 | 33490 | 22250 | 34390 | 0 | 10120.3463 | 0 | 0 | 10120.3463
Waurn Ponds | WPD | 3216 | 48.95% | 42.98% | 7.816% | 0.2505% | 55101.7131 | 34390 | 33490 | 22250 | 44428.2833 | 14889.0958 | 4349.7549 | 648.4249 | 21.3703 | 19908.646
Corio | CRO | 3214 | 14.72% | 44.96% | 40.32% | 0% | 55101.7131 | 34390 | 33490 | 22250 | 37074.9576 | 4475.7518 | 4550.3621 | 3345.1054 | 0 | 12371.2194
Ford Norlane | FDN | 0 | 0% | 100% | 0% | 0% | 0 | 34390 | 33490 | 22250 | 34390 | 0 | 10120.3463 | 0 | 0 | 10120.3463
Ford North Shore | FNS | 3214 | 34.07% | 43.66% | 22.19% | 0.07358% | 55101.7131 | 34390 | 33490 | 22250 | 41238.8605 | 10363.8681 | 4418.8715 | 1840.7443 | 6.2779 | 16629.7619
Shell Refining Corio | SRC | 0 | 0% | 100% | 0% | 0% | 0 | 34390 | 33490 | 22250 | 34390 | 0 | 10120.3463 | 0 | 0 | 10120.3463
Geelong B | GB | 3220 | 4.365% | 89.4% | 6.237% | 0% | 55101.7131 | 34390 | 33490 | 22250 | 35237.9789 | 1327.6813 | 9047.3676 | 517.4197 | 0 | 10892.4687
Geelong City | GCY | 3220 | 29.14% | 64.59% | 6.271% | 0% | 55101.7131 | 34390 | 33490 | 22250 | 40369.1674 | 8863.2474 | 6536.4947 | 520.2674 | 0 | 15920.0094
Geelong | GL | 3220 | 59.29% | 32.08% | 8.633% | 0% | 55101.7131 | 34390 | 33490 | 22250 | 46591.4535 | 18031.8431 | 3246.6952 | 716.2029 | 0 | 21994.7412
Geelong East | GLE | 3219 | 43.77% | 41.55% | 14.59% | 0.08947% | 55101.7131 | 34390 | 33490 | 22250 | 43313.65 | 13313.0561 | 4205.1984 | 1210.1594 | 7.6342 | 18736.0481
Drysdale | DDL | 3222 | 64.91% | 25.98% | 8.924% | 0.1948% | 38897.6181 | 34390 | 33490 | 22250 | 37211.718 | 15894.3938 | 2628.8961 | 740.3067 | 16.6211 | 19280.2177
Winchelsea | WIN | 3241 | 68.38% | 18.13% | 7.818% | 5.669% | 38897.6181 | 34390 | 33490 | 22250 | 36713.8473 | 16746.0897 | 1834.7746 | 648.5909 | 483.7297 | 19713.1849
Torquay | TQY | 3228 | 64.34% | 28.5% | 6.98% | 0.1833% | 38897.6181 | 34390 | 33490 | 22250 | 37204.9759 | 15755.1217 | 2884.3203 | 579.0651 | 15.6362 | 19234.1434
Charam | CHM | 3318 | 56.82% | 20.85% | 14.74% | 7.595% | 38897.6181 | 34390 | 33490 | 22250 | 35896.6501 | 13914.603 | 2109.9423 | 1222.5175 | 648.0159 | 17895.0786
Horsham | HSM | 3400 | 53.66% | 32.51% | 12.16% | 1.67% | 38897.6181 | 34390 | 33490 | 22250 | 36496.7249 | 13140.9749 | 3290.0909 | 1008.7194 | 142.4682 | 17582.2534
Nhill | NHL | 3418 | 47.33% | 35.36% | 8.412% | 8.901% | 24862.3626 | 34390 | 33490 | 22250 | 28724.4862 | 6620.7211 | 3578.4772 | 697.857 | 759.4986 | 11656.554
Stawell | STL | 3380 | 26.38% | 64.67% | 8.086% | 0.8632% | 38897.6181 | 34390 | 33490 | 22250 | 35401.6552 | 6460.716 | 6544.6905 | 670.7818 | 73.657 | 13749.8453
Ararat | ART | 3377 | 43.48% | 45.47% | 9.024% | 2.026% | 35689.4371 | 34390 | 33490 | 22250 | 34627.9311 | 10991.2916 | 4601.2851 | 748.6442 | 172.8352 | 16514.0561
Heywood | HYTS | 3304 | 24.04% | 2.38% | 50.83% | 22.75% | 38897.6181 | 34390 | 33490 | 22250 | 32254.3294 | 5887.6041 | 240.8841 | 4216.5854 | 1941.2446 | 12286.3183
Kerang | KGTS | 3579 | 53.21% | 22.4% | 14.04% | 10.35% | 24862.3626 | 34390 | 33490 | 22250 | 27937.3984 | 7443.5729 | 2267.2115 | 1164.4686 | 883.2306 | 11758.4836
Cohuna | CHA | 3568 | 33.03% | 26.6% | 17.45% | 22.92% | 24862.3626 | 34390 | 33490 | 22250 | 28303.138 | 4621.0234 | 2691.6863 | 1447.6289 | 1955.7164 | 10716.055
Swan Hill | SHL | 3585 | 42.27% | 43.21% | 9.287% | 5.229% | 24862.3626 | 34390 | 33490 | 22250 | 29643.9755 | 5913.6643 | 4373.0416 | 770.4813 | 446.1614 | 11503.3486
Woodend | WND | 3442 | 58.91% | 22.16% | 17.79% | 1.148% | 35689.4371 | 34390 | 33490 | 22250 | 34856.1043 | 14890.3541 | 2242.2178 | 1475.5698 | 97.921 | 18706.0627
Gisborne | GSB | 3437 | 71.21% | 22.75% | 5.654% | 0.3792% | 35689.4371 | 34390 | 33490 | 22250 | 35218.4631 | 18000.2664 | 2302.6705 | 469.0504 | 32.3541 | 20804.3413
St Albans | SA | 3021 | 64.51% | 28.8% | 6.675% | 0.008982% | 55101.7131 | 34390 | 33490 | 22250 | 47690.2756 | 19621.1773 | 2915.1157 | 553.7578 | 0.7664 | 23090.8172
Sunshine East | SSE | 3020 | 33.14% | 45.93% | 20.94% | 0% | 55101.7131 | 34390 | 33490 | 22250 | 41064.6166 | 10078.3503 | 4647.862 | 1737.0145 | 0 | 16463.2268
Red Cliffs | RCTS | 3496 | 19.62% | 39.9% | 27.05% | 13.43% | 24862.3626 | 34390 | 33490 | 22250 | 30646.588 | 2744.6506 | 4037.6711 | 2244.2035 | 1146.0917 | 10172.6169
Merbein | MBN | 3505 | 53.41% | 30.61% | 8.844% | 7.138% | 24862.3626 | 34390 | 33490 | 22250 | 28355.3274 | 7471.2687 | 3097.8641 | 733.6789 | 609.0787 | 11911.8904
Dareton | DTN | 0 | 0% | 0% | 0% | 0% | 0 | 34390 | 33490 | 22250 | 0 | 0 | 0 | 0 | 0 | 0
Buronga | BNG | 0 | 0% | 0% | 0% | 0% | 0 | 34390 | 33490 | 22250 | 0 | 0 | 0 | 0 | 0 | 0
Mildura | MDA | 3500 | 44.64% | 42.72% | 10.98% | 1.654% | 24862.3626 | 34390 | 33490 | 22250 | 29837.2178 | 6244.6657 | 4323.6124 | 911.2503 | 141.1593 | 11620.6878
Kyabram | KYM | 3620 | 27.97% | 51.37% | 11.23% | 9.433% | 24862.3626 | 34390 | 33490 | 22250 | 30479.2352 | 3912.3123 | 5198.8709 | 931.6499 | 804.8447 | 10847.6778
Stanhope | SHP | 3623 | 26.9% | 47.31% | 15.93% | 9.854% | 24862.3626 | 34390 | 33490 | 22250 | 30487.2295 | 3763.3408 | 4788.1283 | 1321.7434 | 840.7932 | 10714.0057
Echuca | ECA | 3564 | 39.49% | 39.8% | 16.85% | 3.857% | 24862.3626 | 34390 | 33490 | 22250 | 30007.3646 | 5524.7272 | 4027.7599 | 1398.0014 | 329.0871 | 11279.5757
Mooroopna | MNA | 3629 | 32.18% | 48.49% | 14.48% | 4.838% | 24862.3626 | 34390 | 33490 | 22250 | 30605.8975 | 4502.3892 | 4907.8246 | 1201.4904 | 412.7788 | 11024.4829
Shepparton | STN | 3630 | 31.76% | 48.66% | 17.33% | 2.251% | 24862.3626 | 34390 | 33490 | 22250 | 30934.4056 | 4443.4923 | 4924.3206 | 1437.4679 | 192.0873 | 10997.3681
Numurkah | NKA | 3636 | 35.48% | 26.73% | 27.12% | 10.67% | 24862.3626 | 34390 | 33490 | 22250 | 29469.9797 | 4963.1094 | 2704.7284 | 2250.153 | 910.6551 | 10828.6459
Cobram East | CME | 3644 | 31.98% | 55.71% | 8.001% | 4.31% | 24862.3626 | 34390 | 33490 | 22250 | 30747.4757 | 4474.1981 | 5637.5642 | 663.7804 | 367.7655 | 11143.3082
Shepparton North | SHN | 3631 | 41.96% | 34.86% | 19.35% | 3.835% | 24862.3626 | 34390 | 33490 | 22250 | 29752.7513 | 5869.4781 | 3527.7126 | 1605.2877 | 327.2066 | 11329.685
Camperdown | CDN | 3260 | 46.96% | 20.01% | 17.69% | 15.34% | 38897.6181 | 34390 | 33490 | 22250 | 34484.9817 | 11500.3097 | 2024.7196 | 1467.4289 | 1309.1873 | 16301.6454
Cobden | COB | 3266 | 3.724% | 85.46% | 6.071% | 4.747% | 38897.6181 | 34390 | 33490 | 22250 | 33926.9081 | 912.019 | 8648.5597 | 503.6725 | 405.0706 | 10469.3217
Colac | CLC | 3250 | 32.59% | 55.82% | 7.112% | 4.471% | 38897.6181 | 34390 | 33490 | 22250 | 35252.478 | 7981.9728 | 5649.4503 | 590.0025 | 381.4759 | 14602.9015
Hamilton | HTN | 3300 | 55.74% | 30.26% | 9.78% | 4.222% | 35689.4371 | 34390 | 33490 | 22250 | 34513.7212 | 14089.2818 | 3062.0667 | 811.3631 | 360.2652 | 18322.9767
Oakland's Hill Wind Farm | OWF | 0 | 0% | 100% | 0% | 0% | 0 | 34390 | 33490 | 22250 | 34390 | 0 | 10120.3463 | 0 | 0 | 10120.3463
Koroit | KRT | 3282 | 25.9% | 59.53% | 7.117% | 7.458% | 38897.6181 | 34390 | 33490 | 22250 | 34587.8125 | 6341.6891 | 6024.4612 | 590.4207 | 636.395 | 13592.966
Terang | TRG | 3264 | 39.14% | 19.16% | 18.93% | 22.77% | 38897.6181 | 34390 | 33490 | 22250 | 33219.3636 | 9585.2601 | 1939.014 | 1570.0672 | 1943.1443 | 15037.4857
Warrnambool | WBL | 3280 | 29.56% | 55.54% | 9.918% | 4.974% | 38897.6181 | 34390 | 33490 | 22250 | 35029.4947 | 7239.8505 | 5621.2028 | 822.7953 | 424.4385 | 14108.287
Portland | PLD | 3305 | 46.14% | 43.79% | 7.485% | 2.589% | 38897.6181 | 34390 | 33490 | 22250 | 36088.1393 | 11298.8555 | 4431.3599 | 620.9926 | 220.8851 | 16572.0931
Codrington Wind Farm | CWF | 0 | 0% | 100% | 0% | 0% | 0 | 34390 | 33490 | 22250 | 34390 | 0 | 10120.3463 | 0 | 0 | 10120.3463
Yambuk Wind Farm | YWF | 0 | 0% | 100% | 0% | 0% | 0 | 34390 | 33490 | 22250 | 34390 | 0 | 10120.3463 | 0 | 0 | 10120.3463
Wemen | WMN | 3549 | 3.599% | 42.71% | 42.03% | 11.67% | 24862.3626 | 34390 | 33490 | 22250 | 32252.3412 | 503.4468 | 4321.941 | 3486.5978 | 995.6062 | 9307.5918
Robinvale | RVL | 3549 | 27.65% | 40.29% | 23.58% | 8.477% | 24862.3626 | 34390 | 33490 | 22250 | 30514.0673 | 3868.3064 | 4077.7089 | 1956.0702 | 723.3169 | 10625.4023
Boundary Bend | BBD | 3599 | 2.466% | 40.85% | 17.66% | 39.02% | 24862.3626 | 34390 | 33490 | 22250 | 29258.4383 | 344.991 | 4133.7036 | 1465.3618 | 3329.841 | 9273.8975
Ouyen | OYN | 3490 | 56.44% | 30.1% | 9.633% | 3.825% | 24862.3626 | 34390 | 33490 | 22250 | 28461.109 | 7896.0906 | 3045.974 | 799.1426 | 326.379 | 12067.5862
Melton | MLN | 3337 | 57.72% | 28.36% | 12.51% | 1.404% | 55101.7131 | 34390 | 33490 | 22250 | 46061.8027 | 17555.5668 | 2870.4503 | 1038.0882 | 119.7661 | 21583.8714
Sunshine | SU | 3020 | 31.28% | 61.26% | 7.458% | 0% | 55101.7131 | 34390 | 33490 | 22250 | 40801.4346 | 9513.7138 | 6199.9494 | 618.724 | 0 | 16332.3872
Truganina | TNA | 3029 | 32.72% | 39.86% | 27.09% | 0.3332% | 55101.7131 | 34390 | 33490 | 22250 | 40881.6152 | 9950.362 | 4033.8309 | 2247.6249 | 28.4311 | 16260.2489
Gheringhap | GHP | 3331 | 64.99% | 19.78% | 12.06% | 3.167% | 38897.6181 | 34390 | 33490 | 22250 | 36826.5735 | 15915.8238 | 2001.5006 | 1000.7659 | 270.2325 | 10684.4328

## Residential VCR by postcode
Powercor
Quick connect points
Postcode | Climate zone | Remoteness | Residential VCR segment | VCR 2024 ($/kWh) | 6-12 hour VCR ($/kWh)
3012 | 6 | CBD&Sub | CZ6-CBD&Sub | 55.1017 | 30.415
3013 | 6 | CBD&Sub | CZ6-CBD&Sub | 55.1017 | 30.415
3015 | 6 | CBD&Sub | CZ6-CBD&Sub | 55.1017 | 30.415
3016 | 6 | CBD&Sub | CZ6-CBD&Sub | 55.1017 | 30.415
3018 | 6 | CBD&Sub | CZ6-CBD&Sub | 55.1017 | 30.415
3019 | 6 | CBD&Sub | CZ6-CBD&Sub | 55.1017 | 30.415
3020 | 6 | CBD&Sub | CZ6-CBD&Sub | 55.1017 | 30.415
3021 | 6 | CBD&Sub | CZ6-CBD&Sub | 55.1017 | 30.415
3022 | 6 | CBD&Sub | CZ6-CBD&Sub | 55.1017 | 30.415
3023 | 6 | CBD&Sub | CZ6-CBD&Sub | 55.1017 | 30.415
3024 | 6 | CBD&Sub | CZ6-CBD&Sub | 55.1017 | 30.415
3025 | 6 | CBD&Sub | CZ6-CBD&Sub | 55.1017 | 30.415
3026 | 6 | CBD&Sub | CZ6-CBD&Sub | 55.1017 | 30.415
3027 | 6 | CBD&Sub | CZ6-CBD&Sub | 55.1017 | 30.415
3028 | 6 | CBD&Sub | CZ6-CBD&Sub | 55.1017 | 30.415
3029 | 6 | CBD&Sub | CZ6-CBD&Sub | 55.1017 | 30.415
3030 | 6 | CBD&Sub | CZ6-CBD&Sub | 55.1017 | 30.415
3033 | 6 | CBD&Sub | CZ6-CBD&Sub | 55.1017 | 30.415
3034 | 6 | CBD&Sub | CZ6-CBD&Sub | 55.1017 | 30.415
3036 | 6 | CBD&Sub | CZ6-CBD&Sub | 55.1017 | 30.415
3037 | 6 | CBD&Sub | CZ6-CBD&Sub | 55.1017 | 30.415
3038 | 6 | CBD&Sub | CZ6-CBD&Sub | 55.1017 | 30.415
3042 | 6 | CBD&Sub | CZ6-CBD&Sub | 55.1017 | 30.415
3064 | 6 | CBD&Sub | CZ6-CBD&Sub | 55.1017 | 30.415
3211 | 6 | Regional | CZ6-Regional | 38.8976 | 24.4886
3212 | 6 | CBD&Sub | CZ6-CBD&Sub | 55.1017 | 30.415
3213 | 6 | CBD&Sub | CZ6-CBD&Sub | 55.1017 | 30.415
3214 | 6 | CBD&Sub | CZ6-CBD&Sub | 55.1017 | 30.415
3215 | 6 | CBD&Sub | CZ6-CBD&Sub | 55.1017 | 30.415
3216 | 6 | CBD&Sub | CZ6-CBD&Sub | 55.1017 | 30.415
3217 | 6 | CBD&Sub | CZ6-CBD&Sub | 55.1017 | 30.415
3218 | 6 | CBD&Sub | CZ6-CBD&Sub | 55.1017 | 30.415
3219 | 6 | CBD&Sub | CZ6-CBD&Sub | 55.1017 | 30.415
3220 | 6 | CBD&Sub | CZ6-CBD&Sub | 55.1017 | 30.415
3221 | 6 | Regional | CZ6-Regional | 38.8976 | 24.4886
3222 | 6 | Regional | CZ6-Regional | 38.8976 | 24.4886
3223 | 6 | Regional | CZ6-Regional | 38.8976 | 24.4886
3224 | 6 | CBD&Sub | CZ6-CBD&Sub | 55.1017 | 30.415
3225 | 6 | Regional | CZ6-Regional | 38.8976 | 24.4886
3226 | 6 | Regional | CZ6-Regional | 38.8976 | 24.4886
3227 | 6 | Regional | CZ6-Regional | 38.8976 | 24.4886
3228 | 6 | Regional | CZ6-Regional | 38.8976 | 24.4886
3230 | 6 | Regional | CZ6-Regional | 38.8976 | 24.4886
3231 | 6 | Regional | CZ6-Regional | 38.8976 | 24.4886
3232 | 6 | Regional | CZ6-Regional | 38.8976 | 24.4886
3233 | 6 | Regional | CZ6-Regional | 38.8976 | 24.4886
3234 | 6 | Regional | CZ6-Regional | 38.8976 | 24.4886
3235 | 6 | Regional | CZ6-Regional | 38.8976 | 24.4886
3236 | 6 | Regional | CZ6-Regional | 38.8976 | 24.4886
3237 | 6 | Regional | CZ6-Regional | 38.8976 | 24.4886
3238 | 6 | Regional | CZ6-Regional | 38.8976 | 24.4886
3239 | 6 | Regional | CZ6-Regional | 38.8976 | 24.4886
3240 | 6 | Regional | CZ6-Regional | 38.8976 | 24.4886
3241 | 6 | Regional | CZ6-Regional | 38.8976 | 24.4886
3242 | 6 | Regional | CZ6-Regional | 38.8976 | 24.4886
3243 | 6 | Regional | CZ6-Regional | 38.8976 | 24.4886
3249 | 6 | Regional | CZ6-Regional | 38.8976 | 24.4886
3250 | 6 | Regional | CZ6-Regional | 38.8976 | 24.4886
3251 | 6 | Regional | CZ6-Regional | 38.8976 | 24.4886
3254 | 6 | Regional | CZ6-Regional | 38.8976 | 24.4886
3260 | 6 | Regional | CZ6-Regional | 38.8976 | 24.4886
3264 | 6 | Regional | CZ6-Regional | 38.8976 | 24.4886
3265 | 6 | Regional | CZ6-Regional | 38.8976 | 24.4886
3266 | 6 | Regional | CZ6-Regional | 38.8976 | 24.4886
3267 | 6 | Regional | CZ6-Regional | 38.8976 | 24.4886
3268 | 6 | Regional | CZ6-Regional | 38.8976 | 24.4886
3269 | 6 | Regional | CZ6-Regional | 38.8976 | 24.4886
3270 | 6 | Regional | CZ6-Regional | 38.8976 | 24.4886
3271 | 6 | Regional | CZ6-Regional | 38.8976 | 24.4886
3272 | 6 | Regional | CZ6-Regional | 38.8976 | 24.4886
3273 | 6 | Regional | CZ6-Regional | 38.8976 | 24.4886
3274 | 6 | Regional | CZ6-Regional | 38.8976 | 24.4886
3275 | 6 | Regional | CZ6-Regional | 38.8976 | 24.4886
3276 | 6 | Regional | CZ6-Regional | 38.8976 | 24.4886
3277 | 6 | Regional | CZ6-Regional | 38.8976 | 24.4886
3278 | 6 | Regional | CZ6-Regional | 38.8976 | 24.4886
3279 | 6 | Regional | CZ6-Regional | 38.8976 | 24.4886
3280 | 6 | Regional | CZ6-Regional | 38.8976 | 24.4886
3281 | 6 | Regional | CZ6-Regional | 38.8976 | 24.4886
3282 | 6 | Regional | CZ6-Regional | 38.8976 | 24.4886
3283 | 6 | Regional | CZ6-Regional | 38.8976 | 24.4886
3284 | 6 | Regional | CZ6-Regional | 38.8976 | 24.4886
3285 | 6 | Regional | CZ6-Regional | 38.8976 | 24.4886
3286 | 6 | Regional | CZ6-Regional | 38.8976 | 24.4886
3287 | 6 | Regional | CZ6-Regional | 38.8976 | 24.4886
3289 | 7 | Regional | CZ7-Regional | 35.6894 | 25.2763
3292 | 6 | Regional | CZ6-Regional | 38.8976 | 24.4886
3293 | 7 | Regional | CZ7-Regional | 35.6894 | 25.2763
3294 | 7 | Regional | CZ7-Regional | 35.6894 | 25.2763
3300 | 7 | Regional | CZ7-Regional | 35.6894 | 25.2763
3301 | 7 | Regional | CZ7-Regional | 35.6894 | 25.2763
3302 | 7 | Regional | CZ7-Regional | 35.6894 | 25.2763
3303 | 6 | Regional | CZ6-Regional | 38.8976 | 24.4886
3304 | 6 | Regional | CZ6-Regional | 38.8976 | 24.4886
3305 | 6 | Regional | CZ6-Regional | 38.8976 | 24.4886
3309 | 6 | Regional | CZ6-Regional | 38.8976 | 24.4886
3310 | 6 | Regional | CZ6-Regional | 38.8976 | 24.4886
3311 | 6 | Regional | CZ6-Regional | 38.8976 | 24.4886
3312 | 6 | Regional | CZ6-Regional | 38.8976 | 24.4886
3314 | 7 | Regional | CZ7-Regional | 35.6894 | 25.2763
3315 | 7 | Regional | CZ7-Regional | 35.6894 | 25.2763
3317 | 6 | Regional | CZ6-Regional | 38.8976 | 24.4886
3318 | 6 | Regional | CZ6-Regional | 38.8976 | 24.4886
3319 | 6 | Regional | CZ6-Regional | 38.8976 | 24.4886
3321 | 6 | Regional | CZ6-Regional | 38.8976 | 24.4886
3322 | 6 | Regional | CZ6-Regional | 38.8976 | 24.4886
3323 | 6 | Regional | CZ6-Regional | 38.8976 | 24.4886
3324 | 6 | Regional | CZ6-Regional | 38.8976 | 24.4886
3325 | 6 | Regional | CZ6-Regional | 38.8976 | 24.4886
3328 | 6 | Regional | CZ6-Regional | 38.8976 | 24.4886
3329 | 6 | Regional | CZ6-Regional | 38.8976 | 24.4886
3330 | 6 | Regional | CZ6-Regional | 38.8976 | 24.4886
3331 | 6 | Regional | CZ6-Regional | 38.8976 | 24.4886
3332 | 6 | Regional | CZ6-Regional | 38.8976 | 24.4886
3333 | 6 | Regional | CZ6-Regional | 38.8976 | 24.4886
3334 | 6 | Regional | CZ6-Regional | 38.8976 | 24.4886
3335 | 6 | CBD&Sub | CZ6-CBD&Sub | 55.1017 | 30.415
3336 | 6 | CBD&Sub | CZ6-CBD&Sub | 55.1017 | 30.415
3337 | 6 | CBD&Sub | CZ6-CBD&Sub | 55.1017 | 30.415
3338 | 6 | CBD&Sub | CZ6-CBD&Sub | 55.1017 | 30.415
3340 | 6 | CBD&Sub | CZ6-CBD&Sub | 55.1017 | 30.415
3341 | 6 | Regional | CZ6-Regional | 38.8976 | 24.4886
3342 | 6 | Regional | CZ6-Regional | 38.8976 | 24.4886
3345 | 6 | Regional | CZ6-Regional | 38.8976 | 24.4886
3350 | 7 | Regional | CZ7-Regional | 35.6894 | 25.2763
3351 | 6 | Regional | CZ6-Regional | 38.8976 | 24.4886
3352 | 7 | Regional | CZ7-Regional | 35.6894 | 25.2763
3355 | 7 | Regional | CZ7-Regional | 35.6894 | 25.2763
3356 | 7 | Regional | CZ7-Regional | 35.6894 | 25.2763
3357 | 7 | Regional | CZ7-Regional | 35.6894 | 25.2763
3358 | 7 | Regional | CZ7-Regional | 35.6894 | 25.2763
3360 | 6 | Regional | CZ6-Regional | 38.8976 | 24.4886
3361 | 6 | Regional | CZ6-Regional | 38.8976 | 24.4886
3363 | 7 | Regional | CZ7-Regional | 35.6894 | 25.2763
3364 | 7 | Regional | CZ7-Regional | 35.6894 | 25.2763
3370 | 7 | Regional | CZ7-Regional | 35.6894 | 25.2763
3371 | 6 | Regional | CZ6-Regional | 38.8976 | 24.4886
3373 | 7 | Regional | CZ7-Regional | 35.6894 | 25.2763
3374 | 6 | Regional | CZ6-Regional | 38.8976 | 24.4886
3375 | 7 | Regional | CZ7-Regional | 35.6894 | 25.2763
3377 | 7 | Regional | CZ7-Regional | 35.6894 | 25.2763
3378 | 7 | Regional | CZ7-Regional | 35.6894 | 25.2763
3379 | 7 | Regional | CZ7-Regional | 35.6894 | 25.2763
3380 | 6 | Regional | CZ6-Regional | 38.8976 | 24.4886
3381 | 6 | Regional | CZ6-Regional | 38.8976 | 24.4886
3384 | 7 | Regional | CZ7-Regional | 35.6894 | 25.2763
3385 | 6 | Regional | CZ6-Regional | 38.8976 | 24.4886
3387 | 6 | Regional | CZ6-Regional | 38.8976 | 24.4886
3388 | 4 | Regional | CZ3+4-Regional | 24.8624 | 13.9891
3390 | 4 | Regional | CZ3+4-Regional | 24.8624 | 13.9891
3391 | 4 | Regional | CZ3+4-Regional | 24.8624 | 13.9891
3392 | 4 | Regional | CZ3+4-Regional | 24.8624 | 13.9891
3393 | 4 | Regional | CZ3+4-Regional | 24.8624 | 13.9891
3395 | 4 | Regional | CZ3+4-Regional | 24.8624 | 13.9891
3396 | 4 | Regional | CZ3+4-Regional | 24.8624 | 13.9891
3400 | 6 | Regional | CZ6-Regional | 38.8976 | 24.4886
3401 | 6 | Regional | CZ6-Regional | 38.8976 | 24.4886
3407 | 7 | Regional | CZ7-Regional | 35.6894 | 25.2763
3409 | 6 | Regional | CZ6-Regional | 38.8976 | 24.4886
3412 | 6 | Regional | CZ6-Regional | 38.8976 | 24.4886
3413 | 6 | Regional | CZ6-Regional | 38.8976 | 24.4886
3414 | 4 | Regional | CZ3+4-Regional | 24.8624 | 13.9891
3415 | 6 | Regional | CZ6-Regional | 38.8976 | 24.4886
3418 | 4 | Regional | CZ3+4-Regional | 24.8624 | 13.9891
3419 | 6 | Regional | CZ6-Regional | 38.8976 | 24.4886
3420 | 6 | Regional | CZ6-Regional | 38.8976 | 24.4886
3423 | 4 | Regional | CZ3+4-Regional | 24.8624 | 13.9891
3424 | 4 | Regional | CZ3+4-Regional | 24.8624 | 13.9891
3427 | 6 | CBD&Sub | CZ6-CBD&Sub | 55.1017 | 30.415
3429 | 6 | CBD&Sub | CZ6-CBD&Sub | 55.1017 | 30.415
3430 | 7 | Regional | CZ7-Regional | 35.6894 | 25.2763
3431 | 7 | Regional | CZ7-Regional | 35.6894 | 25.2763
3432 | 7 | Regional | CZ7-Regional | 35.6894 | 25.2763
3433 | 7 | Regional | CZ7-Regional | 35.6894 | 25.2763
3434 | 7 | Regional | CZ7-Regional | 35.6894 | 25.2763
3435 | 7 | Regional | CZ7-Regional | 35.6894 | 25.2763
3437 | 7 | Regional | CZ7-Regional | 35.6894 | 25.2763
3438 | 7 | Regional | CZ7-Regional | 35.6894 | 25.2763
3440 | 7 | Regional | CZ7-Regional | 35.6894 | 25.2763
3441 | 7 | Regional | CZ7-Regional | 35.6894 | 25.2763
3442 | 7 | Regional | CZ7-Regional | 35.6894 | 25.2763
3444 | 7 | Regional | CZ7-Regional | 35.6894 | 25.2763
3446 | 7 | Regional | CZ7-Regional | 35.6894 | 25.2763
3447 | 7 | Regional | CZ7-Regional | 35.6894 | 25.2763
3448 | 7 | Regional | CZ7-Regional | 35.6894 | 25.2763
3450 | 7 | Regional | CZ7-Regional | 35.6894 | 25.2763
3451 | 7 | Regional | CZ7-Regional | 35.6894 | 25.2763
3453 | 7 | Regional | CZ7-Regional | 35.6894 | 25.2763
3458 | 7 | Regional | CZ7-Regional | 35.6894 | 25.2763
3460 | 7 | Regional | CZ7-Regional | 35.6894 | 25.2763
3461 | 7 | Regional | CZ7-Regional | 35.6894 | 25.2763
3462 | 7 | Regional | CZ7-Regional | 35.6894 | 25.2763
3463 | 7 | Regional | CZ7-Regional | 35.6894 | 25.2763
3464 | 6 | Regional | CZ6-Regional | 38.8976 | 24.4886
3465 | 6 | Regional | CZ6-Regional | 38.8976 | 24.4886
3467 | 7 | Regional | CZ7-Regional | 35.6894 | 25.2763
3468 | 7 | Regional | CZ7-Regional | 35.6894 | 25.2763
3469 | 7 | Regional | CZ7-Regional | 35.6894 | 25.2763
3472 | 6 | Regional | CZ6-Regional | 38.8976 | 24.4886
3475 | 6 | Regional | CZ6-Regional | 38.8976 | 24.4886
3477 | 6 | Regional | CZ6-Regional | 38.8976 | 24.4886
3478 | 6 | Regional | CZ6-Regional | 38.8976 | 24.4886
3480 | 4 | Regional | CZ3+4-Regional | 24.8624 | 13.9891
3482 | 4 | Regional | CZ3+4-Regional | 24.8624 | 13.9891
3483 | 4 | Regional | CZ3+4-Regional | 24.8624 | 13.9891
3485 | 4 | Regional | CZ3+4-Regional | 24.8624 | 13.9891
3487 | 4 | Regional | CZ3+4-Regional | 24.8624 | 13.9891
3488 | 4 | Regional | CZ3+4-Regional | 24.8624 | 13.9891
3489 | 4 | Regional | CZ3+4-Regional | 24.8624 | 13.9891
3490 | 4 | Regional | CZ3+4-Regional | 24.8624 | 13.9891
3491 | 4 | Regional | CZ3+4-Regional | 24.8624 | 13.9891
3494 | 4 | Regional | CZ3+4-Regional | 24.8624 | 13.9891
3496 | 4 | Regional | CZ3+4-Regional | 24.8624 | 13.9891
3498 | 4 | Regional | CZ3+4-Regional | 24.8624 | 13.9891
3500 | 4 | Regional | CZ3+4-Regional | 24.8624 | 13.9891
3501 | 4 | Regional | CZ3+4-Regional | 24.8624 | 13.9891
3505 | 4 | Regional | CZ3+4-Regional | 24.8624 | 13.9891
3506 | 4 | Regional | CZ3+4-Regional | 24.8624 | 13.9891
3507 | 4 | Regional | CZ3+4-Regional | 24.8624 | 13.9891
3509 | 4 | Regional | CZ3+4-Regional | 24.8624 | 13.9891
3512 | 4 | Regional | CZ3+4-Regional | 24.8624 | 13.9891
3515 | 6 | Regional | CZ6-Regional | 38.8976 | 24.4886
3516 | 6 | Regional | CZ6-Regional | 38.8976 | 24.4886
3517 | 6 | Regional | CZ6-Regional | 38.8976 | 24.4886
3518 | 6 | Regional | CZ6-Regional | 38.8976 | 24.4886
3520 | 6 | Regional | CZ6-Regional | 38.8976 | 24.4886
3521 | 6 | Regional | CZ6-Regional | 38.8976 | 24.4886
3522 | 6 | Regional | CZ6-Regional | 38.8976 | 24.4886
3523 | 6 | Regional | CZ6-Regional | 38.8976 | 24.4886
3525 | 4 | Regional | CZ3+4-Regional | 24.8624 | 13.9891
3527 | 4 | Regional | CZ3+4-Regional | 24.8624 | 13.9891
3529 | 4 | Regional | CZ3+4-Regional | 24.8624 | 13.9891
3530 | 4 | Regional | CZ3+4-Regional | 24.8624 | 13.9891
3531 | 4 | Regional | CZ3+4-Regional | 24.8624 | 13.9891
3533 | 4 | Regional | CZ3+4-Regional | 24.8624 | 13.9891
3537 | 6 | Regional | CZ6-Regional | 38.8976 | 24.4886
3540 | 4 | Regional | CZ3+4-Regional | 24.8624 | 13.9891
3542 | 4 | Regional | CZ3+4-Regional | 24.8624 | 13.9891
3544 | 4 | Regional | CZ3+4-Regional | 24.8624 | 13.9891
3546 | 4 | Regional | CZ3+4-Regional | 24.8624 | 13.9891
3549 | 4 | Regional | CZ3+4-Regional | 24.8624 | 13.9891
3550 | 6 | Regional | CZ6-Regional | 38.8976 | 24.4886
3551 | 6 | Regional | CZ6-Regional | 38.8976 | 24.4886
3555 | 6 | Regional | CZ6-Regional | 38.8976 | 24.4886
3556 | 6 | Regional | CZ6-Regional | 38.8976 | 24.4886
3557 | 6 | Regional | CZ6-Regional | 38.8976 | 24.4886
3558 | 6 | Regional | CZ6-Regional | 38.8976 | 24.4886
3559 | 4 | Regional | CZ3+4-Regional | 24.8624 | 13.9891
3561 | 4 | Regional | CZ3+4-Regional | 24.8624 | 13.9891
3562 | 4 | Regional | CZ3+4-Regional | 24.8624 | 13.9891
3563 | 4 | Regional | CZ3+4-Regional | 24.8624 | 13.9891
3564 | 4 | Regional | CZ3+4-Regional | 24.8624 | 13.9891
3565 | 4 | Regional | CZ3+4-Regional | 24.8624 | 13.9891
3566 | 4 | Regional | CZ3+4-Regional | 24.8624 | 13.9891
3567 | 4 | Regional | CZ3+4-Regional | 24.8624 | 13.9891
3568 | 4 | Regional | CZ3+4-Regional | 24.8624 | 13.9891
3570 | 6 | Regional | CZ6-Regional | 38.8976 | 24.4886
3571 | 6 | Regional | CZ6-Regional | 38.8976 | 24.4886
3572 | 4 | Regional | CZ3+4-Regional | 24.8624 | 13.9891
3573 | 6 | Regional | CZ6-Regional | 38.8976 | 24.4886
3575 | 6 | Regional | CZ6-Regional | 38.8976 | 24.4886
3576 | 6 | Regional | CZ6-Regional | 38.8976 | 24.4886
3579 | 4 | Regional | CZ3+4-Regional | 24.8624 | 13.9891
3580 | 4 | Regional | CZ3+4-Regional | 24.8624 | 13.9891
3581 | 4 | Regional | CZ3+4-Regional | 24.8624 | 13.9891
3583 | 4 | Regional | CZ3+4-Regional | 24.8624 | 13.9891
3584 | 4 | Regional | CZ3+4-Regional | 24.8624 | 13.9891
3585 | 4 | Regional | CZ3+4-Regional | 24.8624 | 13.9891
3586 | 4 | Regional | CZ3+4-Regional | 24.8624 | 13.9891
3588 | 4 | Regional | CZ3+4-Regional | 24.8624 | 13.9891
3589 | 4 | Regional | CZ3+4-Regional | 24.8624 | 13.9891
3590 | 4 | Regional | CZ3+4-Regional | 24.8624 | 13.9891
3591 | 4 | Regional | CZ3+4-Regional | 24.8624 | 13.9891
3594 | 4 | Regional | CZ3+4-Regional | 24.8624 | 13.9891
3595 | 4 | Regional | CZ3+4-Regional | 24.8624 | 13.9891
3596 | 4 | Regional | CZ3+4-Regional | 24.8624 | 13.9891
3597 | 4 | Regional | CZ3+4-Regional | 24.8624 | 13.9891
3599 | 4 | Regional | CZ3+4-Regional | 24.8624 | 13.9891
3608 | 6 | Regional | CZ6-Regional | 38.8976 | 24.4886
3610 | 4 | Regional | CZ3+4-Regional | 24.8624 | 13.9891
3612 | 4 | Regional | CZ3+4-Regional | 24.8624 | 13.9891
3614 | 4 | Regional | CZ3+4-Regional | 24.8624 | 13.9891
3616 | 4 | Regional | CZ3+4-Regional | 24.8624 | 13.9891
3617 | 4 | Regional | CZ3+4-Regional | 24.8624 | 13.9891
3618 | 4 | Regional | CZ3+4-Regional | 24.8624 | 13.9891
3620 | 4 | Regional | CZ3+4-Regional | 24.8624 | 13.9891
3621 | 4 | Regional | CZ3+4-Regional | 24.8624 | 13.9891
3622 | 4 | Regional | CZ3+4-Regional | 24.8624 | 13.9891
3623 | 4 | Regional | CZ3+4-Regional | 24.8624 | 13.9891
3624 | 4 | Regional | CZ3+4-Regional | 24.8624 | 13.9891
3629 | 4 | Regional | CZ3+4-Regional | 24.8624 | 13.9891
3630 | 4 | Regional | CZ3+4-Regional | 24.8624 | 13.9891
3631 | 4 | Regional | CZ3+4-Regional | 24.8624 | 13.9891
3633 | 4 | Regional | CZ3+4-Regional | 24.8624 | 13.9891
3634 | 4 | Regional | CZ3+4-Regional | 24.8624 | 13.9891
3635 | 4 | Regional | CZ3+4-Regional | 24.8624 | 13.9891
3636 | 4 | Regional | CZ3+4-Regional | 24.8624 | 13.9891
3637 | 4 | Regional | CZ3+4-Regional | 24.8624 | 13.9891
3638 | 4 | Regional | CZ3+4-Regional | 24.8624 | 13.9891
3639 | 4 | Regional | CZ3+4-Regional | 24.8624 | 13.9891
3640 | 4 | Regional | CZ3+4-Regional | 24.8624 | 13.9891
3641 | 4 | Regional | CZ3+4-Regional | 24.8624 | 13.9891
3644 | 4 | Regional | CZ3+4-Regional | 24.8624 | 13.9891
3646 | 4 | Regional | CZ3+4-Regional | 24.8624 | 13.9891
3647 | 4 | Regional | CZ3+4-Regional | 24.8624 | 13.9891
3649 | 4 | Regional | CZ3+4-Regional | 24.8624 | 13.9891
3662 | 6 | Regional | CZ6-Regional | 38.8976 | 24.4886
3666 | 6 | Regional | CZ6-Regional | 38.8976 | 24.4886
3669 | 6 | Regional | CZ6-Regional | 38.8976 | 24.4886
3685 | 6 | Regional | CZ6-Regional | 38.8976 | 24.4886
3725 | 6 | Regional | CZ6-Regional | 38.8976 | 24.4886
3727 | 4 | Regional | CZ3+4-Regional | 24.8624 | 13.9891
3728 | 4 | Regional | CZ3+4-Regional | 24.8624 | 13.9891
3730 | 4 | Regional | CZ3+4-Regional | 24.8624 | 13.9891
3753 | 6 | CBD&Sub | CZ6-CBD&Sub | 55.1017 | 30.415
3756 | 6 | CBD&Sub | CZ6-CBD&Sub | 55.1017 | 30.415
3762 | 6 | Regional | CZ6-Regional | 38.8976 | 24.4886
3764 | 6 | Regional | CZ6-Regional | 38.8976 | 24.4886