## Lists
yes/No List
Yes
No

## Intro
Navigation Dashboard
| Model Overview |  | Description
|  | 0.1 Model Steps | Overview of the NPV modelling process.
|  | 0.2 QA | Automated quality assurance checks.
Output
|  | 1.1 BC Summary | Business Case summary of NPV analysis, including the ranking of assessed options and optimal commissioning timing based on NPV.
Inputs
|  | 2.1 KMA | Key model inputs and assumptions.
|  | 2.2.1 Supply Risk $ Base Demand | Collects the Supply Risk or Value of EUE (in $) calculated in linked Energy at Risk calculators.
|  | 2.2.2 Supply Risk $ Low Demand | Collects the Supply Risk or Value of EUE (in $) calculated in linked Energy at Risk calculators for the Low Demand sensitivity.
|  | 2.2.3 Supply Risk $ High Demand | Collects the Supply Risk or Value of EUE (in $) calculated in linked Energy at Risk calculators for the High Demand sensitivity.
|  | 2.2.4 Supply Risk $ Low PoF | Collects the Supply Risk or Value of EUE (in $) calculated in linked Energy at Risk calculators for the Low Transformer Probability of Failure sensitivity.
|  | 2.2.5 Supply Risk $ High PoF | Collects the Supply Risk or Value of EUE (in $) calculated in linked Energy at Risk calculators for the High Transformer Probability of Failure sensitivity.
|  | 2.3.1 Cost Summary | Collects costs from cost sheets and converts estimates to $2024.
|  | 2.3.2 Option 2 Cost | Cost estimate of Option 2.
|  | 2.3.3 Option 3 Cost | Cost estimate of Option 3.
|  | 2.3.4 Option 4 Cost | Cost estimate of Option 4.
|  | 2.3.5 Option 5 Cost | Cost estimate of Option 5.
|  | 2.3.6 Option 6 Cost | Cost estimate of Option 6.
|  | 2.3.7 Option 7 Cost | Cost estimate of Option 7.
|  | 2.3.8 Option 8 Cost | Cost estimate of Option 8.
|  | 2.3.9 Option 9 Cost | Cost estimate of Option 9.
|  | 2.3.10 Option 10 Cost | Cost estimate of Option 10.
Analysis & NPV Calculations
|  | 3.1 NPV | NPV calculator using central/base case assumptions.
|  | 3.2.1 NPV (LoDiscount) | NPV calculator using a lower discount rate.
|  | 3.2.2 NPV (HiDiscount) | NPV calculator using a higher discount rate.
|  | 3.2.3 NPV (LoCost) | NPV calculator using lower capital cost.
|  | 3.2.4 NPV (HiCost) | NPV calculator using higher capital cost.
|  | 3.2.5 NPV (Low Demand) | NPV calculator using a lower demand forecast
|  | 3.2.6 NPV (High Demand) | NPV calculator using a higher demand forecast
|  | 3.2.7 NPV (Low VCR) | NPV calculator using a lower VCR.
|  | 3.2.8 NPV (High VCR) | NPV calculator using a higher VCR.
|  | 3.2.9 NPV (Low PoF's) | NPV calculator using a lower PoF.
|  | 3.2.10 NPV (High PoF's) | NPV calculator using a higher PoF.
|  | 3.3 Adjustments | Post modelling adjustments
Glossary
| Term | Full Form | Description | Where Used in Model
| NPV | Net Present Value | A financial metric that calculates the present value of future cash flows minus initial investment. | 3.x NPV sheets, 1.1 BC Summary
| VCR | Value of Customer Reliability | Represents the cost of electricity outages per customer, used to quantify reliability benefits. | 2.1 KMA, 3.2.x Sensitivity tabs
| PoF | Probability of Failure | Likelihood that an asset will fail within a given time period. | 2.1 KMA, 3.2.x Sensitivity tabs
| EaR | Energy at Risk | Expected unserved energy due to network constraints or asset failure. | 2.2.x Supply Risk tabs
| WACC | Weighted Average Cost of Capital | The average rate of return a company is expected to pay its investors; used as discount rate. | 2.1 KMA
| Capex | Capital Expenditure | Funds used by a company to acquire or upgrade physical assets such as equipment or infrastructure. | 2.3.x Cost Summary, 3.x NPV sheets
| Opex | Operational Expenditure | Ongoing costs for running a product, business, or system. | 2.3.x Cost Summary, 3.x NPV sheets
| Sensitivity Analysis | Sensitivity Analysis | Technique used to determine how different values of an input affect a particular output under a given set of assumptions. | 3.2.x Sensitivity tabs
| Discount Rate (WACC) | Discount Rate | Rate used to discount future cash flows to their present value. | 2.1 KMA, 3.x NPV sheets
| Business Case | Business Case | A justification for a proposed project or investment, including benefits, costs, and risks. | Info tab, 1.1 BC Summary
| Optimal Timing | Optimal Timing | Optimal timing of the preferred project option, which is the year the annual benefits exceed the annual costs. | 1.1 BC Summary
External Links
Main External Files
EaR_Augment SMTS-BVE-KMS 66kV Line_summary.xlsx
Variants for Sensitivities
Other External Reference

## Change Log
Revision Table
Date | Editted by | Comment
2025-09-03 | BO | Draft version for circulation
2025-09-23 | HT | Added additional options
2025-09-30 | HT | Added Demand Sensitivities
2025-10-09 | BO / HT | Updated info page; added modelling process diagram and QA checks
2025-10-28 | HT | Updated Info page , Added VCR & Pof Sensitivities

## 0.1 Model Steps
|  |  | Asset EaR Inputs | Data Inputs |  | Calculations |  |  |  | Outputs
Eq1. Annual Risk Reducion Benefit
SMTS 66kV Loop
Eq2. Annulised CAPEX |  |  | N/A
[5 empty] | BAU / Do Nothing Supply Risk $M |  | Eq1.
| Using the PMT function in excel |  | N/A
Annual Risk Reduction Benfit $M
Eq3. Opex
|  |  | N/A | [5 empty] | Eq5. & Eq6.
Option Supply Risk $M (after augmentation)
Eq4. Annual Total Cost | [8 empty] | Net Present Value & Optimal Timing | Outputs / BC Summaries
N/A
Eq3.
Eq5. Net Present Value Benefits & Optimal Timing = (Annual risk reduction benfit > annual cost) |  |  | N/A
Opex
Eq6. NPV calculated with Capex one year before optimal timing; Benefits and Opex start one year after. |  |  | N/A |  |  |  |  | Eq4.
|  | Using the NPV formula in excel |  |  | Option Cost Estimates |  |  | Annualised Total Cost
N/A
Eq2.
|  |  | N/A |  |  |  | Annualised Capex
WACC
N/A

## 0.2 QA
Overall Status
Good
Number | Check Name | Status | Info |  | FY25 | FY26 | FY27 | FY28 | FY29 | FY30 | FY31 | FY32 | FY33 | FY34 | FY35 | FY36 | FY37 | FY38 | FY39 | FY40 | FY41 | FY42 | FY43 | FY44 | FY45 | FY46 | FY47 | FY48 | FY49 | FY50 | FY51 | FY52 | FY53 | FY54
1 | Benefits start | Good | Confirm benefits only start after the Capex investment is completed and commissioned | Input costs check | 0 | 0 | 0 | 1 | 1 | 1 | 1 | 1 | 1 | 1 | 1 | 1 | 1 | 1 | 1 | 1 | 1 | 1 | 1 | 1 | 1 | 1 | 1 | 1 | 1 | 1 | 1 | 1 | 1 | 1
2 | Opex start | Good | Confirm Opex only starts after the Capex investment is completed and commissioned | Benfits checks | 0 | 0 | 0 | 0 | 0 | 0 | 0 | 0 | 0 | 0 | 0 | 0 | 0 | 0 | 0 | 0 | 0 | 0 | 0 | 0 | 0 | 0 | 0 | 0 | 0 | 0 | 0 | 0 | 0 | 0
3 | Risk assessment period | Good | Confirm BAU / Do Nothing Supply Risk or Option Risk Reduction Benefit is capped at 15 years

## 1.1 BC Summary
Outputs for executive summary
Include in Assesment | Option | Description | PV benefits | PV costs | NPV | Rank Input | Optimal year | [26 empty] | Yes
No
Yes | 1 | Do Nothing | 0 | 0 | 0 | 6
Yes | 2 | Reconductor SMTS-BVE Line with 37/3.75 AAC Conductor | 18754.129 | 31.8606 | 18722.2684 | 2 | FY28
Yes | 3 | Reconductor SMTS-BVE Line with 19/4.75 AAC Conductor | 17425.6998 | 15.5498 | 17410.15 | 3 | FY28
Yes | 4 | Reconductor SMTS-BVE and BVE-KMS Line with 37/3.75 AAC Conductor | 18786.9208 | 40.7356 | 18746.1852 | 1 | FY29
Yes | 5 | Reconductor BVE-BVE-Tee Line with 37/3.75 AAC Conductor | 11503.9407 | 9.2524 | 11494.6883 | 5 | FY28
Yes | 6 | Reconductor SMTS-BVE and BVE-BVE-Tee Line with 37/3.75 AAC Conductor | 16481.3459 | 41.5256 | 16439.8204 | 4 | FY28
0 | 7 | [5 empty] | -
0 | 8 | [5 empty] | -
0 | 9 | [5 empty] | -
0 | 10 | [5 empty] | -
Optimal Timing
| Option 1 | Do Nothing
|  |  |  | FY25 | FY26 | FY27 | FY28 | FY29 | FY30 | FY31 | FY32 | FY33 | FY34 | FY35 | FY36 | FY37 | FY38 | FY39 | FY40 | FY41 | FY42 | FY43 | FY44 | FY45 | FY46 | FY47 | FY48 | FY49 | FY50 | FY51 | FY52 | FY53 | FY54
|  | Undiscounted | EUE Value ($m, real $2024) | 0 | 1.282e-05 | 0.018527 | 2.6758 | 9.9153 | 22.6836 | 45.7879 | 85.8533 | 148.8037 | 238.3427 | 422.5048 | 722.3466 | 1152.7553 | 2103.7027 | 3262.0447 | 3262.0447 | 3262.0447 | 3262.0447 | 3262.0447 | 3262.0447 | 3262.0447 | 3262.0447 | 3262.0447 | 3262.0447 | 3262.0447 | 3262.0447 | 3262.0447 | 3262.0447 | 3262.0447 | 3262.0447
| Option 2 | Reconductor SMTS-BVE Line with 37/3.75 AAC Conductor
|  |  |  | FY25 | FY26 | FY27 | FY28 | FY29 | FY30 | FY31 | FY32 | FY33 | FY34 | FY35 | FY36 | FY37 | FY38 | FY39 | FY40 | FY41 | FY42 | FY43 | FY44 | FY45 | FY46 | FY47 | FY48 | FY49 | FY50 | FY51 | FY52 | FY53 | FY54
|  | Undiscounted | EUE Value ($m, real $2024) | 0 | 1.282e-05 | 3.4821e-06 | 0.014926 | 0.031325 | 0.049245 | 0.0828 | 0.17148 | 0.41488 | 1.0535 | 3.7893 | 9.1347 | 20.2703 | 53.0737 | 129.8672 | 129.8672 | 129.8672 | 129.8672 | 129.8672 | 129.8672 | 129.8672 | 129.8672 | 129.8672 | 129.8672 | 129.8672 | 129.8672 | 129.8672 | 129.8672 | 129.8672 | 129.8672
|  |  | $m, real $2024 | FY25 | FY26 | FY27 | FY28 | FY29 | FY30 | FY31 | FY32 | FY33 | FY34 | FY35 | FY36 | FY37 | FY38 | FY39 | FY40 | FY41 | FY42 | FY43 | FY44 | FY45 | FY46 | FY47 | FY48 | FY49 | FY50 | FY51 | FY52 | FY53 | FY54
|  | Undiscounted | Capex | 0 | 0 | 31.1934 | 0 | 0 | 0 | 0 | 0 | 0 | 0 | 0 | 0 | 0 | 0 | 0 | 0 | 0 | 0 | 0 | 0 | 0 | 0 | 0 | 0 | 0 | 0 | 0 | 0 | 0 | 0
|  | Undiscounted | Opex | 0 | 0 | 0 | 0.31193 | 0.31193 | 0.31193 | 0.31193 | 0.31193 | 0.31193 | 0.31193 | 0.31193 | 0.31193 | 0.31193 | 0.31193 | 0.31193 | 0.31193 | 0.31193 | 0.31193 | 0.31193 | 0.31193 | 0.31193 | 0.31193 | 0.31193 | 0.31193 | 0.31193 | 0.31193 | 0.31193 | 0.31193 | 0.31193 | 0.31193
|  | Undiscounted | Total costs | 0 | 0 | 31.1934 | 0.31193 | 0.31193 | 0.31193 | 0.31193 | 0.31193 | 0.31193 | 0.31193 | 0.31193 | 0.31193 | 0.31193 | 0.31193 | 0.31193 | 0.31193 | 0.31193 | 0.31193 | 0.31193 | 0.31193 | 0.31193 | 0.31193 | 0.31193 | 0.31193 | 0.31193 | 0.31193 | 0.31193 | 0.31193 | 0.31193 | 0.31193
|  |  | $m, real $2024 | FY25 | FY26 | FY27 | FY28 | FY29 | FY30 | FY31 | FY32 | FY33 | FY34 | FY35 | FY36 | FY37 | FY38 | FY39 | FY40 | FY41 | FY42 | FY43 | FY44 | FY45 | FY46 | FY47 | FY48 | FY49 | FY50 | FY51 | FY52 | FY53 | FY54
|  | Undiscounted | Benefits (reduction in EUE relative to Option 0) | 0 | 0 | 0 | 2.6609 | 9.884 | 22.6344 | 45.7051 | 85.6819 | 148.3888 | 237.2893 | 418.7156 | 713.2119 | 1132.485 | 2050.6289 | 3132.1775 | 3132.1775 | 3132.1775 | 3132.1775 | 3132.1775 | 3132.1775 | 3132.1775 | 3132.1775 | 3132.1775 | 3132.1775 | 3132.1775 | 3132.1775 | 3132.1775 | 3132.1775 | 3132.1775 | 3132.1775
|  |  | Optimal Timing | FY25: FY28
FY31
FY31
|  |  | Option 2 | FY25: FY31
| Option 3 | Reconductor SMTS-BVE Line with 19/4.75 AAC Conductor
|  |  |  | FY25 | FY26 | FY27 | FY28 | FY29 | FY30 | FY31 | FY32 | FY33 | FY34 | FY35 | FY36 | FY37 | FY38 | FY39 | FY40 | FY41 | FY42 | FY43 | FY44 | FY45 | FY46 | FY47 | FY48 | FY49 | FY50 | FY51 | FY52 | FY53 | FY54
|  | Undiscounted | EUE Value ($m, real $2024) | 0 | 1.282e-05 | 4.9163e-06 | 0.014932 | 0.031399 | 0.049312 | 0.082279 | 0.16946 | 0.48423 | 1.6319 | 5.4523 | 15.3281 | 38.8356 | 150.18 | 375.3872 | 375.3872 | 375.3872 | 375.3872 | 375.3872 | 375.3872 | 375.3872 | 375.3872 | 375.3872 | 375.3872 | 375.3872 | 375.3872 | 375.3872 | 375.3872 | 375.3872 | 375.3872
|  |  | $m, real $2024 | FY25 | FY26 | FY27 | FY28 | FY29 | FY30 | FY31 | FY32 | FY33 | FY34 | FY35 | FY36 | FY37 | FY38 | FY39 | FY40 | FY41 | FY42 | FY43 | FY44 | FY45 | FY46 | FY47 | FY48 | FY49 | FY50 | FY51 | FY52 | FY53 | FY54
|  | Undiscounted | Capex | 0 | 0 | 15.2241 | 0 | 0 | 0 | 0 | 0 | 0 | 0 | 0 | 0 | 0 | 0 | 0 | 0 | 0 | 0 | 0 | 0 | 0 | 0 | 0 | 0 | 0 | 0 | 0 | 0 | 0 | 0
|  | Undiscounted | Opex | 0 | 0 | 0 | 0.15224 | 0.15224 | 0.15224 | 0.15224 | 0.15224 | 0.15224 | 0.15224 | 0.15224 | 0.15224 | 0.15224 | 0.15224 | 0.15224 | 0.15224 | 0.15224 | 0.15224 | 0.15224 | 0.15224 | 0.15224 | 0.15224 | 0.15224 | 0.15224 | 0.15224 | 0.15224 | 0.15224 | 0.15224 | 0.15224 | 0.15224
|  | Undiscounted | Total costs | 0 | 0 | 15.2241 | 0.15224 | 0.15224 | 0.15224 | 0.15224 | 0.15224 | 0.15224 | 0.15224 | 0.15224 | 0.15224 | 0.15224 | 0.15224 | 0.15224 | 0.15224 | 0.15224 | 0.15224 | 0.15224 | 0.15224 | 0.15224 | 0.15224 | 0.15224 | 0.15224 | 0.15224 | 0.15224 | 0.15224 | 0.15224 | 0.15224 | 0.15224
|  |  | $m, real $2024 | FY25 | FY26 | FY27 | FY28 | FY29 | FY30 | FY31 | FY32 | FY33 | FY34 | FY35 | FY36 | FY37 | FY38 | FY39 | FY40 | FY41 | FY42 | FY43 | FY44 | FY45 | FY46 | FY47 | FY48 | FY49 | FY50 | FY51 | FY52 | FY53 | FY54
|  | Undiscounted | Benefits (reduction in EUE relative to Option 0) | 0 | 0 | 0 | 2.6609 | 9.8839 | 22.6343 | 45.7056 | 85.6839 | 148.3195 | 236.7108 | 417.0525 | 707.0185 | 1113.9197 | 1953.5227 | 2886.6575 | 2886.6575 | 2886.6575 | 2886.6575 | 2886.6575 | 2886.6575 | 2886.6575 | 2886.6575 | 2886.6575 | 2886.6575 | 2886.6575 | 2886.6575 | 2886.6575 | 2886.6575 | 2886.6575 | 2886.6575
|  |  | Optimal Timing | FY25: FY28
FY30
FY30
|  |  | Option 3 | FY25: FY30
| Option 4 | Reconductor SMTS-BVE and BVE-KMS Line with 37/3.75 AAC Conductor
|  |  |  | FY25 | FY26 | FY27 | FY28 | FY29 | FY30 | FY31 | FY32 | FY33 | FY34 | FY35 | FY36 | FY37 | FY38 | FY39 | FY40 | FY41 | FY42 | FY43 | FY44 | FY45 | FY46 | FY47 | FY48 | FY49 | FY50 | FY51 | FY52 | FY53 | FY54
|  | Undiscounted | EUE Value ($m, real $2024) | 0 | 1.282e-05 | 2.5234e-06 | 2.4168e-06 | 0.00026334 | 0.0012549 | 0.0036341 | 0.009702 | 0.06701 | 0.44627 | 2.809 | 7.7487 | 18.4027 | 49.8915 | 123.9827 | 123.9827 | 123.9827 | 123.9827 | 123.9827 | 123.9827 | 123.9827 | 123.9827 | 123.9827 | 123.9827 | 123.9827 | 123.9827 | 123.9827 | 123.9827 | 123.9827 | 123.9827
|  |  | $m, real $2024 | FY25 | FY26 | FY27 | FY28 | FY29 | FY30 | FY31 | FY32 | FY33 | FY34 | FY35 | FY36 | FY37 | FY38 | FY39 | FY40 | FY41 | FY42 | FY43 | FY44 | FY45 | FY46 | FY47 | FY48 | FY49 | FY50 | FY51 | FY52 | FY53 | FY54
|  | Undiscounted | Capex | 0 | 0 | 42.1859 | 0 | 0 | 0 | 0 | 0 | 0 | 0 | 0 | 0 | 0 | 0 | 0 | 0 | 0 | 0 | 0 | 0 | 0 | 0 | 0 | 0 | 0 | 0 | 0 | 0 | 0 | 0
|  | Undiscounted | Opex | 0 | 0 | 0 | 0.42186 | 0.42186 | 0.42186 | 0.42186 | 0.42186 | 0.42186 | 0.42186 | 0.42186 | 0.42186 | 0.42186 | 0.42186 | 0.42186 | 0.42186 | 0.42186 | 0.42186 | 0.42186 | 0.42186 | 0.42186 | 0.42186 | 0.42186 | 0.42186 | 0.42186 | 0.42186 | 0.42186 | 0.42186 | 0.42186 | 0.42186
|  | Undiscounted | Total costs | 0 | 0 | 42.1859 | 0.42186 | 0.42186 | 0.42186 | 0.42186 | 0.42186 | 0.42186 | 0.42186 | 0.42186 | 0.42186 | 0.42186 | 0.42186 | 0.42186 | 0.42186 | 0.42186 | 0.42186 | 0.42186 | 0.42186 | 0.42186 | 0.42186 | 0.42186 | 0.42186 | 0.42186 | 0.42186 | 0.42186 | 0.42186 | 0.42186 | 0.42186
|  |  | $m, real $2024 | FY25 | FY26 | FY27 | FY28 | FY29 | FY30 | FY31 | FY32 | FY33 | FY34 | FY35 | FY36 | FY37 | FY38 | FY39 | FY40 | FY41 | FY42 | FY43 | FY44 | FY45 | FY46 | FY47 | FY48 | FY49 | FY50 | FY51 | FY52 | FY53 | FY54
|  | Undiscounted | Benefits (reduction in EUE relative to Option 0) | 0 | 0 | 0 | 2.6758 | 9.915 | 22.6823 | 45.7843 | 85.8436 | 148.7367 | 237.8965 | 419.6959 | 714.5979 | 1134.3526 | 2053.8112 | 3138.062 | 3138.062 | 3138.062 | 3138.062 | 3138.062 | 3138.062 | 3138.062 | 3138.062 | 3138.062 | 3138.062 | 3138.062 | 3138.062 | 3138.062 | 3138.062 | 3138.062 | 3138.062
|  |  | Optimal Timing | FY25: FY29
FY33
FY33
|  |  | Option 4 | FY25: FY33
| Option 5 | Reconductor BVE-BVE-Tee Line with 37/3.75 AAC Conductor
|  |  |  | FY25 | FY26 | FY27 | FY28 | FY29 | FY30 | FY31 | FY32 | FY33 | FY34 | FY35 | FY36 | FY37 | FY38 | FY39 | FY40 | FY41 | FY42 | FY43 | FY44 | FY45 | FY46 | FY47 | FY48 | FY49 | FY50 | FY51 | FY52 | FY53 | FY54
|  | Undiscounted | EUE Value ($m, real $2024) | 0 | 1.282e-05 | 0.07484 | 0.078833 | 0.23298 | 0.89483 | 3.387 | 8.9885 | 23.7673 | 48.4899 | 101.8713 | 205.1978 | 372.9668 | 807.9913 | 1385.4121 | 1385.4121 | 1385.4121 | 1385.4121 | 1385.4121 | 1385.4121 | 1385.4121 | 1385.4121 | 1385.4121 | 1385.4121 | 1385.4121 | 1385.4121 | 1385.4121 | 1385.4121 | 1385.4121 | 1385.4121
|  |  | $m, real $2024 | FY25 | FY26 | FY27 | FY28 | FY29 | FY30 | FY31 | FY32 | FY33 | FY34 | FY35 | FY36 | FY37 | FY38 | FY39 | FY40 | FY41 | FY42 | FY43 | FY44 | FY45 | FY46 | FY47 | FY48 | FY49 | FY50 | FY51 | FY52 | FY53 | FY54
|  | Undiscounted | Capex | 0 | 0 | 9.0586 | 0 | 0 | 0 | 0 | 0 | 0 | 0 | 0 | 0 | 0 | 0 | 0 | 0 | 0 | 0 | 0 | 0 | 0 | 0 | 0 | 0 | 0 | 0 | 0 | 0 | 0 | 0
|  | Undiscounted | Opex | 0 | 0 | 0 | 0.090586 | 0.090586 | 0.090586 | 0.090586 | 0.090586 | 0.090586 | 0.090586 | 0.090586 | 0.090586 | 0.090586 | 0.090586 | 0.090586 | 0.090586 | 0.090586 | 0.090586 | 0.090586 | 0.090586 | 0.090586 | 0.090586 | 0.090586 | 0.090586 | 0.090586 | 0.090586 | 0.090586 | 0.090586 | 0.090586 | 0.090586
|  | Undiscounted | Total costs | 0 | 0 | 9.0586 | 0.090586 | 0.090586 | 0.090586 | 0.090586 | 0.090586 | 0.090586 | 0.090586 | 0.090586 | 0.090586 | 0.090586 | 0.090586 | 0.090586 | 0.090586 | 0.090586 | 0.090586 | 0.090586 | 0.090586 | 0.090586 | 0.090586 | 0.090586 | 0.090586 | 0.090586 | 0.090586 | 0.090586 | 0.090586 | 0.090586 | 0.090586
|  |  | $m, real $2024 | FY25 | FY26 | FY27 | FY28 | FY29 | FY30 | FY31 | FY32 | FY33 | FY34 | FY35 | FY36 | FY37 | FY38 | FY39 | FY40 | FY41 | FY42 | FY43 | FY44 | FY45 | FY46 | FY47 | FY48 | FY49 | FY50 | FY51 | FY52 | FY53 | FY54
|  | Undiscounted | Benefits (reduction in EUE relative to Option 0) | 0 | 0 | 0 | 2.597 | 9.6823 | 21.7888 | 42.401 | 76.8648 | 125.0364 | 189.8528 | 320.6335 | 517.1488 | 779.7885 | 1295.7114 | 1876.6327 | 1876.6327 | 1876.6327 | 1876.6327 | 1876.6327 | 1876.6327 | 1876.6327 | 1876.6327 | 1876.6327 | 1876.6327 | 1876.6327 | 1876.6327 | 1876.6327 | 1876.6327 | 1876.6327 | 1876.6327
|  |  | Optimal Timing | FY25: FY28
-
-
Option 5 | bar: FY25
| Option 6 | Reconductor SMTS-BVE and BVE-BVE-Tee Line with 37/3.75 AAC Conductor
|  |  |  | FY25 | FY26 | FY27 | FY28 | FY29 | FY30 | FY31 | FY32 | FY33 | FY34 | FY35 | FY36 | FY37 | FY38 | FY39 | FY40 | FY41 | FY42 | FY43 | FY44 | FY45 | FY46 | FY47 | FY48 | FY49 | FY50 | FY51 | FY52 | FY53 | FY54
|  | Undiscounted | EUE Value ($m, real $2024) | 0 | 1.282e-05 | 4.4389e-06 | 2.1806e-05 | 0.00050734 | 0.0017872 | 0.0048552 | 0.02277 | 0.38949 | 2.4259 | 7.9164 | 26.023 | 69.5954 | 244.2519 | 544.9388 | 544.9388 | 544.9388 | 544.9388 | 544.9388 | 544.9388 | 544.9388 | 544.9388 | 544.9388 | 544.9388 | 544.9388 | 544.9388 | 544.9388 | 544.9388 | 544.9388 | 544.9388
|  |  | $m, real $2024 | FY25 | FY26 | FY27 | FY28 | FY29 | FY30 | FY31 | FY32 | FY33 | FY34 | FY35 | FY36 | FY37 | FY38 | FY39 | FY40 | FY41 | FY42 | FY43 | FY44 | FY45 | FY46 | FY47 | FY48 | FY49 | FY50 | FY51 | FY52 | FY53 | FY54
|  | Undiscounted | Capex | 0 | 0 | 40.6559 | 0 | 0 | 0 | 0 | 0 | 0 | 0 | 0 | 0 | 0 | 0 | 0 | 0 | 0 | 0 | 0 | 0 | 0 | 0 | 0 | 0 | 0 | 0 | 0 | 0 | 0 | 0
|  | Undiscounted | Opex | 0 | 0 | 0 | 0.40656 | 0.40656 | 0.40656 | 0.40656 | 0.40656 | 0.40656 | 0.40656 | 0.40656 | 0.40656 | 0.40656 | 0.40656 | 0.40656 | 0.40656 | 0.40656 | 0.40656 | 0.40656 | 0.40656 | 0.40656 | 0.40656 | 0.40656 | 0.40656 | 0.40656 | 0.40656 | 0.40656 | 0.40656 | 0.40656 | 0.40656
|  | Undiscounted | Total costs | 0 | 0 | 40.6559 | 0.40656 | 0.40656 | 0.40656 | 0.40656 | 0.40656 | 0.40656 | 0.40656 | 0.40656 | 0.40656 | 0.40656 | 0.40656 | 0.40656 | 0.40656 | 0.40656 | 0.40656 | 0.40656 | 0.40656 | 0.40656 | 0.40656 | 0.40656 | 0.40656 | 0.40656 | 0.40656 | 0.40656 | 0.40656 | 0.40656 | 0.40656
|  |  | $m, real $2024 | FY25 | FY26 | FY27 | FY28 | FY29 | FY30 | FY31 | FY32 | FY33 | FY34 | FY35 | FY36 | FY37 | FY38 | FY39 | FY40 | FY41 | FY42 | FY43 | FY44 | FY45 | FY46 | FY47 | FY48 | FY49 | FY50 | FY51 | FY52 | FY53 | FY54
|  | Undiscounted | Benefits (reduction in EUE relative to Option 0) | 0 | 0 | 0 | 2.6758 | 9.9148 | 22.6818 | 45.7831 | 85.8306 | 148.4142 | 235.9168 | 414.5885 | 696.3235 | 1083.1599 | 1859.4508 | 2717.1059 | 2717.1059 | 2717.1059 | 2717.1059 | 2717.1059 | 2717.1059 | 2717.1059 | 2717.1059 | 2717.1059 | 2717.1059 | 2717.1059 | 2717.1059 | 2717.1059 | 2717.1059 | 2717.1059 | 2717.1059
|  |  | Optimal Timing | FY25: FY28
FY33
FY33
|  |  | Option 6 | FY25: FY33
Option 7
|  |  |  | FY25 | FY26 | FY27 | FY28 | FY29 | FY30 | FY31 | FY32 | FY33 | FY34 | FY35 | FY36 | FY37 | FY38 | FY39 | FY40 | FY41 | FY42 | FY43 | FY44 | FY45 | FY46 | FY47 | FY48 | FY49 | FY50 | FY51 | FY52 | FY53 | FY54
|  | Undiscounted | EUE Value ($m, real $2024) | 0 | 0 | 0 | 0 | 0 | 0 | 0 | 0 | 0 | 0 | 0 | 0 | 0 | 0 | 0 | 0 | 0 | 0 | 0 | 0 | 0 | 0 | 0 | 0 | 0 | 0 | 0 | 0 | 0 | 0
|  |  | $m, real $2024 | FY25 | FY26 | FY27 | FY28 | FY29 | FY30 | FY31 | FY32 | FY33 | FY34 | FY35 | FY36 | FY37 | FY38 | FY39 | FY40 | FY41 | FY42 | FY43 | FY44 | FY45 | FY46 | FY47 | FY48 | FY49 | FY50 | FY51 | FY52 | FY53 | FY54
|  | Undiscounted | Capex | 0 | 0 | 0 | 0 | 0 | 0 | 0 | 0 | 0 | 0 | 0 | 0 | 0 | 0 | 0 | 0 | 0 | 0 | 0 | 0 | 0 | 0 | 0 | 0 | 0 | 0 | 0 | 0 | 0 | 0
|  | Undiscounted | Opex | 0 | 0 | 0 | 0 | 0 | 0 | 0 | 0 | 0 | 0 | 0 | 0 | 0 | 0 | 0 | 0 | 0 | 0 | 0 | 0 | 0 | 0 | 0 | 0 | 0 | 0 | 0 | 0 | 0 | 0
|  | Undiscounted | Total costs | 0 | 0 | 0 | 0 | 0 | 0 | 0 | 0 | 0 | 0 | 0 | 0 | 0 | 0 | 0 | 0 | 0 | 0 | 0 | 0 | 0 | 0 | 0 | 0 | 0 | 0 | 0 | 0 | 0 | 0
|  |  | $m, real $2024 | FY25 | FY26 | FY27 | FY28 | FY29 | FY30 | FY31 | FY32 | FY33 | FY34 | FY35 | FY36 | FY37 | FY38 | FY39 | FY40 | FY41 | FY42 | FY43 | FY44 | FY45 | FY46 | FY47 | FY48 | FY49 | FY50 | FY51 | FY52 | FY53 | FY54
|  | Undiscounted | Benefits (reduction in EUE relative to Option 0) | 0 | 0 | 0 | 0 | 0 | 0 | 0 | 0 | 0 | 0 | 0 | 0 | 0 | 0 | 0 | 0 | 0 | 0 | 0 | 0 | 0 | 0 | 0 | 0 | 0 | 0 | 0 | 0 | 0 | 0
Optimal Timing | bar: FY25
-
-
Option 7 | bar: FY25
Option 8
|  |  |  | FY25 | FY26 | FY27 | FY28 | FY29 | FY30 | FY31 | FY32 | FY33 | FY34 | FY35 | FY36 | FY37 | FY38 | FY39 | FY40 | FY41 | FY42 | FY43 | FY44 | FY45 | FY46 | FY47 | FY48 | FY49 | FY50 | FY51 | FY52 | FY53 | FY54
|  | Undiscounted | EUE Value ($m, real $2024) | 0 | 0 | 0 | 0 | 0 | 0 | 0 | 0 | 0 | 0 | 0 | 0 | 0 | 0 | 0 | 0 | 0 | 0 | 0 | 0 | 0 | 0 | 0 | 0 | 0 | 0 | 0 | 0 | 0 | 0
|  |  | $m, real $2024 | FY25 | FY26 | FY27 | FY28 | FY29 | FY30 | FY31 | FY32 | FY33 | FY34 | FY35 | FY36 | FY37 | FY38 | FY39 | FY40 | FY41 | FY42 | FY43 | FY44 | FY45 | FY46 | FY47 | FY48 | FY49 | FY50 | FY51 | FY52 | FY53 | FY54
|  | Undiscounted | Capex | 0 | 0 | 0 | 0 | 0 | 0 | 0 | 0 | 0 | 0 | 0 | 0 | 0 | 0 | 0 | 0 | 0 | 0 | 0 | 0 | 0 | 0 | 0 | 0 | 0 | 0 | 0 | 0 | 0 | 0
|  | Undiscounted | Opex | 0 | 0 | 0 | 0 | 0 | 0 | 0 | 0 | 0 | 0 | 0 | 0 | 0 | 0 | 0 | 0 | 0 | 0 | 0 | 0 | 0 | 0 | 0 | 0 | 0 | 0 | 0 | 0 | 0 | 0
|  | Undiscounted | Total costs | 0 | 0 | 0 | 0 | 0 | 0 | 0 | 0 | 0 | 0 | 0 | 0 | 0 | 0 | 0 | 0 | 0 | 0 | 0 | 0 | 0 | 0 | 0 | 0 | 0 | 0 | 0 | 0 | 0 | 0
|  |  | $m, real $2024 | FY25 | FY26 | FY27 | FY28 | FY29 | FY30 | FY31 | FY32 | FY33 | FY34 | FY35 | FY36 | FY37 | FY38 | FY39 | FY40 | FY41 | FY42 | FY43 | FY44 | FY45 | FY46 | FY47 | FY48 | FY49 | FY50 | FY51 | FY52 | FY53 | FY54
|  | Undiscounted | Benefits (reduction in EUE relative to Option 0) | 0 | 0 | 0 | 0 | 0 | 0 | 0 | 0 | 0 | 0 | 0 | 0 | 0 | 0 | 0 | 0 | 0 | 0 | 0 | 0 | 0 | 0 | 0 | 0 | 0 | 0 | 0 | 0 | 0 | 0
Optimal Timing | bar: FY25
-
-
Option 8 | bar: FY25
Option 9
|  |  |  | FY25 | FY26 | FY27 | FY28 | FY29 | FY30 | FY31 | FY32 | FY33 | FY34 | FY35 | FY36 | FY37 | FY38 | FY39 | FY40 | FY41 | FY42 | FY43 | FY44 | FY45 | FY46 | FY47 | FY48 | FY49 | FY50 | FY51 | FY52 | FY53 | FY54
|  | Undiscounted | EUE Value ($m, real $2024) | 0 | 0 | 0 | 0 | 0 | 0 | 0 | 0 | 0 | 0 | 0 | 0 | 0 | 0 | 0 | 0 | 0 | 0 | 0 | 0 | 0 | 0 | 0 | 0 | 0 | 0 | 0 | 0 | 0 | 0
|  |  | $m, real $2024 | FY25 | FY26 | FY27 | FY28 | FY29 | FY30 | FY31 | FY32 | FY33 | FY34 | FY35 | FY36 | FY37 | FY38 | FY39 | FY40 | FY41 | FY42 | FY43 | FY44 | FY45 | FY46 | FY47 | FY48 | FY49 | FY50 | FY51 | FY52 | FY53 | FY54
|  | Undiscounted | Capex | 0 | 0 | 0 | 0 | 0 | 0 | 0 | 0 | 0 | 0 | 0 | 0 | 0 | 0 | 0 | 0 | 0 | 0 | 0 | 0 | 0 | 0 | 0 | 0 | 0 | 0 | 0 | 0 | 0 | 0
|  | Undiscounted | Opex | 0 | 0 | 0 | 0 | 0 | 0 | 0 | 0 | 0 | 0 | 0 | 0 | 0 | 0 | 0 | 0 | 0 | 0 | 0 | 0 | 0 | 0 | 0 | 0 | 0 | 0 | 0 | 0 | 0 | 0
|  | Undiscounted | Total costs | 0 | 0 | 0 | 0 | 0 | 0 | 0 | 0 | 0 | 0 | 0 | 0 | 0 | 0 | 0 | 0 | 0 | 0 | 0 | 0 | 0 | 0 | 0 | 0 | 0 | 0 | 0 | 0 | 0 | 0
|  |  | $m, real $2024 | FY25 | FY26 | FY27 | FY28 | FY29 | FY30 | FY31 | FY32 | FY33 | FY34 | FY35 | FY36 | FY37 | FY38 | FY39 | FY40 | FY41 | FY42 | FY43 | FY44 | FY45 | FY46 | FY47 | FY48 | FY49 | FY50 | FY51 | FY52 | FY53 | FY54
|  | Undiscounted | Benefits (reduction in EUE relative to Option 0) | 0 | 0 | 0 | 0 | 0 | 0 | 0 | 0 | 0 | 0 | 0 | 0 | 0 | 0 | 0 | 0 | 0 | 0 | 0 | 0 | 0 | 0 | 0 | 0 | 0 | 0 | 0 | 0 | 0 | 0
Optimal Timing | bar: FY25
-
-
Option 9 | bar: FY25
Option 10
|  |  |  | FY25 | FY26 | FY27 | FY28 | FY29 | FY30 | FY31 | FY32 | FY33 | FY34 | FY35 | FY36 | FY37 | FY38 | FY39 | FY40 | FY41 | FY42 | FY43 | FY44 | FY45 | FY46 | FY47 | FY48 | FY49 | FY50 | FY51 | FY52 | FY53 | FY54
|  | Undiscounted | EUE Value ($m, real $2024) | 0 | 0 | 0 | 0 | 0 | 0 | 0 | 0 | 0 | 0 | 0 | 0 | 0 | 0 | 0 | 0 | 0 | 0 | 0 | 0 | 0 | 0 | 0 | 0 | 0 | 0 | 0 | 0 | 0 | 0
|  |  | $m, real $2024 | FY25 | FY26 | FY27 | FY28 | FY29 | FY30 | FY31 | FY32 | FY33 | FY34 | FY35 | FY36 | FY37 | FY38 | FY39 | FY40 | FY41 | FY42 | FY43 | FY44 | FY45 | FY46 | FY47 | FY48 | FY49 | FY50 | FY51 | FY52 | FY53 | FY54
|  | Undiscounted | Capex | 0 | 0 | 0 | 0 | 0 | 0 | 0 | 0 | 0 | 0 | 0 | 0 | 0 | 0 | 0 | 0 | 0 | 0 | 0 | 0 | 0 | 0 | 0 | 0 | 0 | 0 | 0 | 0 | 0 | 0
|  | Undiscounted | Opex | 0 | 0 | 0 | 0 | 0 | 0 | 0 | 0 | 0 | 0 | 0 | 0 | 0 | 0 | 0 | 0 | 0 | 0 | 0 | 0 | 0 | 0 | 0 | 0 | 0 | 0 | 0 | 0 | 0 | 0
|  | Undiscounted | Total costs | 0 | 0 | 0 | 0 | 0 | 0 | 0 | 0 | 0 | 0 | 0 | 0 | 0 | 0 | 0 | 0 | 0 | 0 | 0 | 0 | 0 | 0 | 0 | 0 | 0 | 0 | 0 | 0 | 0 | 0
|  |  | $m, real $2024 | FY25 | FY26 | FY27 | FY28 | FY29 | FY30 | FY31 | FY32 | FY33 | FY34 | FY35 | FY36 | FY37 | FY38 | FY39 | FY40 | FY41 | FY42 | FY43 | FY44 | FY45 | FY46 | FY47 | FY48 | FY49 | FY50 | FY51 | FY52 | FY53 | FY54
|  | Undiscounted | Benefits (reduction in EUE relative to Option 0) | 0 | 0 | 0 | 0 | 0 | 0 | 0 | 0 | 0 | 0 | 0 | 0 | 0 | 0 | 0 | 0 | 0 | 0 | 0 | 0 | 0 | 0 | 0 | 0 | 0 | 0 | 0 | 0 | 0 | 0
Optimal Timing | bar: FY25
-
-
Option 10 | bar: FY25
NPV Analysis
| Option 1 | Do Nothing
|  |  |  | FY25 | FY26 | FY27 | FY28 | FY29 | FY30 | FY31 | FY32 | FY33 | FY34 | FY35 | FY36 | FY37 | FY38 | FY39 | FY40 | FY41 | FY42 | FY43 | FY44 | FY45 | FY46 | FY47 | FY48 | FY49 | FY50 | FY51 | FY52 | FY53 | FY54
|  | Undiscounted | EUE Value ($m, real $2024) | 0 | 1.282e-05 | 0.018527 | 2.6758 | 9.9153 | 22.6836 | 45.7879 | 85.8533 | 148.8037 | 238.3427 | 422.5048 | 722.3466 | 1152.7553 | 2103.7027 | 3262.0447 | 3262.0447 | 3262.0447 | 3262.0447 | 3262.0447 | 3262.0447 | 3262.0447 | 3262.0447 | 3262.0447 | 3262.0447 | 3262.0447 | 3262.0447 | 3262.0447 | 3262.0447 | 3262.0447 | 3262.0447
| Option 2 | Reconductor SMTS-BVE Line with 37/3.75 AAC Conductor
|  |  | $m, real $2024 | FY25 | FY26 | FY27 | FY28 | FY29 | FY30 | FY31 | FY32 | FY33 | FY34 | FY35 | FY36 | FY37 | FY38 | FY39 | FY40 | FY41 | FY42 | FY43 | FY44 | FY45 | FY46 | FY47 | FY48 | FY49 | FY50 | FY51 | FY52 | FY53 | FY54
|  | Undiscounted | Capex | 0 | 0 | 31.1934 | 0 | 0 | 0 | 0 | 0 | 0 | 0 | 0 | 0 | 0 | 0 | 0 | 0 | 0 | 0 | 0 | 0 | 0 | 0 | 0 | 0 | 0 | 0 | 0 | 0 | 0 | 0
|  | Undiscounted | Opex | 0 | 0 | 0 | 0.31193 | 0.31193 | 0.31193 | 0.31193 | 0.31193 | 0.31193 | 0.31193 | 0.31193 | 0.31193 | 0.31193 | 0.31193 | 0.31193 | 0.31193 | 0.31193 | 0.31193 | 0.31193 | 0.31193 | 0.31193 | 0.31193 | 0.31193 | 0.31193 | 0.31193 | 0.31193 | 0.31193 | 0.31193 | 0.31193 | 0.31193
|  | Undiscounted | Total costs | 0 | 0 | 31.1934 | 0.31193 | 0.31193 | 0.31193 | 0.31193 | 0.31193 | 0.31193 | 0.31193 | 0.31193 | 0.31193 | 0.31193 | 0.31193 | 0.31193 | 0.31193 | 0.31193 | 0.31193 | 0.31193 | 0.31193 | 0.31193 | 0.31193 | 0.31193 | 0.31193 | 0.31193 | 0.31193 | 0.31193 | 0.31193 | 0.31193 | 0.31193
|  |  | $m, real $2024 | FY25 | FY26 | FY27 | FY28 | FY29 | FY30 | FY31 | FY32 | FY33 | FY34 | FY35 | FY36 | FY37 | FY38 | FY39 | FY40 | FY41 | FY42 | FY43 | FY44 | FY45 | FY46 | FY47 | FY48 | FY49 | FY50 | FY51 | FY52 | FY53 | FY54
|  | Undiscounted | Benefits (reduction in EUE relative to Option 0) | 0 | 0 | 0 | 2.6609 | 9.884 | 22.6344 | 45.7051 | 85.6819 | 148.3888 | 237.2893 | 418.7156 | 713.2119 | 1132.485 | 2050.6289 | 3132.1775 | 3132.1775 | 3132.1775 | 3132.1775 | 3132.1775 | 3132.1775 | 3132.1775 | 3132.1775 | 3132.1775 | 3132.1775 | 3132.1775 | 3132.1775 | 3132.1775 | 3132.1775 | 3132.1775 | 3132.1775
|  |  | ($m, real $2024) | FY25: Undiscounted; FY28: Discounted
|  |  |  | Benefits | Costs | Net benefits | PV benefits | PV costs | NPV
|  |  | Option 2 | FY25: 54982.1257; FY26: 39.6156; FY27: 54942.5101; FY28: 18754.129; FY29: 31.8606; FY30: 18722.2684
| Option 3 | Reconductor SMTS-BVE Line with 19/4.75 AAC Conductor
|  |  | $m, real $2024 | FY25 | FY26 | FY27 | FY28 | FY29 | FY30 | FY31 | FY32 | FY33 | FY34 | FY35 | FY36 | FY37 | FY38 | FY39 | FY40 | FY41 | FY42 | FY43 | FY44 | FY45 | FY46 | FY47 | FY48 | FY49 | FY50 | FY51 | FY52 | FY53 | FY54
|  | Undiscounted | Capex | 0 | 0 | 15.2241 | 0 | 0 | 0 | 0 | 0 | 0 | 0 | 0 | 0 | 0 | 0 | 0 | 0 | 0 | 0 | 0 | 0 | 0 | 0 | 0 | 0 | 0 | 0 | 0 | 0 | 0 | 0
|  | Undiscounted | Opex | 0 | 0 | 0 | 0.15224 | 0.15224 | 0.15224 | 0.15224 | 0.15224 | 0.15224 | 0.15224 | 0.15224 | 0.15224 | 0.15224 | 0.15224 | 0.15224 | 0.15224 | 0.15224 | 0.15224 | 0.15224 | 0.15224 | 0.15224 | 0.15224 | 0.15224 | 0.15224 | 0.15224 | 0.15224 | 0.15224 | 0.15224 | 0.15224 | 0.15224
|  | Undiscounted | Total costs | 0 | 0 | 15.2241 | 0.15224 | 0.15224 | 0.15224 | 0.15224 | 0.15224 | 0.15224 | 0.15224 | 0.15224 | 0.15224 | 0.15224 | 0.15224 | 0.15224 | 0.15224 | 0.15224 | 0.15224 | 0.15224 | 0.15224 | 0.15224 | 0.15224 | 0.15224 | 0.15224 | 0.15224 | 0.15224 | 0.15224 | 0.15224 | 0.15224 | 0.15224
|  |  | $m, real $2024 | FY25 | FY26 | FY27 | FY28 | FY29 | FY30 | FY31 | FY32 | FY33 | FY34 | FY35 | FY36 | FY37 | FY38 | FY39 | FY40 | FY41 | FY42 | FY43 | FY44 | FY45 | FY46 | FY47 | FY48 | FY49 | FY50 | FY51 | FY52 | FY53 | FY54
|  | Undiscounted | Benefits (reduction in EUE relative to Option 0) | 0 | 0 | 0 | 2.6609 | 9.8839 | 22.6343 | 45.7056 | 85.6839 | 148.3195 | 236.7108 | 417.0525 | 707.0185 | 1113.9197 | 1953.5227 | 2886.6575 | 2886.6575 | 2886.6575 | 2886.6575 | 2886.6575 | 2886.6575 | 2886.6575 | 2886.6575 | 2886.6575 | 2886.6575 | 2886.6575 | 2886.6575 | 2886.6575 | 2886.6575 | 2886.6575 | 2886.6575
|  |  | ($m, real $2024) | FY25: Undiscounted; FY28: Discounted
|  |  |  | Benefits | Costs | Net benefits | PV benefits | PV costs | NPV
|  |  | Option 3 | FY25: 50929.6324; FY26: 19.3347; FY27: 50910.2978; FY28: 17425.6998; FY29: 15.5498; FY30: 17410.15
| Option 4 | Reconductor SMTS-BVE and BVE-KMS Line with 37/3.75 AAC Conductor
|  |  | $m, real $2024 | FY25 | FY26 | FY27 | FY28 | FY29 | FY30 | FY31 | FY32 | FY33 | FY34 | FY35 | FY36 | FY37 | FY38 | FY39 | FY40 | FY41 | FY42 | FY43 | FY44 | FY45 | FY46 | FY47 | FY48 | FY49 | FY50 | FY51 | FY52 | FY53 | FY54
|  | Undiscounted | Capex | 0 | 0 | 0 | 42.1859 | 0 | 0 | 0 | 0 | 0 | 0 | 0 | 0 | 0 | 0 | 0 | 0 | 0 | 0 | 0 | 0 | 0 | 0 | 0 | 0 | 0 | 0 | 0 | 0 | 0 | 0
|  | Undiscounted | Opex | 0 | 0 | 0 | 0 | 0.42186 | 0.42186 | 0.42186 | 0.42186 | 0.42186 | 0.42186 | 0.42186 | 0.42186 | 0.42186 | 0.42186 | 0.42186 | 0.42186 | 0.42186 | 0.42186 | 0.42186 | 0.42186 | 0.42186 | 0.42186 | 0.42186 | 0.42186 | 0.42186 | 0.42186 | 0.42186 | 0.42186 | 0.42186 | 0.42186
|  | Undiscounted | Total costs | 0 | 0 | 0 | 42.1859 | 0.42186 | 0.42186 | 0.42186 | 0.42186 | 0.42186 | 0.42186 | 0.42186 | 0.42186 | 0.42186 | 0.42186 | 0.42186 | 0.42186 | 0.42186 | 0.42186 | 0.42186 | 0.42186 | 0.42186 | 0.42186 | 0.42186 | 0.42186 | 0.42186 | 0.42186 | 0.42186 | 0.42186 | 0.42186 | 0.42186
|  |  | $m, real $2024 | FY25 | FY26 | FY27 | FY28 | FY29 | FY30 | FY31 | FY32 | FY33 | FY34 | FY35 | FY36 | FY37 | FY38 | FY39 | FY40 | FY41 | FY42 | FY43 | FY44 | FY45 | FY46 | FY47 | FY48 | FY49 | FY50 | FY51 | FY52 | FY53 | FY54
|  | Undiscounted | Benefits (reduction in EUE relative to Option 0) | 0 | 0 | 0 | 0 | 9.915 | 22.6823 | 45.7843 | 85.8436 | 148.7367 | 237.8965 | 419.6959 | 714.5979 | 1134.3526 | 2053.8112 | 3138.062 | 3138.062 | 3138.062 | 3138.062 | 3138.062 | 3138.062 | 3138.062 | 3138.062 | 3138.062 | 3138.062 | 3138.062 | 3138.062 | 3138.062 | 3138.062 | 3138.062 | 3138.062
|  |  | ($m, real $2024) | FY25: Undiscounted; FY28: Discounted
|  |  |  | Benefits | Costs | Net benefits | PV benefits | PV costs | NPV
|  |  | Option 4 | FY25: 55082.3078; FY26: 53.1543; FY27: 55029.1536; FY28: 18786.9208; FY29: 40.7356; FY30: 18746.1852
| Option 5 | Reconductor BVE-BVE-Tee Line with 37/3.75 AAC Conductor
|  |  | $m, real $2024 | FY25 | FY26 | FY27 | FY28 | FY29 | FY30 | FY31 | FY32 | FY33 | FY34 | FY35 | FY36 | FY37 | FY38 | FY39 | FY40 | FY41 | FY42 | FY43 | FY44 | FY45 | FY46 | FY47 | FY48 | FY49 | FY50 | FY51 | FY52 | FY53 | FY54
|  | Undiscounted | Capex | 0 | 0 | 9.0586 | 0 | 0 | 0 | 0 | 0 | 0 | 0 | 0 | 0 | 0 | 0 | 0 | 0 | 0 | 0 | 0 | 0 | 0 | 0 | 0 | 0 | 0 | 0 | 0 | 0 | 0 | 0
|  | Undiscounted | Opex | 0 | 0 | 0 | 0.090586 | 0.090586 | 0.090586 | 0.090586 | 0.090586 | 0.090586 | 0.090586 | 0.090586 | 0.090586 | 0.090586 | 0.090586 | 0.090586 | 0.090586 | 0.090586 | 0.090586 | 0.090586 | 0.090586 | 0.090586 | 0.090586 | 0.090586 | 0.090586 | 0.090586 | 0.090586 | 0.090586 | 0.090586 | 0.090586 | 0.090586
|  | Undiscounted | Total costs | 0 | 0 | 9.0586 | 0.090586 | 0.090586 | 0.090586 | 0.090586 | 0.090586 | 0.090586 | 0.090586 | 0.090586 | 0.090586 | 0.090586 | 0.090586 | 0.090586 | 0.090586 | 0.090586 | 0.090586 | 0.090586 | 0.090586 | 0.090586 | 0.090586 | 0.090586 | 0.090586 | 0.090586 | 0.090586 | 0.090586 | 0.090586 | 0.090586 | 0.090586
|  |  | $m, real $2024 | FY25 | FY26 | FY27 | FY28 | FY29 | FY30 | FY31 | FY32 | FY33 | FY34 | FY35 | FY36 | FY37 | FY38 | FY39 | FY40 | FY41 | FY42 | FY43 | FY44 | FY45 | FY46 | FY47 | FY48 | FY49 | FY50 | FY51 | FY52 | FY53 | FY54
|  | Undiscounted | Benefits (reduction in EUE relative to Option 0) | 0 | 0 | 0 | 2.597 | 9.6823 | 21.7888 | 42.401 | 76.8648 | 125.0364 | 189.8528 | 320.6335 | 517.1488 | 779.7885 | 1295.7114 | 1876.6327 | 1876.6327 | 1876.6327 | 1876.6327 | 1876.6327 | 1876.6327 | 1876.6327 | 1876.6327 | 1876.6327 | 1876.6327 | 1876.6327 | 1876.6327 | 1876.6327 | 1876.6327 | 1876.6327 | 1876.6327
|  |  | ($m, real $2024) | FY25: Undiscounted; FY28: Discounted
|  |  |  | Benefits | Costs | Net benefits | PV benefits | PV costs | NPV
|  |  | Option 5 | FY25: 33407.6278; FY26: 11.5044; FY27: 33396.1234; FY28: 11503.9407; FY29: 9.2524; FY30: 11494.6883
| Option 6 | Reconductor SMTS-BVE and BVE-BVE-Tee Line with 37/3.75 AAC Conductor
|  |  | $m, real $2024 | FY25 | FY26 | FY27 | FY28 | FY29 | FY30 | FY31 | FY32 | FY33 | FY34 | FY35 | FY36 | FY37 | FY38 | FY39 | FY40 | FY41 | FY42 | FY43 | FY44 | FY45 | FY46 | FY47 | FY48 | FY49 | FY50 | FY51 | FY52 | FY53 | FY54
|  | Undiscounted | Capex | 0 | 0 | 40.6559 | 0 | 0 | 0 | 0 | 0 | 0 | 0 | 0 | 0 | 0 | 0 | 0 | 0 | 0 | 0 | 0 | 0 | 0 | 0 | 0 | 0 | 0 | 0 | 0 | 0 | 0 | 0
|  | Undiscounted | Opex | 0 | 0 | 0 | 0.40656 | 0.40656 | 0.40656 | 0.40656 | 0.40656 | 0.40656 | 0.40656 | 0.40656 | 0.40656 | 0.40656 | 0.40656 | 0.40656 | 0.40656 | 0.40656 | 0.40656 | 0.40656 | 0.40656 | 0.40656 | 0.40656 | 0.40656 | 0.40656 | 0.40656 | 0.40656 | 0.40656 | 0.40656 | 0.40656 | 0.40656
|  | Undiscounted | Total costs | 0 | 0 | 40.6559 | 0.40656 | 0.40656 | 0.40656 | 0.40656 | 0.40656 | 0.40656 | 0.40656 | 0.40656 | 0.40656 | 0.40656 | 0.40656 | 0.40656 | 0.40656 | 0.40656 | 0.40656 | 0.40656 | 0.40656 | 0.40656 | 0.40656 | 0.40656 | 0.40656 | 0.40656 | 0.40656 | 0.40656 | 0.40656 | 0.40656 | 0.40656
|  |  | $m, real $2024 | FY25 | FY26 | FY27 | FY28 | FY29 | FY30 | FY31 | FY32 | FY33 | FY34 | FY35 | FY36 | FY37 | FY38 | FY39 | FY40 | FY41 | FY42 | FY43 | FY44 | FY45 | FY46 | FY47 | FY48 | FY49 | FY50 | FY51 | FY52 | FY53 | FY54
|  | Undiscounted | Benefits (reduction in EUE relative to Option 0) | 0 | 0 | 0 | 2.6758 | 9.9148 | 22.6818 | 45.7831 | 85.8306 | 148.4142 | 235.9168 | 414.5885 | 696.3235 | 1083.1599 | 1859.4508 | 2717.1059 | 2717.1059 | 2717.1059 | 2717.1059 | 2717.1059 | 2717.1059 | 2717.1059 | 2717.1059 | 2717.1059 | 2717.1059 | 2717.1059 | 2717.1059 | 2717.1059 | 2717.1059 | 2717.1059 | 2717.1059
|  |  | ($m, real $2024) | FY25: Undiscounted; FY28: Discounted
|  |  |  | Benefits | Costs | Net benefits | PV benefits | PV costs | NPV
|  |  | Option 6 | FY25: 48078.4347; FY26: 51.633; FY27: 48026.8017; FY28: 16481.3459; FY29: 41.5256; FY30: 16439.8204
Option 7
|  |  | $m, real $2024 | FY25 | FY26 | FY27 | FY28 | FY29 | FY30 | FY31 | FY32 | FY33 | FY34 | FY35 | FY36 | FY37 | FY38 | FY39 | FY40 | FY41 | FY42 | FY43 | FY44 | FY45 | FY46 | FY47 | FY48 | FY49 | FY50 | FY51 | FY52 | FY53 | FY54
|  | Undiscounted | Capex | 0 | 0 | 0 | 0 | 0 | 0 | 0 | 0 | 0 | 0 | 0 | 0 | 0 | 0 | 0 | 0 | 0 | 0 | 0 | 0 | 0 | 0 | 0 | 0 | 0 | 0 | 0 | 0 | 0 | 0
|  | Undiscounted | Opex | 0 | 0 | 0 | 0 | 0 | 0 | 0 | 0 | 0 | 0 | 0 | 0 | 0 | 0 | 0 | 0 | 0 | 0 | 0 | 0 | 0 | 0 | 0 | 0 | 0 | 0 | 0 | 0 | 0 | 0
|  | Undiscounted | Total costs | 0 | 0 | 0 | 0 | 0 | 0 | 0 | 0 | 0 | 0 | 0 | 0 | 0 | 0 | 0 | 0 | 0 | 0 | 0 | 0 | 0 | 0 | 0 | 0 | 0 | 0 | 0 | 0 | 0 | 0
|  |  | $m, real $2024 | FY25 | FY26 | FY27 | FY28 | FY29 | FY30 | FY31 | FY32 | FY33 | FY34 | FY35 | FY36 | FY37 | FY38 | FY39 | FY40 | FY41 | FY42 | FY43 | FY44 | FY45 | FY46 | FY47 | FY48 | FY49 | FY50 | FY51 | FY52 | FY53 | FY54
|  | Undiscounted | Benefits (reduction in EUE relative to Option 0) | 0 | 0 | 0 | 0 | 0 | 0 | 0 | 0 | 0 | 0 | 0 | 0 | 0 | 0 | 0 | 0 | 0 | 0 | 0 | 0 | 0 | 0 | 0 | 0 | 0 | 0 | 0 | 0 | 0 | 0
|  |  | ($m, real $2024) | FY25: Undiscounted; FY28: Discounted
|  |  |  | Benefits | Costs | Net benefits | PV benefits | PV costs | NPV
|  |  | Option 7 | FY25: 0; FY26: 0; FY27: 0
Option 8
|  |  | $m, real $2024 | FY25 | FY26 | FY27 | FY28 | FY29 | FY30 | FY31 | FY32 | FY33 | FY34 | FY35 | FY36 | FY37 | FY38 | FY39 | FY40 | FY41 | FY42 | FY43 | FY44 | FY45 | FY46 | FY47 | FY48 | FY49 | FY50 | FY51 | FY52 | FY53 | FY54
|  | Undiscounted | Capex | 0 | 0 | 0 | 0 | 0 | 0 | 0 | 0 | 0 | 0 | 0 | 0 | 0 | 0 | 0 | 0 | 0 | 0 | 0 | 0 | 0 | 0 | 0 | 0 | 0 | 0 | 0 | 0 | 0 | 0
|  | Undiscounted | Opex | 0 | 0 | 0 | 0 | 0 | 0 | 0 | 0 | 0 | 0 | 0 | 0 | 0 | 0 | 0 | 0 | 0 | 0 | 0 | 0 | 0 | 0 | 0 | 0 | 0 | 0 | 0 | 0 | 0 | 0
|  | Undiscounted | Total costs | 0 | 0 | 0 | 0 | 0 | 0 | 0 | 0 | 0 | 0 | 0 | 0 | 0 | 0 | 0 | 0 | 0 | 0 | 0 | 0 | 0 | 0 | 0 | 0 | 0 | 0 | 0 | 0 | 0 | 0
|  |  | $m, real $2024 | FY25 | FY26 | FY27 | FY28 | FY29 | FY30 | FY31 | FY32 | FY33 | FY34 | FY35 | FY36 | FY37 | FY38 | FY39 | FY40 | FY41 | FY42 | FY43 | FY44 | FY45 | FY46 | FY47 | FY48 | FY49 | FY50 | FY51 | FY52 | FY53 | FY54
|  | Undiscounted | Benefits (reduction in EUE relative to Option 0) | 0 | 0 | 0 | 0 | 0 | 0 | 0 | 0 | 0 | 0 | 0 | 0 | 0 | 0 | 0 | 0 | 0 | 0 | 0 | 0 | 0 | 0 | 0 | 0 | 0 | 0 | 0 | 0 | 0 | 0
|  |  | ($m, real $2024) | FY25: Undiscounted; FY28: Discounted
|  |  |  | Benefits | Costs | Net benefits | PV benefits | PV costs | NPV
|  |  | Option 8 | FY25: 0; FY26: 0; FY27: 0
Option 9
|  |  | $m, real $2024 | FY25 | FY26 | FY27 | FY28 | FY29 | FY30 | FY31 | FY32 | FY33 | FY34 | FY35 | FY36 | FY37 | FY38 | FY39 | FY40 | FY41 | FY42 | FY43 | FY44 | FY45 | FY46 | FY47 | FY48 | FY49 | FY50 | FY51 | FY52 | FY53 | FY54
|  | Undiscounted | Capex | 0 | 0 | 0 | 0 | 0 | 0 | 0 | 0 | 0 | 0 | 0 | 0 | 0 | 0 | 0 | 0 | 0 | 0 | 0 | 0 | 0 | 0 | 0 | 0 | 0 | 0 | 0 | 0 | 0 | 0
|  | Undiscounted | Opex | 0 | 0 | 0 | 0 | 0 | 0 | 0 | 0 | 0 | 0 | 0 | 0 | 0 | 0 | 0 | 0 | 0 | 0 | 0 | 0 | 0 | 0 | 0 | 0 | 0 | 0 | 0 | 0 | 0 | 0
|  | Undiscounted | Total costs | 0 | 0 | 0 | 0 | 0 | 0 | 0 | 0 | 0 | 0 | 0 | 0 | 0 | 0 | 0 | 0 | 0 | 0 | 0 | 0 | 0 | 0 | 0 | 0 | 0 | 0 | 0 | 0 | 0 | 0
|  |  | $m, real $2024 | FY25 | FY26 | FY27 | FY28 | FY29 | FY30 | FY31 | FY32 | FY33 | FY34 | FY35 | FY36 | FY37 | FY38 | FY39 | FY40 | FY41 | FY42 | FY43 | FY44 | FY45 | FY46 | FY47 | FY48 | FY49 | FY50 | FY51 | FY52 | FY53 | FY54
|  | Undiscounted | Benefits (reduction in EUE relative to Option 0) | 0 | 0 | 0 | 0 | 0 | 0 | 0 | 0 | 0 | 0 | 0 | 0 | 0 | 0 | 0 | 0 | 0 | 0 | 0 | 0 | 0 | 0 | 0 | 0 | 0 | 0 | 0 | 0 | 0 | 0
|  |  | ($m, real $2024) | FY25: Undiscounted; FY28: Discounted
|  |  |  | Benefits | Costs | Net benefits | PV benefits | PV costs | NPV
|  |  | Option 9 | FY25: 0; FY26: 0; FY27: 0
Option 10
|  |  | $m, real $2024 | FY25 | FY26 | FY27 | FY28 | FY29 | FY30 | FY31 | FY32 | FY33 | FY34 | FY35 | FY36 | FY37 | FY38 | FY39 | FY40 | FY41 | FY42 | FY43 | FY44 | FY45 | FY46 | FY47 | FY48 | FY49 | FY50 | FY51 | FY52 | FY53 | FY54
|  | Undiscounted | Capex | 0 | 0 | 0 | 0 | 0 | 0 | 0 | 0 | 0 | 0 | 0 | 0 | 0 | 0 | 0 | 0 | 0 | 0 | 0 | 0 | 0 | 0 | 0 | 0 | 0 | 0 | 0 | 0 | 0 | 0
|  | Undiscounted | Opex | 0 | 0 | 0 | 0 | 0 | 0 | 0 | 0 | 0 | 0 | 0 | 0 | 0 | 0 | 0 | 0 | 0 | 0 | 0 | 0 | 0 | 0 | 0 | 0 | 0 | 0 | 0 | 0 | 0 | 0
|  | Undiscounted | Total costs | 0 | 0 | 0 | 0 | 0 | 0 | 0 | 0 | 0 | 0 | 0 | 0 | 0 | 0 | 0 | 0 | 0 | 0 | 0 | 0 | 0 | 0 | 0 | 0 | 0 | 0 | 0 | 0 | 0 | 0
|  |  | $m, real $2024 | FY25 | FY26 | FY27 | FY28 | FY29 | FY30 | FY31 | FY32 | FY33 | FY34 | FY35 | FY36 | FY37 | FY38 | FY39 | FY40 | FY41 | FY42 | FY43 | FY44 | FY45 | FY46 | FY47 | FY48 | FY49 | FY50 | FY51 | FY52 | FY53 | FY54
|  | Undiscounted | Benefits (reduction in EUE relative to Option 0) | 0 | 0 | 0 | 0 | 0 | 0 | 0 | 0 | 0 | 0 | 0 | 0 | 0 | 0 | 0 | 0 | 0 | 0 | 0 | 0 | 0 | 0 | 0 | 0 | 0 | 0 | 0 | 0 | 0 | 0
|  |  | ($m, real $2024) | FY25: Undiscounted; FY28: Discounted
|  |  |  | Benefits | Costs | Net benefits | PV benefits | PV costs | NPV
|  |  | Option 10 | FY25: 0; FY26: 0; FY27: 0
Sensitivity analysis
| Option | Description | PV benefits | FY25: PV Cost; FY26: NPV; FY27: Rank; FY28: Optimal timing
Central | 1 | Do Nothing | 0 | FY25: 0; FY26: 0; FY27: 6
| 2 | Reconductor SMTS-BVE Line with 37/3.75 AAC Conductor | 18754.129 | FY25: 31.8606; FY26: 18722.2684; FY27: 2; FY28: FY28
| 3 | Reconductor SMTS-BVE Line with 19/4.75 AAC Conductor | 17425.6998 | FY25: 15.5498; FY26: 17410.15; FY27: 3; FY28: FY28
| 4 | Reconductor SMTS-BVE and BVE-KMS Line with 37/3.75 AAC Conductor | 18786.9208 | FY25: 40.7356; FY26: 18746.1852; FY27: 1; FY28: FY29
| 5 | Reconductor BVE-BVE-Tee Line with 37/3.75 AAC Conductor | 11503.9407 | FY25: 9.2524; FY26: 11494.6883; FY27: 5; FY28: FY28
| 6 | Reconductor SMTS-BVE and BVE-BVE-Tee Line with 37/3.75 AAC Conductor | 16481.3459 | FY25: 41.5256; FY26: 16439.8204; FY27: 4; FY28: FY28
| 7 |  | 0 | FY25: 0; FY26: 0; FY27: 6; FY28: -
| 8 |  | 0 | FY25: 0; FY26: 0; FY27: 6; FY28: -
| 9 |  | 0 | FY25: 0; FY26: 0; FY27: 6; FY28: -
| 10 |  | 0 | FY25: 0; FY26: 0; FY27: 6; FY28: -
Lower discount rate | 1 | Do Nothing | 0 | FY25: 0; FY26: 0; FY27: 6
| 2 | Reconductor SMTS-BVE Line with 37/3.75 AAC Conductor | 24499.0866 | FY25: 33.4212; FY26: 24465.6654; FY27: 2; FY28: FY28
| 3 | Reconductor SMTS-BVE Line with 19/4.75 AAC Conductor | 22743.5292 | FY25: 16.3114; FY26: 22727.2177; FY27: 3; FY28: FY28
| 4 | Reconductor SMTS-BVE and BVE-KMS Line with 37/3.75 AAC Conductor | 24542.5255 | FY25: 43.2885; FY26: 24499.237; FY27: 1; FY28: FY29
| 5 | Reconductor BVE-BVE-Tee Line with 37/3.75 AAC Conductor | 14986.2665 | FY25: 9.7056; FY26: 14976.5609; FY27: 5; FY28: FY28
| 6 | Reconductor SMTS-BVE and BVE-BVE-Tee Line with 37/3.75 AAC Conductor | 21496.8148 | FY25: 41.7185; FY26: 21455.0963; FY27: 4; FY28: FY29
| 7 |  | 0 | FY25: 0; FY26: 0; FY27: 6; FY28: -
| 8 |  | 0 | FY25: 0; FY26: 0; FY27: 6; FY28: -
| 9 |  | 0 | FY25: 0; FY26: 0; FY27: 6; FY28: -
| 10 |  | 0 | FY25: 0; FY26: 0; FY27: 6; FY28: -
Higher discount rate | 1 | Do Nothing | 0 | FY25: 0; FY26: 0; FY27: 6
| 2 | Reconductor SMTS-BVE Line with 37/3.75 AAC Conductor | 14508.7768 | FY25: 30.5114; FY26: 14478.2655; FY27: 2; FY28: FY28
| 3 | Reconductor SMTS-BVE Line with 19/4.75 AAC Conductor | 13493.6525 | FY25: 14.8913; FY26: 13478.7613; FY27: 3; FY28: FY28
| 4 | Reconductor SMTS-BVE and BVE-KMS Line with 37/3.75 AAC Conductor | 14535.9071 | FY25: 41.2636; FY26: 14494.6435; FY27: 1; FY28: FY28
| 5 | Reconductor BVE-BVE-Tee Line with 37/3.75 AAC Conductor | 8926.2432 | FY25: 8.8606; FY26: 8917.3827; FY27: 5; FY28: FY28
| 6 | Reconductor SMTS-BVE and BVE-BVE-Tee Line with 37/3.75 AAC Conductor | 12769.8143 | FY25: 39.767; FY26: 12730.0474; FY27: 4; FY28: FY28
| 7 |  | 0 | FY25: 0; FY26: 0; FY27: 6; FY28: -
| 8 |  | 0 | FY25: 0; FY26: 0; FY27: 6; FY28: -
| 9 |  | 0 | FY25: 0; FY26: 0; FY27: 6; FY28: -
| 10 |  | 0 | FY25: 0; FY26: 0; FY27: 6; FY28: -
Lower cost | 1 | Do Nothing | 0 | FY25: 0; FY26: 0; FY27: 6
| 2 | Reconductor SMTS-BVE Line with 37/3.75 AAC Conductor | 18754.129 | FY25: 25.4885; FY26: 18728.6405; FY27: 2; FY28: FY28
| 3 | Reconductor SMTS-BVE Line with 19/4.75 AAC Conductor | 17425.6998 | FY25: 12.4398; FY26: 17413.26; FY27: 3; FY28: FY28
| 4 | Reconductor SMTS-BVE and BVE-KMS Line with 37/3.75 AAC Conductor | 18789.1957 | FY25: 34.4707; FY26: 18754.7251; FY27: 1; FY28: FY28
| 5 | Reconductor BVE-BVE-Tee Line with 37/3.75 AAC Conductor | 11503.9407 | FY25: 7.4019; FY26: 11496.5388; FY27: 5; FY28: FY28
| 6 | Reconductor SMTS-BVE and BVE-BVE-Tee Line with 37/3.75 AAC Conductor | 16481.3459 | FY25: 33.2204; FY26: 16448.1255; FY27: 4; FY28: FY28
| 7 |  | 0 | FY25: 0; FY26: 0; FY27: 6; FY28: -
| 8 |  | 0 | FY25: 0; FY26: 0; FY27: 6; FY28: -
| 9 |  | 0 | FY25: 0; FY26: 0; FY27: 6; FY28: -
| 10 |  | 0 | FY25: 0; FY26: 0; FY27: 6; FY28: -
Higher cost | 1 | Do Nothing | 0 | FY25: 0; FY26: 0; FY27: 6
| 2 | Reconductor SMTS-BVE Line with 37/3.75 AAC Conductor | 18754.129 | FY25: 38.2328; FY26: 18715.8962; FY27: 2; FY28: FY28
| 3 | Reconductor SMTS-BVE Line with 19/4.75 AAC Conductor | 17425.6998 | FY25: 18.6598; FY26: 17407.0401; FY27: 3; FY28: FY28
| 4 | Reconductor SMTS-BVE and BVE-KMS Line with 37/3.75 AAC Conductor | 18786.9208 | FY25: 48.8827; FY26: 18738.0381; FY27: 1; FY28: FY29
| 5 | Reconductor BVE-BVE-Tee Line with 37/3.75 AAC Conductor | 11503.9407 | FY25: 11.1029; FY26: 11492.8378; FY27: 5; FY28: FY28
| 6 | Reconductor SMTS-BVE and BVE-BVE-Tee Line with 37/3.75 AAC Conductor | 16479.0711 | FY25: 47.1098; FY26: 16431.9613; FY27: 4; FY28: FY29
| 7 |  | 0 | FY25: 0; FY26: 0; FY27: 6; FY28: -
| 8 |  | 0 | FY25: 0; FY26: 0; FY27: 6; FY28: -
| 9 |  | 0 | FY25: 0; FY26: 0; FY27: 6; FY28: -
| 10 |  | 0 | FY25: 0; FY26: 0; FY27: 6; FY28: -
Low Demand | 1 | Do Nothing | 0 | FY25: 0; FY26: 0; FY27: 6
| 2 | Reconductor SMTS-BVE Line with 37/3.75 AAC Conductor | 7989.9283 | FY25: 28.4729; FY26: 7961.4554; FY27: 2; FY28: FY30
| 3 | Reconductor SMTS-BVE Line with 19/4.75 AAC Conductor | 7779.004 | FY25: 14.7007; FY26: 7764.3033; FY27: 3; FY28: FY29
| 4 | Reconductor SMTS-BVE and BVE-KMS Line with 37/3.75 AAC Conductor | 8003.746 | FY25: 38.5068; FY26: 7965.2392; FY27: 1; FY28: FY30
| 5 | Reconductor BVE-BVE-Tee Line with 37/3.75 AAC Conductor | 5450.2647 | FY25: 8.7472; FY26: 5441.5175; FY27: 5; FY28: FY29
| 6 | Reconductor SMTS-BVE and BVE-BVE-Tee Line with 37/3.75 AAC Conductor | 7531.3941 | FY25: 37.1102; FY26: 7494.2839; FY27: 4; FY28: FY30
| 7 |  | 0 | FY25: 0; FY26: 0; FY27: 6; FY28: -
| 8 |  | 0 | FY25: 0; FY26: 0; FY27: 6; FY28: -
| 9 |  | 0 | FY25: 0; FY26: 0; FY27: 6; FY28: -
| 10 |  | 0 | FY25: 0; FY26: 0; FY27: 6; FY28: -
High Demand | 1 | Do Nothing | 0 | FY25: 0; FY26: 0; FY27: 6
| 2 | Reconductor SMTS-BVE Line with 37/3.75 AAC Conductor | 36211.933 | FY25: 31.8606; FY26: 36180.0724; FY27: 2; FY28: FY28
| 3 | Reconductor SMTS-BVE Line with 19/4.75 AAC Conductor | 32138.6314 | FY25: 15.5498; FY26: 32123.0816; FY27: 3; FY28: FY28
| 4 | Reconductor SMTS-BVE and BVE-KMS Line with 37/3.75 AAC Conductor | 36300.4574 | FY25: 43.0883; FY26: 36257.369; FY27: 1; FY28: FY28
| 5 | Reconductor BVE-BVE-Tee Line with 37/3.75 AAC Conductor | 21394.161 | FY25: 9.2524; FY26: 21384.9086; FY27: 5; FY28: FY28
| 6 | Reconductor SMTS-BVE and BVE-BVE-Tee Line with 37/3.75 AAC Conductor | 30480.111 | FY25: 41.5256; FY26: 30438.5855; FY27: 4; FY28: FY28
| 7 |  | 0 | FY25: 0; FY26: 0; FY27: 6; FY28: -
| 8 |  | 0 | FY25: 0; FY26: 0; FY27: 6; FY28: -
| 9 |  | 0 | FY25: 0; FY26: 0; FY27: 6; FY28: -
| 10 |  | 0 | FY25: 0; FY26: 0; FY27: 6; FY28: -
Low VCR | 1 | Do Nothing | 0 | FY25: 0; FY26: 0; FY27: 6
| 2 | Reconductor SMTS-BVE Line with 37/3.75 AAC Conductor | 15003.3032 | FY25: 31.8606; FY26: 14971.4426; FY27: 2; FY28: FY28
| 3 | Reconductor SMTS-BVE Line with 19/4.75 AAC Conductor | 13940.5599 | FY25: 15.5498; FY26: 13925.0101; FY27: 3; FY28: FY28
| 4 | Reconductor SMTS-BVE and BVE-KMS Line with 37/3.75 AAC Conductor | 15029.5367 | FY25: 40.7356; FY26: 14988.8011; FY27: 1; FY28: FY29
| 5 | Reconductor BVE-BVE-Tee Line with 37/3.75 AAC Conductor | 9203.1526 | FY25: 9.2524; FY26: 9193.9002; FY27: 5; FY28: FY28
| 6 | Reconductor SMTS-BVE and BVE-BVE-Tee Line with 37/3.75 AAC Conductor | 13183.2569 | FY25: 39.2582; FY26: 13143.9987; FY27: 4; FY28: FY29
| 7 |  | 0 | FY25: 0; FY26: 0; FY27: 6; FY28: -
| 8 |  | 0 | FY25: 0; FY26: 0; FY27: 6; FY28: -
| 9 |  | 0 | FY25: 0; FY26: 0; FY27: 6; FY28: -
| 10 |  | 0 | FY25: 0; FY26: 0; FY27: 6; FY28: -
High VCR | 1 | Do Nothing | 0 | FY25: 0; FY26: 0; FY27: 6
| 2 | Reconductor SMTS-BVE Line with 37/3.75 AAC Conductor | 22504.9548 | FY25: 31.8606; FY26: 22473.0942; FY27: 2; FY28: FY28
| 3 | Reconductor SMTS-BVE Line with 19/4.75 AAC Conductor | 20910.8398 | FY25: 15.5498; FY26: 20895.29; FY27: 3; FY28: FY28
| 4 | Reconductor SMTS-BVE and BVE-KMS Line with 37/3.75 AAC Conductor | 22547.0349 | FY25: 43.0883; FY26: 22503.9465; FY27: 1; FY28: FY28
| 5 | Reconductor BVE-BVE-Tee Line with 37/3.75 AAC Conductor | 13804.7289 | FY25: 9.2524; FY26: 13795.4765; FY27: 5; FY28: FY28
| 6 | Reconductor SMTS-BVE and BVE-BVE-Tee Line with 37/3.75 AAC Conductor | 19777.6151 | FY25: 41.5256; FY26: 19736.0896; FY27: 4; FY28: FY28
| 7 |  | 0 | FY25: 0; FY26: 0; FY27: 6; FY28: -
| 8 |  | 0 | FY25: 0; FY26: 0; FY27: 6; FY28: -
| 9 |  | 0 | FY25: 0; FY26: 0; FY27: 6; FY28: -
| 10 |  | 0 | FY25: 0; FY26: 0; FY27: 6; FY28: -
Low Tx PoF | 1 | Do Nothing | 0 | FY25: 0; FY26: 0; FY27: 6
| 2 | Reconductor SMTS-BVE Line with 37/3.75 AAC Conductor | 18724.6562 | FY25: 31.8606; FY26: 18692.7956; FY27: 2; FY28: FY28
| 3 | Reconductor SMTS-BVE Line with 19/4.75 AAC Conductor | 17397.8963 | FY25: 15.5498; FY26: 17382.3465; FY27: 3; FY28: FY28
| 4 | Reconductor SMTS-BVE and BVE-KMS Line with 37/3.75 AAC Conductor | 18746.7678 | FY25: 40.7356; FY26: 18706.0322; FY27: 1; FY28: FY29
| 5 | Reconductor BVE-BVE-Tee Line with 37/3.75 AAC Conductor | 11494.5877 | FY25: 9.2524; FY26: 11485.3353; FY27: 5; FY28: FY28
| 6 | Reconductor SMTS-BVE and BVE-BVE-Tee Line with 37/3.75 AAC Conductor | 16441.8554 | FY25: 41.5256; FY26: 16400.3299; FY27: 4; FY28: FY28
| 7 |  | 0 | FY25: 0; FY26: 0; FY27: 6; FY28: -
| 8 |  | 0 | FY25: 0; FY26: 0; FY27: 6; FY28: -
| 9 |  | 0 | FY25: 0; FY26: 0; FY27: 6; FY28: -
| 10 |  | 0 | FY25: 0; FY26: 0; FY27: 6; FY28: -
High Tx PoF | 1 | Do Nothing | 0 | FY25: 0; FY26: 0; FY27: 6
| 2 | Reconductor SMTS-BVE Line with 37/3.75 AAC Conductor | 18783.6018 | FY25: 31.8606; FY26: 18751.7412; FY27: 2; FY28: FY28
| 3 | Reconductor SMTS-BVE Line with 19/4.75 AAC Conductor | 17453.5033 | FY25: 15.5498; FY26: 17437.9535; FY27: 3; FY28: FY28
| 4 | Reconductor SMTS-BVE and BVE-KMS Line with 37/3.75 AAC Conductor | 18827.0738 | FY25: 40.7356; FY26: 18786.3383; FY27: 1; FY28: FY29
| 5 | Reconductor BVE-BVE-Tee Line with 37/3.75 AAC Conductor | 11513.2937 | FY25: 9.2524; FY26: 11504.0413; FY27: 5; FY28: FY28
| 6 | Reconductor SMTS-BVE and BVE-BVE-Tee Line with 37/3.75 AAC Conductor | 16520.8365 | FY25: 41.5256; FY26: 16479.3109; FY27: 4; FY28: FY28
| 7 |  | 0 | FY25: 0; FY26: 0; FY27: 6; FY28: -
| 8 |  | 0 | FY25: 0; FY26: 0; FY27: 6; FY28: -
| 9 |  | 0 | FY25: 0; FY26: 0; FY27: 6; FY28: -
| 10 |  | 0 | FY25: 0; FY26: 0; FY27: 6; FY28: -

## 2.1 KMA
Asset and Option Inputs |  |  |  |  | Modelling Inputs
Assets at Risk | Name |  |  |  | Input | Value
Asset 1 | SMTS 66kV Loop |  |  |  | Discount Rate | 5.56%
Asset 2 |  |  |  |  | Discount Rate Lower Bound | 4.11%
Asset 3 |  |  |  |  | Discount Rate Upper Bound | 7%
Asset 4 |  |  |  |  | Cost Central | 100%
Asset 5 |  |  |  |  | Cost Upper Bound | 120%
Asset 6 |  |  |  |  | Cost Lower Bound | 80%
Asset 7 |  |  |  |  | Real $2025 to real $2024 conversion factor | 95.36%
Asset 8 |  |  |  |  | Start Financial Year (in FY format 2024-25 = FY25) | FY25
Asset 9 |  |  |  |  | Opex | 1%
Asset 10 |  |  |  |  | VCR Upper Bound | 120%
Options | Name | Asset Life (Years) | Replacement Material Reduction P.A % | Used In Analysis | VCR Central | 100%
Option 1 - Do Nothing | Do Nothing | 45 | N/A | Yes | VCR Lower Bound | 80%
Option 2 - Reconductor SMTS-BVE Line with 37/3.75 AAC Conductor | Reconductor SMTS-BVE Line with 37/3.75 AAC Conductor | 45 | N/A | Yes
Option 3 - Reconductor SMTS-BVE Line with 19/4.75 AAC Conductor | Reconductor SMTS-BVE Line with 19/4.75 AAC Conductor | 45 | N/A | Yes
Option 4 - Reconductor SMTS-BVE and BVE-KMS Line with 37/3.75 AAC Conductor | Reconductor SMTS-BVE and BVE-KMS Line with 37/3.75 AAC Conductor | 45 | N/A | Yes
Option 5 - Reconductor BVE-BVE-Tee Line with 37/3.75 AAC Conductor | Reconductor BVE-BVE-Tee Line with 37/3.75 AAC Conductor | 45 | N/A | Yes
Option 6 - Reconductor SMTS-BVE and BVE-BVE-Tee Line with 37/3.75 AAC Conductor | Reconductor SMTS-BVE and BVE-BVE-Tee Line with 37/3.75 AAC Conductor | 45 | N/A | Yes
Auto-populated
Inputs
Sources
Item | Link / Reference | Comments
BESS Replacement P.A reduction

## 2.2.1 SupplyRisk$ BaseD
Option 1 - Do Nothing | [11 empty] | Option 2 - Reconductor SMTS-BVE Line with 37/3.75 AAC Conductor | [11 empty] | Option 3 - Reconductor SMTS-BVE Line with 19/4.75 AAC Conductor | [11 empty] | Option 4 - Reconductor SMTS-BVE and BVE-KMS Line with 37/3.75 AAC Conductor | [11 empty] | Option 5 - Reconductor BVE-BVE-Tee Line with 37/3.75 AAC Conductor | [11 empty] | Option 6 - Reconductor SMTS-BVE and BVE-BVE-Tee Line with 37/3.75 AAC Conductor | [11 empty] | Option 7 - | [11 empty] | Option 8 - | [11 empty] | Option 9 - | [11 empty] | Option 10 -
| Total Supply Risk $M by Asset and Year | [11 empty] | Total Supply Risk $M by Asset and Year | [11 empty] | Total Supply Risk $M by Asset and Year | [11 empty] | Total Supply Risk $M by Asset and Year | [11 empty] | Total Supply Risk $M by Asset and Year | [11 empty] | Total Supply Risk $M by Asset and Year | [11 empty] | Total Supply Risk $M by Asset and Year | [11 empty] | Total Supply Risk $M by Asset and Year | [11 empty] | Total Supply Risk $M by Asset and Year | [11 empty] | Total Supply Risk $M by Asset and Year
Source: | EaR_Augment SMTS-BVE-KMS 66kV Line_summary.xlsx¦Output for AusNet NPV Model'!C4:C1 | [11 empty] | EaR_Augment SMTS-BVE-KMS 66kV Line_summary.xlsx¦Output for AusNet NPV Model'!D4:D1 | [11 empty] | EaR_Augment SMTS-BVE-KMS 66kV Line_summary.xlsx¦Output for AusNet NPV Model'!E4:E1 | [11 empty] | EaR_Augment SMTS-BVE-KMS 66kV Line_summary.xlsx¦Output for AusNet NPV Model'!F4:F1 | [11 empty] | EaR_Augment SMTS-BVE-KMS 66kV Line_summary.xlsx¦Output for AusNet NPV Model'!G4:G1 | [11 empty] | EaR_Augment SMTS-BVE-KMS 66kV Line_summary.xlsx¦Output for AusNet NPV Model'!H4:H1
Year | SMTS 66kV Loop | 0 | 0 | 0 | 0 | 0 | 0 | 0 | 0 | 0 | Opt 1 Total | Year | SMTS 66kV Loop | 0 | 0 | 0 | 0 | 0 | 0 | 0 | 0 | 0 | Opt 2 Total | Year | SMTS 66kV Loop | 0 | 0 | 0 | 0 | 0 | 0 | 0 | 0 | 0 | Opt 3 Total | Year | SMTS 66kV Loop | 0 | 0 | 0 | 0 | 0 | 0 | 0 | 0 | 0 | Opt 4 Total | Year | SMTS 66kV Loop | 0 | 0 | 0 | 0 | 0 | 0 | 0 | 0 | 0 | Opt 5 Total | Year | SMTS 66kV Loop | 0 | 0 | 0 | 0 | 0 | 0 | 0 | 0 | 0 | Opt 6 Total | Year | SMTS 66kV Loop | 0 | 0 | 0 | 0 | 0 | 0 | 0 | 0 | 0 | Opt 7 Total | Year | SMTS 66kV Loop | 0 | 0 | 0 | 0 | 0 | 0 | 0 | 0 | 0 | Opt 8 Total | Year | SMTS 66kV Loop | 0 | 0 | 0 | 0 | 0 | 0 | 0 | 0 | 0 | Opt 9 Total | Year | SMTS 66kV Loop | 0 | 0 | 0 | 0 | 0 | 0 | 0 | 0 | 0 | Opt 10 Total
FY25 | 0 | [9 empty] | 0 | FY25 | 0 | [9 empty] | 0 | FY25 | 0 | [9 empty] | 0 | FY25 | 0 | [9 empty] | 0 | FY25 | 0 | [9 empty] | 0 | FY25 | 0 | [9 empty] | 0
FY26 | 1.282e-05 | [9 empty] | 1.282e-05 | FY26 | 1.282e-05 | [9 empty] | 1.282e-05 | FY26 | 1.282e-05 | [9 empty] | 1.282e-05 | FY26 | 1.282e-05 | [9 empty] | 1.282e-05 | FY26 | 1.282e-05 | [9 empty] | 1.282e-05 | FY26 | 1.282e-05 | [9 empty] | 1.282e-05
FY27 | 0.018527 | [9 empty] | 0.018527 | FY27 | 3.4821e-06 | [9 empty] | 3.4821e-06 | FY27 | 4.9163e-06 | [9 empty] | 4.9163e-06 | FY27 | 2.5234e-06 | [9 empty] | 2.5234e-06 | FY27 | 0.07484 | [9 empty] | 0.07484 | FY27 | 4.4389e-06 | [9 empty] | 4.4389e-06
FY28 | 2.6758 | [9 empty] | 2.6758 | FY28 | 0.014926 | [9 empty] | 0.014926 | FY28 | 0.014932 | [9 empty] | 0.014932 | FY28 | 2.4168e-06 | [9 empty] | 2.4168e-06 | FY28 | 0.078833 | [9 empty] | 0.078833 | FY28 | 2.1806e-05 | [9 empty] | 2.1806e-05
FY29 | 9.9153 | [9 empty] | 9.9153 | FY29 | 0.031325 | [9 empty] | 0.031325 | FY29 | 0.031399 | [9 empty] | 0.031399 | FY29 | 0.00026334 | [9 empty] | 0.00026334 | FY29 | 0.23298 | [9 empty] | 0.23298 | FY29 | 0.00050734 | [9 empty] | 0.00050734
FY30 | 22.6836 | [9 empty] | 22.6836 | FY30 | 0.049245 | [9 empty] | 0.049245 | FY30 | 0.049312 | [9 empty] | 0.049312 | FY30 | 0.0012549 | [9 empty] | 0.0012549 | FY30 | 0.89483 | [9 empty] | 0.89483 | FY30 | 0.0017872 | [9 empty] | 0.0017872
FY31 | 45.7879 | [9 empty] | 45.7879 | FY31 | 0.0828 | [9 empty] | 0.0828 | FY31 | 0.082279 | [9 empty] | 0.082279 | FY31 | 0.0036341 | [9 empty] | 0.0036341 | FY31 | 3.387 | [9 empty] | 3.387 | FY31 | 0.0048552 | [9 empty] | 0.0048552
FY32 | 85.8533 | [9 empty] | 85.8533 | FY32 | 0.17148 | [9 empty] | 0.17148 | FY32 | 0.16946 | [9 empty] | 0.16946 | FY32 | 0.009702 | [9 empty] | 0.009702 | FY32 | 8.9885 | [9 empty] | 8.9885 | FY32 | 0.02277 | [9 empty] | 0.02277
FY33 | 148.8037 | [9 empty] | 148.8037 | FY33 | 0.41488 | [9 empty] | 0.41488 | FY33 | 0.48423 | [9 empty] | 0.48423 | FY33 | 0.06701 | [9 empty] | 0.06701 | FY33 | 23.7673 | [9 empty] | 23.7673 | FY33 | 0.38949 | [9 empty] | 0.38949
FY34 | 238.3427 | [9 empty] | 238.3427 | FY34 | 1.0535 | [9 empty] | 1.0535 | FY34 | 1.6319 | [9 empty] | 1.6319 | FY34 | 0.44627 | [9 empty] | 0.44627 | FY34 | 48.4899 | [9 empty] | 48.4899 | FY34 | 2.4259 | [9 empty] | 2.4259
FY35 | 422.5048 | [9 empty] | 422.5048 | FY35 | 3.7893 | [9 empty] | 3.7893 | FY35 | 5.4523 | [9 empty] | 5.4523 | FY35 | 2.809 | [9 empty] | 2.809 | FY35 | 101.8713 | [9 empty] | 101.8713 | FY35 | 7.9164 | [9 empty] | 7.9164
FY36 | 722.3466 | [9 empty] | 722.3466 | FY36 | 9.1347 | [9 empty] | 9.1347 | FY36 | 15.3281 | [9 empty] | 15.3281 | FY36 | 7.7487 | [9 empty] | 7.7487 | FY36 | 205.1978 | [9 empty] | 205.1978 | FY36 | 26.023 | [9 empty] | 26.023
FY37 | 1152.7553 | [9 empty] | 1152.7553 | FY37 | 20.2703 | [9 empty] | 20.2703 | FY37 | 38.8356 | [9 empty] | 38.8356 | FY37 | 18.4027 | [9 empty] | 18.4027 | FY37 | 372.9668 | [9 empty] | 372.9668 | FY37 | 69.5954 | [9 empty] | 69.5954
FY38 | 2103.7027 | [9 empty] | 2103.7027 | FY38 | 53.0737 | [9 empty] | 53.0737 | FY38 | 150.18 | [9 empty] | 150.18 | FY38 | 49.8915 | [9 empty] | 49.8915 | FY38 | 807.9913 | [9 empty] | 807.9913 | FY38 | 244.2519 | [9 empty] | 244.2519
FY39 | 3262.0447 | [9 empty] | 3262.0447 | FY39 | 129.8672 | [9 empty] | 129.8672 | FY39 | 375.3872 | [9 empty] | 375.3872 | FY39 | 123.9827 | [9 empty] | 123.9827 | FY39 | 1385.4121 | [9 empty] | 1385.4121 | FY39 | 544.9388 | [9 empty] | 544.9388
FY40 | [10 empty] | 3262.0447 | FY40 | [10 empty] | 129.8672 | FY40 | [10 empty] | 375.3872 | FY40 | [10 empty] | 123.9827 | FY40 | [10 empty] | 1385.4121 | FY40 | [10 empty] | 544.9388 | [11 empty] | 0 | [11 empty] | 0 | [11 empty] | 0 | [11 empty] | 0
FY41 | [10 empty] | 3262.0447 | FY41 | [10 empty] | 129.8672 | FY41 | [10 empty] | 375.3872 | FY41 | [10 empty] | 123.9827 | FY41 | [10 empty] | 1385.4121 | FY41 | [10 empty] | 544.9388 | [11 empty] | 0 | [11 empty] | 0 | [11 empty] | 0 | [11 empty] | 0
FY42 | [10 empty] | 3262.0447 | FY42 | [10 empty] | 129.8672 | FY42 | [10 empty] | 375.3872 | FY42 | [10 empty] | 123.9827 | FY42 | [10 empty] | 1385.4121 | FY42 | [10 empty] | 544.9388 | [11 empty] | 0 | [11 empty] | 0 | [11 empty] | 0 | [11 empty] | 0
FY43 | [10 empty] | 3262.0447 | FY43 | [10 empty] | 129.8672 | FY43 | [10 empty] | 375.3872 | FY43 | [10 empty] | 123.9827 | FY43 | [10 empty] | 1385.4121 | FY43 | [10 empty] | 544.9388 | [11 empty] | 0 | [11 empty] | 0 | [11 empty] | 0 | [11 empty] | 0
FY44 | [10 empty] | 3262.0447 | FY44 | [10 empty] | 129.8672 | FY44 | [10 empty] | 375.3872 | FY44 | [10 empty] | 123.9827 | FY44 | [10 empty] | 1385.4121 | FY44 | [10 empty] | 544.9388 | [11 empty] | 0 | [11 empty] | 0 | [11 empty] | 0 | [11 empty] | 0
FY45 | [10 empty] | 3262.0447 | FY45 | [10 empty] | 129.8672 | FY45 | [10 empty] | 375.3872 | FY45 | [10 empty] | 123.9827 | FY45 | [10 empty] | 1385.4121 | FY45 | [10 empty] | 544.9388 | [11 empty] | 0 | [11 empty] | 0 | [11 empty] | 0 | [11 empty] | 0
FY46 | [10 empty] | 3262.0447 | FY46 | [10 empty] | 129.8672 | FY46 | [10 empty] | 375.3872 | FY46 | [10 empty] | 123.9827 | FY46 | [10 empty] | 1385.4121 | FY46 | [10 empty] | 544.9388 | [11 empty] | 0 | [11 empty] | 0 | [11 empty] | 0 | [11 empty] | 0
FY47 | [10 empty] | 3262.0447 | FY47 | [10 empty] | 129.8672 | FY47 | [10 empty] | 375.3872 | FY47 | [10 empty] | 123.9827 | FY47 | [10 empty] | 1385.4121 | FY47 | [10 empty] | 544.9388 | [11 empty] | 0 | [11 empty] | 0 | [11 empty] | 0 | [11 empty] | 0
FY48 | [10 empty] | 3262.0447 | FY48 | [10 empty] | 129.8672 | FY48 | [10 empty] | 375.3872 | FY48 | [10 empty] | 123.9827 | FY48 | [10 empty] | 1385.4121 | FY48 | [10 empty] | 544.9388 | [11 empty] | 0 | [11 empty] | 0 | [11 empty] | 0 | [11 empty] | 0
FY49 | [10 empty] | 3262.0447 | FY49 | [10 empty] | 129.8672 | FY49 | [10 empty] | 375.3872 | FY49 | [10 empty] | 123.9827 | FY49 | [10 empty] | 1385.4121 | FY49 | [10 empty] | 544.9388 | [11 empty] | 0 | [11 empty] | 0 | [11 empty] | 0 | [11 empty] | 0
FY50 | [10 empty] | 3262.0447 | FY50 | [10 empty] | 129.8672 | FY50 | [10 empty] | 375.3872 | FY50 | [10 empty] | 123.9827 | FY50 | [10 empty] | 1385.4121 | FY50 | [10 empty] | 544.9388 | [11 empty] | 0 | [11 empty] | 0 | [11 empty] | 0 | [11 empty] | 0
FY51 | [10 empty] | 3262.0447 | FY51 | [10 empty] | 129.8672 | FY51 | [10 empty] | 375.3872 | FY51 | [10 empty] | 123.9827 | FY51 | [10 empty] | 1385.4121 | FY51 | [10 empty] | 544.9388 | [11 empty] | 0 | [11 empty] | 0 | [11 empty] | 0 | [11 empty] | 0
FY52 | [10 empty] | 3262.0447 | FY52 | [10 empty] | 129.8672 | FY52 | [10 empty] | 375.3872 | FY52 | [10 empty] | 123.9827 | FY52 | [10 empty] | 1385.4121 | FY52 | [10 empty] | 544.9388 | [11 empty] | 0 | [11 empty] | 0 | [11 empty] | 0 | [11 empty] | 0
FY53 | [10 empty] | 3262.0447 | FY53 | [10 empty] | 129.8672 | FY53 | [10 empty] | 375.3872 | FY53 | [10 empty] | 123.9827 | FY53 | [10 empty] | 1385.4121 | FY53 | [10 empty] | 544.9388 | [11 empty] | 0 | [11 empty] | 0 | [11 empty] | 0 | [11 empty] | 0
FY54 | [10 empty] | 3262.0447 | FY54 | [10 empty] | 129.8672 | FY54 | [10 empty] | 375.3872 | FY54 | [10 empty] | 123.9827 | FY54 | [10 empty] | 1385.4121 | FY54 | [10 empty] | 544.9388 | [11 empty] | 0 | [11 empty] | 0 | [11 empty] | 0 | [11 empty] | 0

## 2.2.2 SupplyRisk$ LowD
Option 1 - Do Nothing | [11 empty] | Option 2 - Reconductor SMTS-BVE Line with 37/3.75 AAC Conductor | [11 empty] | Option 3 - Reconductor SMTS-BVE Line with 19/4.75 AAC Conductor | [11 empty] | Option 4 - Reconductor SMTS-BVE and BVE-KMS Line with 37/3.75 AAC Conductor | [11 empty] | Option 5 - Reconductor BVE-BVE-Tee Line with 37/3.75 AAC Conductor | [11 empty] | Option 6 - Reconductor SMTS-BVE and BVE-BVE-Tee Line with 37/3.75 AAC Conductor | [11 empty] | Option 7 - | [11 empty] | Option 8 - | [11 empty] | Option 9 - | [11 empty] | Option 10 -
| Total Supply Risk $M by Asset and Year | [11 empty] | Total Supply Risk $M by Asset and Year | [11 empty] | Total Supply Risk $M by Asset and Year | [11 empty] | Total Supply Risk $M by Asset and Year | [11 empty] | Total Supply Risk $M by Asset and Year | [11 empty] | Total Supply Risk $M by Asset and Year | [11 empty] | Total Supply Risk $M by Asset and Year | [11 empty] | Total Supply Risk $M by Asset and Year | [11 empty] | Total Supply Risk $M by Asset and Year | [11 empty] | Total Supply Risk $M by Asset and Year
Source: | EaR_Augment SMTS-BVE-KMS 66kV Line_summary.xlsx¦Output for AusNet NPV Model'!C23:C3 | [11 empty] | EaR_Augment SMTS-BVE-KMS 66kV Line_summary.xlsx¦Output for AusNet NPV Model'!D23:D3 | [11 empty] | EaR_Augment SMTS-BVE-KMS 66kV Line_summary.xlsx¦Output for AusNet NPV Model'!E23:E3 | [11 empty] | EaR_Augment SMTS-BVE-KMS 66kV Line_summary.xlsx¦Output for AusNet NPV Model'!F23:F3 | [11 empty] | EaR_Augment SMTS-BVE-KMS 66kV Line_summary.xlsx¦Output for AusNet NPV Model'!G23:G3 | [11 empty] | EaR_Augment SMTS-BVE-KMS 66kV Line_summary.xlsx¦Output for AusNet NPV Model'!H23:H3
Year | SMTS 66kV Loop | 0 | 0 | 0 | 0 | 0 | 0 | 0 | 0 | 0 | Opt 1 Total | Year | SMTS 66kV Loop | 0 | 0 | 0 | 0 | 0 | 0 | 0 | 0 | 0 | Opt 2 Total | Year | SMTS 66kV Loop | 0 | 0 | 0 | 0 | 0 | 0 | 0 | 0 | 0 | Opt 3 Total | Year | SMTS 66kV Loop | 0 | 0 | 0 | 0 | 0 | 0 | 0 | 0 | 0 | Opt 4 Total | Year | SMTS 66kV Loop | 0 | 0 | 0 | 0 | 0 | 0 | 0 | 0 | 0 | Opt 5 Total | Year | SMTS 66kV Loop | 0 | 0 | 0 | 0 | 0 | 0 | 0 | 0 | 0 | Opt 6 Total | Year | SMTS 66kV Loop | 0 | 0 | 0 | 0 | 0 | 0 | 0 | 0 | 0 | Opt 7 Total | Year | SMTS 66kV Loop | 0 | 0 | 0 | 0 | 0 | 0 | 0 | 0 | 0 | Opt 8 Total | Year | SMTS 66kV Loop | 0 | 0 | 0 | 0 | 0 | 0 | 0 | 0 | 0 | Opt 9 Total | Year | SMTS 66kV Loop | 0 | 0 | 0 | 0 | 0 | 0 | 0 | 0 | 0 | Opt 10 Total
FY25 | 0 | [9 empty] | 0 | FY25 | 0 | [9 empty] | 0 | FY25 | 0 | [9 empty] | 0 | FY25 | 0 | [9 empty] | 0 | FY25 | 0 | [9 empty] | 0 | FY25 | 0 | [9 empty] | 0
FY26 | 0 | [9 empty] | 0 | FY26 | 0 | [9 empty] | 0 | FY26 | 0 | [9 empty] | 0 | FY26 | 0 | [9 empty] | 0 | FY26 | 0 | [9 empty] | 0 | FY26 | 0 | [9 empty] | 0
FY27 | 0.0053465 | [9 empty] | 0.0053465 | FY27 | 0 | [9 empty] | 0 | FY27 | 0 | [9 empty] | 0 | FY27 | 0 | [9 empty] | 0 | FY27 | 0.023265 | [9 empty] | 0.023265 | FY27 | 0 | [9 empty] | 0
FY28 | 0.11397 | [9 empty] | 0.11397 | FY28 | 0.0036995 | [9 empty] | 0.0036995 | FY28 | 0.0036995 | [9 empty] | 0.0036995 | FY28 | 0 | [9 empty] | 0 | FY28 | 0.036023 | [9 empty] | 0.036023 | FY28 | 0 | [9 empty] | 0
FY29 | 1.518 | [9 empty] | 1.518 | FY29 | 0.010926 | [9 empty] | 0.010926 | FY29 | 0.010926 | [9 empty] | 0.010926 | FY29 | 0 | [9 empty] | 0 | FY29 | 0.065431 | [9 empty] | 0.065431 | FY29 | 3.7409e-06 | [9 empty] | 3.7409e-06
FY30 | 4.1967 | [9 empty] | 4.1967 | FY30 | 0.019611 | [9 empty] | 0.019611 | FY30 | 0.019619 | [9 empty] | 0.019619 | FY30 | 3.0354e-05 | [9 empty] | 3.0354e-05 | FY30 | 0.10048 | [9 empty] | 0.10048 | FY30 | 6.2088e-05 | [9 empty] | 6.2088e-05
FY31 | 10.3393 | [9 empty] | 10.3393 | FY31 | 0.032519 | [9 empty] | 0.032519 | FY31 | 0.032517 | [9 empty] | 0.032517 | FY31 | 0.00028253 | [9 empty] | 0.00028253 | FY31 | 0.26153 | [9 empty] | 0.26153 | FY31 | 0.0005355 | [9 empty] | 0.0005355
FY32 | 25.7837 | [9 empty] | 25.7837 | FY32 | 0.058864 | [9 empty] | 0.058864 | FY32 | 0.058341 | [9 empty] | 0.058341 | FY32 | 0.0014846 | [9 empty] | 0.0014846 | FY32 | 1.1895 | [9 empty] | 1.1895 | FY32 | 0.0021083 | [9 empty] | 0.0021083
FY33 | 55.0028 | [9 empty] | 55.0028 | FY33 | 0.12397 | [9 empty] | 0.12397 | FY33 | 0.12188 | [9 empty] | 0.12188 | FY33 | 0.0046919 | [9 empty] | 0.0046919 | FY33 | 4.598 | [9 empty] | 4.598 | FY33 | 0.0076259 | [9 empty] | 0.0076259
FY34 | 92.4995 | [9 empty] | 92.4995 | FY34 | 0.23954 | [9 empty] | 0.23954 | FY34 | 0.23675 | [9 empty] | 0.23675 | FY34 | 0.011541 | [9 empty] | 0.011541 | FY34 | 10.6801 | [9 empty] | 10.6801 | FY34 | 0.070205 | [9 empty] | 0.070205
FY35 | 156.9305 | [9 empty] | 156.9305 | FY35 | 0.52025 | [9 empty] | 0.52025 | FY35 | 0.5923 | [9 empty] | 0.5923 | FY35 | 0.092772 | [9 empty] | 0.092772 | FY35 | 25.2668 | [9 empty] | 25.2668 | FY35 | 0.52998 | [9 empty] | 0.52998
FY36 | 263.6241 | [9 empty] | 263.6241 | FY36 | 1.2649 | [9 empty] | 1.2649 | FY36 | 1.9377 | [9 empty] | 1.9377 | FY36 | 0.58153 | [9 empty] | 0.58153 | FY36 | 54.4383 | [9 empty] | 54.4383 | FY36 | 2.8606 | [9 empty] | 2.8606
FY37 | 429.2522 | [9 empty] | 429.2522 | FY37 | 3.8801 | [9 empty] | 3.8801 | FY37 | 5.5043 | [9 empty] | 5.5043 | FY37 | 2.8871 | [9 empty] | 2.8871 | FY37 | 104.2384 | [9 empty] | 104.2384 | FY37 | 7.9101 | [9 empty] | 7.9101
FY38 | 828.8842 | [9 empty] | 828.8842 | FY38 | 9.9311 | [9 empty] | 9.9311 | FY38 | 18.6136 | [9 empty] | 18.6136 | FY38 | 8.3907 | [9 empty] | 8.3907 | FY38 | 239.6203 | [9 empty] | 239.6203 | FY38 | 32.9734 | [9 empty] | 32.9734
FY39 | 1380.86 | [9 empty] | 1380.86 | FY39 | 22.0143 | [9 empty] | 22.0143 | FY39 | 62.0812 | [9 empty] | 62.0812 | FY39 | 19.7614 | [9 empty] | 19.7614 | FY39 | 472.1124 | [9 empty] | 472.1124 | FY39 | 108.2051 | [9 empty] | 108.2051
FY40 | [10 empty] | 1380.86 | FY40 | [10 empty] | 22.0143 | FY40 | [10 empty] | 62.0812 | FY40 | [10 empty] | 19.7614 | FY40 | [10 empty] | 472.1124 | FY40 | [10 empty] | 108.2051 | [11 empty] | 0 | [11 empty] | 0 | [11 empty] | 0 | [11 empty] | 0
FY41 | [10 empty] | 1380.86 | FY41 | [10 empty] | 22.0143 | FY41 | [10 empty] | 62.0812 | FY41 | [10 empty] | 19.7614 | FY41 | [10 empty] | 472.1124 | FY41 | [10 empty] | 108.2051 | [11 empty] | 0 | [11 empty] | 0 | [11 empty] | 0 | [11 empty] | 0
FY42 | [10 empty] | 1380.86 | FY42 | [10 empty] | 22.0143 | FY42 | [10 empty] | 62.0812 | FY42 | [10 empty] | 19.7614 | FY42 | [10 empty] | 472.1124 | FY42 | [10 empty] | 108.2051 | [11 empty] | 0 | [11 empty] | 0 | [11 empty] | 0 | [11 empty] | 0
FY43 | [10 empty] | 1380.86 | FY43 | [10 empty] | 22.0143 | FY43 | [10 empty] | 62.0812 | FY43 | [10 empty] | 19.7614 | FY43 | [10 empty] | 472.1124 | FY43 | [10 empty] | 108.2051 | [11 empty] | 0 | [11 empty] | 0 | [11 empty] | 0 | [11 empty] | 0
FY44 | [10 empty] | 1380.86 | FY44 | [10 empty] | 22.0143 | FY44 | [10 empty] | 62.0812 | FY44 | [10 empty] | 19.7614 | FY44 | [10 empty] | 472.1124 | FY44 | [10 empty] | 108.2051 | [11 empty] | 0 | [11 empty] | 0 | [11 empty] | 0 | [11 empty] | 0
FY45 | [10 empty] | 1380.86 | FY45 | [10 empty] | 22.0143 | FY45 | [10 empty] | 62.0812 | FY45 | [10 empty] | 19.7614 | FY45 | [10 empty] | 472.1124 | FY45 | [10 empty] | 108.2051 | [11 empty] | 0 | [11 empty] | 0 | [11 empty] | 0 | [11 empty] | 0
FY46 | [10 empty] | 1380.86 | FY46 | [10 empty] | 22.0143 | FY46 | [10 empty] | 62.0812 | FY46 | [10 empty] | 19.7614 | FY46 | [10 empty] | 472.1124 | FY46 | [10 empty] | 108.2051 | [11 empty] | 0 | [11 empty] | 0 | [11 empty] | 0 | [11 empty] | 0
FY47 | [10 empty] | 1380.86 | FY47 | [10 empty] | 22.0143 | FY47 | [10 empty] | 62.0812 | FY47 | [10 empty] | 19.7614 | FY47 | [10 empty] | 472.1124 | FY47 | [10 empty] | 108.2051 | [11 empty] | 0 | [11 empty] | 0 | [11 empty] | 0 | [11 empty] | 0
FY48 | [10 empty] | 1380.86 | FY48 | [10 empty] | 22.0143 | FY48 | [10 empty] | 62.0812 | FY48 | [10 empty] | 19.7614 | FY48 | [10 empty] | 472.1124 | FY48 | [10 empty] | 108.2051 | [11 empty] | 0 | [11 empty] | 0 | [11 empty] | 0 | [11 empty] | 0
FY49 | [10 empty] | 1380.86 | FY49 | [10 empty] | 22.0143 | FY49 | [10 empty] | 62.0812 | FY49 | [10 empty] | 19.7614 | FY49 | [10 empty] | 472.1124 | FY49 | [10 empty] | 108.2051 | [11 empty] | 0 | [11 empty] | 0 | [11 empty] | 0 | [11 empty] | 0
FY50 | [10 empty] | 1380.86 | FY50 | [10 empty] | 22.0143 | FY50 | [10 empty] | 62.0812 | FY50 | [10 empty] | 19.7614 | FY50 | [10 empty] | 472.1124 | FY50 | [10 empty] | 108.2051 | [11 empty] | 0 | [11 empty] | 0 | [11 empty] | 0 | [11 empty] | 0
FY51 | [10 empty] | 1380.86 | FY51 | [10 empty] | 22.0143 | FY51 | [10 empty] | 62.0812 | FY51 | [10 empty] | 19.7614 | FY51 | [10 empty] | 472.1124 | FY51 | [10 empty] | 108.2051 | [11 empty] | 0 | [11 empty] | 0 | [11 empty] | 0 | [11 empty] | 0
FY52 | [10 empty] | 1380.86 | FY52 | [10 empty] | 22.0143 | FY52 | [10 empty] | 62.0812 | FY52 | [10 empty] | 19.7614 | FY52 | [10 empty] | 472.1124 | FY52 | [10 empty] | 108.2051 | [11 empty] | 0 | [11 empty] | 0 | [11 empty] | 0 | [11 empty] | 0
FY53 | [10 empty] | 1380.86 | FY53 | [10 empty] | 22.0143 | FY53 | [10 empty] | 62.0812 | FY53 | [10 empty] | 19.7614 | FY53 | [10 empty] | 472.1124 | FY53 | [10 empty] | 108.2051 | [11 empty] | 0 | [11 empty] | 0 | [11 empty] | 0 | [11 empty] | 0
FY54 | [10 empty] | 1380.86 | FY54 | [10 empty] | 22.0143 | FY54 | [10 empty] | 62.0812 | FY54 | [10 empty] | 19.7614 | FY54 | [10 empty] | 472.1124 | FY54 | [10 empty] | 108.2051 | [11 empty] | 0 | [11 empty] | 0 | [11 empty] | 0 | [11 empty] | 0

## 2.2.3 SupplyRisk$ HighD
Option 1 - Do Nothing | [11 empty] | Option 2 - Reconductor SMTS-BVE Line with 37/3.75 AAC Conductor | [11 empty] | Option 3 - Reconductor SMTS-BVE Line with 19/4.75 AAC Conductor | [11 empty] | Option 4 - Reconductor SMTS-BVE and BVE-KMS Line with 37/3.75 AAC Conductor | [11 empty] | Option 5 - Reconductor BVE-BVE-Tee Line with 37/3.75 AAC Conductor | [11 empty] | Option 6 - Reconductor SMTS-BVE and BVE-BVE-Tee Line with 37/3.75 AAC Conductor | [11 empty] | Option 7 - | [11 empty] | Option 8 - | [11 empty] | Option 9 - | [11 empty] | Option 10 -
| Total Supply Risk $M by Asset and Year | [11 empty] | Total Supply Risk $M by Asset and Year | [11 empty] | Total Supply Risk $M by Asset and Year | [11 empty] | Total Supply Risk $M by Asset and Year | [11 empty] | Total Supply Risk $M by Asset and Year | [11 empty] | Total Supply Risk $M by Asset and Year | [11 empty] | Total Supply Risk $M by Asset and Year | [11 empty] | Total Supply Risk $M by Asset and Year | [11 empty] | Total Supply Risk $M by Asset and Year | [11 empty] | Total Supply Risk $M by Asset and Year
Source: | EaR_Augment SMTS-BVE-KMS 66kV Line_summary.xlsx¦Output for AusNet NPV Model'!C42:C5 | [11 empty] | EaR_Augment SMTS-BVE-KMS 66kV Line_summary.xlsx¦Output for AusNet NPV Model'!D42:D5 | [11 empty] | EaR_Augment SMTS-BVE-KMS 66kV Line_summary.xlsx¦Output for AusNet NPV Model'!E42:E5 | [11 empty] | EaR_Augment SMTS-BVE-KMS 66kV Line_summary.xlsx¦Output for AusNet NPV Model'!F42:F5 | [11 empty] | EaR_Augment SMTS-BVE-KMS 66kV Line_summary.xlsx¦Output for AusNet NPV Model'!G42:G5 | [11 empty] | EaR_Augment SMTS-BVE-KMS 66kV Line_summary.xlsx¦Output for AusNet NPV Model'!H42:H5
Year | SMTS 66kV Loop | 0 | 0 | 0 | 0 | 0 | 0 | 0 | 0 | 0 | Opt 1 Total | Year | SMTS 66kV Loop | 0 | 0 | 0 | 0 | 0 | 0 | 0 | 0 | 0 | Opt 2 Total | Year | SMTS 66kV Loop | 0 | 0 | 0 | 0 | 0 | 0 | 0 | 0 | 0 | Opt 3 Total | Year | SMTS 66kV Loop | 0 | 0 | 0 | 0 | 0 | 0 | 0 | 0 | 0 | Opt 4 Total | Year | SMTS 66kV Loop | 0 | 0 | 0 | 0 | 0 | 0 | 0 | 0 | 0 | Opt 5 Total | Year | SMTS 66kV Loop | 0 | 0 | 0 | 0 | 0 | 0 | 0 | 0 | 0 | Opt 6 Total | Year | SMTS 66kV Loop | 0 | 0 | 0 | 0 | 0 | 0 | 0 | 0 | 0 | Opt 7 Total | Year | SMTS 66kV Loop | 0 | 0 | 0 | 0 | 0 | 0 | 0 | 0 | 0 | Opt 8 Total | Year | SMTS 66kV Loop | 0 | 0 | 0 | 0 | 0 | 0 | 0 | 0 | 0 | Opt 9 Total | Year | SMTS 66kV Loop | 0 | 0 | 0 | 0 | 0 | 0 | 0 | 0 | 0 | Opt 10 Total
FY25 | 2.5821e-05 | [9 empty] | 2.5821e-05 | FY25 | 2.5821e-05 | [9 empty] | 2.5821e-05 | FY25 | 2.5821e-05 | [9 empty] | 2.5821e-05 | FY25 | 2.5821e-05 | [9 empty] | 2.5821e-05 | FY25 | 2.5821e-05 | [9 empty] | 2.5821e-05 | FY25 | 2.5821e-05 | [9 empty] | 2.5821e-05
FY26 | 0.00050838 | [9 empty] | 0.00050838 | FY26 | 0.00050838 | [9 empty] | 0.00050838 | FY26 | 0.00050838 | [9 empty] | 0.00050838 | FY26 | 0.00050838 | [9 empty] | 0.00050838 | FY26 | 0.00050838 | [9 empty] | 0.00050838 | FY26 | 0.00050838 | [9 empty] | 0.00050838
FY27 | 0.067266 | [9 empty] | 0.067266 | FY27 | 0.0002734 | [9 empty] | 0.0002734 | FY27 | 0.00027444 | [9 empty] | 0.00027444 | FY27 | 0.00012031 | [9 empty] | 0.00012031 | FY27 | 0.16042 | [9 empty] | 0.16042 | FY27 | 0.00055604 | [9 empty] | 0.00055604
FY28 | 13.0552 | [9 empty] | 13.0552 | FY28 | 0.036114 | [9 empty] | 0.036114 | FY28 | 0.036228 | [9 empty] | 0.036228 | FY28 | 0.00048744 | [9 empty] | 0.00048744 | FY28 | 0.29472 | [9 empty] | 0.29472 | FY28 | 0.00081771 | [9 empty] | 0.00081771
FY29 | 39.2072 | [9 empty] | 39.2072 | FY29 | 0.06777 | [9 empty] | 0.06777 | FY29 | 0.067869 | [9 empty] | 0.067869 | FY29 | 0.0029523 | [9 empty] | 0.0029523 | FY29 | 2.6422 | [9 empty] | 2.6422 | FY29 | 0.0039202 | [9 empty] | 0.0039202
FY30 | 71.1766 | [9 empty] | 71.1766 | FY30 | 0.11118 | [9 empty] | 0.11118 | FY30 | 0.11089 | [9 empty] | 0.11089 | FY30 | 0.0070395 | [9 empty] | 0.0070395 | FY30 | 6.6184 | [9 empty] | 6.6184 | FY30 | 0.0095161 | [9 empty] | 0.0095161
FY31 | 117.0832 | [9 empty] | 117.0832 | FY31 | 0.21066 | [9 empty] | 0.21066 | FY31 | 0.23695 | [9 empty] | 0.23695 | FY31 | 0.016913 | [9 empty] | 0.016913 | FY31 | 15.8089 | [9 empty] | 15.8089 | FY31 | 0.14811 | [9 empty] | 0.14811
FY32 | 192.7087 | [9 empty] | 192.7087 | FY32 | 0.58954 | [9 empty] | 0.58954 | FY32 | 0.7987 | [9 empty] | 0.7987 | FY32 | 0.1836 | [9 empty] | 0.1836 | FY32 | 37.7784 | [9 empty] | 37.7784 | FY32 | 1.2707 | [9 empty] | 1.2707
FY33 | 338.4205 | [9 empty] | 338.4205 | FY33 | 2.6191 | [9 empty] | 2.6191 | FY33 | 3.8421 | [9 empty] | 3.8421 | FY33 | 1.842 | [9 empty] | 1.842 | FY33 | 81.9459 | [9 empty] | 81.9459 | FY33 | 5.5864 | [9 empty] | 5.5864
FY34 | 578.843 | [9 empty] | 578.843 | FY34 | 7.0667 | [9 empty] | 7.0667 | FY34 | 10.1391 | [9 empty] | 10.1391 | FY34 | 5.8711 | [9 empty] | 5.8711 | FY34 | 156.8796 | [9 empty] | 156.8796 | FY34 | 16.2692 | [9 empty] | 16.2692
FY35 | 1039.2093 | [9 empty] | 1039.2093 | FY35 | 16.5483 | [9 empty] | 16.5483 | FY35 | 32.1122 | [9 empty] | 32.1122 | FY35 | 14.7986 | [9 empty] | 14.7986 | FY35 | 328.0638 | [9 empty] | 328.0638 | FY35 | 57.3155 | [9 empty] | 57.3155
FY36 | 1696.3908 | [9 empty] | 1696.3908 | FY36 | 39.6657 | [9 empty] | 39.6657 | FY36 | 97.933 | [9 empty] | 97.933 | FY36 | 37.0515 | [9 empty] | 37.0515 | FY36 | 616.9942 | [9 empty] | 616.9942 | FY36 | 162.4086 | [9 empty] | 162.4086
FY37 | 2570.8313 | [9 empty] | 2570.8313 | FY37 | 85.3698 | [9 empty] | 85.3698 | FY37 | 223.2202 | [9 empty] | 223.2202 | FY37 | 81.4216 | [9 empty] | 81.4216 | FY37 | 1032.6663 | [9 empty] | 1032.6663 | FY37 | 343.653 | [9 empty] | 343.653
FY38 | 4361.8044 | [9 empty] | 4361.8044 | FY38 | 232.4026 | [9 empty] | 232.4026 | FY38 | 627.9408 | [9 empty] | 627.9408 | FY38 | 223.5555 | [9 empty] | 223.5555 | FY38 | 1940.0468 | [9 empty] | 1940.0468 | FY38 | 855.5336 | [9 empty] | 855.5336
FY39 | 6419.1331 | [9 empty] | 6419.1331 | FY39 | 507.7179 | [9 empty] | 507.7179 | FY39 | 1237.2629 | [9 empty] | 1237.2629 | FY39 | 492.6277 | [9 empty] | 492.6277 | FY39 | 2988.4568 | [9 empty] | 2988.4568 | FY39 | 1514.175 | [9 empty] | 1514.175
FY40 | [10 empty] | 6419.1331 | FY40 | [10 empty] | 507.7179 | FY40 | [10 empty] | 1237.2629 | FY40 | [10 empty] | 492.6277 | FY40 | [10 empty] | 2988.4568 | FY40 | [10 empty] | 1514.175 | [11 empty] | 0 | [11 empty] | 0 | [11 empty] | 0 | [11 empty] | 0
FY41 | [10 empty] | 6419.1331 | FY41 | [10 empty] | 507.7179 | FY41 | [10 empty] | 1237.2629 | FY41 | [10 empty] | 492.6277 | FY41 | [10 empty] | 2988.4568 | FY41 | [10 empty] | 1514.175 | [11 empty] | 0 | [11 empty] | 0 | [11 empty] | 0 | [11 empty] | 0
FY42 | [10 empty] | 6419.1331 | FY42 | [10 empty] | 507.7179 | FY42 | [10 empty] | 1237.2629 | FY42 | [10 empty] | 492.6277 | FY42 | [10 empty] | 2988.4568 | FY42 | [10 empty] | 1514.175 | [11 empty] | 0 | [11 empty] | 0 | [11 empty] | 0 | [11 empty] | 0
FY43 | [10 empty] | 6419.1331 | FY43 | [10 empty] | 507.7179 | FY43 | [10 empty] | 1237.2629 | FY43 | [10 empty] | 492.6277 | FY43 | [10 empty] | 2988.4568 | FY43 | [10 empty] | 1514.175 | [11 empty] | 0 | [11 empty] | 0 | [11 empty] | 0 | [11 empty] | 0
FY44 | [10 empty] | 6419.1331 | FY44 | [10 empty] | 507.7179 | FY44 | [10 empty] | 1237.2629 | FY44 | [10 empty] | 492.6277 | FY44 | [10 empty] | 2988.4568 | FY44 | [10 empty] | 1514.175 | [11 empty] | 0 | [11 empty] | 0 | [11 empty] | 0 | [11 empty] | 0
FY45 | [10 empty] | 6419.1331 | FY45 | [10 empty] | 507.7179 | FY45 | [10 empty] | 1237.2629 | FY45 | [10 empty] | 492.6277 | FY45 | [10 empty] | 2988.4568 | FY45 | [10 empty] | 1514.175 | [11 empty] | 0 | [11 empty] | 0 | [11 empty] | 0 | [11 empty] | 0
FY46 | [10 empty] | 6419.1331 | FY46 | [10 empty] | 507.7179 | FY46 | [10 empty] | 1237.2629 | FY46 | [10 empty] | 492.6277 | FY46 | [10 empty] | 2988.4568 | FY46 | [10 empty] | 1514.175 | [11 empty] | 0 | [11 empty] | 0 | [11 empty] | 0 | [11 empty] | 0
FY47 | [10 empty] | 6419.1331 | FY47 | [10 empty] | 507.7179 | FY47 | [10 empty] | 1237.2629 | FY47 | [10 empty] | 492.6277 | FY47 | [10 empty] | 2988.4568 | FY47 | [10 empty] | 1514.175 | [11 empty] | 0 | [11 empty] | 0 | [11 empty] | 0 | [11 empty] | 0
FY48 | [10 empty] | 6419.1331 | FY48 | [10 empty] | 507.7179 | FY48 | [10 empty] | 1237.2629 | FY48 | [10 empty] | 492.6277 | FY48 | [10 empty] | 2988.4568 | FY48 | [10 empty] | 1514.175 | [11 empty] | 0 | [11 empty] | 0 | [11 empty] | 0 | [11 empty] | 0
FY49 | [10 empty] | 6419.1331 | FY49 | [10 empty] | 507.7179 | FY49 | [10 empty] | 1237.2629 | FY49 | [10 empty] | 492.6277 | FY49 | [10 empty] | 2988.4568 | FY49 | [10 empty] | 1514.175 | [11 empty] | 0 | [11 empty] | 0 | [11 empty] | 0 | [11 empty] | 0
FY50 | [10 empty] | 6419.1331 | FY50 | [10 empty] | 507.7179 | FY50 | [10 empty] | 1237.2629 | FY50 | [10 empty] | 492.6277 | FY50 | [10 empty] | 2988.4568 | FY50 | [10 empty] | 1514.175 | [11 empty] | 0 | [11 empty] | 0 | [11 empty] | 0 | [11 empty] | 0
FY51 | [10 empty] | 6419.1331 | FY51 | [10 empty] | 507.7179 | FY51 | [10 empty] | 1237.2629 | FY51 | [10 empty] | 492.6277 | FY51 | [10 empty] | 2988.4568 | FY51 | [10 empty] | 1514.175 | [11 empty] | 0 | [11 empty] | 0 | [11 empty] | 0 | [11 empty] | 0
FY52 | [10 empty] | 6419.1331 | FY52 | [10 empty] | 507.7179 | FY52 | [10 empty] | 1237.2629 | FY52 | [10 empty] | 492.6277 | FY52 | [10 empty] | 2988.4568 | FY52 | [10 empty] | 1514.175 | [11 empty] | 0 | [11 empty] | 0 | [11 empty] | 0 | [11 empty] | 0
FY53 | [10 empty] | 6419.1331 | FY53 | [10 empty] | 507.7179 | FY53 | [10 empty] | 1237.2629 | FY53 | [10 empty] | 492.6277 | FY53 | [10 empty] | 2988.4568 | FY53 | [10 empty] | 1514.175 | [11 empty] | 0 | [11 empty] | 0 | [11 empty] | 0 | [11 empty] | 0
FY54 | [10 empty] | 6419.1331 | FY54 | [10 empty] | 507.7179 | FY54 | [10 empty] | 1237.2629 | FY54 | [10 empty] | 492.6277 | FY54 | [10 empty] | 2988.4568 | FY54 | [10 empty] | 1514.175 | [11 empty] | 0 | [11 empty] | 0 | [11 empty] | 0 | [11 empty] | 0

## 2.2.4 SupplyRisk$ Low PoF
Option 1 - Do Nothing | [11 empty] | Option 2 - Reconductor SMTS-BVE Line with 37/3.75 AAC Conductor | [11 empty] | Option 3 - Reconductor SMTS-BVE Line with 19/4.75 AAC Conductor | [11 empty] | Option 4 - Reconductor SMTS-BVE and BVE-KMS Line with 37/3.75 AAC Conductor | [11 empty] | Option 5 - Reconductor BVE-BVE-Tee Line with 37/3.75 AAC Conductor | [11 empty] | Option 6 - Reconductor SMTS-BVE and BVE-BVE-Tee Line with 37/3.75 AAC Conductor | [11 empty] | Option 7 - | [11 empty] | Option 8 - | [11 empty] | Option 9 - | [11 empty] | Option 10 -
| Total Supply Risk $M by Asset and Year | [11 empty] | Total Supply Risk $M by Asset and Year | [11 empty] | Total Supply Risk $M by Asset and Year | [11 empty] | Total Supply Risk $M by Asset and Year | [11 empty] | Total Supply Risk $M by Asset and Year | [11 empty] | Total Supply Risk $M by Asset and Year | [11 empty] | Total Supply Risk $M by Asset and Year | [11 empty] | Total Supply Risk $M by Asset and Year | [11 empty] | Total Supply Risk $M by Asset and Year | [11 empty] | Total Supply Risk $M by Asset and Year
Source: | EaR_Augment SMTS-BVE-KMS 66kV Line_summary.xlsx¦Output for AusNet NPV Model_PoF'!C23:C3 | [11 empty] | EaR_Augment SMTS-BVE-KMS 66kV Line_summary.xlsx¦Output for AusNet NPV Model_PoF'!D23:D3 | [11 empty] | EaR_Augment SMTS-BVE-KMS 66kV Line_summary.xlsx¦Output for AusNet NPV Model_PoF'!E23:E3 | [11 empty] | EaR_Augment SMTS-BVE-KMS 66kV Line_summary.xlsx¦Output for AusNet NPV Model_PoF'!F23:F3 | [11 empty] | EaR_Augment SMTS-BVE-KMS 66kV Line_summary.xlsx¦Output for AusNet NPV Model_PoF'!G23:G3 | [11 empty] | EaR_Augment SMTS-BVE-KMS 66kV Line_summary.xlsx¦Output for AusNet NPV Model_PoF'!H23:H3
Year | SMTS 66kV Loop | 0 | 0 | 0 | 0 | 0 | 0 | 0 | 0 | 0 | Opt 1 Total | Year | SMTS 66kV Loop | 0 | 0 | 0 | 0 | 0 | 0 | 0 | 0 | 0 | Opt 2 Total | Year | SMTS 66kV Loop | 0 | 0 | 0 | 0 | 0 | 0 | 0 | 0 | 0 | Opt 3 Total | Year | SMTS 66kV Loop | 0 | 0 | 0 | 0 | 0 | 0 | 0 | 0 | 0 | Opt 4 Total | Year | SMTS 66kV Loop | 0 | 0 | 0 | 0 | 0 | 0 | 0 | 0 | 0 | Opt 5 Total | Year | SMTS 66kV Loop | 0 | 0 | 0 | 0 | 0 | 0 | 0 | 0 | 0 | Opt 6 Total | Year | SMTS 66kV Loop | 0 | 0 | 0 | 0 | 0 | 0 | 0 | 0 | 0 | Opt 7 Total | Year | SMTS 66kV Loop | 0 | 0 | 0 | 0 | 0 | 0 | 0 | 0 | 0 | Opt 8 Total | Year | SMTS 66kV Loop | 0 | 0 | 0 | 0 | 0 | 0 | 0 | 0 | 0 | Opt 9 Total | Year | SMTS 66kV Loop | 0 | 0 | 0 | 0 | 0 | 0 | 0 | 0 | 0 | Opt 10 Total
FY25 | 0 | [9 empty] | 0 | FY25 | 0 | [9 empty] | 0 | FY25 | 0 | [9 empty] | 0 | FY25 | 0 | [9 empty] | 0 | FY25 | 0 | [9 empty] | 0 | FY25 | 0 | [9 empty] | 0
FY26 | 6.41e-06 | [9 empty] | 6.41e-06 | FY26 | 6.41e-06 | [9 empty] | 6.41e-06 | FY26 | 6.41e-06 | [9 empty] | 6.41e-06 | FY26 | 6.41e-06 | [9 empty] | 6.41e-06 | FY26 | 6.41e-06 | [9 empty] | 6.41e-06 | FY26 | 6.41e-06 | [9 empty] | 6.41e-06
FY27 | 0.0092634 | [9 empty] | 0.0092634 | FY27 | 1.741e-06 | [9 empty] | 1.741e-06 | FY27 | 2.4581e-06 | [9 empty] | 2.4581e-06 | FY27 | 1.2617e-06 | [9 empty] | 1.2617e-06 | FY27 | 0.03742 | [9 empty] | 0.03742 | FY27 | 2.2194e-06 | [9 empty] | 2.2194e-06
FY28 | 2.635 | [9 empty] | 2.635 | FY28 | 0.0074628 | [9 empty] | 0.0074628 | FY28 | 0.0074662 | [9 empty] | 0.0074662 | FY28 | 1.2084e-06 | [9 empty] | 1.2084e-06 | FY28 | 0.039417 | [9 empty] | 0.039417 | FY28 | 1.0903e-05 | [9 empty] | 1.0903e-05
FY29 | 9.8369 | [9 empty] | 9.8369 | FY29 | 0.015663 | [9 empty] | 0.015663 | FY29 | 0.0157 | [9 empty] | 0.0157 | FY29 | 0.00013167 | [9 empty] | 0.00013167 | FY29 | 0.1598 | [9 empty] | 0.1598 | FY29 | 0.00025367 | [9 empty] | 0.00025367
FY30 | 22.5567 | [9 empty] | 22.5567 | FY30 | 0.024623 | [9 empty] | 0.024623 | FY30 | 0.024656 | [9 empty] | 0.024656 | FY30 | 0.00062745 | [9 empty] | 0.00062745 | FY30 | 0.77468 | [9 empty] | 0.77468 | FY30 | 0.0008936 | [9 empty] | 0.0008936
FY31 | 45.5689 | [9 empty] | 45.5689 | FY31 | 0.0414 | [9 empty] | 0.0414 | FY31 | 0.041139 | [9 empty] | 0.041139 | FY31 | 0.001817 | [9 empty] | 0.001817 | FY31 | 3.1774 | [9 empty] | 3.1774 | FY31 | 0.0024276 | [9 empty] | 0.0024276
FY32 | 85.4396 | [9 empty] | 85.4396 | FY32 | 0.085739 | [9 empty] | 0.085739 | FY32 | 0.084731 | [9 empty] | 0.084731 | FY32 | 0.004851 | [9 empty] | 0.004851 | FY32 | 8.6063 | [9 empty] | 8.6063 | FY32 | 0.014955 | [9 empty] | 0.014955
FY33 | 148.0303 | [9 empty] | 148.0303 | FY33 | 0.22721 | [9 empty] | 0.22721 | FY33 | 0.29643 | [9 empty] | 0.29643 | FY33 | 0.053271 | [9 empty] | 0.053271 | FY33 | 23.0945 | [9 empty] | 23.0945 | FY33 | 0.36127 | [9 empty] | 0.36127
FY34 | 237.0951 | [9 empty] | 237.0951 | FY34 | 0.71576 | [9 empty] | 0.71576 | FY34 | 1.2871 | [9 empty] | 1.2871 | FY34 | 0.41216 | [9 empty] | 0.41216 | FY34 | 47.4442 | [9 empty] | 47.4442 | FY34 | 2.3538 | [9 empty] | 2.3538
FY35 | 420.5452 | [9 empty] | 420.5452 | FY35 | 3.2083 | [9 empty] | 3.2083 | FY35 | 4.8457 | [9 empty] | 4.8457 | FY35 | 2.7181 | [9 empty] | 2.7181 | FY35 | 100.2599 | [9 empty] | 100.2599 | FY35 | 7.751 | [9 empty] | 7.751
FY36 | 719.547 | [9 empty] | 719.547 | FY36 | 8.2442 | [9 empty] | 8.2442 | FY36 | 14.3823 | [9 empty] | 14.3823 | FY36 | 7.5507 | [9 empty] | 7.5507 | FY36 | 202.9124 | [9 empty] | 202.9124 | FY36 | 25.7205 | [9 empty] | 25.7205
FY37 | 1148.9474 | [9 empty] | 1148.9474 | FY37 | 18.9892 | [9 empty] | 18.9892 | FY37 | 37.4582 | [9 empty] | 37.4582 | FY37 | 18.0433 | [9 empty] | 18.0433 | FY37 | 369.8733 | [9 empty] | 369.8733 | FY37 | 69.1111 | [9 empty] | 69.1111
FY38 | 2098.1195 | [9 empty] | 2098.1195 | FY38 | 51.0236 | [9 empty] | 51.0236 | FY38 | 147.9415 | [9 empty] | 147.9415 | FY38 | 49.1381 | [9 empty] | 49.1381 | FY38 | 803.5098 | [9 empty] | 803.5098 | FY38 | 243.3838 | [9 empty] | 243.3838
FY39 | 3254.6843 | [9 empty] | 3254.6843 | FY39 | 126.9871 | [9 empty] | 126.9871 | FY39 | 372.2206 | [9 empty] | 372.2206 | FY39 | 122.7519 | [9 empty] | 122.7519 | FY39 | 1379.5489 | [9 empty] | 1379.5489 | FY39 | 543.6229 | [9 empty] | 543.6229
FY40 | [10 empty] | 3254.6843 | FY40 | [10 empty] | 126.9871 | FY40 | [10 empty] | 372.2206 | FY40 | [10 empty] | 122.7519 | FY40 | [10 empty] | 1379.5489 | FY40 | [10 empty] | 543.6229 | [11 empty] | 0 | [11 empty] | 0 | [11 empty] | 0 | [11 empty] | 0
FY41 | [10 empty] | 3254.6843 | FY41 | [10 empty] | 126.9871 | FY41 | [10 empty] | 372.2206 | FY41 | [10 empty] | 122.7519 | FY41 | [10 empty] | 1379.5489 | FY41 | [10 empty] | 543.6229 | [11 empty] | 0 | [11 empty] | 0 | [11 empty] | 0 | [11 empty] | 0
FY42 | [10 empty] | 3254.6843 | FY42 | [10 empty] | 126.9871 | FY42 | [10 empty] | 372.2206 | FY42 | [10 empty] | 122.7519 | FY42 | [10 empty] | 1379.5489 | FY42 | [10 empty] | 543.6229 | [11 empty] | 0 | [11 empty] | 0 | [11 empty] | 0 | [11 empty] | 0
FY43 | [10 empty] | 3254.6843 | FY43 | [10 empty] | 126.9871 | FY43 | [10 empty] | 372.2206 | FY43 | [10 empty] | 122.7519 | FY43 | [10 empty] | 1379.5489 | FY43 | [10 empty] | 543.6229 | [11 empty] | 0 | [11 empty] | 0 | [11 empty] | 0 | [11 empty] | 0
FY44 | [10 empty] | 3254.6843 | FY44 | [10 empty] | 126.9871 | FY44 | [10 empty] | 372.2206 | FY44 | [10 empty] | 122.7519 | FY44 | [10 empty] | 1379.5489 | FY44 | [10 empty] | 543.6229 | [11 empty] | 0 | [11 empty] | 0 | [11 empty] | 0 | [11 empty] | 0
FY45 | [10 empty] | 3254.6843 | FY45 | [10 empty] | 126.9871 | FY45 | [10 empty] | 372.2206 | FY45 | [10 empty] | 122.7519 | FY45 | [10 empty] | 1379.5489 | FY45 | [10 empty] | 543.6229 | [11 empty] | 0 | [11 empty] | 0 | [11 empty] | 0 | [11 empty] | 0
FY46 | [10 empty] | 3254.6843 | FY46 | [10 empty] | 126.9871 | FY46 | [10 empty] | 372.2206 | FY46 | [10 empty] | 122.7519 | FY46 | [10 empty] | 1379.5489 | FY46 | [10 empty] | 543.6229 | [11 empty] | 0 | [11 empty] | 0 | [11 empty] | 0 | [11 empty] | 0
FY47 | [10 empty] | 3254.6843 | FY47 | [10 empty] | 126.9871 | FY47 | [10 empty] | 372.2206 | FY47 | [10 empty] | 122.7519 | FY47 | [10 empty] | 1379.5489 | FY47 | [10 empty] | 543.6229 | [11 empty] | 0 | [11 empty] | 0 | [11 empty] | 0 | [11 empty] | 0
FY48 | [10 empty] | 3254.6843 | FY48 | [10 empty] | 126.9871 | FY48 | [10 empty] | 372.2206 | FY48 | [10 empty] | 122.7519 | FY48 | [10 empty] | 1379.5489 | FY48 | [10 empty] | 543.6229 | [11 empty] | 0 | [11 empty] | 0 | [11 empty] | 0 | [11 empty] | 0
FY49 | [10 empty] | 3254.6843 | FY49 | [10 empty] | 126.9871 | FY49 | [10 empty] | 372.2206 | FY49 | [10 empty] | 122.7519 | FY49 | [10 empty] | 1379.5489 | FY49 | [10 empty] | 543.6229 | [11 empty] | 0 | [11 empty] | 0 | [11 empty] | 0 | [11 empty] | 0
FY50 | [10 empty] | 3254.6843 | FY50 | [10 empty] | 126.9871 | FY50 | [10 empty] | 372.2206 | FY50 | [10 empty] | 122.7519 | FY50 | [10 empty] | 1379.5489 | FY50 | [10 empty] | 543.6229 | [11 empty] | 0 | [11 empty] | 0 | [11 empty] | 0 | [11 empty] | 0
FY51 | [10 empty] | 3254.6843 | FY51 | [10 empty] | 126.9871 | FY51 | [10 empty] | 372.2206 | FY51 | [10 empty] | 122.7519 | FY51 | [10 empty] | 1379.5489 | FY51 | [10 empty] | 543.6229 | [11 empty] | 0 | [11 empty] | 0 | [11 empty] | 0 | [11 empty] | 0
FY52 | [10 empty] | 3254.6843 | FY52 | [10 empty] | 126.9871 | FY52 | [10 empty] | 372.2206 | FY52 | [10 empty] | 122.7519 | FY52 | [10 empty] | 1379.5489 | FY52 | [10 empty] | 543.6229 | [11 empty] | 0 | [11 empty] | 0 | [11 empty] | 0 | [11 empty] | 0
FY53 | [10 empty] | 3254.6843 | FY53 | [10 empty] | 126.9871 | FY53 | [10 empty] | 372.2206 | FY53 | [10 empty] | 122.7519 | FY53 | [10 empty] | 1379.5489 | FY53 | [10 empty] | 543.6229 | [11 empty] | 0 | [11 empty] | 0 | [11 empty] | 0 | [11 empty] | 0
FY54 | [10 empty] | 3254.6843 | FY54 | [10 empty] | 126.9871 | FY54 | [10 empty] | 372.2206 | FY54 | [10 empty] | 122.7519 | FY54 | [10 empty] | 1379.5489 | FY54 | [10 empty] | 543.6229 | [11 empty] | 0 | [11 empty] | 0 | [11 empty] | 0 | [11 empty] | 0

## 2.2.5 SupplyRisk$ High PoF
Option 1 - Do Nothing | [11 empty] | Option 2 - Reconductor SMTS-BVE Line with 37/3.75 AAC Conductor | [11 empty] | Option 3 - Reconductor SMTS-BVE Line with 19/4.75 AAC Conductor | [11 empty] | Option 4 - Reconductor SMTS-BVE and BVE-KMS Line with 37/3.75 AAC Conductor | [11 empty] | Option 5 - Reconductor BVE-BVE-Tee Line with 37/3.75 AAC Conductor | [11 empty] | Option 6 - Reconductor SMTS-BVE and BVE-BVE-Tee Line with 37/3.75 AAC Conductor | [11 empty] | Option 7 - | [11 empty] | Option 8 - | [11 empty] | Option 9 - | [11 empty] | Option 10 -
| Total Supply Risk $M by Asset and Year | [11 empty] | Total Supply Risk $M by Asset and Year | [11 empty] | Total Supply Risk $M by Asset and Year | [11 empty] | Total Supply Risk $M by Asset and Year | [11 empty] | Total Supply Risk $M by Asset and Year | [11 empty] | Total Supply Risk $M by Asset and Year | [11 empty] | Total Supply Risk $M by Asset and Year | [11 empty] | Total Supply Risk $M by Asset and Year | [11 empty] | Total Supply Risk $M by Asset and Year | [11 empty] | Total Supply Risk $M by Asset and Year
Source: | EaR_Augment SMTS-BVE-KMS 66kV Line_summary.xlsx¦Output for AusNet NPV Model_PoF'!C42 | [11 empty] | EaR_Augment SMTS-BVE-KMS 66kV Line_summary.xlsx¦Output for AusNet NPV Model_PoF'!D42 | [11 empty] | EaR_Augment SMTS-BVE-KMS 66kV Line_summary.xlsx¦Output for AusNet NPV Model_PoF'!E42 | [11 empty] | EaR_Augment SMTS-BVE-KMS 66kV Line_summary.xlsx¦Output for AusNet NPV Model_PoF'!F42 | [11 empty] | EaR_Augment SMTS-BVE-KMS 66kV Line_summary.xlsx¦Output for AusNet NPV Model_PoF'!G42 | [11 empty] | EaR_Augment SMTS-BVE-KMS 66kV Line_summary.xlsx¦Output for AusNet NPV Model_PoF'!H42
Year | SMTS 66kV Loop | 0 | 0 | 0 | 0 | 0 | 0 | 0 | 0 | 0 | Opt 1 Total | Year | SMTS 66kV Loop | 0 | 0 | 0 | 0 | 0 | 0 | 0 | 0 | 0 | Opt 2 Total | Year | SMTS 66kV Loop | 0 | 0 | 0 | 0 | 0 | 0 | 0 | 0 | 0 | Opt 3 Total | Year | SMTS 66kV Loop | 0 | 0 | 0 | 0 | 0 | 0 | 0 | 0 | 0 | Opt 4 Total | Year | SMTS 66kV Loop | 0 | 0 | 0 | 0 | 0 | 0 | 0 | 0 | 0 | Opt 5 Total | Year | SMTS 66kV Loop | 0 | 0 | 0 | 0 | 0 | 0 | 0 | 0 | 0 | Opt 6 Total | Year | SMTS 66kV Loop | 0 | 0 | 0 | 0 | 0 | 0 | 0 | 0 | 0 | Opt 7 Total | Year | SMTS 66kV Loop | 0 | 0 | 0 | 0 | 0 | 0 | 0 | 0 | 0 | Opt 8 Total | Year | SMTS 66kV Loop | 0 | 0 | 0 | 0 | 0 | 0 | 0 | 0 | 0 | Opt 9 Total | Year | SMTS 66kV Loop | 0 | 0 | 0 | 0 | 0 | 0 | 0 | 0 | 0 | Opt 10 Total
FY25 | 0 | [9 empty] | 0 | FY25 | 0 | [9 empty] | 0 | FY25 | 0 | [9 empty] | 0 | FY25 | 0 | [9 empty] | 0 | FY25 | 0 | [9 empty] | 0 | FY25 | 0 | [9 empty] | 0
FY26 | 1.923e-05 | [9 empty] | 1.923e-05 | FY26 | 1.923e-05 | [9 empty] | 1.923e-05 | FY26 | 1.923e-05 | [9 empty] | 1.923e-05 | FY26 | 1.923e-05 | [9 empty] | 1.923e-05 | FY26 | 1.923e-05 | [9 empty] | 1.923e-05 | FY26 | 1.923e-05 | [9 empty] | 1.923e-05
FY27 | 0.02779 | [9 empty] | 0.02779 | FY27 | 5.2231e-06 | [9 empty] | 5.2231e-06 | FY27 | 7.3744e-06 | [9 empty] | 7.3744e-06 | FY27 | 3.7852e-06 | [9 empty] | 3.7852e-06 | FY27 | 0.11226 | [9 empty] | 0.11226 | FY27 | 6.6583e-06 | [9 empty] | 6.6583e-06
FY28 | 2.7167 | [9 empty] | 2.7167 | FY28 | 0.022388 | [9 empty] | 0.022388 | FY28 | 0.022398 | [9 empty] | 0.022398 | FY28 | 3.6252e-06 | [9 empty] | 3.6252e-06 | FY28 | 0.11825 | [9 empty] | 0.11825 | FY28 | 3.2709e-05 | [9 empty] | 3.2709e-05
FY29 | 9.9937 | [9 empty] | 9.9937 | FY29 | 0.046988 | [9 empty] | 0.046988 | FY29 | 0.047099 | [9 empty] | 0.047099 | FY29 | 0.000395 | [9 empty] | 0.000395 | FY29 | 0.30617 | [9 empty] | 0.30617 | FY29 | 0.00076101 | [9 empty] | 0.00076101
FY30 | 22.8105 | [9 empty] | 22.8105 | FY30 | 0.073868 | [9 empty] | 0.073868 | FY30 | 0.073968 | [9 empty] | 0.073968 | FY30 | 0.0018823 | [9 empty] | 0.0018823 | FY30 | 1.015 | [9 empty] | 1.015 | FY30 | 0.0026808 | [9 empty] | 0.0026808
FY31 | 46.007 | [9 empty] | 46.007 | FY31 | 0.1242 | [9 empty] | 0.1242 | FY31 | 0.12342 | [9 empty] | 0.12342 | FY31 | 0.0054511 | [9 empty] | 0.0054511 | FY31 | 3.5965 | [9 empty] | 3.5965 | FY31 | 0.0072827 | [9 empty] | 0.0072827
FY32 | 86.2671 | [9 empty] | 86.2671 | FY32 | 0.25722 | [9 empty] | 0.25722 | FY32 | 0.25419 | [9 empty] | 0.25419 | FY32 | 0.014553 | [9 empty] | 0.014553 | FY32 | 9.3708 | [9 empty] | 9.3708 | FY32 | 0.030585 | [9 empty] | 0.030585
FY33 | 149.5771 | [9 empty] | 149.5771 | FY33 | 0.60255 | [9 empty] | 0.60255 | FY33 | 0.67203 | [9 empty] | 0.67203 | FY33 | 0.080749 | [9 empty] | 0.080749 | FY33 | 24.4401 | [9 empty] | 24.4401 | FY33 | 0.41772 | [9 empty] | 0.41772
FY34 | 239.5904 | [9 empty] | 239.5904 | FY34 | 1.3912 | [9 empty] | 1.3912 | FY34 | 1.9768 | [9 empty] | 1.9768 | FY34 | 0.48038 | [9 empty] | 0.48038 | FY34 | 49.5356 | [9 empty] | 49.5356 | FY34 | 2.4981 | [9 empty] | 2.4981
FY35 | 424.4645 | [9 empty] | 424.4645 | FY35 | 4.3703 | [9 empty] | 4.3703 | FY35 | 6.059 | [9 empty] | 6.059 | FY35 | 2.8998 | [9 empty] | 2.8998 | FY35 | 103.4827 | [9 empty] | 103.4827 | FY35 | 8.0817 | [9 empty] | 8.0817
FY36 | 725.1462 | [9 empty] | 725.1462 | FY36 | 10.0252 | [9 empty] | 10.0252 | FY36 | 16.2739 | [9 empty] | 16.2739 | FY36 | 7.9467 | [9 empty] | 7.9467 | FY36 | 207.4832 | [9 empty] | 207.4832 | FY36 | 26.3256 | [9 empty] | 26.3256
FY37 | 1156.5633 | [9 empty] | 1156.5633 | FY37 | 21.5514 | [9 empty] | 21.5514 | FY37 | 40.2129 | [9 empty] | 40.2129 | FY37 | 18.7621 | [9 empty] | 18.7621 | FY37 | 376.0604 | [9 empty] | 376.0604 | FY37 | 70.0798 | [9 empty] | 70.0798
FY38 | 2109.2859 | [9 empty] | 2109.2859 | FY38 | 55.1239 | [9 empty] | 55.1239 | FY38 | 152.4184 | [9 empty] | 152.4184 | FY38 | 50.6449 | [9 empty] | 50.6449 | FY38 | 812.4727 | [9 empty] | 812.4727 | FY38 | 245.1199 | [9 empty] | 245.1199
FY39 | 3269.4051 | [9 empty] | 3269.4051 | FY39 | 132.7474 | [9 empty] | 132.7474 | FY39 | 378.5538 | [9 empty] | 378.5538 | FY39 | 125.2136 | [9 empty] | 125.2136 | FY39 | 1391.2752 | [9 empty] | 1391.2752 | FY39 | 546.2547 | [9 empty] | 546.2547
FY40 | [10 empty] | 3269.4051 | FY40 | [10 empty] | 132.7474 | FY40 | [10 empty] | 378.5538 | FY40 | [10 empty] | 125.2136 | FY40 | [10 empty] | 1391.2752 | FY40 | [10 empty] | 546.2547 | [11 empty] | 0 | [11 empty] | 0 | [11 empty] | 0 | [11 empty] | 0
FY41 | [10 empty] | 3269.4051 | FY41 | [10 empty] | 132.7474 | FY41 | [10 empty] | 378.5538 | FY41 | [10 empty] | 125.2136 | FY41 | [10 empty] | 1391.2752 | FY41 | [10 empty] | 546.2547 | [11 empty] | 0 | [11 empty] | 0 | [11 empty] | 0 | [11 empty] | 0
FY42 | [10 empty] | 3269.4051 | FY42 | [10 empty] | 132.7474 | FY42 | [10 empty] | 378.5538 | FY42 | [10 empty] | 125.2136 | FY42 | [10 empty] | 1391.2752 | FY42 | [10 empty] | 546.2547 | [11 empty] | 0 | [11 empty] | 0 | [11 empty] | 0 | [11 empty] | 0
FY43 | [10 empty] | 3269.4051 | FY43 | [10 empty] | 132.7474 | FY43 | [10 empty] | 378.5538 | FY43 | [10 empty] | 125.2136 | FY43 | [10 empty] | 1391.2752 | FY43 | [10 empty] | 546.2547 | [11 empty] | 0 | [11 empty] | 0 | [11 empty] | 0 | [11 empty] | 0
FY44 | [10 empty] | 3269.4051 | FY44 | [10 empty] | 132.7474 | FY44 | [10 empty] | 378.5538 | FY44 | [10 empty] | 125.2136 | FY44 | [10 empty] | 1391.2752 | FY44 | [10 empty] | 546.2547 | [11 empty] | 0 | [11 empty] | 0 | [11 empty] | 0 | [11 empty] | 0
FY45 | [10 empty] | 3269.4051 | FY45 | [10 empty] | 132.7474 | FY45 | [10 empty] | 378.5538 | FY45 | [10 empty] | 125.2136 | FY45 | [10 empty] | 1391.2752 | FY45 | [10 empty] | 546.2547 | [11 empty] | 0 | [11 empty] | 0 | [11 empty] | 0 | [11 empty] | 0
FY46 | [10 empty] | 3269.4051 | FY46 | [10 empty] | 132.7474 | FY46 | [10 empty] | 378.5538 | FY46 | [10 empty] | 125.2136 | FY46 | [10 empty] | 1391.2752 | FY46 | [10 empty] | 546.2547 | [11 empty] | 0 | [11 empty] | 0 | [11 empty] | 0 | [11 empty] | 0
FY47 | [10 empty] | 3269.4051 | FY47 | [10 empty] | 132.7474 | FY47 | [10 empty] | 378.5538 | FY47 | [10 empty] | 125.2136 | FY47 | [10 empty] | 1391.2752 | FY47 | [10 empty] | 546.2547 | [11 empty] | 0 | [11 empty] | 0 | [11 empty] | 0 | [11 empty] | 0
FY48 | [10 empty] | 3269.4051 | FY48 | [10 empty] | 132.7474 | FY48 | [10 empty] | 378.5538 | FY48 | [10 empty] | 125.2136 | FY48 | [10 empty] | 1391.2752 | FY48 | [10 empty] | 546.2547 | [11 empty] | 0 | [11 empty] | 0 | [11 empty] | 0 | [11 empty] | 0
FY49 | [10 empty] | 3269.4051 | FY49 | [10 empty] | 132.7474 | FY49 | [10 empty] | 378.5538 | FY49 | [10 empty] | 125.2136 | FY49 | [10 empty] | 1391.2752 | FY49 | [10 empty] | 546.2547 | [11 empty] | 0 | [11 empty] | 0 | [11 empty] | 0 | [11 empty] | 0
FY50 | [10 empty] | 3269.4051 | FY50 | [10 empty] | 132.7474 | FY50 | [10 empty] | 378.5538 | FY50 | [10 empty] | 125.2136 | FY50 | [10 empty] | 1391.2752 | FY50 | [10 empty] | 546.2547 | [11 empty] | 0 | [11 empty] | 0 | [11 empty] | 0 | [11 empty] | 0
FY51 | [10 empty] | 3269.4051 | FY51 | [10 empty] | 132.7474 | FY51 | [10 empty] | 378.5538 | FY51 | [10 empty] | 125.2136 | FY51 | [10 empty] | 1391.2752 | FY51 | [10 empty] | 546.2547 | [11 empty] | 0 | [11 empty] | 0 | [11 empty] | 0 | [11 empty] | 0
FY52 | [10 empty] | 3269.4051 | FY52 | [10 empty] | 132.7474 | FY52 | [10 empty] | 378.5538 | FY52 | [10 empty] | 125.2136 | FY52 | [10 empty] | 1391.2752 | FY52 | [10 empty] | 546.2547 | [11 empty] | 0 | [11 empty] | 0 | [11 empty] | 0 | [11 empty] | 0
FY53 | [10 empty] | 3269.4051 | FY53 | [10 empty] | 132.7474 | FY53 | [10 empty] | 378.5538 | FY53 | [10 empty] | 125.2136 | FY53 | [10 empty] | 1391.2752 | FY53 | [10 empty] | 546.2547 | [11 empty] | 0 | [11 empty] | 0 | [11 empty] | 0 | [11 empty] | 0
FY54 | [10 empty] | 3269.4051 | FY54 | [10 empty] | 132.7474 | FY54 | [10 empty] | 378.5538 | FY54 | [10 empty] | 125.2136 | FY54 | [10 empty] | 1391.2752 | FY54 | [10 empty] | 546.2547 | [11 empty] | 0 | [11 empty] | 0 | [11 empty] | 0 | [11 empty] | 0

## 2.3.1 Cost_Sum
$millions (real $2024) |  |  |  |  | 1 | 2 | 3 | 4 | 5 | 6 | 7 | 8 | 9 | 10 | 11 | 12 | 13 | 14 | 15 | 16 | 17 | 18 | 19 | 20 | 21 | 22 | 23 | 24 | 25 | 26 | 27 | 28 | 29 | 30
Real $2025 to real $2024 conversion factor |  | 95.36% |  |  | FY25 | FY26 | FY27 | FY28 | FY29 | FY30 | FY31 | FY32 | FY33 | FY34 | FY35 | FY36 | FY37 | FY38 | FY39 | FY40 | FY41 | FY42 | FY43 | FY44 | FY45 | FY46 | FY47 | FY48 | FY49 | FY50 | FY51 | FY52 | FY53 | FY54
Option 1 | bar: 3 FY27 to 4 FY28; 7 FY31
Build up
| Capex |  |  |  | 3 FY27: 0; 4 FY28: 0; 5 FY29: 0; 6 FY30: 0; 7 FY31: 0
| Opex |  |  |  | 3 FY27: 0; 4 FY28: 0; 5 FY29: 0; 6 FY30: 0; 7 FY31: 0
Summary
| Capex total |  |  |  | 3 FY27: 0; 4 FY28: 0; 5 FY29: 0; 6 FY30: 0; 7 FY31: 0
Opex total | bar: 3 FY27 to 7 FY31
Option 2 | bar: 3 FY27 to 4 FY28; 7 FY31
Capex build up
|  | Incl in capex forecast | Incl in economic analysis | Inc in Lifecycle Replacment | bar: 3 FY27 to 7 FY31
| Design | 1 | 1 | 0 | 3 FY27: C-I-C; 4 FY28: C-I-C; 5 FY29: C-I-C; 6 FY30: C-I-C; 7 FY31: C-I-C
| Internal labour | 1 | 1 | 1 | 3 FY27: C-I-C; 4 FY28: C-I-C; 5 FY29: C-I-C; 6 FY30: C-I-C; 7 FY31: C-I-C
| Materials | 1 | 1 | 0 | 3 FY27: C-I-C; 4 FY28: C-I-C; 5 FY29: C-I-C; 6 FY30: C-I-C; 7 FY31: C-I-C
| Contract costs | 1 | 1 | 1 | 3 FY27: C-I-C; 4 FY28: C-I-C; 5 FY29: C-I-C; 6 FY30: C-I-C; 7 FY31: C-I-C
| P(50) risk allowance | 1 | 1 | 1 | 3 FY27: C-I-C; 4 FY28: C-I-C; 5 FY29: C-I-C; 6 FY30: C-I-C; 7 FY31: C-I-C
| Overheads | 0 | 1 | 1 | 3 FY27: C-I-C; 4 FY28: C-I-C; 5 FY29: C-I-C; 6 FY30: C-I-C; 7 FY31: C-I-C
| Finance charges | 0 | 1 | 1 | 3 FY27: C-I-C; 4 FY28: C-I-C; 5 FY29: C-I-C; 6 FY30: C-I-C; 7 FY31: C-I-C
Capex Timing
[7 empty] | 1 | 0 | 0 | 0 | 0
Estimated Lifecycle Replacment Cost
[12 empty] | 0 | 0 | 0 | 0 | 0 | 0 | 0 | 0 | 0 | 0 | 0 | 0 | 0 | 0 | 0 | 0 | 0 | 0 | 0 | 0 | 0 | 0 | 0
Opex build up
| Item 1 | [5 empty] | 0 | 0.31193 | 0.31193 | 0.31193 | 0.31193 | 0.31193 | 0.31193 | 0.31193 | 0.31193 | 0.31193 | 0.31193 | 0.31193 | 0.31193 | 0.31193 | 0.31193 | 0.31193 | 0.31193 | 0.31193 | 0.31193 | 0.31193 | 0.31193 | 0.31193 | 0.31193 | 0.31193 | 0.31193 | 0.31193 | 0.31193 | 0.31193
Item 2 | bar: 3 FY27 to 7 FY31
Item 3 | bar: 3 FY27 to 7 FY31
Summary
| Capex total |  |  |  | 0 | 0 | 31.1934 | 0 | 0 | 0 | 0 | 0 | 0 | 0 | 0 | 0 | 0 | 0 | 0 | 0 | 0 | 0 | 0 | 0 | 0 | 0 | 0 | 0 | 0 | 0 | 0 | 0 | 0 | 0
| Opex total |  |  |  | 0 | 0 | 0 | 0.31193 | 0.31193 | 0.31193 | 0.31193 | 0.31193 | 0.31193 | 0.31193 | 0.31193 | 0.31193 | 0.31193 | 0.31193 | 0.31193 | 0.31193 | 0.31193 | 0.31193 | 0.31193 | 0.31193 | 0.31193 | 0.31193 | 0.31193 | 0.31193 | 0.31193 | 0.31193 | 0.31193 | 0.31193 | 0.31193 | 0.31193
Option 3 | bar: 3 FY27 to 4 FY28; 7 FY31
Capex build up
|  | Incl in capex forecast | Incl in economic analysis | Inc in Lifecycle Replacment | bar: 3 FY27 to 7 FY31
| Design | 1 | 1 | 0 | 3 FY27: C-I-C; 4 FY28: C-I-C; 5 FY29: C-I-C; 6 FY30: C-I-C; 7 FY31: C-I-C
| Internal labour | 1 | 1 | 1 | 3 FY27: C-I-C; 4 FY28: C-I-C; 5 FY29: C-I-C; 6 FY30: C-I-C; 7 FY31: C-I-C
| Materials | 1 | 1 | 0 | 3 FY27: C-I-C; 4 FY28: C-I-C; 5 FY29: C-I-C; 6 FY30: C-I-C; 7 FY31: C-I-C
| Contract costs | 1 | 1 | 1 | 3 FY27: C-I-C; 4 FY28: C-I-C; 5 FY29: C-I-C; 6 FY30: C-I-C; 7 FY31: C-I-C
| P(50) risk allowance | 1 | 1 | 1 | 3 FY27: C-I-C; 4 FY28: C-I-C; 5 FY29: C-I-C; 6 FY30: C-I-C; 7 FY31: C-I-C
| Overheads | 0 | 1 | 1 | 3 FY27: C-I-C; 4 FY28: C-I-C; 5 FY29: C-I-C; 6 FY30: C-I-C; 7 FY31: C-I-C
| Finance charges | 0 | 1 | 1 | 3 FY27: C-I-C; 4 FY28: C-I-C; 5 FY29: C-I-C; 6 FY30: C-I-C; 7 FY31: C-I-C
Capex Timing
[7 empty] | 1 | 0 | 0 | 0 | 0
Estimated Lifecycle Replacment Cost
[12 empty] | 0 | 0 | 0 | 0 | 0 | 0 | 0 | 0 | 0 | 0 | 0 | 0 | 0 | 0 | 0 | 0 | 0 | 0 | 0 | 0 | 0 | 0 | 0
Opex build up
| Item 1 | [5 empty] | 0 | 0.15224 | 0.15224 | 0.15224 | 0.15224 | 0.15224 | 0.15224 | 0.15224 | 0.15224 | 0.15224 | 0.15224 | 0.15224 | 0.15224 | 0.15224 | 0.15224 | 0.15224 | 0.15224 | 0.15224 | 0.15224 | 0.15224 | 0.15224 | 0.15224 | 0.15224 | 0.15224 | 0.15224 | 0.15224 | 0.15224 | 0.15224
Item 2 | bar: 3 FY27 to 7 FY31
Item 3 | bar: 3 FY27 to 7 FY31
Summary
| Capex total |  |  |  | 0 | 0 | 15.2241 | 0 | 0 | 0 | 0 | 0 | 0 | 0 | 0 | 0 | 0 | 0 | 0 | 0 | 0 | 0 | 0 | 0 | 0 | 0 | 0 | 0 | 0 | 0 | 0 | 0 | 0 | 0
| Opex total |  |  |  | 0 | 0 | 0 | 0.15224 | 0.15224 | 0.15224 | 0.15224 | 0.15224 | 0.15224 | 0.15224 | 0.15224 | 0.15224 | 0.15224 | 0.15224 | 0.15224 | 0.15224 | 0.15224 | 0.15224 | 0.15224 | 0.15224 | 0.15224 | 0.15224 | 0.15224 | 0.15224 | 0.15224 | 0.15224 | 0.15224 | 0.15224 | 0.15224 | 0.15224
Option 4 | bar: 3 FY27 to 4 FY28; 7 FY31
Capex build up
|  | Incl in capex forecast | Incl in economic analysis | Inc in Lifecycle Replacment | bar: 3 FY27 to 7 FY31
| Design | 1 | 1 | 0 | 3 FY27: C-I-C; 4 FY28: C-I-C; 5 FY29: C-I-C; 6 FY30: C-I-C; 7 FY31: C-I-C
| Internal labour | 1 | 1 | 1 | 3 FY27: C-I-C; 4 FY28: C-I-C; 5 FY29: C-I-C; 6 FY30: C-I-C; 7 FY31: C-I-C
| Materials | 1 | 1 | 0 | 3 FY27: C-I-C; 4 FY28: C-I-C; 5 FY29: C-I-C; 6 FY30: C-I-C; 7 FY31: C-I-C
| Contract costs | 1 | 1 | 1 | 3 FY27: C-I-C; 4 FY28: C-I-C; 5 FY29: C-I-C; 6 FY30: C-I-C; 7 FY31: C-I-C
| P(50) risk allowance | 1 | 1 | 1 | 3 FY27: C-I-C; 4 FY28: C-I-C; 5 FY29: C-I-C; 6 FY30: C-I-C; 7 FY31: C-I-C
| Overheads | 0 | 1 | 1 | 3 FY27: C-I-C; 4 FY28: C-I-C; 5 FY29: C-I-C; 6 FY30: C-I-C; 7 FY31: C-I-C
| Finance charges | 0 | 1 | 1 | 3 FY27: C-I-C; 4 FY28: C-I-C; 5 FY29: C-I-C; 6 FY30: C-I-C; 7 FY31: C-I-C
Capex Timing
[7 empty] | 1 | 0 | 0 | 0 | 0
Estimated Lifecycle Replacment Cost
[12 empty] | 0 | 0 | 0 | 0 | 0 | 0 | 0 | 0 | 0 | 0 | 0 | 0 | 0 | 0 | 0 | 0 | 0 | 0 | 0 | 0 | 0 | 0 | 0
Opex build up
| Item 1 | [5 empty] | 0 | 0.42186 | 0.42186 | 0.42186 | 0.42186 | 0.42186 | 0.42186 | 0.42186 | 0.42186 | 0.42186 | 0.42186 | 0.42186 | 0.42186 | 0.42186 | 0.42186 | 0.42186 | 0.42186 | 0.42186 | 0.42186 | 0.42186 | 0.42186 | 0.42186 | 0.42186 | 0.42186 | 0.42186 | 0.42186 | 0.42186 | 0.42186
Item 2 | bar: 3 FY27 to 7 FY31
Item 3 | bar: 3 FY27 to 7 FY31
Summary
| Capex total |  |  |  | 0 | 0 | 42.1859 | 0 | 0 | 0 | 0 | 0 | 0 | 0 | 0 | 0 | 0 | 0 | 0 | 0 | 0 | 0 | 0 | 0 | 0 | 0 | 0 | 0 | 0 | 0 | 0 | 0 | 0 | 0
| Opex total |  |  |  | 0 | 0 | 0 | 0.42186 | 0.42186 | 0.42186 | 0.42186 | 0.42186 | 0.42186 | 0.42186 | 0.42186 | 0.42186 | 0.42186 | 0.42186 | 0.42186 | 0.42186 | 0.42186 | 0.42186 | 0.42186 | 0.42186 | 0.42186 | 0.42186 | 0.42186 | 0.42186 | 0.42186 | 0.42186 | 0.42186 | 0.42186 | 0.42186 | 0.42186
Option 5 | bar: 3 FY27 to 4 FY28; 7 FY31
Capex build up
|  | Incl in capex forecast | Incl in economic analysis | Inc in Lifecycle Replacment | bar: 3 FY27 to 7 FY31
| Design | 1 | 1 | 0 | 3 FY27: C-I-C; 4 FY28: C-I-C; 5 FY29: C-I-C; 6 FY30: C-I-C; 7 FY31: C-I-C
| Internal labour | 1 | 1 | 1 | 3 FY27: C-I-C; 4 FY28: C-I-C; 5 FY29: C-I-C; 6 FY30: C-I-C; 7 FY31: C-I-C
| Materials | 1 | 1 | 0 | 3 FY27: C-I-C; 4 FY28: C-I-C; 5 FY29: C-I-C; 6 FY30: C-I-C; 7 FY31: C-I-C
| Contract costs | 1 | 1 | 1 | 3 FY27: C-I-C; 4 FY28: C-I-C; 5 FY29: C-I-C; 6 FY30: C-I-C; 7 FY31: C-I-C
| P(50) risk allowance | 1 | 1 | 1 | 3 FY27: C-I-C; 4 FY28: C-I-C; 5 FY29: C-I-C; 6 FY30: C-I-C; 7 FY31: C-I-C
| Overheads | 0 | 1 | 1 | 3 FY27: C-I-C; 4 FY28: C-I-C; 5 FY29: C-I-C; 6 FY30: C-I-C; 7 FY31: C-I-C
| Finance charges | 0 | 1 | 1 | 3 FY27: C-I-C; 4 FY28: C-I-C; 5 FY29: C-I-C; 6 FY30: C-I-C; 7 FY31: C-I-C
Capex Timing
[7 empty] | 1 | 0 | 0 | 0 | 0
Estimated Lifecycle Replacment Cost
[12 empty] | 0 | 0 | 0 | 0 | 0 | 0 | 0 | 0 | 0 | 0 | 0 | 0 | 0 | 0 | 0 | 0 | 0 | 0 | 0 | 0 | 0 | 0 | 0
Opex build up
| Item 1 | [5 empty] | 0 | 0.090586 | 0.090586 | 0.090586 | 0.090586 | 0.090586 | 0.090586 | 0.090586 | 0.090586 | 0.090586 | 0.090586 | 0.090586 | 0.090586 | 0.090586 | 0.090586 | 0.090586 | 0.090586 | 0.090586 | 0.090586 | 0.090586 | 0.090586 | 0.090586 | 0.090586 | 0.090586 | 0.090586 | 0.090586 | 0.090586 | 0.090586
Item 2 | bar: 3 FY27 to 7 FY31
Item 3 | bar: 3 FY27 to 7 FY31
Summary
| Capex total |  |  |  | 0 | 0 | 9.0586 | 0 | 0 | 0 | 0 | 0 | 0 | 0 | 0 | 0 | 0 | 0 | 0 | 0 | 0 | 0 | 0 | 0 | 0 | 0 | 0 | 0 | 0 | 0 | 0 | 0 | 0 | 0
| Opex total |  |  |  | 0 | 0 | 0 | 0.090586 | 0.090586 | 0.090586 | 0.090586 | 0.090586 | 0.090586 | 0.090586 | 0.090586 | 0.090586 | 0.090586 | 0.090586 | 0.090586 | 0.090586 | 0.090586 | 0.090586 | 0.090586 | 0.090586 | 0.090586 | 0.090586 | 0.090586 | 0.090586 | 0.090586 | 0.090586 | 0.090586 | 0.090586 | 0.090586 | 0.090586
Option 6 | bar: 3 FY27 to 4 FY28; 7 FY31
Capex build up
|  | Incl in capex forecast | Incl in economic analysis | Inc in Lifecycle Replacment | bar: 3 FY27 to 7 FY31
| Design | 1 | 1 | 0 | 3 FY27: C-I-C; 4 FY28: C-I-C; 5 FY29: C-I-C; 6 FY30: C-I-C; 7 FY31: C-I-C
| Internal labour | 1 | 1 | 1 | 3 FY27: C-I-C; 4 FY28: C-I-C; 5 FY29: C-I-C; 6 FY30: C-I-C; 7 FY31: C-I-C
| Materials | 1 | 1 | 0 | 3 FY27: C-I-C; 4 FY28: C-I-C; 5 FY29: C-I-C; 6 FY30: C-I-C; 7 FY31: C-I-C
| Contract costs | 1 | 1 | 1 | 3 FY27: C-I-C; 4 FY28: C-I-C; 5 FY29: C-I-C; 6 FY30: C-I-C; 7 FY31: C-I-C
| P(50) risk allowance | 1 | 1 | 1 | 3 FY27: C-I-C; 4 FY28: C-I-C; 5 FY29: C-I-C; 6 FY30: C-I-C; 7 FY31: C-I-C
| Overheads | 0 | 1 | 1 | 3 FY27: C-I-C; 4 FY28: C-I-C; 5 FY29: C-I-C; 6 FY30: C-I-C; 7 FY31: C-I-C
| Finance charges | 0 | 1 | 1 | 3 FY27: C-I-C; 4 FY28: C-I-C; 5 FY29: C-I-C; 6 FY30: C-I-C; 7 FY31: C-I-C
Capex Timing
[7 empty] | 1 | 0 | 0 | 0 | 0
Estimated Lifecycle Replacment Cost
[12 empty] | 0 | 0 | 0 | 0 | 0 | 0 | 0 | 0 | 0 | 0 | 0 | 0 | 0 | 0 | 0 | 0 | 0 | 0 | 0 | 0 | 0 | 0 | 0
Opex build up
| Item 1 | [5 empty] | 0 | 0.40656 | 0.40656 | 0.40656 | 0.40656 | 0.40656 | 0.40656 | 0.40656 | 0.40656 | 0.40656 | 0.40656 | 0.40656 | 0.40656 | 0.40656 | 0.40656 | 0.40656 | 0.40656 | 0.40656 | 0.40656 | 0.40656 | 0.40656 | 0.40656 | 0.40656 | 0.40656 | 0.40656 | 0.40656 | 0.40656 | 0.40656
Item 2 | bar: 3 FY27 to 7 FY31
Item 3 | bar: 3 FY27 to 7 FY31
Summary
| Capex total |  |  |  | 0 | 0 | 40.6559 | 0 | 0 | 0 | 0 | 0 | 0 | 0 | 0 | 0 | 0 | 0 | 0 | 0 | 0 | 0 | 0 | 0 | 0 | 0 | 0 | 0 | 0 | 0 | 0 | 0 | 0 | 0
| Opex total |  |  |  | 0 | 0 | 0 | 0.40656 | 0.40656 | 0.40656 | 0.40656 | 0.40656 | 0.40656 | 0.40656 | 0.40656 | 0.40656 | 0.40656 | 0.40656 | 0.40656 | 0.40656 | 0.40656 | 0.40656 | 0.40656 | 0.40656 | 0.40656 | 0.40656 | 0.40656 | 0.40656 | 0.40656 | 0.40656 | 0.40656 | 0.40656 | 0.40656 | 0.40656
Option 7
Capex build up
|  | Incl in capex forecast | Incl in economic analysis | Inc in Lifecycle Replacment | bar: 3 FY27 to 7 FY31
| Design | 1 | 1 | 0 | 3 FY27: 0; 4 FY28: 0; 5 FY29: 0; 6 FY30: 0; 7 FY31: 0
| Internal labour | 1 | 1 | 1 | 3 FY27: 0; 4 FY28: 0; 5 FY29: 0; 6 FY30: 0; 7 FY31: 0
| Materials | 1 | 1 | 0 | 3 FY27: 0; 4 FY28: 0; 5 FY29: 0; 6 FY30: 0; 7 FY31: 0
| Contract costs | 1 | 1 | 1 | 3 FY27: 0; 4 FY28: 0; 5 FY29: 0; 6 FY30: 0; 7 FY31: 0
| P(50) risk allowance | 1 | 1 | 1 | 3 FY27: 0; 4 FY28: 0; 5 FY29: 0; 6 FY30: 0; 7 FY31: 0
| Overheads | 0 | 1 | 1 | 3 FY27: 0; 4 FY28: 0; 5 FY29: 0; 6 FY30: 0; 7 FY31: 0
| Finance charges | 0 | 1 | 1 | 3 FY27: 0; 4 FY28: 0; 5 FY29: 0; 6 FY30: 0; 7 FY31: 0
Capex Timing
[7 empty] | 1 | 0 | 0 | 0 | 0
Estimated Lifecycle Replacment Cost
[12 empty] | 0 | 0 | 0 | 0 | 0 | 0 | 0 | 0 | 0 | 0 | 0 | 0 | 0 | 0 | 0 | 0 | 0 | 0 | 0 | 0 | 0 | 0 | 0
Opex build up
| Item 1 | [5 empty] | 0 | 0 | 0 | 0 | 0 | 0 | 0 | 0 | 0 | 0 | 0 | 0 | 0 | 0 | 0 | 0 | 0 | 0 | 0 | 0 | 0 | 0 | 0 | 0 | 0 | 0 | 0 | 0
Item 2 | bar: 3 FY27 to 7 FY31
Item 3 | bar: 3 FY27 to 7 FY31
Summary
| Capex total |  |  |  | 0 | 0 | 0 | 0 | 0 | 0 | 0 | 0 | 0 | 0 | 0 | 0 | 0 | 0 | 0 | 0 | 0 | 0 | 0 | 0 | 0 | 0 | 0 | 0 | 0 | 0 | 0 | 0 | 0 | 0
| Opex total |  |  |  | 0 | 0 | 0 | 0 | 0 | 0 | 0 | 0 | 0 | 0 | 0 | 0 | 0 | 0 | 0 | 0 | 0 | 0 | 0 | 0 | 0 | 0 | 0 | 0 | 0 | 0 | 0 | 0 | 0 | 0
Option 8
Capex build up
|  | Incl in capex forecast | Incl in economic analysis | Inc in Lifecycle Replacment | bar: 3 FY27 to 7 FY31
| Design | 1 | 1 | 0 | 3 FY27: 0; 4 FY28: 0; 5 FY29: 0; 6 FY30: 0; 7 FY31: 0
| Internal labour | 1 | 1 | 1 | 3 FY27: 0; 4 FY28: 0; 5 FY29: 0; 6 FY30: 0; 7 FY31: 0
| Materials | 1 | 1 | 0 | 3 FY27: 0; 4 FY28: 0; 5 FY29: 0; 6 FY30: 0; 7 FY31: 0
| Contract costs | 1 | 1 | 1 | 3 FY27: 0; 4 FY28: 0; 5 FY29: 0; 6 FY30: 0; 7 FY31: 0
| P(50) risk allowance | 1 | 1 | 1 | 3 FY27: 0; 4 FY28: 0; 5 FY29: 0; 6 FY30: 0; 7 FY31: 0
| Overheads | 0 | 1 | 1 | 3 FY27: 0; 4 FY28: 0; 5 FY29: 0; 6 FY30: 0; 7 FY31: 0
| Finance charges | 0 | 1 | 1 | 3 FY27: 0; 4 FY28: 0; 5 FY29: 0; 6 FY30: 0; 7 FY31: 0
Capex Timing
[7 empty] | 1 | 0 | 0 | 0 | 0
Estimated Lifecycle Replacment Cost
[12 empty] | 0 | 0 | 0 | 0 | 0 | 0 | 0 | 0 | 0 | 0 | 0 | 0 | 0 | 0 | 0 | 0 | 0 | 0 | 0 | 0 | 0 | 0 | 0
Opex build up
| Item 1 | [5 empty] | 0 | 0 | 0 | 0 | 0 | 0 | 0 | 0 | 0 | 0 | 0 | 0 | 0 | 0 | 0 | 0 | 0 | 0 | 0 | 0 | 0 | 0 | 0 | 0 | 0 | 0 | 0 | 0
Item 2 | bar: 3 FY27 to 7 FY31
Item 3 | bar: 3 FY27 to 7 FY31
Summary
| Capex total |  |  |  | 0 | 0 | 0 | 0 | 0 | 0 | 0 | 0 | 0 | 0 | 0 | 0 | 0 | 0 | 0 | 0 | 0 | 0 | 0 | 0 | 0 | 0 | 0 | 0 | 0 | 0 | 0 | 0 | 0 | 0
| Opex total |  |  |  | 0 | 0 | 0 | 0 | 0 | 0 | 0 | 0 | 0 | 0 | 0 | 0 | 0 | 0 | 0 | 0 | 0 | 0 | 0 | 0 | 0 | 0 | 0 | 0 | 0 | 0 | 0 | 0 | 0 | 0
Option 9
Capex build up
|  | Incl in capex forecast | Incl in economic analysis | Inc in Lifecycle Replacment | bar: 3 FY27 to 7 FY31
| Design | 1 | 1 | 0 | 3 FY27: 0; 4 FY28: 0; 5 FY29: 0; 6 FY30: 0; 7 FY31: 0
| Internal labour | 1 | 1 | 1 | 3 FY27: 0; 4 FY28: 0; 5 FY29: 0; 6 FY30: 0; 7 FY31: 0
| Materials | 1 | 1 | 0 | 3 FY27: 0; 4 FY28: 0; 5 FY29: 0; 6 FY30: 0; 7 FY31: 0
| Contract costs | 1 | 1 | 1 | 3 FY27: 0; 4 FY28: 0; 5 FY29: 0; 6 FY30: 0; 7 FY31: 0
| P(50) risk allowance | 1 | 1 | 1 | 3 FY27: 0; 4 FY28: 0; 5 FY29: 0; 6 FY30: 0; 7 FY31: 0
| Overheads | 0 | 1 | 1 | 3 FY27: 0; 4 FY28: 0; 5 FY29: 0; 6 FY30: 0; 7 FY31: 0
| Finance charges | 0 | 1 | 1 | 3 FY27: 0; 4 FY28: 0; 5 FY29: 0; 6 FY30: 0; 7 FY31: 0
Capex Timing
[7 empty] | 1 | 0 | 0 | 0 | 0
Estimated Lifecycle Replacment Cost
[12 empty] | 0 | 0 | 0 | 0 | 0 | 0 | 0 | 0 | 0 | 0 | 0 | 0 | 0 | 0 | 0 | 0 | 0 | 0 | 0 | 0 | 0 | 0 | 0
Opex build up
| Item 1 | [5 empty] | 0 | 0 | 0 | 0 | 0 | 0 | 0 | 0 | 0 | 0 | 0 | 0 | 0 | 0 | 0 | 0 | 0 | 0 | 0 | 0 | 0 | 0 | 0 | 0 | 0 | 0 | 0 | 0
Item 2 | bar: 3 FY27 to 7 FY31
Item 3 | bar: 3 FY27 to 7 FY31
Summary
| Capex total |  |  |  | 0 | 0 | 0 | 0 | 0 | 0 | 0 | 0 | 0 | 0 | 0 | 0 | 0 | 0 | 0 | 0 | 0 | 0 | 0 | 0 | 0 | 0 | 0 | 0 | 0 | 0 | 0 | 0 | 0 | 0
| Opex total |  |  |  | 0 | 0 | 0 | 0 | 0 | 0 | 0 | 0 | 0 | 0 | 0 | 0 | 0 | 0 | 0 | 0 | 0 | 0 | 0 | 0 | 0 | 0 | 0 | 0 | 0 | 0 | 0 | 0 | 0 | 0
Option 10
Capex build up
|  | Incl in capex forecast | Incl in economic analysis | Inc in Lifecycle Replacment | bar: 3 FY27 to 7 FY31
| Design | 1 | 1 | 0 | 3 FY27: 0; 4 FY28: 0; 5 FY29: 0; 6 FY30: 0; 7 FY31: 0
| Internal labour | 1 | 1 | 1 | 3 FY27: 0; 4 FY28: 0; 5 FY29: 0; 6 FY30: 0; 7 FY31: 0
| Materials | 1 | 1 | 0 | 3 FY27: 0; 4 FY28: 0; 5 FY29: 0; 6 FY30: 0; 7 FY31: 0
| Contract costs | 1 | 1 | 1 | 3 FY27: 0; 4 FY28: 0; 5 FY29: 0; 6 FY30: 0; 7 FY31: 0
| P(50) risk allowance | 1 | 1 | 1 | 3 FY27: 0; 4 FY28: 0; 5 FY29: 0; 6 FY30: 0; 7 FY31: 0
| Overheads | 0 | 1 | 1 | 3 FY27: 0; 4 FY28: 0; 5 FY29: 0; 6 FY30: 0; 7 FY31: 0
| Finance charges | 0 | 1 | 1 | 3 FY27: 0; 4 FY28: 0; 5 FY29: 0; 6 FY30: 0; 7 FY31: 0
Capex Timing
[7 empty] | 1 | 0 | 0 | 0 | 0
Estimated Lifecycle Replacment Cost
[12 empty] | 0 | 0 | 0 | 0 | 0 | 0 | 0 | 0 | 0 | 0 | 0 | 0 | 0 | 0 | 0 | 0 | 0 | 0 | 0 | 0 | 0 | 0 | 0
Opex build up
| Item 1 | [5 empty] | 0 | 0 | 0 | 0 | 0 | 0 | 0 | 0 | 0 | 0 | 0 | 0 | 0 | 0 | 0 | 0 | 0 | 0 | 0 | 0 | 0 | 0 | 0 | 0 | 0 | 0 | 0 | 0
Item 2 | bar: 3 FY27 to 7 FY31
Item 3 | bar: 3 FY27 to 7 FY31
Summary
| Capex total |  |  |  | 0 | 0 | 0 | 0 | 0 | 0 | 0 | 0 | 0 | 0 | 0 | 0 | 0 | 0 | 0 | 0 | 0 | 0 | 0 | 0 | 0 | 0 | 0 | 0 | 0 | 0 | 0 | 0 | 0 | 0
| Opex total |  |  |  | 0 | 0 | 0 | 0 | 0 | 0 | 0 | 0 | 0 | 0 | 0 | 0 | 0 | 0 | 0 | 0 | 0 | 0 | 0 | 0 | 0 | 0 | 0 | 0 | 0 | 0 | 0 | 0 | 0 | 0

## 2.3.2 Option2 Cost
Dollar Basis
Option 2 - Reconductor SMTS-BVE Line with 37/3.75 AAC Conductor | Real $2025
PROJECT EXPENDITURE FORECASTS | 2025 | 2026 | 2027 | 2028 | 2029 | 2030 | TOTAL | Design | 1 | 1 | C-I-C
DESIGN | [6 empty] | C-I-C | Internal labour | 1 | 1 | C-I-C
INTERNAL LABOUR | [6 empty] | C-I-C | Materials | 1 | 1 | C-I-C
MATERIALS | [6 empty] | C-I-C | Contract costs | 1 | 1 | C-I-C
CONTRACTS COSTS | [6 empty] | C-I-C | P(50) risk allowance | 1 | 1 | C-I-C
PROJECT DIRECT EXPENDITURE | [6 empty] | C-I-C | Overheads | 1 | 1 | C-I-C
P50 RISK | [6 empty] | C-I-C | Finance charges | 0 | 0 | C-I-C
DIRECT + P50 RISK | [6 empty] | C-I-C
OVERHEADS | [6 empty] | C-I-C
FINANCE CHARGES | [6 empty] | C-I-C
DIRECT + P50 RISK + INDIRECTS | [6 empty] | C-I-C
P90 - P50 RISK | [6 empty] | C-I-C
DIRECT + P90 RISK + INDIRECTS | [6 empty] | C-I-C

## 2.3.3 Option3 Cost
Dollar Basis
Option 3 - Reconductor SMTS-BVE Line with 19/4.75 AAC Conductor | Real $2025
PROJECT EXPENDITURE FORECASTS | 2025 | 2026 | 2027 | 2028 | 2029 | 2030 | TOTAL | Design | 1 | 1 | C-I-C
DESIGN | 0 | 0 | 0 | 0 | 0 | 0 | C-I-C | Internal labour | 1 | 1 | C-I-C
INTERNAL LABOUR | 0 | 0 | 0 | 0 | 0 | 0 | C-I-C | Materials | 1 | 1 | C-I-C
MATERIALS | 0 | 0 | 0 | 0 | 0 | 0 | C-I-C | Contract costs | 1 | 1 | C-I-C
CONTRACT COSTS | 0 | 0 | 0 | 0 | 0 | 0 | C-I-C | P(50) risk allowance | 1 | 1 | C-I-C
PROJECT DIRECT EXPENDITURE | 0 | 0 | 0 | 0 | 0 | 0 | C-I-C | Overheads | 1 | 1 | C-I-C
P50 RISK | 0 | 0 | 0 | 0 | 0 | 0 | C-I-C | Finance charges | 0 | 0 | C-I-C
DIRECT + P50 RISK | 0 | 0 | 0 | 0 | 0 | 0 | C-I-C
OVERHEADS | 0 | 0 | 0 | 0 | 0 | 0 | C-I-C
FINANCE CHARGES | 0 | 0 | 0 | 0 | 0 | 0 | C-I-C
Direct + P50 RISK + INDIRECTS | 0 | 0 | 0 | 0 | 0 | 0 | C-I-C
P90-P50 RISK | 0 | 0 | 0 | 0 | 0 | 0 | C-I-C
DIRECT + P90 RISK + INDIRECTS | 0 | 0 | 0 | 0 | 0 | 0 | C-I-C

## 2.3.4 Option4 Cost
Dollar Basis
Option 4 - Reconductor SMTS-BVE and BVE-KMS Line with 37/3.75 AAC Conductor | Real $2025
PROJECT EXPENDITURE FORECASTS | 2025 | 2026 | 2027 | 2028 | 2029 | 2030 | TOTAL | Design | 1 | 1 | C-I-C
DESIGN | 0 | 0 | 0 | 0 | 0 | 0 | C-I-C | Internal labour | 1 | 1 | C-I-C
INTERNAL LABOUR | 0 | 0 | 0 | 0 | 0 | 0 | C-I-C | Materials | 1 | 1 | C-I-C
MATERIALS | 0 | 0 | 0 | 0 | 0 | 0 | C-I-C | Contract costs | 1 | 1 | C-I-C
CONTRACT COSTS | 0 | 0 | 0 | 0 | 0 | 0 | C-I-C | P(50) risk allowance | 1 | 1 | C-I-C
PROJECT DIRECT EXPENDITURE | 0 | 0 | 0 | 0 | 0 | 0 | C-I-C | Overheads | 1 | 1 | C-I-C
P50 RISK | 0 | 0 | 0 | 0 | 0 | 0 | C-I-C | Finance charges | 0 | 0 | C-I-C
DIRECT + P50 RISK | 0 | 0 | 0 | 0 | 0 | 0 | C-I-C
OVERHEADS | 0 | 0 | 0 | 0 | 0 | 0 | C-I-C
FINANCE CHARGES | 0 | 0 | 0 | 0 | 0 | 0 | C-I-C
Direct + P50 RISK + INDIRECTS | 0 | 0 | 0 | 0 | 0 | 0 | C-I-C
P90-P50 RISK | 0 | 0 | 0 | 0 | 0 | 0 | C-I-C
DIRECT + P90 RISK + INDIRECTS | 0 | 0 | 0 | 0 | 0 | 0 | C-I-C

## 2.3.5 Option5 Cost
Dollar Basis
Option 5 - Reconductor BVE-BVE-Tee Line with 37/3.75 AAC Conductor | Real $2025
PROJECT EXPENDITURE FORECASTS | 2025 | 2026 | 2027 | 2028 | 2029 | 2030 | TOTAL | Design | 1 | 1 | C-I-C
DESIGN | 0 | 0 | 0 | 0 | 0 | 0 | C-I-C | Internal labour | 1 | 1 | C-I-C
INTERNAL LABOUR | 0 | 0 | 0 | 0 | 0 | 0 | C-I-C | Materials | 1 | 1 | C-I-C
MATERIALS | 0 | 0 | 0 | 0 | 0 | 0 | C-I-C | Contract costs | 1 | 1 | C-I-C
CONTRACT COSTS | 0 | 0 | 0 | 0 | 0 | 0 | C-I-C | P(50) risk allowance | 1 | 1 | C-I-C
PROJECT DIRECT EXPENDITURE | 0 | 0 | 0 | 0 | 0 | 0 | C-I-C | Overheads | 1 | 1 | C-I-C
P50 RISK | 0 | 0 | 0 | 0 | 0 | 0 | C-I-C | Finance charges | 0 | 0 | C-I-C
DIRECT + P50 RISK | 0 | 0 | 0 | 0 | 0 | 0 | C-I-C
OVERHEADS | 0 | 0 | 0 | 0 | 0 | 0 | C-I-C
FINANCE CHARGES | 0 | 0 | 0 | 0 | 0 | 0 | C-I-C
Direct + P50 RISK + INDIRECTS | 0 | 0 | 0 | 0 | 0 | 0 | C-I-C
P90-P50 RISK | 0 | 0 | 0 | 0 | 0 | 0 | C-I-C
DIRECT + P90 RISK + INDIRECTS | 0 | 0 | 0 | 0 | 0 | 0 | C-I-C

## 2.3.6 Option6 Cost
Dollar Basis
Option 6 - Reconductor SMTS-BVE and BVE-BVE-Tee Line with 37/3.75 AAC Conductor | Real $2025
PROJECT EXPENDITURE FORECASTS | 2025 | 2026 | 2027 | 2028 | 2029 | 2030 | TOTAL | Design | 1 | 1 | C-I-C
DESIGN | 0 | 0 | 0 | 0 | 0 | 0 | C-I-C | Internal labour | 1 | 1 | C-I-C
INTERNAL LABOUR | 0 | 0 | 0 | 0 | 0 | 0 | C-I-C | Materials | 1 | 1 | C-I-C
MATERIALS | 0 | 0 | 0 | 0 | 0 | 0 | C-I-C | Contract costs | 1 | 1 | C-I-C
CONTRACT COSTS | 0 | 0 | 0 | 0 | 0 | 0 | C-I-C | P(50) risk allowance | 1 | 1 | C-I-C
PROJECT DIRECT EXPENDITURE | 0 | 0 | 0 | 0 | 0 | 0 | C-I-C | Overheads | 1 | 1 | C-I-C
P50 RISK | 0 | 0 | 0 | 0 | 0 | 0 | C-I-C | Finance charges | 0 | 0 | C-I-C
DIRECT + P50 RISK | 0 | 0 | 0 | 0 | 0 | 0 | C-I-C
OVERHEADS | 0 | 0 | 0 | 0 | 0 | 0 | C-I-C
FINANCE CHARGES | 0 | 0 | 0 | 0 | 0 | 0 | C-I-C
Direct + P50 RISK + INDIRECTS | 0 | 0 | 0 | 0 | 0 | 0 | C-I-C
P90-P50 RISK | 0 | 0 | 0 | 0 | 0 | 0 | C-I-C
DIRECT + P90 RISK + INDIRECTS | 0 | 0 | 0 | 0 | 0 | 0 | C-I-C

## 2.3.7 Option7 Cost (hidden)
Dollar Basis
Not Used | Real $2025
PROJECT EXPENDITURE FORECASTS | 2025 | 2026 | 2027 | 2028 | 2029 | 2030 | TOTAL | Design | 1 | 1 | 0
DESIGN | 0 | 0 | 0 | 0 | 0 | 0 |  | Internal labour | 1 | 1 | 0
INTERNAL LABOUR | 0 | 0 | 0 | 0 | 0 | 0 |  | Materials | 1 | 1 | 0
MATERIALS | 0 | 0 | 0 | 0 | 0 | 0 |  | Contract costs | 1 | 1 | 0
CONTRACT COSTS | 0 | 0 | 0 | 0 | 0 | 0 |  | P(50) risk allowance | 1 | 1 | 0
PROJECT DIRECT EXPENDITURE | 0 | 0 | 0 | 0 | 0 | 0 |  | Overheads | 1 | 1 | 0
P50 RISK | 0 | 0 | 0 | 0 | 0 | 0 |  | Finance charges | 0 | 0 | 0
DIRECT + P50 RISK | 0 | 0 | 0 | 0 | 0 | 0
OVERHEADS | 0 | 0 | 0 | 0 | 0 | 0
FINANCE CHARGES | 0 | 0 | 0 | 0 | 0 | 0
Direct + P50 RISK + INDIRECTS | 0 | 0 | 0 | 0 | 0 | 0
P90-P50 RISK | 0 | 0 | 0 | 0 | 0 | 0
DIRECT + P90 RISK + INDIRECTS | 0 | 0 | 0 | 0 | 0 | 0

## 2.3.8 Option8 Cost (hidden)
Dollar Basis
Not Used | Real $2025
PROJECT EXPENDITURE FORECASTS | 2025 | 2026 | 2027 | 2028 | 2029 | 2030 | TOTAL | Design | 1 | 1 | 0
DESIGN | 0 | 0 | 0 | 0 | 0 | 0 |  | Internal labour | 1 | 1 | 0
INTERNAL LABOUR | 0 | 0 | 0 | 0 | 0 | 0 |  | Materials | 1 | 1 | 0
MATERIALS | 0 | 0 | 0 | 0 | 0 | 0 |  | Contract costs | 1 | 1 | 0
CONTRACT COSTS | 0 | 0 | 0 | 0 | 0 | 0 |  | P(50) risk allowance | 1 | 1 | 0
PROJECT DIRECT EXPENDITURE | 0 | 0 | 0 | 0 | 0 | 0 |  | Overheads | 1 | 1 | 0
P50 RISK | 0 | 0 | 0 | 0 | 0 | 0 |  | Finance charges | 0 | 0 | 0
DIRECT + P50 RISK | 0 | 0 | 0 | 0 | 0 | 0
OVERHEADS | 0 | 0 | 0 | 0 | 0 | 0
FINANCE CHARGES | 0 | 0 | 0 | 0 | 0 | 0
Direct + P50 RISK + INDIRECTS | 0 | 0 | 0 | 0 | 0 | 0
P90-P50 RISK | 0 | 0 | 0 | 0 | 0 | 0
DIRECT + P90 RISK + INDIRECTS | 0 | 0 | 0 | 0 | 0 | 0

## 2.3.9 Option9 Cost (hidden)
Dollar Basis
Not Used | Real $2025
PROJECT EXPENDITURE FORECASTS | 2025 | 2026 | 2027 | 2028 | 2029 | 2030 | TOTAL | Design | 1 | 1 | 0
DESIGN | 0 | 0 | 0 | 0 | 0 | 0 |  | Internal labour | 1 | 1 | 0
INTERNAL LABOUR | 0 | 0 | 0 | 0 | 0 | 0 |  | Materials | 1 | 1 | 0
MATERIALS | 0 | 0 | 0 | 0 | 0 | 0 |  | Contract costs | 1 | 1 | 0
CONTRACT COSTS | 0 | 0 | 0 | 0 | 0 | 0 |  | P(50) risk allowance | 1 | 1 | 0
PROJECT DIRECT EXPENDITURE | 0 | 0 | 0 | 0 | 0 | 0 |  | Overheads | 1 | 1 | 0
P50 RISK | 0 | 0 | 0 | 0 | 0 | 0 |  | Finance charges | 0 | 0 | 0
DIRECT + P50 RISK | 0 | 0 | 0 | 0 | 0 | 0
OVERHEADS | 0 | 0 | 0 | 0 | 0 | 0
FINANCE CHARGES | 0 | 0 | 0 | 0 | 0 | 0
Direct + P50 RISK + INDIRECTS | 0 | 0 | 0 | 0 | 0 | 0
P90-P50 RISK | 0 | 0 | 0 | 0 | 0 | 0
DIRECT + P90 RISK + INDIRECTS | 0 | 0 | 0 | 0 | 0 | 0

## 2.3.10 Option10 Cost (hidden)
Dollar Basis
Not Used | Real $2025
PROJECT EXPENDITURE FORECASTS | 2025 | 2026 | 2027 | 2028 | 2029 | 2030 | TOTAL | Design | 1 | 1 | 0
DESIGN | 0 | 0 | 0 | 0 | 0 | 0 |  | Internal labour | 1 | 1 | 0
INTERNAL LABOUR | 0 | 0 | 0 | 0 | 0 | 0 |  | Materials | 1 | 1 | 0
MATERIALS | 0 | 0 | 0 | 0 | 0 | 0 |  | Contract costs | 1 | 1 | 0
CONTRACT COSTS | 0 | 0 | 0 | 0 | 0 | 0 |  | P(50) risk allowance | 1 | 1 | 0
PROJECT DIRECT EXPENDITURE | 0 | 0 | 0 | 0 | 0 | 0 |  | Overheads | 1 | 1 | 0
P50 RISK | 0 | 0 | 0 | 0 | 0 | 0 |  | Finance charges | 0 | 0 | 0
DIRECT + P50 RISK | 0 | 0 | 0 | 0 | 0 | 0
OVERHEADS | 0 | 0 | 0 | 0 | 0 | 0
FINANCE CHARGES | 0 | 0 | 0 | 0 | 0 | 0
Direct + P50 RISK + INDIRECTS | 0 | 0 | 0 | 0 | 0 | 0
P90-P50 RISK | 0 | 0 | 0 | 0 | 0 | 0
DIRECT + P90 RISK + INDIRECTS | 0 | 0 | 0 | 0 | 0 | 0

## 3.1 NPV
Economic inputs and assumptions
Scenario | Discount rate | Central
| Cost | Central
| VCR | Central
|  | Central | Lower bound | Upper bound
| Discount rate | 5.56% | 4.11% | 7%
| Cost | 100% | 80% | 120%
| VCR | 100% | 80% | 120%
Asset life for calculating annualised capex (years) | Option 1 | 45
| Option 2 | 45
| Option 3 | 45
| Option 4 | 45
| Option 5 | 45
| Option 6 | 45
| Option 7 | 0
| Option 8 | 0
| Option 9 | 0
| Option 10 | 0
|  |  |  | 1 | 2 | 3 | 4 | 5 | 6 | 7 | 8 | 9 | 10 | 11 | 12 | 13 | 14 | 15 | 16 | 17 | 18 | 19 | 20 | 21 | 22 | 23 | 24 | 25 | 26 | 27 | 28 | 29 | 30
|  |  |  | FY25 | FY26 | FY27 | FY28 | FY29 | FY30 | FY31 | FY32 | FY33 | FY34 | FY35 | FY36 | FY37 | FY38 | FY39 | FY40 | FY41 | FY42 | FY43 | FY44 | FY45 | FY46 | FY47 | FY48 | FY49 | FY50 | FY51 | FY52 | FY53 | FY54
Outputs | bar: 3 FY27; 7 FY31
Option 1
| Discounted | Undiscounted
| 0 | 0 | Capex | 0 | 0 | 0 | 0 | 0 | 0 | 0 | 0 | 0 | 0 | 0 | 0 | 0 | 0 | 0 | 0 | 0 | 0 | 0 | 0 | 0 | 0 | 0 | 0 | 0 | 0 | 0 | 0 | 0 | 0
| 0 | 0 | Opex | 0 | 0 | 0 | 0 | 0 | 0 | 0 | 0 | 0 | 0 | 0 | 0 | 0 | 0 | 0 | 0 | 0 | 0 | 0 | 0 | 0 | 0 | 0 | 0 | 0 | 0 | 0 | 0 | 0 | 0
| 0 | 0 | Reduction in unserved energy | 0 | 0 | 0 | 0 | 0 | 0 | 0 | 0 | 0 | 0 | 0 | 0 | 0 | 0 | 0 | 0 | 0 | 0 | 0 | 0 | 0 | 0 | 0 | 0 | 0 | 0 | 0 | 0 | 0 | 0
| 0 | 0 | Net benefit | 0 | 0 | 0 | 0 | 0 | 0 | 0 | 0 | 0 | 0 | 0 | 0 | 0 | 0 | 0 | 0 | 0 | 0 | 0 | 0 | 0 | 0 | 0 | 0 | 0 | 0 | 0 | 0 | 0 | 0
|  |  | EUE Value ($m, real $2024) | 0 | 1.282e-05 | 0.018527 | 2.6758 | 9.9153 | 22.6836 | 45.7879 | 85.8533 | 148.8037 | 238.3427 | 422.5048 | 722.3466 | 1152.7553 | 2103.7027 | 3262.0447 | 3262.0447 | 3262.0447 | 3262.0447 | 3262.0447 | 3262.0447 | 3262.0447 | 3262.0447 | 3262.0447 | 3262.0447 | 3262.0447 | 3262.0447 | 3262.0447 | 3262.0447 | 3262.0447 | 3262.0447
Option 2
Determining Optimal Timing: | Discounted | Undiscounted
| 27.9939 | 31.1934 | Capex | 0 | 0 | 31.1934 | 0 | 0 | 0 | 0 | 0 | 0 | 0 | 0 | 0 | 0 | 0 | 0 | 0 | 0 | 0 | 0 | 0 | 0 | 0 | 0 | 0 | 0 | 0 | 0 | 0 | 0 | 0
| 3.8667 | 8.4222 | Opex | 0 | 0 | 0 | 0.31193 | 0.31193 | 0.31193 | 0.31193 | 0.31193 | 0.31193 | 0.31193 | 0.31193 | 0.31193 | 0.31193 | 0.31193 | 0.31193 | 0.31193 | 0.31193 | 0.31193 | 0.31193 | 0.31193 | 0.31193 | 0.31193 | 0.31193 | 0.31193 | 0.31193 | 0.31193 | 0.31193 | 0.31193 | 0.31193 | 0.31193
| 18754.129 | 54982.1257 | Reduction in unserved energy | 0 | 0 | 0 | 2.6609 | 9.884 | 22.6344 | 45.7051 | 85.6819 | 148.3888 | 237.2893 | 418.7156 | 713.2119 | 1132.485 | 2050.6289 | 3132.1775 | 3132.1775 | 3132.1775 | 3132.1775 | 3132.1775 | 3132.1775 | 3132.1775 | 3132.1775 | 3132.1775 | 3132.1775 | 3132.1775 | 3132.1775 | 3132.1775 | 3132.1775 | 3132.1775 | 3132.1775
| 18722.2684 | 54942.5101 | Net benefit | 0 | 0 | -31.1934 | 2.349 | 9.572 | 22.3224 | 45.3932 | 85.3699 | 148.0769 | 236.9773 | 418.4036 | 712.9 | 1132.1731 | 2050.317 | 3131.8656 | 3131.8656 | 3131.8656 | 3131.8656 | 3131.8656 | 3131.8656 | 3131.8656 | 3131.8656 | 3131.8656 | 3131.8656 | 3131.8656 | 3131.8656 | 3131.8656 | 3131.8656 | 3131.8656 | 3131.8656
|  |  | EUE Value ($m, real $2024) | 0 | 1.282e-05 | 3.4821e-06 | 0.014926 | 0.031325 | 0.049245 | 0.0828 | 0.17148 | 0.41488 | 1.0535 | 3.7893 | 9.1347 | 20.2703 | 53.0737 | 129.8672 | 129.8672 | 129.8672 | 129.8672 | 129.8672 | 129.8672 | 129.8672 | 129.8672 | 129.8672 | 129.8672 | 129.8672 | 129.8672 | 129.8672 | 129.8672 | 129.8672 | 129.8672
|  |  | Annualised capex | 0 | 0 | 1.7059 | 1.7059 | 1.7059 | 1.7059 | 1.7059 | 1.7059 | 1.7059 | 1.7059 | 1.7059 | 1.7059 | 1.7059 | 1.7059 | 1.7059 | 1.7059 | 1.7059 | 1.7059 | 1.7059 | 1.7059 | 1.7059 | 1.7059 | 1.7059 | 1.7059 | 1.7059 | 1.7059 | 1.7059 | 1.7059 | 1.7059 | 1.7059
|  |  | Annualised cost (capex+opex) | 0 | 0 | 1.7059 | 2.0178 | 2.0178 | 2.0178 | 2.0178 | 2.0178 | 2.0178 | 2.0178 | 2.0178 | 2.0178 | 2.0178 | 2.0178 | 2.0178 | 2.0178 | 2.0178 | 2.0178 | 2.0178 | 2.0178 | 2.0178 | 2.0178 | 2.0178 | 2.0178 | 2.0178 | 2.0178 | 2.0178 | 2.0178 | 2.0178 | 2.0178
|  |  | Optimal timing (interim calc) | 0 | 0 | 0 | 1 | 1 | 1 | 1 | 1 | 1 | 1 | 1 | 1 | 1 | 1 | 1 | 1 | 1 | 1 | 1 | 1 | 1 | 1 | 1 | 1 | 1 | 1 | 1 | 1 | 1 | 1
|  |  | Optimal timing | - | - | - | Yes | - | - | - | - | - | - | - | - | - | - | - | - | - | - | - | - | - | - | - | - | - | - | - | - | - | -
Adjusted For Optimal Timing: | 27.9939 | 31.1934 | Capex | 0 | 0 | 31.1934 | 0 | 0 | 0 | 0 | 0 | 0 | 0 | 0 | 0 | 0 | 0 | 0 | 0 | 0 | 0 | 0 | 0 | 0 | 0 | 0 | 0 | 0 | 0 | 0 | 0 | 0 | 0
| 3.8667 | 8.4222 | Opex | 0 | 0 | 0 | 0.31193 | 0.31193 | 0.31193 | 0.31193 | 0.31193 | 0.31193 | 0.31193 | 0.31193 | 0.31193 | 0.31193 | 0.31193 | 0.31193 | 0.31193 | 0.31193 | 0.31193 | 0.31193 | 0.31193 | 0.31193 | 0.31193 | 0.31193 | 0.31193 | 0.31193 | 0.31193 | 0.31193 | 0.31193 | 0.31193 | 0.31193
| 18754.129 | 54982.1257 | Reduction in unserved energy | 0 | 0 | 0 | 2.6609 | 9.884 | 22.6344 | 45.7051 | 85.6819 | 148.3888 | 237.2893 | 418.7156 | 713.2119 | 1132.485 | 2050.6289 | 3132.1775 | 3132.1775 | 3132.1775 | 3132.1775 | 3132.1775 | 3132.1775 | 3132.1775 | 3132.1775 | 3132.1775 | 3132.1775 | 3132.1775 | 3132.1775 | 3132.1775 | 3132.1775 | 3132.1775 | 3132.1775
| 18722.2684 | 54942.5101 | Net benefit | 0 | 0 | -31.1934 | 2.349 | 9.572 | 22.3224 | 45.3932 | 85.3699 | 148.0769 | 236.9773 | 418.4036 | 712.9 | 1132.1731 | 2050.317 | 3131.8656 | 3131.8656 | 3131.8656 | 3131.8656 | 3131.8656 | 3131.8656 | 3131.8656 | 3131.8656 | 3131.8656 | 3131.8656 | 3131.8656 | 3131.8656 | 3131.8656 | 3131.8656 | 3131.8656 | 3131.8656
Option 3
Determining Optimal Timing: | Discounted | Undiscounted
| 13.6626 | 15.2241 | Capex | 0 | 0 | 15.2241 | 0 | 0 | 0 | 0 | 0 | 0 | 0 | 0 | 0 | 0 | 0 | 0 | 0 | 0 | 0 | 0 | 0 | 0 | 0 | 0 | 0 | 0 | 0 | 0 | 0 | 0 | 0
| 1.8872 | 4.1105 | Opex | 0 | 0 | 0 | 0.15224 | 0.15224 | 0.15224 | 0.15224 | 0.15224 | 0.15224 | 0.15224 | 0.15224 | 0.15224 | 0.15224 | 0.15224 | 0.15224 | 0.15224 | 0.15224 | 0.15224 | 0.15224 | 0.15224 | 0.15224 | 0.15224 | 0.15224 | 0.15224 | 0.15224 | 0.15224 | 0.15224 | 0.15224 | 0.15224 | 0.15224
| 17425.6998 | 50929.6324 | Reduction in unserved energy | 0 | 0 | 0 | 2.6609 | 9.8839 | 22.6343 | 45.7056 | 85.6839 | 148.3195 | 236.7108 | 417.0525 | 707.0185 | 1113.9197 | 1953.5227 | 2886.6575 | 2886.6575 | 2886.6575 | 2886.6575 | 2886.6575 | 2886.6575 | 2886.6575 | 2886.6575 | 2886.6575 | 2886.6575 | 2886.6575 | 2886.6575 | 2886.6575 | 2886.6575 | 2886.6575 | 2886.6575
| 17410.15 | 50910.2978 | Net benefit | 0 | 0 | -15.2241 | 2.5087 | 9.7317 | 22.482 | 45.5534 | 85.5316 | 148.1672 | 236.5586 | 416.9003 | 706.8662 | 1113.7675 | 1953.3705 | 2886.5053 | 2886.5053 | 2886.5053 | 2886.5053 | 2886.5053 | 2886.5053 | 2886.5053 | 2886.5053 | 2886.5053 | 2886.5053 | 2886.5053 | 2886.5053 | 2886.5053 | 2886.5053 | 2886.5053 | 2886.5053
|  |  | EUE Value ($m, real $2024) | 0 | 1.282e-05 | 4.9163e-06 | 0.014932 | 0.031399 | 0.049312 | 0.082279 | 0.16946 | 0.48423 | 1.6319 | 5.4523 | 15.3281 | 38.8356 | 150.18 | 375.3872 | 375.3872 | 375.3872 | 375.3872 | 375.3872 | 375.3872 | 375.3872 | 375.3872 | 375.3872 | 375.3872 | 375.3872 | 375.3872 | 375.3872 | 375.3872 | 375.3872 | 375.3872
|  |  | Annualised capex | 0 | 0 | 0.83258 | 0.83258 | 0.83258 | 0.83258 | 0.83258 | 0.83258 | 0.83258 | 0.83258 | 0.83258 | 0.83258 | 0.83258 | 0.83258 | 0.83258 | 0.83258 | 0.83258 | 0.83258 | 0.83258 | 0.83258 | 0.83258 | 0.83258 | 0.83258 | 0.83258 | 0.83258 | 0.83258 | 0.83258 | 0.83258 | 0.83258 | 0.83258
|  |  | Annualised cost (capex+opex) | 0 | 0 | 0.83258 | 0.98482 | 0.98482 | 0.98482 | 0.98482 | 0.98482 | 0.98482 | 0.98482 | 0.98482 | 0.98482 | 0.98482 | 0.98482 | 0.98482 | 0.98482 | 0.98482 | 0.98482 | 0.98482 | 0.98482 | 0.98482 | 0.98482 | 0.98482 | 0.98482 | 0.98482 | 0.98482 | 0.98482 | 0.98482 | 0.98482 | 0.98482
|  |  | Optimal timing (interim calc) | 0 | 0 | 0 | 1 | 1 | 1 | 1 | 1 | 1 | 1 | 1 | 1 | 1 | 1 | 1 | 1 | 1 | 1 | 1 | 1 | 1 | 1 | 1 | 1 | 1 | 1 | 1 | 1 | 1 | 1
|  |  | Optimal timing | - | - | - | Yes | - | - | - | - | - | - | - | - | - | - | - | - | - | - | - | - | - | - | - | - | - | - | - | - | - | -
Adjusted For Optimal Timing: | 13.6626 | 15.2241 | Capex | 0 | 0 | 15.2241 | 0 | 0 | 0 | 0 | 0 | 0 | 0 | 0 | 0 | 0 | 0 | 0 | 0 | 0 | 0 | 0 | 0 | 0 | 0 | 0 | 0 | 0 | 0 | 0 | 0 | 0 | 0
| 1.8872 | 4.1105 | Opex | 0 | 0 | 0 | 0.15224 | 0.15224 | 0.15224 | 0.15224 | 0.15224 | 0.15224 | 0.15224 | 0.15224 | 0.15224 | 0.15224 | 0.15224 | 0.15224 | 0.15224 | 0.15224 | 0.15224 | 0.15224 | 0.15224 | 0.15224 | 0.15224 | 0.15224 | 0.15224 | 0.15224 | 0.15224 | 0.15224 | 0.15224 | 0.15224 | 0.15224
| 17425.6998 | 50929.6324 | Reduction in unserved energy | 0 | 0 | 0 | 2.6609 | 9.8839 | 22.6343 | 45.7056 | 85.6839 | 148.3195 | 236.7108 | 417.0525 | 707.0185 | 1113.9197 | 1953.5227 | 2886.6575 | 2886.6575 | 2886.6575 | 2886.6575 | 2886.6575 | 2886.6575 | 2886.6575 | 2886.6575 | 2886.6575 | 2886.6575 | 2886.6575 | 2886.6575 | 2886.6575 | 2886.6575 | 2886.6575 | 2886.6575
| 17410.15 | 50910.2978 | Net benefit | 0 | 0 | -15.2241 | 2.5087 | 9.7317 | 22.482 | 45.5534 | 85.5316 | 148.1672 | 236.5586 | 416.9003 | 706.8662 | 1113.7675 | 1953.3705 | 2886.5053 | 2886.5053 | 2886.5053 | 2886.5053 | 2886.5053 | 2886.5053 | 2886.5053 | 2886.5053 | 2886.5053 | 2886.5053 | 2886.5053 | 2886.5053 | 2886.5053 | 2886.5053 | 2886.5053 | 2886.5053
Option 4
Determining Optimal Timing: | Discounted | Undiscounted
| 37.859 | 42.1859 | Capex | 0 | 0 | 42.1859 | 0 | 0 | 0 | 0 | 0 | 0 | 0 | 0 | 0 | 0 | 0 | 0 | 0 | 0 | 0 | 0 | 0 | 0 | 0 | 0 | 0 | 0 | 0 | 0 | 0 | 0 | 0
| 5.2293 | 11.3902 | Opex | 0 | 0 | 0 | 0.42186 | 0.42186 | 0.42186 | 0.42186 | 0.42186 | 0.42186 | 0.42186 | 0.42186 | 0.42186 | 0.42186 | 0.42186 | 0.42186 | 0.42186 | 0.42186 | 0.42186 | 0.42186 | 0.42186 | 0.42186 | 0.42186 | 0.42186 | 0.42186 | 0.42186 | 0.42186 | 0.42186 | 0.42186 | 0.42186 | 0.42186
| 18789.1957 | 55084.9837 | Reduction in unserved energy | 0 | 0 | 0 | 2.6758 | 9.915 | 22.6823 | 45.7843 | 85.8436 | 148.7367 | 237.8965 | 419.6959 | 714.5979 | 1134.3526 | 2053.8112 | 3138.062 | 3138.062 | 3138.062 | 3138.062 | 3138.062 | 3138.062 | 3138.062 | 3138.062 | 3138.062 | 3138.062 | 3138.062 | 3138.062 | 3138.062 | 3138.062 | 3138.062 | 3138.062
| 18746.1074 | 55031.4075 | Net benefit | 0 | 0 | -42.1859 | 2.254 | 9.4932 | 22.2605 | 45.3624 | 85.4218 | 148.3148 | 237.4746 | 419.274 | 714.1761 | 1133.9307 | 2053.3893 | 3137.6401 | 3137.6401 | 3137.6401 | 3137.6401 | 3137.6401 | 3137.6401 | 3137.6401 | 3137.6401 | 3137.6401 | 3137.6401 | 3137.6401 | 3137.6401 | 3137.6401 | 3137.6401 | 3137.6401 | 3137.6401
|  |  | EUE Value ($m, real $2024) | 0 | 1.282e-05 | 2.5234e-06 | 2.4168e-06 | 0.00026334 | 0.0012549 | 0.0036341 | 0.009702 | 0.06701 | 0.44627 | 2.809 | 7.7487 | 18.4027 | 49.8915 | 123.9827 | 123.9827 | 123.9827 | 123.9827 | 123.9827 | 123.9827 | 123.9827 | 123.9827 | 123.9827 | 123.9827 | 123.9827 | 123.9827 | 123.9827 | 123.9827 | 123.9827 | 123.9827
|  |  | Annualised capex | 0 | 0 | 2.3071 | 2.3071 | 2.3071 | 2.3071 | 2.3071 | 2.3071 | 2.3071 | 2.3071 | 2.3071 | 2.3071 | 2.3071 | 2.3071 | 2.3071 | 2.3071 | 2.3071 | 2.3071 | 2.3071 | 2.3071 | 2.3071 | 2.3071 | 2.3071 | 2.3071 | 2.3071 | 2.3071 | 2.3071 | 2.3071 | 2.3071 | 2.3071
|  |  | Annualised cost (capex+opex) | 0 | 0 | 2.3071 | 2.7289 | 2.7289 | 2.7289 | 2.7289 | 2.7289 | 2.7289 | 2.7289 | 2.7289 | 2.7289 | 2.7289 | 2.7289 | 2.7289 | 2.7289 | 2.7289 | 2.7289 | 2.7289 | 2.7289 | 2.7289 | 2.7289 | 2.7289 | 2.7289 | 2.7289 | 2.7289 | 2.7289 | 2.7289 | 2.7289 | 2.7289
|  |  | Optimal timing (interim calc) | 0 | 0 | 0 | 0 | 1 | 1 | 1 | 1 | 1 | 1 | 1 | 1 | 1 | 1 | 1 | 1 | 1 | 1 | 1 | 1 | 1 | 1 | 1 | 1 | 1 | 1 | 1 | 1 | 1 | 1
|  |  | Optimal timing | - | - | - | - | Yes | - | - | - | - | - | - | - | - | - | - | - | - | - | - | - | - | - | - | - | - | - | - | - | - | -
[11 empty] | 1 | 2 | 3 | 4 | 5 | 6 | 7 | 8 | 9 | 10 | 11 | 12 | 13 | 14 | 15 | 16 | 17 | 18 | 19
Adjusted For Optimal Timing: | 35.8649 | 42.1859 | Capex | 0 | 0 | 0 | 42.1859 | 0 | 0 | 0 | 0 | 0 | 0 | 0 | 0 | 0 | 0 | 0 | 0 | 0 | 0 | 0 | 0 | 0 | 0 | 0 | 0 | 0 | 0 | 0 | 0 | 0 | 0
| 4.8707 | 10.9683 | Opex | 0 | 0 | 0 | 0 | 0.42186 | 0.42186 | 0.42186 | 0.42186 | 0.42186 | 0.42186 | 0.42186 | 0.42186 | 0.42186 | 0.42186 | 0.42186 | 0.42186 | 0.42186 | 0.42186 | 0.42186 | 0.42186 | 0.42186 | 0.42186 | 0.42186 | 0.42186 | 0.42186 | 0.42186 | 0.42186 | 0.42186 | 0.42186 | 0.42186
| 18786.9208 | 55082.3078 | Reduction in unserved energy | 0 | 0 | 0 | 0 | 9.915 | 22.6823 | 45.7843 | 85.8436 | 148.7367 | 237.8965 | 419.6959 | 714.5979 | 1134.3526 | 2053.8112 | 3138.062 | 3138.062 | 3138.062 | 3138.062 | 3138.062 | 3138.062 | 3138.062 | 3138.062 | 3138.062 | 3138.062 | 3138.062 | 3138.062 | 3138.062 | 3138.062 | 3138.062 | 3138.062
| 18746.1852 | 55029.1536 | Net benefit | 0 | 0 | 0 | -42.1859 | 9.4932 | 22.2605 | 45.3624 | 85.4218 | 148.3148 | 237.4746 | 419.274 | 714.1761 | 1133.9307 | 2053.3893 | 3137.6401 | 3137.6401 | 3137.6401 | 3137.6401 | 3137.6401 | 3137.6401 | 3137.6401 | 3137.6401 | 3137.6401 | 3137.6401 | 3137.6401 | 3137.6401 | 3137.6401 | 3137.6401 | 3137.6401 | 3137.6401
Option 5
Determining Optimal Timing: | Discounted | Undiscounted
| 8.1295 | 9.0586 | Capex | 0 | 0 | 9.0586 | 0 | 0 | 0 | 0 | 0 | 0 | 0 | 0 | 0 | 0 | 0 | 0 | 0 | 0 | 0 | 0 | 0 | 0 | 0 | 0 | 0 | 0 | 0 | 0 | 0 | 0 | 0
| 1.1229 | 2.4458 | Opex | 0 | 0 | 0 | 0.090586 | 0.090586 | 0.090586 | 0.090586 | 0.090586 | 0.090586 | 0.090586 | 0.090586 | 0.090586 | 0.090586 | 0.090586 | 0.090586 | 0.090586 | 0.090586 | 0.090586 | 0.090586 | 0.090586 | 0.090586 | 0.090586 | 0.090586 | 0.090586 | 0.090586 | 0.090586 | 0.090586 | 0.090586 | 0.090586 | 0.090586
| 11503.9407 | 33407.6278 | Reduction in unserved energy | 0 | 0 | 0 | 2.597 | 9.6823 | 21.7888 | 42.401 | 76.8648 | 125.0364 | 189.8528 | 320.6335 | 517.1488 | 779.7885 | 1295.7114 | 1876.6327 | 1876.6327 | 1876.6327 | 1876.6327 | 1876.6327 | 1876.6327 | 1876.6327 | 1876.6327 | 1876.6327 | 1876.6327 | 1876.6327 | 1876.6327 | 1876.6327 | 1876.6327 | 1876.6327 | 1876.6327
| 11494.6883 | 33396.1234 | Net benefit | 0 | 0 | -9.0586 | 2.5064 | 9.5917 | 21.6982 | 42.3104 | 76.7742 | 124.9458 | 189.7623 | 320.5429 | 517.0582 | 779.6979 | 1295.6209 | 1876.5421 | 1876.5421 | 1876.5421 | 1876.5421 | 1876.5421 | 1876.5421 | 1876.5421 | 1876.5421 | 1876.5421 | 1876.5421 | 1876.5421 | 1876.5421 | 1876.5421 | 1876.5421 | 1876.5421 | 1876.5421
|  |  | EUE Value ($m, real $2024) | 0 | 1.282e-05 | 0.07484 | 0.078833 | 0.23298 | 0.89483 | 3.387 | 8.9885 | 23.7673 | 48.4899 | 101.8713 | 205.1978 | 372.9668 | 807.9913 | 1385.4121 | 1385.4121 | 1385.4121 | 1385.4121 | 1385.4121 | 1385.4121 | 1385.4121 | 1385.4121 | 1385.4121 | 1385.4121 | 1385.4121 | 1385.4121 | 1385.4121 | 1385.4121 | 1385.4121 | 1385.4121
|  |  | Annualised capex | 0 | 0 | 0.4954 | 0.4954 | 0.4954 | 0.4954 | 0.4954 | 0.4954 | 0.4954 | 0.4954 | 0.4954 | 0.4954 | 0.4954 | 0.4954 | 0.4954 | 0.4954 | 0.4954 | 0.4954 | 0.4954 | 0.4954 | 0.4954 | 0.4954 | 0.4954 | 0.4954 | 0.4954 | 0.4954 | 0.4954 | 0.4954 | 0.4954 | 0.4954
|  |  | Annualised cost (capex+opex) | 0 | 0 | 0.4954 | 0.58598 | 0.58598 | 0.58598 | 0.58598 | 0.58598 | 0.58598 | 0.58598 | 0.58598 | 0.58598 | 0.58598 | 0.58598 | 0.58598 | 0.58598 | 0.58598 | 0.58598 | 0.58598 | 0.58598 | 0.58598 | 0.58598 | 0.58598 | 0.58598 | 0.58598 | 0.58598 | 0.58598 | 0.58598 | 0.58598 | 0.58598
|  |  | Optimal timing (interim calc) | 0 | 0 | 0 | 1 | 1 | 1 | 1 | [19 empty] | 1 | 1 | 1 | 1 | bar: 1 to 19
|  |  | Optimal timing | - | - | - | Yes | - | - | - | [19 empty] | - | - | - | - | bar: 1 to 19
Adjusted For Optimal Timing: | 8.1295 | 9.0586 | Capex | 0 | 0 | 9.0586 | 0 | 0 | 0 | 0 | 0 | 0 | 0 | 0 | 0 | 0 | 0 | 0 | 0 | 0 | 0 | 0 | 0 | 0 | 0 | 0 | 0 | 0 | 0 | 0 | 0 | 0 | 0
| 1.1229 | 2.4458 | Opex | 0 | 0 | 0 | 0.090586 | 0.090586 | 0.090586 | 0.090586 | 0.090586 | 0.090586 | 0.090586 | 0.090586 | 0.090586 | 0.090586 | 0.090586 | 0.090586 | 0.090586 | 0.090586 | 0.090586 | 0.090586 | 0.090586 | 0.090586 | 0.090586 | 0.090586 | 0.090586 | 0.090586 | 0.090586 | 0.090586 | 0.090586 | 0.090586 | 0.090586
| 11503.9407 | 33407.6278 | Reduction in unserved energy | 0 | 0 | 0 | 2.597 | 9.6823 | 21.7888 | 42.401 | 76.8648 | 125.0364 | 189.8528 | 320.6335 | 517.1488 | 779.7885 | 1295.7114 | 1876.6327 | 1876.6327 | 1876.6327 | 1876.6327 | 1876.6327 | 1876.6327 | 1876.6327 | 1876.6327 | 1876.6327 | 1876.6327 | 1876.6327 | 1876.6327 | 1876.6327 | 1876.6327 | 1876.6327 | 1876.6327
| 11494.6883 | 33396.1234 | Net benefit | 0 | 0 | -9.0586 | 2.5064 | 9.5917 | 21.6982 | 42.3104 | 76.7742 | 124.9458 | 189.7623 | 320.5429 | 517.0582 | 779.6979 | 1295.6209 | 1876.5421 | 1876.5421 | 1876.5421 | 1876.5421 | 1876.5421 | 1876.5421 | 1876.5421 | 1876.5421 | 1876.5421 | 1876.5421 | 1876.5421 | 1876.5421 | 1876.5421 | 1876.5421 | 1876.5421 | 1876.5421
Option 6
Determining Optimal Timing: | Discounted | Undiscounted
| 36.4859 | 40.6559 | Capex | 0 | 0 | 40.6559 | 0 | 0 | 0 | 0 | 0 | 0 | 0 | 0 | 0 | 0 | 0 | 0 | 0 | 0 | 0 | 0 | 0 | 0 | 0 | 0 | 0 | 0 | 0 | 0 | 0 | 0 | 0
| 5.0397 | 10.9771 | Opex | 0 | 0 | 0 | 0.40656 | 0.40656 | 0.40656 | 0.40656 | 0.40656 | 0.40656 | 0.40656 | 0.40656 | 0.40656 | 0.40656 | 0.40656 | 0.40656 | 0.40656 | 0.40656 | 0.40656 | 0.40656 | 0.40656 | 0.40656 | 0.40656 | 0.40656 | 0.40656 | 0.40656 | 0.40656 | 0.40656 | 0.40656 | 0.40656 | 0.40656
| 16481.3459 | 48078.4347 | Reduction in unserved energy | 0 | 0 | 0 | 2.6758 | 9.9148 | 22.6818 | 45.7831 | 85.8306 | 148.4142 | 235.9168 | 414.5885 | 696.3235 | 1083.1599 | 1859.4508 | 2717.1059 | 2717.1059 | 2717.1059 | 2717.1059 | 2717.1059 | 2717.1059 | 2717.1059 | 2717.1059 | 2717.1059 | 2717.1059 | 2717.1059 | 2717.1059 | 2717.1059 | 2717.1059 | 2717.1059 | 2717.1059
| 16439.8204 | 48026.8017 | Net benefit | 0 | 0 | -40.6559 | 2.2693 | 9.5082 | 22.2753 | 45.3765 | 85.424 | 148.0076 | 235.5103 | 414.1819 | 695.917 | 1082.7534 | 1859.0443 | 2716.6994 | 2716.6994 | 2716.6994 | 2716.6994 | 2716.6994 | 2716.6994 | 2716.6994 | 2716.6994 | 2716.6994 | 2716.6994 | 2716.6994 | 2716.6994 | 2716.6994 | 2716.6994 | 2716.6994 | 2716.6994
|  |  | EUE Value ($m, real $2024) | 0 | 1.282e-05 | 4.4389e-06 | 2.1806e-05 | 0.00050734 | 0.0017872 | 0.0048552 | 0.02277 | 0.38949 | 2.4259 | 7.9164 | 26.023 | 69.5954 | 244.2519 | 544.9388 | 544.9388 | 544.9388 | 544.9388 | 544.9388 | 544.9388 | 544.9388 | 544.9388 | 544.9388 | 544.9388 | 544.9388 | 544.9388 | 544.9388 | 544.9388 | 544.9388 | 544.9388
|  |  | Annualised capex | 0 | 0 | 2.2234 | 2.2234 | 2.2234 | 2.2234 | 2.2234 | 2.2234 | 2.2234 | 2.2234 | 2.2234 | 2.2234 | 2.2234 | 2.2234 | 2.2234 | 2.2234 | 2.2234 | 2.2234 | 2.2234 | 2.2234 | 2.2234 | 2.2234 | 2.2234 | 2.2234 | 2.2234 | 2.2234 | 2.2234 | 2.2234 | 2.2234 | 2.2234
|  |  | Annualised cost (capex+opex) | 0 | 0 | 2.2234 | 2.63 | 2.63 | 2.63 | 2.63 | 2.63 | 2.63 | 2.63 | 2.63 | 2.63 | 2.63 | 2.63 | 2.63 | 2.63 | 2.63 | 2.63 | 2.63 | 2.63 | 2.63 | 2.63 | 2.63 | 2.63 | 2.63 | 2.63 | 2.63 | 2.63 | 2.63 | 2.63
|  |  | Optimal timing (interim calc) | 0 | 0 | 0 | 1 | 1 | 1 | 1 | [19 empty] | 1 | 1 | 1 | 1 | bar: 1 to 19
|  |  | Optimal timing | - | - | - | Yes | - | - | - | [19 empty] | - | - | - | - | bar: 1 to 19
Adjusted For Optimal Timing: | 36.4859 | 40.6559 | Capex | 0 | 0 | 40.6559 | 0 | 0 | 0 | 0 | 0 | 0 | 0 | 0 | 0 | 0 | 0 | 0 | 0 | 0 | 0 | 0 | 0 | 0 | 0 | 0 | 0 | 0 | 0 | 0 | 0 | 0 | 0
| 5.0397 | 10.9771 | Opex | 0 | 0 | 0 | 0.40656 | 0.40656 | 0.40656 | 0.40656 | 0.40656 | 0.40656 | 0.40656 | 0.40656 | 0.40656 | 0.40656 | 0.40656 | 0.40656 | 0.40656 | 0.40656 | 0.40656 | 0.40656 | 0.40656 | 0.40656 | 0.40656 | 0.40656 | 0.40656 | 0.40656 | 0.40656 | 0.40656 | 0.40656 | 0.40656 | 0.40656
| 16481.3459 | 48078.4347 | Reduction in unserved energy | 0 | 0 | 0 | 2.6758 | 9.9148 | 22.6818 | 45.7831 | 85.8306 | 148.4142 | 235.9168 | 414.5885 | 696.3235 | 1083.1599 | 1859.4508 | 2717.1059 | 2717.1059 | 2717.1059 | 2717.1059 | 2717.1059 | 2717.1059 | 2717.1059 | 2717.1059 | 2717.1059 | 2717.1059 | 2717.1059 | 2717.1059 | 2717.1059 | 2717.1059 | 2717.1059 | 2717.1059
| 16439.8204 | 48026.8017 | Net benefit | 0 | 0 | -40.6559 | 2.2693 | 9.5082 | 22.2753 | 45.3765 | 85.424 | 148.0076 | 235.5103 | 414.1819 | 695.917 | 1082.7534 | 1859.0443 | 2716.6994 | 2716.6994 | 2716.6994 | 2716.6994 | 2716.6994 | 2716.6994 | 2716.6994 | 2716.6994 | 2716.6994 | 2716.6994 | 2716.6994 | 2716.6994 | 2716.6994 | 2716.6994 | 2716.6994 | 2716.6994
Option 7
Determining Optimal Timing: | Discounted | Undiscounted
| 0 | 0 | Capex | 0 | 0 | 0 | 0 | 0 | 0 | 0 | 0 | 0 | 0 | 0 | 0 | 0 | 0 | 0 | 0 | 0 | 0 | 0 | 0 | 0 | 0 | 0 | 0 | 0 | 0 | 0 | 0 | 0 | 0
| 0 | 0 | Opex | 0 | 0 | 0 | 0 | 0 | 0 | 0 | 0 | 0 | 0 | 0 | 0 | 0 | 0 | 0 | 0 | 0 | 0 | 0 | 0 | 0 | 0 | 0 | 0 | 0 | 0 | 0 | 0 | 0 | 0
| 0 | 0 | Reduction in unserved energy | 0 | 0 | 0 | 0 | 0 | 0 | 0 | 0 | 0 | 0 | 0 | 0 | 0 | 0 | 0 | 0 | 0 | 0 | 0 | 0 | 0 | 0 | 0 | 0 | 0 | 0 | 0 | 0 | 0 | 0
| 0 | 0 | Net benefit | 0 | 0 | 0 | 0 | 0 | 0 | 0 | 0 | 0 | 0 | 0 | 0 | 0 | 0 | 0 | 0 | 0 | 0 | 0 | 0 | 0 | 0 | 0 | 0 | 0 | 0 | 0 | 0 | 0 | 0
|  |  | EUE Value ($m, real $2024) | 0 | 0 | 0 | 0 | 0 | 0 | 0 | 0 | 0 | 0 | 0 | 0 | 0 | 0 | 0 | 0 | 0 | 0 | 0 | 0 | 0 | 0 | 0 | 0 | 0 | 0 | 0 | 0 | 0 | 0
|  |  | Annualised capex | 0 | 0 | 0 | 0 | 0 | 0 | 0 | 0 | 0 | 0 | 0 | 0 | 0 | 0 | 0 | 0 | 0 | 0 | 0 | 0 | 0 | 0 | 0 | 0 | 0 | 0 | 0 | 0 | 0 | 0
|  |  | Annualised cost (capex+opex) | 0 | 0 | 0 | 0 | 0 | 0 | 0 | 0 | 0 | 0 | 0 | 0 | 0 | 0 | 0 | 0 | 0 | 0 | 0 | 0 | 0 | 0 | 0 | 0 | 0 | 0 | 0 | 0 | 0 | 0
|  |  | Optimal timing (interim calc) | 0 | 0 | 0 | 0 | 0 | 0 | 0 | 0 | 0 | 0 | 0 | 0 | 0 | 0 | 0 | 0 | 0 | 0 | 0 | 0 | 0 | 0 | 0 | 0 | 0 | 0 | 0 | 0 | 0 | 0
|  |  | Optimal timing | - | - | - | - | - | - | - | [19 empty] | - | - | - | - | bar: 1 to 19
Adjusted For Optimal Timing: | 0 | 0 | Capex | 0 | 0 | 0 | 0 | 0 | 0 | 0 | 0 | 0 | 0 | 0 | 0 | 0 | 0 | 0 | 0 | 0 | 0 | 0 | 0 | 0 | 0 | 0 | 0 | 0 | 0 | 0 | 0 | 0 | 0
| 0 | 0 | Opex | 0 | 0 | 0 | 0 | 0 | 0 | 0 | 0 | 0 | 0 | 0 | 0 | 0 | 0 | 0 | 0 | 0 | 0 | 0 | 0 | 0 | 0 | 0 | 0 | 0 | 0 | 0 | 0 | 0 | 0
| 0 | 0 | Reduction in unserved energy | 0 | 0 | 0 | 0 | 0 | 0 | 0 | 0 | 0 | 0 | 0 | 0 | 0 | 0 | 0 | 0 | 0 | 0 | 0 | 0 | 0 | 0 | 0 | 0 | 0 | 0 | 0 | 0 | 0 | 0
| 0 | 0 | Net benefit | 0 | 0 | 0 | 0 | 0 | 0 | 0 | 0 | 0 | 0 | 0 | 0 | 0 | 0 | 0 | 0 | 0 | 0 | 0 | 0 | 0 | 0 | 0 | 0 | 0 | 0 | 0 | 0 | 0 | 0
Option 8
Determining Optimal Timing: | Discounted | Undiscounted
| 0 | 0 | Capex | 0 | 0 | 0 | 0 | 0 | 0 | 0 | 0 | 0 | 0 | 0 | 0 | 0 | 0 | 0 | 0 | 0 | 0 | 0 | 0 | 0 | 0 | 0 | 0 | 0 | 0 | 0 | 0 | 0 | 0
| 0 | 0 | Opex | 0 | 0 | 0 | 0 | 0 | 0 | 0 | 0 | 0 | 0 | 0 | 0 | 0 | 0 | 0 | 0 | 0 | 0 | 0 | 0 | 0 | 0 | 0 | 0 | 0 | 0 | 0 | 0 | 0 | 0
| 0 | 0 | Reduction in unserved energy | 0 | 0 | 0 | 0 | 0 | 0 | 0 | 0 | 0 | 0 | 0 | 0 | 0 | 0 | 0 | 0 | 0 | 0 | 0 | 0 | 0 | 0 | 0 | 0 | 0 | 0 | 0 | 0 | 0 | 0
| 0 | 0 | Net benefit | 0 | 0 | 0 | 0 | 0 | 0 | 0 | 0 | 0 | 0 | 0 | 0 | 0 | 0 | 0 | 0 | 0 | 0 | 0 | 0 | 0 | 0 | 0 | 0 | 0 | 0 | 0 | 0 | 0 | 0
|  |  | EUE Value ($m, real $2024) | 0 | 0 | 0 | 0 | 0 | 0 | 0 | 0 | 0 | 0 | 0 | 0 | 0 | 0 | 0 | 0 | 0 | 0 | 0 | 0 | 0 | 0 | 0 | 0 | 0 | 0 | 0 | 0 | 0 | 0
|  |  | Annualised capex | 0 | 0 | 0 | 0 | 0 | 0 | 0 | 0 | 0 | 0 | 0 | 0 | 0 | 0 | 0 | 0 | 0 | 0 | 0 | 0 | 0 | 0 | 0 | 0 | 0 | 0 | 0 | 0 | 0 | 0
|  |  | Annualised cost (capex+opex) | 0 | 0 | 0 | 0 | 0 | 0 | 0 | 0 | 0 | 0 | 0 | 0 | 0 | 0 | 0 | 0 | 0 | 0 | 0 | 0 | 0 | 0 | 0 | 0 | 0 | 0 | 0 | 0 | 0 | 0
|  |  | Optimal timing (interim calc) | 0 | 0 | 0 | 0 | 0 | 0 | 0 | 0 | 0 | 0 | 0 | 0 | 0 | 0 | 0 | 0 | 0 | 0 | 0 | 0 | 0 | 0 | 0 | 0 | 0 | 0 | 0 | 0 | 0 | 0
|  |  | Optimal timing | - | - | - | - | - | - | - | [19 empty] | - | - | - | - | bar: 1 to 19
Adjusted For Optimal Timing: | 0 | 0 | Capex | 0 | 0 | 0 | 0 | 0 | 0 | 0 | 0 | 0 | 0 | 0 | 0 | 0 | 0 | 0 | 0 | 0 | 0 | 0 | 0 | 0 | 0 | 0 | 0 | 0 | 0 | 0 | 0 | 0 | 0
| 0 | 0 | Opex | 0 | 0 | 0 | 0 | 0 | 0 | 0 | 0 | 0 | 0 | 0 | 0 | 0 | 0 | 0 | 0 | 0 | 0 | 0 | 0 | 0 | 0 | 0 | 0 | 0 | 0 | 0 | 0 | 0 | 0
| 0 | 0 | Reduction in unserved energy | 0 | 0 | 0 | 0 | 0 | 0 | 0 | 0 | 0 | 0 | 0 | 0 | 0 | 0 | 0 | 0 | 0 | 0 | 0 | 0 | 0 | 0 | 0 | 0 | 0 | 0 | 0 | 0 | 0 | 0
| 0 | 0 | Net benefit | 0 | 0 | 0 | 0 | 0 | 0 | 0 | 0 | 0 | 0 | 0 | 0 | 0 | 0 | 0 | 0 | 0 | 0 | 0 | 0 | 0 | 0 | 0 | 0 | 0 | 0 | 0 | 0 | 0 | 0
Option 9
Determining Optimal Timing: | Discounted | Undiscounted
| 0 | 0 | Capex | 0 | 0 | 0 | 0 | 0 | 0 | 0 | 0 | 0 | 0 | 0 | 0 | 0 | 0 | 0 | 0 | 0 | 0 | 0 | 0 | 0 | 0 | 0 | 0 | 0 | 0 | 0 | 0 | 0 | 0
| 0 | 0 | Opex | 0 | 0 | 0 | 0 | 0 | 0 | 0 | 0 | 0 | 0 | 0 | 0 | 0 | 0 | 0 | 0 | 0 | 0 | 0 | 0 | 0 | 0 | 0 | 0 | 0 | 0 | 0 | 0 | 0 | 0
| 0 | 0 | Reduction in unserved energy | 0 | 0 | 0 | 0 | 0 | 0 | 0 | 0 | 0 | 0 | 0 | 0 | 0 | 0 | 0 | 0 | 0 | 0 | 0 | 0 | 0 | 0 | 0 | 0 | 0 | 0 | 0 | 0 | 0 | 0
| 0 | 0 | Net benefit | 0 | 0 | 0 | 0 | 0 | 0 | 0 | 0 | 0 | 0 | 0 | 0 | 0 | 0 | 0 | 0 | 0 | 0 | 0 | 0 | 0 | 0 | 0 | 0 | 0 | 0 | 0 | 0 | 0 | 0
|  |  | EUE Value ($m, real $2024) | 0 | 0 | 0 | 0 | 0 | 0 | 0 | 0 | 0 | 0 | 0 | 0 | 0 | 0 | 0 | 0 | 0 | 0 | 0 | 0 | 0 | 0 | 0 | 0 | 0 | 0 | 0 | 0 | 0 | 0
|  |  | Annualised capex | 0 | 0 | 0 | 0 | 0 | 0 | 0 | 0 | 0 | 0 | 0 | 0 | 0 | 0 | 0 | 0 | 0 | 0 | 0 | 0 | 0 | 0 | 0 | 0 | 0 | 0 | 0 | 0 | 0 | 0
|  |  | Annualised cost (capex+opex) | 0 | 0 | 0 | 0 | 0 | 0 | 0 | 0 | 0 | 0 | 0 | 0 | 0 | 0 | 0 | 0 | 0 | 0 | 0 | 0 | 0 | 0 | 0 | 0 | 0 | 0 | 0 | 0 | 0 | 0
|  |  | Optimal timing (interim calc) | 0 | 0 | 0 | 0 | 0 | 0 | 0 | 0 | 0 | 0 | 0 | 0 | 0 | 0 | 0 | 0 | 0 | 0 | 0 | 0 | 0 | 0 | 0 | 0 | 0 | 0 | 0 | 0 | 0 | 0
|  |  | Optimal timing | - | - | - | - | - | - | - | [19 empty] | - | - | - | - | bar: 1 to 19
Adjusted For Optimal Timing: | 0 | 0 | Capex | 0 | 0 | 0 | 0 | 0 | 0 | 0 | 0 | 0 | 0 | 0 | 0 | 0 | 0 | 0 | 0 | 0 | 0 | 0 | 0 | 0 | 0 | 0 | 0 | 0 | 0 | 0 | 0 | 0 | 0
| 0 | 0 | Opex | 0 | 0 | 0 | 0 | 0 | 0 | 0 | 0 | 0 | 0 | 0 | 0 | 0 | 0 | 0 | 0 | 0 | 0 | 0 | 0 | 0 | 0 | 0 | 0 | 0 | 0 | 0 | 0 | 0 | 0
| 0 | 0 | Reduction in unserved energy | 0 | 0 | 0 | 0 | 0 | 0 | 0 | 0 | 0 | 0 | 0 | 0 | 0 | 0 | 0 | 0 | 0 | 0 | 0 | 0 | 0 | 0 | 0 | 0 | 0 | 0 | 0 | 0 | 0 | 0
| 0 | 0 | Net benefit | 0 | 0 | 0 | 0 | 0 | 0 | 0 | 0 | 0 | 0 | 0 | 0 | 0 | 0 | 0 | 0 | 0 | 0 | 0 | 0 | 0 | 0 | 0 | 0 | 0 | 0 | 0 | 0 | 0 | 0
Option 10
Determining Optimal Timing: | Discounted | Undiscounted
| 0 | 0 | Capex | 0 | 0 | 0 | 0 | 0 | 0 | 0 | 0 | 0 | 0 | 0 | 0 | 0 | 0 | 0 | 0 | 0 | 0 | 0 | 0 | 0 | 0 | 0 | 0 | 0 | 0 | 0 | 0 | 0 | 0
| 0 | 0 | Opex | 0 | 0 | 0 | 0 | 0 | 0 | 0 | 0 | 0 | 0 | 0 | 0 | 0 | 0 | 0 | 0 | 0 | 0 | 0 | 0 | 0 | 0 | 0 | 0 | 0 | 0 | 0 | 0 | 0 | 0
| 0 | 0 | Reduction in unserved energy | 0 | 0 | 0 | 0 | 0 | 0 | 0 | 0 | 0 | 0 | 0 | 0 | 0 | 0 | 0 | 0 | 0 | 0 | 0 | 0 | 0 | 0 | 0 | 0 | 0 | 0 | 0 | 0 | 0 | 0
| 0 | 0 | Net benefit | 0 | 0 | 0 | 0 | 0 | 0 | 0 | 0 | 0 | 0 | 0 | 0 | 0 | 0 | 0 | 0 | 0 | 0 | 0 | 0 | 0 | 0 | 0 | 0 | 0 | 0 | 0 | 0 | 0 | 0
|  |  | EUE Value ($m, real $2024) | 0 | 0 | 0 | 0 | 0 | 0 | 0 | 0 | 0 | 0 | 0 | 0 | 0 | 0 | 0 | 0 | 0 | 0 | 0 | 0 | 0 | 0 | 0 | 0 | 0 | 0 | 0 | 0 | 0 | 0
|  |  | Annualised capex | 0 | 0 | 0 | 0 | 0 | 0 | 0 | 0 | 0 | 0 | 0 | 0 | 0 | 0 | 0 | 0 | 0 | 0 | 0 | 0 | 0 | 0 | 0 | 0 | 0 | 0 | 0 | 0 | 0 | 0
|  |  | Annualised cost (capex+opex) | 0 | 0 | 0 | 0 | 0 | 0 | 0 | 0 | 0 | 0 | 0 | 0 | 0 | 0 | 0 | 0 | 0 | 0 | 0 | 0 | 0 | 0 | 0 | 0 | 0 | 0 | 0 | 0 | 0 | 0
|  |  | Optimal timing (interim calc) | 0 | 0 | 0 | 0 | 0 | 0 | 0 | 0 | 0 | 0 | 0 | 0 | 0 | 0 | 0 | 0 | 0 | 0 | 0 | 0 | 0 | 0 | 0 | 0 | 0 | 0 | 0 | 0 | 0 | 0
|  |  | Optimal timing | - | - | - | - | - | - | - | [19 empty] | - | - | - | - | bar: 1 to 19
Adjusted For Optimal Timing: | 0 | 0 | Capex | 0 | 0 | 0 | 0 | 0 | 0 | 0 | 0 | 0 | 0 | 0 | 0 | 0 | 0 | 0 | 0 | 0 | 0 | 0 | 0 | 0 | 0 | 0 | 0 | 0 | 0 | 0 | 0 | 0 | 0
| 0 | 0 | Opex | 0 | 0 | 0 | 0 | 0 | 0 | 0 | 0 | 0 | 0 | 0 | 0 | 0 | 0 | 0 | 0 | 0 | 0 | 0 | 0 | 0 | 0 | 0 | 0 | 0 | 0 | 0 | 0 | 0 | 0
| 0 | 0 | Reduction in unserved energy | 0 | 0 | 0 | 0 | 0 | 0 | 0 | 0 | 0 | 0 | 0 | 0 | 0 | 0 | 0 | 0 | 0 | 0 | 0 | 0 | 0 | 0 | 0 | 0 | 0 | 0 | 0 | 0 | 0 | 0
| 0 | 0 | Net benefit | 0 | 0 | 0 | 0 | 0 | 0 | 0 | 0 | 0 | 0 | 0 | 0 | 0 | 0 | 0 | 0 | 0 | 0 | 0 | 0 | 0 | 0 | 0 | 0 | 0 | 0 | 0 | 0 | 0 | 0

## 3.2.1 NPV (LoDiscount)
Economic inputs and assumptions
Scenario | Discount rate | Lower bound
| Cost | Central
| VCR | Central
|  | Central | Lower bound | Upper bound
| Discount rate | 5.56% | 4.11% | 7%
| Cost | 100% | 80% | 120%
| VCR | 100% | 80% | 120%
Asset life for calculating annualised capex (years) | Option 1 | 45
| Option 2 | 45
| Option 3 | 45
| Option 4 | 45
| Option 5 | 45
| Option 6 | 45
| Option 7 | 0
| Option 8 | 0
| Option 9 | 0
| Option 10 | 0
|  |  |  | 1 | 2 | 3 | 4 | 5 | 6 | 7 | 8 | 9 | 10 | 11 | 12 | 13 | 14 | 15 | 16 | 17 | 18 | 19 | 20 | 21 | 22 | 23 | 24 | 25 | 26 | 27 | 28 | 29 | 30
|  |  |  | FY25 | FY26 | FY27 | FY28 | FY29 | FY30 | FY31 | FY32 | FY33 | FY34 | FY35 | FY36 | FY37 | FY38 | FY39 | FY40 | FY41 | FY42 | FY43 | FY44 | FY45 | FY46 | FY47 | FY48 | FY49 | FY50 | FY51 | FY52 | FY53 | FY54
Outputs | bar: 3 FY27; 7 FY31
Option 1
| Discounted | Undiscounted
| 0 | 0 | Capex | 0 | 0 | 0 | 0 | 0 | 0 | 0 | 0 | 0 | 0 | 0 | 0 | 0 | 0 | 0 | 0 | 0 | 0 | 0 | 0 | 0 | 0 | 0 | 0 | 0 | 0 | 0 | 0 | 0 | 0
| 0 | 0 | Opex | 0 | 0 | 0 | 0 | 0 | 0 | 0 | 0 | 0 | 0 | 0 | 0 | 0 | 0 | 0 | 0 | 0 | 0 | 0 | 0 | 0 | 0 | 0 | 0 | 0 | 0 | 0 | 0 | 0 | 0
| 0 | 0 | Reduction in unserved energy | 0 | 0 | 0 | 0 | 0 | 0 | 0 | 0 | 0 | 0 | 0 | 0 | 0 | 0 | 0 | 0 | 0 | 0 | 0 | 0 | 0 | 0 | 0 | 0 | 0 | 0 | 0 | 0 | 0 | 0
| 0 | 0 | Net benefit | 0 | 0 | 0 | 0 | 0 | 0 | 0 | 0 | 0 | 0 | 0 | 0 | 0 | 0 | 0 | 0 | 0 | 0 | 0 | 0 | 0 | 0 | 0 | 0 | 0 | 0 | 0 | 0 | 0 | 0
|  |  | EUE Value ($m, real $2024) | 0 | 1.282e-05 | 0.018527 | 2.6758 | 9.9153 | 22.6836 | 45.7879 | 85.8533 | 148.8037 | 238.3427 | 422.5048 | 722.3466 | 1152.7553 | 2103.7027 | 3262.0447 | 3262.0447 | 3262.0447 | 3262.0447 | 3262.0447 | 3262.0447 | 3262.0447 | 3262.0447 | 3262.0447 | 3262.0447 | 3262.0447 | 3262.0447 | 3262.0447 | 3262.0447 | 3262.0447 | 3262.0447
Option 2
Determining Optimal Timing: | Discounted | Undiscounted
| 28.7791 | 31.1934 | Capex | 0 | 0 | 31.1934 | 0 | 0 | 0 | 0 | 0 | 0 | 0 | 0 | 0 | 0 | 0 | 0 | 0 | 0 | 0 | 0 | 0 | 0 | 0 | 0 | 0 | 0 | 0 | 0 | 0 | 0 | 0
| 4.6421 | 8.4222 | Opex | 0 | 0 | 0 | 0.31193 | 0.31193 | 0.31193 | 0.31193 | 0.31193 | 0.31193 | 0.31193 | 0.31193 | 0.31193 | 0.31193 | 0.31193 | 0.31193 | 0.31193 | 0.31193 | 0.31193 | 0.31193 | 0.31193 | 0.31193 | 0.31193 | 0.31193 | 0.31193 | 0.31193 | 0.31193 | 0.31193 | 0.31193 | 0.31193 | 0.31193
| 24499.0866 | 54982.1257 | Reduction in unserved energy | 0 | 0 | 0 | 2.6609 | 9.884 | 22.6344 | 45.7051 | 85.6819 | 148.3888 | 237.2893 | 418.7156 | 713.2119 | 1132.485 | 2050.6289 | 3132.1775 | 3132.1775 | 3132.1775 | 3132.1775 | 3132.1775 | 3132.1775 | 3132.1775 | 3132.1775 | 3132.1775 | 3132.1775 | 3132.1775 | 3132.1775 | 3132.1775 | 3132.1775 | 3132.1775 | 3132.1775
| 24465.6654 | 54942.5101 | Net benefit | 0 | 0 | -31.1934 | 2.349 | 9.572 | 22.3224 | 45.3932 | 85.3699 | 148.0769 | 236.9773 | 418.4036 | 712.9 | 1132.1731 | 2050.317 | 3131.8656 | 3131.8656 | 3131.8656 | 3131.8656 | 3131.8656 | 3131.8656 | 3131.8656 | 3131.8656 | 3131.8656 | 3131.8656 | 3131.8656 | 3131.8656 | 3131.8656 | 3131.8656 | 3131.8656 | 3131.8656
|  |  | EUE Value ($m, real $2024) | 0 | 1.282e-05 | 3.4821e-06 | 0.014926 | 0.031325 | 0.049245 | 0.0828 | 0.17148 | 0.41488 | 1.0535 | 3.7893 | 9.1347 | 20.2703 | 53.0737 | 129.8672 | 129.8672 | 129.8672 | 129.8672 | 129.8672 | 129.8672 | 129.8672 | 129.8672 | 129.8672 | 129.8672 | 129.8672 | 129.8672 | 129.8672 | 129.8672 | 129.8672 | 129.8672
|  |  | Annualised capex | 0 | 0 | 1.7538 | 1.7538 | 1.7538 | 1.7538 | 1.7538 | 1.7538 | 1.7538 | 1.7538 | 1.7538 | 1.7538 | 1.7538 | 1.7538 | 1.7538 | 1.7538 | 1.7538 | 1.7538 | 1.7538 | 1.7538 | 1.7538 | 1.7538 | 1.7538 | 1.7538 | 1.7538 | 1.7538 | 1.7538 | 1.7538 | 1.7538 | 1.7538
|  |  | Annualised cost (capex+opex) | 0 | 0 | 1.7538 | 2.0657 | 2.0657 | 2.0657 | 2.0657 | 2.0657 | 2.0657 | 2.0657 | 2.0657 | 2.0657 | 2.0657 | 2.0657 | 2.0657 | 2.0657 | 2.0657 | 2.0657 | 2.0657 | 2.0657 | 2.0657 | 2.0657 | 2.0657 | 2.0657 | 2.0657 | 2.0657 | 2.0657 | 2.0657 | 2.0657 | 2.0657
|  |  | Optimal timing (interim calc) | 0 | 0 | 0 | 1 | 1 | 1 | 1 | 1 | 1 | 1 | 1 | 1 | 1 | 1 | 1 | 1 | 1 | 1 | 1 | 1 | 1 | 1 | 1 | 1 | 1 | 1 | 1 | 1 | 1 | 1
|  |  | Optimal timing | - | - | - | Yes | - | - | - | - | - | - | - | - | - | - | - | - | - | - | - | - | - | - | - | - | - | - | - | - | - | -
Adjusted For Optimal Timing: | 28.7791 | 31.1934 | Capex | 0 | 0 | 31.1934 | 0 | 0 | 0 | 0 | 0 | 0 | 0 | 0 | 0 | 0 | 0 | 0 | 0 | 0 | 0 | 0 | 0 | 0 | 0 | 0 | 0 | 0 | 0 | 0 | 0 | 0 | 0
| 4.6421 | 8.4222 | Opex | 0 | 0 | 0 | 0.31193 | 0.31193 | 0.31193 | 0.31193 | 0.31193 | 0.31193 | 0.31193 | 0.31193 | 0.31193 | 0.31193 | 0.31193 | 0.31193 | 0.31193 | 0.31193 | 0.31193 | 0.31193 | 0.31193 | 0.31193 | 0.31193 | 0.31193 | 0.31193 | 0.31193 | 0.31193 | 0.31193 | 0.31193 | 0.31193 | 0.31193
| 24499.0866 | 54982.1257 | Reduction in unserved energy | 0 | 0 | 0 | 2.6609 | 9.884 | 22.6344 | 45.7051 | 85.6819 | 148.3888 | 237.2893 | 418.7156 | 713.2119 | 1132.485 | 2050.6289 | 3132.1775 | 3132.1775 | 3132.1775 | 3132.1775 | 3132.1775 | 3132.1775 | 3132.1775 | 3132.1775 | 3132.1775 | 3132.1775 | 3132.1775 | 3132.1775 | 3132.1775 | 3132.1775 | 3132.1775 | 3132.1775
| 24465.6654 | 54942.5101 | Net benefit | 0 | 0 | -31.1934 | 2.349 | 9.572 | 22.3224 | 45.3932 | 85.3699 | 148.0769 | 236.9773 | 418.4036 | 712.9 | 1132.1731 | 2050.317 | 3131.8656 | 3131.8656 | 3131.8656 | 3131.8656 | 3131.8656 | 3131.8656 | 3131.8656 | 3131.8656 | 3131.8656 | 3131.8656 | 3131.8656 | 3131.8656 | 3131.8656 | 3131.8656 | 3131.8656 | 3131.8656
Option 3
Determining Optimal Timing: | Discounted | Undiscounted
| 14.0459 | 15.2241 | Capex | 0 | 0 | 15.2241 | 0 | 0 | 0 | 0 | 0 | 0 | 0 | 0 | 0 | 0 | 0 | 0 | 0 | 0 | 0 | 0 | 0 | 0 | 0 | 0 | 0 | 0 | 0 | 0 | 0 | 0 | 0
| 2.2656 | 4.1105 | Opex | 0 | 0 | 0 | 0.15224 | 0.15224 | 0.15224 | 0.15224 | 0.15224 | 0.15224 | 0.15224 | 0.15224 | 0.15224 | 0.15224 | 0.15224 | 0.15224 | 0.15224 | 0.15224 | 0.15224 | 0.15224 | 0.15224 | 0.15224 | 0.15224 | 0.15224 | 0.15224 | 0.15224 | 0.15224 | 0.15224 | 0.15224 | 0.15224 | 0.15224
| 22743.5292 | 50929.6324 | Reduction in unserved energy | 0 | 0 | 0 | 2.6609 | 9.8839 | 22.6343 | 45.7056 | 85.6839 | 148.3195 | 236.7108 | 417.0525 | 707.0185 | 1113.9197 | 1953.5227 | 2886.6575 | 2886.6575 | 2886.6575 | 2886.6575 | 2886.6575 | 2886.6575 | 2886.6575 | 2886.6575 | 2886.6575 | 2886.6575 | 2886.6575 | 2886.6575 | 2886.6575 | 2886.6575 | 2886.6575 | 2886.6575
| 22727.2177 | 50910.2978 | Net benefit | 0 | 0 | -15.2241 | 2.5087 | 9.7317 | 22.482 | 45.5534 | 85.5316 | 148.1672 | 236.5586 | 416.9003 | 706.8662 | 1113.7675 | 1953.3705 | 2886.5053 | 2886.5053 | 2886.5053 | 2886.5053 | 2886.5053 | 2886.5053 | 2886.5053 | 2886.5053 | 2886.5053 | 2886.5053 | 2886.5053 | 2886.5053 | 2886.5053 | 2886.5053 | 2886.5053 | 2886.5053
|  |  | EUE Value ($m, real $2024) | 0 | 1.282e-05 | 4.9163e-06 | 0.014932 | 0.031399 | 0.049312 | 0.082279 | 0.16946 | 0.48423 | 1.6319 | 5.4523 | 15.3281 | 38.8356 | 150.18 | 375.3872 | 375.3872 | 375.3872 | 375.3872 | 375.3872 | 375.3872 | 375.3872 | 375.3872 | 375.3872 | 375.3872 | 375.3872 | 375.3872 | 375.3872 | 375.3872 | 375.3872 | 375.3872
|  |  | Annualised capex | 0 | 0 | 0.85593 | 0.85593 | 0.85593 | 0.85593 | 0.85593 | 0.85593 | 0.85593 | 0.85593 | 0.85593 | 0.85593 | 0.85593 | 0.85593 | 0.85593 | 0.85593 | 0.85593 | 0.85593 | 0.85593 | 0.85593 | 0.85593 | 0.85593 | 0.85593 | 0.85593 | 0.85593 | 0.85593 | 0.85593 | 0.85593 | 0.85593 | 0.85593
|  |  | Annualised cost (capex+opex) | 0 | 0 | 0.85593 | 1.0082 | 1.0082 | 1.0082 | 1.0082 | 1.0082 | 1.0082 | 1.0082 | 1.0082 | 1.0082 | 1.0082 | 1.0082 | 1.0082 | 1.0082 | 1.0082 | 1.0082 | 1.0082 | 1.0082 | 1.0082 | 1.0082 | 1.0082 | 1.0082 | 1.0082 | 1.0082 | 1.0082 | 1.0082 | 1.0082 | 1.0082
|  |  | Optimal timing (interim calc) | 0 | 0 | 0 | 1 | 1 | 1 | 1 | 1 | 1 | 1 | 1 | 1 | 1 | 1 | 1 | 1 | 1 | 1 | 1 | 1 | 1 | 1 | 1 | 1 | 1 | 1 | 1 | 1 | 1 | 1
|  |  | Optimal timing | - | - | - | Yes | - | - | - | - | - | - | - | - | - | - | - | - | - | - | - | - | - | - | - | - | - | - | - | - | - | -
Adjusted For Optimal Timing: | 14.0459 | 15.2241 | Capex | 0 | 0 | 15.2241 | 0 | 0 | 0 | 0 | 0 | 0 | 0 | 0 | 0 | 0 | 0 | 0 | 0 | 0 | 0 | 0 | 0 | 0 | 0 | 0 | 0 | 0 | 0 | 0 | 0 | 0 | 0
| 2.2656 | 4.1105 | Opex | 0 | 0 | 0 | 0.15224 | 0.15224 | 0.15224 | 0.15224 | 0.15224 | 0.15224 | 0.15224 | 0.15224 | 0.15224 | 0.15224 | 0.15224 | 0.15224 | 0.15224 | 0.15224 | 0.15224 | 0.15224 | 0.15224 | 0.15224 | 0.15224 | 0.15224 | 0.15224 | 0.15224 | 0.15224 | 0.15224 | 0.15224 | 0.15224 | 0.15224
| 22743.5292 | 50929.6324 | Reduction in unserved energy | 0 | 0 | 0 | 2.6609 | 9.8839 | 22.6343 | 45.7056 | 85.6839 | 148.3195 | 236.7108 | 417.0525 | 707.0185 | 1113.9197 | 1953.5227 | 2886.6575 | 2886.6575 | 2886.6575 | 2886.6575 | 2886.6575 | 2886.6575 | 2886.6575 | 2886.6575 | 2886.6575 | 2886.6575 | 2886.6575 | 2886.6575 | 2886.6575 | 2886.6575 | 2886.6575 | 2886.6575
| 22727.2177 | 50910.2978 | Net benefit | 0 | 0 | -15.2241 | 2.5087 | 9.7317 | 22.482 | 45.5534 | 85.5316 | 148.1672 | 236.5586 | 416.9003 | 706.8662 | 1113.7675 | 1953.3705 | 2886.5053 | 2886.5053 | 2886.5053 | 2886.5053 | 2886.5053 | 2886.5053 | 2886.5053 | 2886.5053 | 2886.5053 | 2886.5053 | 2886.5053 | 2886.5053 | 2886.5053 | 2886.5053 | 2886.5053 | 2886.5053
Option 4
Determining Optimal Timing: | Discounted | Undiscounted
| 38.9209 | 42.1859 | Capex | 0 | 0 | 42.1859 | 0 | 0 | 0 | 0 | 0 | 0 | 0 | 0 | 0 | 0 | 0 | 0 | 0 | 0 | 0 | 0 | 0 | 0 | 0 | 0 | 0 | 0 | 0 | 0 | 0 | 0 | 0
| 6.2779 | 11.3902 | Opex | 0 | 0 | 0 | 0.42186 | 0.42186 | 0.42186 | 0.42186 | 0.42186 | 0.42186 | 0.42186 | 0.42186 | 0.42186 | 0.42186 | 0.42186 | 0.42186 | 0.42186 | 0.42186 | 0.42186 | 0.42186 | 0.42186 | 0.42186 | 0.42186 | 0.42186 | 0.42186 | 0.42186 | 0.42186 | 0.42186 | 0.42186 | 0.42186 | 0.42186
| 24544.8968 | 55084.9837 | Reduction in unserved energy | 0 | 0 | 0 | 2.6758 | 9.915 | 22.6823 | 45.7843 | 85.8436 | 148.7367 | 237.8965 | 419.6959 | 714.5979 | 1134.3526 | 2053.8112 | 3138.062 | 3138.062 | 3138.062 | 3138.062 | 3138.062 | 3138.062 | 3138.062 | 3138.062 | 3138.062 | 3138.062 | 3138.062 | 3138.062 | 3138.062 | 3138.062 | 3138.062 | 3138.062
| 24499.698 | 55031.4075 | Net benefit | 0 | 0 | -42.1859 | 2.254 | 9.4932 | 22.2605 | 45.3624 | 85.4218 | 148.3148 | 237.4746 | 419.274 | 714.1761 | 1133.9307 | 2053.3893 | 3137.6401 | 3137.6401 | 3137.6401 | 3137.6401 | 3137.6401 | 3137.6401 | 3137.6401 | 3137.6401 | 3137.6401 | 3137.6401 | 3137.6401 | 3137.6401 | 3137.6401 | 3137.6401 | 3137.6401 | 3137.6401
|  |  | EUE Value ($m, real $2024) | 0 | 1.282e-05 | 2.5234e-06 | 2.4168e-06 | 0.00026334 | 0.0012549 | 0.0036341 | 0.009702 | 0.06701 | 0.44627 | 2.809 | 7.7487 | 18.4027 | 49.8915 | 123.9827 | 123.9827 | 123.9827 | 123.9827 | 123.9827 | 123.9827 | 123.9827 | 123.9827 | 123.9827 | 123.9827 | 123.9827 | 123.9827 | 123.9827 | 123.9827 | 123.9827 | 123.9827
|  |  | Annualised capex | 0 | 0 | 2.3718 | 2.3718 | 2.3718 | 2.3718 | 2.3718 | 2.3718 | 2.3718 | 2.3718 | 2.3718 | 2.3718 | 2.3718 | 2.3718 | 2.3718 | 2.3718 | 2.3718 | 2.3718 | 2.3718 | 2.3718 | 2.3718 | 2.3718 | 2.3718 | 2.3718 | 2.3718 | 2.3718 | 2.3718 | 2.3718 | 2.3718 | 2.3718
|  |  | Annualised cost (capex+opex) | 0 | 0 | 2.3718 | 2.7936 | 2.7936 | 2.7936 | 2.7936 | 2.7936 | 2.7936 | 2.7936 | 2.7936 | 2.7936 | 2.7936 | 2.7936 | 2.7936 | 2.7936 | 2.7936 | 2.7936 | 2.7936 | 2.7936 | 2.7936 | 2.7936 | 2.7936 | 2.7936 | 2.7936 | 2.7936 | 2.7936 | 2.7936 | 2.7936 | 2.7936
|  |  | Optimal timing (interim calc) | 0 | 0 | 0 | 0 | 1 | 1 | 1 | 1 | 1 | 1 | 1 | 1 | 1 | 1 | 1 | 1 | 1 | 1 | 1 | 1 | 1 | 1 | 1 | 1 | 1 | 1 | 1 | 1 | 1 | 1
|  |  | Optimal timing | - | - | - | - | Yes | - | - | - | - | - | - | - | - | - | - | - | - | - | - | - | - | - | - | - | - | - | - | - | - | -
[11 empty] | 1 | 2 | 3 | 4 | 5 | 6 | 7 | 8 | 9 | 10 | 11 | 12 | 13 | 14 | 15 | 16 | 17 | 18 | 19
Adjusted For Optimal Timing: | 37.3844 | 42.1859 | Capex | 0 | 0 | 0 | 42.1859 | 0 | 0 | 0 | 0 | 0 | 0 | 0 | 0 | 0 | 0 | 0 | 0 | 0 | 0 | 0 | 0 | 0 | 0 | 0 | 0 | 0 | 0 | 0 | 0 | 0 | 0
| 5.9041 | 10.9683 | Opex | 0 | 0 | 0 | 0 | 0.42186 | 0.42186 | 0.42186 | 0.42186 | 0.42186 | 0.42186 | 0.42186 | 0.42186 | 0.42186 | 0.42186 | 0.42186 | 0.42186 | 0.42186 | 0.42186 | 0.42186 | 0.42186 | 0.42186 | 0.42186 | 0.42186 | 0.42186 | 0.42186 | 0.42186 | 0.42186 | 0.42186 | 0.42186 | 0.42186
| 24542.5255 | 55082.3078 | Reduction in unserved energy | 0 | 0 | 0 | 0 | 9.915 | 22.6823 | 45.7843 | 85.8436 | 148.7367 | 237.8965 | 419.6959 | 714.5979 | 1134.3526 | 2053.8112 | 3138.062 | 3138.062 | 3138.062 | 3138.062 | 3138.062 | 3138.062 | 3138.062 | 3138.062 | 3138.062 | 3138.062 | 3138.062 | 3138.062 | 3138.062 | 3138.062 | 3138.062 | 3138.062
| 24499.237 | 55029.1536 | Net benefit | 0 | 0 | 0 | -42.1859 | 9.4932 | 22.2605 | 45.3624 | 85.4218 | 148.3148 | 237.4746 | 419.274 | 714.1761 | 1133.9307 | 2053.3893 | 3137.6401 | 3137.6401 | 3137.6401 | 3137.6401 | 3137.6401 | 3137.6401 | 3137.6401 | 3137.6401 | 3137.6401 | 3137.6401 | 3137.6401 | 3137.6401 | 3137.6401 | 3137.6401 | 3137.6401 | 3137.6401
Option 5
Determining Optimal Timing: | Discounted | Undiscounted
| 8.3575 | 9.0586 | Capex | 0 | 0 | 9.0586 | 0 | 0 | 0 | 0 | 0 | 0 | 0 | 0 | 0 | 0 | 0 | 0 | 0 | 0 | 0 | 0 | 0 | 0 | 0 | 0 | 0 | 0 | 0 | 0 | 0 | 0 | 0
| 1.3481 | 2.4458 | Opex | 0 | 0 | 0 | 0.090586 | 0.090586 | 0.090586 | 0.090586 | 0.090586 | 0.090586 | 0.090586 | 0.090586 | 0.090586 | 0.090586 | 0.090586 | 0.090586 | 0.090586 | 0.090586 | 0.090586 | 0.090586 | 0.090586 | 0.090586 | 0.090586 | 0.090586 | 0.090586 | 0.090586 | 0.090586 | 0.090586 | 0.090586 | 0.090586 | 0.090586
| 14986.2665 | 33407.6278 | Reduction in unserved energy | 0 | 0 | 0 | 2.597 | 9.6823 | 21.7888 | 42.401 | 76.8648 | 125.0364 | 189.8528 | 320.6335 | 517.1488 | 779.7885 | 1295.7114 | 1876.6327 | 1876.6327 | 1876.6327 | 1876.6327 | 1876.6327 | 1876.6327 | 1876.6327 | 1876.6327 | 1876.6327 | 1876.6327 | 1876.6327 | 1876.6327 | 1876.6327 | 1876.6327 | 1876.6327 | 1876.6327
| 14976.5609 | 33396.1234 | Net benefit | 0 | 0 | -9.0586 | 2.5064 | 9.5917 | 21.6982 | 42.3104 | 76.7742 | 124.9458 | 189.7623 | 320.5429 | 517.0582 | 779.6979 | 1295.6209 | 1876.5421 | 1876.5421 | 1876.5421 | 1876.5421 | 1876.5421 | 1876.5421 | 1876.5421 | 1876.5421 | 1876.5421 | 1876.5421 | 1876.5421 | 1876.5421 | 1876.5421 | 1876.5421 | 1876.5421 | 1876.5421
|  |  | EUE Value ($m, real $2024) | 0 | 1.282e-05 | 0.07484 | 0.078833 | 0.23298 | 0.89483 | 3.387 | 8.9885 | 23.7673 | 48.4899 | 101.8713 | 205.1978 | 372.9668 | 807.9913 | 1385.4121 | 1385.4121 | 1385.4121 | 1385.4121 | 1385.4121 | 1385.4121 | 1385.4121 | 1385.4121 | 1385.4121 | 1385.4121 | 1385.4121 | 1385.4121 | 1385.4121 | 1385.4121 | 1385.4121 | 1385.4121
|  |  | Annualised capex | 0 | 0 | 0.50929 | 0.50929 | 0.50929 | 0.50929 | 0.50929 | 0.50929 | 0.50929 | 0.50929 | 0.50929 | 0.50929 | 0.50929 | 0.50929 | 0.50929 | 0.50929 | 0.50929 | 0.50929 | 0.50929 | 0.50929 | 0.50929 | 0.50929 | 0.50929 | 0.50929 | 0.50929 | 0.50929 | 0.50929 | 0.50929 | 0.50929 | 0.50929
|  |  | Annualised cost (capex+opex) | 0 | 0 | 0.50929 | 0.59988 | 0.59988 | 0.59988 | 0.59988 | 0.59988 | 0.59988 | 0.59988 | 0.59988 | 0.59988 | 0.59988 | 0.59988 | 0.59988 | 0.59988 | 0.59988 | 0.59988 | 0.59988 | 0.59988 | 0.59988 | 0.59988 | 0.59988 | 0.59988 | 0.59988 | 0.59988 | 0.59988 | 0.59988 | 0.59988 | 0.59988
|  |  | Optimal timing (interim calc) | 0 | 0 | 0 | 1 | 1 | 1 | 1 | [19 empty] | 1 | 1 | 1 | 1 | bar: 1 to 19
|  |  | Optimal timing | - | - | - | Yes | - | - | - | [19 empty] | - | - | - | - | bar: 1 to 19
Adjusted For Optimal Timing: | 8.3575 | 9.0586 | Capex | 0 | 0 | 9.0586 | 0 | 0 | 0 | 0 | 0 | 0 | 0 | 0 | 0 | 0 | 0 | 0 | 0 | 0 | 0 | 0 | 0 | 0 | 0 | 0 | 0 | 0 | 0 | 0 | 0 | 0 | 0
| 1.3481 | 2.4458 | Opex | 0 | 0 | 0 | 0.090586 | 0.090586 | 0.090586 | 0.090586 | 0.090586 | 0.090586 | 0.090586 | 0.090586 | 0.090586 | 0.090586 | 0.090586 | 0.090586 | 0.090586 | 0.090586 | 0.090586 | 0.090586 | 0.090586 | 0.090586 | 0.090586 | 0.090586 | 0.090586 | 0.090586 | 0.090586 | 0.090586 | 0.090586 | 0.090586 | 0.090586
| 14986.2665 | 33407.6278 | Reduction in unserved energy | 0 | 0 | 0 | 2.597 | 9.6823 | 21.7888 | 42.401 | 76.8648 | 125.0364 | 189.8528 | 320.6335 | 517.1488 | 779.7885 | 1295.7114 | 1876.6327 | 1876.6327 | 1876.6327 | 1876.6327 | 1876.6327 | 1876.6327 | 1876.6327 | 1876.6327 | 1876.6327 | 1876.6327 | 1876.6327 | 1876.6327 | 1876.6327 | 1876.6327 | 1876.6327 | 1876.6327
| 14976.5609 | 33396.1234 | Net benefit | 0 | 0 | -9.0586 | 2.5064 | 9.5917 | 21.6982 | 42.3104 | 76.7742 | 124.9458 | 189.7623 | 320.5429 | 517.0582 | 779.6979 | 1295.6209 | 1876.5421 | 1876.5421 | 1876.5421 | 1876.5421 | 1876.5421 | 1876.5421 | 1876.5421 | 1876.5421 | 1876.5421 | 1876.5421 | 1876.5421 | 1876.5421 | 1876.5421 | 1876.5421 | 1876.5421 | 1876.5421
Option 6
Determining Optimal Timing: | Discounted | Undiscounted
| 37.5093 | 40.6559 | Capex | 0 | 0 | 40.6559 | 0 | 0 | 0 | 0 | 0 | 0 | 0 | 0 | 0 | 0 | 0 | 0 | 0 | 0 | 0 | 0 | 0 | 0 | 0 | 0 | 0 | 0 | 0 | 0 | 0 | 0 | 0
| 6.0502 | 10.9771 | Opex | 0 | 0 | 0 | 0.40656 | 0.40656 | 0.40656 | 0.40656 | 0.40656 | 0.40656 | 0.40656 | 0.40656 | 0.40656 | 0.40656 | 0.40656 | 0.40656 | 0.40656 | 0.40656 | 0.40656 | 0.40656 | 0.40656 | 0.40656 | 0.40656 | 0.40656 | 0.40656 | 0.40656 | 0.40656 | 0.40656 | 0.40656 | 0.40656 | 0.40656
| 21499.1861 | 48078.4347 | Reduction in unserved energy | 0 | 0 | 0 | 2.6758 | 9.9148 | 22.6818 | 45.7831 | 85.8306 | 148.4142 | 235.9168 | 414.5885 | 696.3235 | 1083.1599 | 1859.4508 | 2717.1059 | 2717.1059 | 2717.1059 | 2717.1059 | 2717.1059 | 2717.1059 | 2717.1059 | 2717.1059 | 2717.1059 | 2717.1059 | 2717.1059 | 2717.1059 | 2717.1059 | 2717.1059 | 2717.1059 | 2717.1059
| 21455.6265 | 48026.8017 | Net benefit | 0 | 0 | -40.6559 | 2.2693 | 9.5082 | 22.2753 | 45.3765 | 85.424 | 148.0076 | 235.5103 | 414.1819 | 695.917 | 1082.7534 | 1859.0443 | 2716.6994 | 2716.6994 | 2716.6994 | 2716.6994 | 2716.6994 | 2716.6994 | 2716.6994 | 2716.6994 | 2716.6994 | 2716.6994 | 2716.6994 | 2716.6994 | 2716.6994 | 2716.6994 | 2716.6994 | 2716.6994
|  |  | EUE Value ($m, real $2024) | 0 | 1.282e-05 | 4.4389e-06 | 2.1806e-05 | 0.00050734 | 0.0017872 | 0.0048552 | 0.02277 | 0.38949 | 2.4259 | 7.9164 | 26.023 | 69.5954 | 244.2519 | 544.9388 | 544.9388 | 544.9388 | 544.9388 | 544.9388 | 544.9388 | 544.9388 | 544.9388 | 544.9388 | 544.9388 | 544.9388 | 544.9388 | 544.9388 | 544.9388 | 544.9388 | 544.9388
|  |  | Annualised capex | 0 | 0 | 2.2858 | 2.2858 | 2.2858 | 2.2858 | 2.2858 | 2.2858 | 2.2858 | 2.2858 | 2.2858 | 2.2858 | 2.2858 | 2.2858 | 2.2858 | 2.2858 | 2.2858 | 2.2858 | 2.2858 | 2.2858 | 2.2858 | 2.2858 | 2.2858 | 2.2858 | 2.2858 | 2.2858 | 2.2858 | 2.2858 | 2.2858 | 2.2858
|  |  | Annualised cost (capex+opex) | 0 | 0 | 2.2858 | 2.6923 | 2.6923 | 2.6923 | 2.6923 | 2.6923 | 2.6923 | 2.6923 | 2.6923 | 2.6923 | 2.6923 | 2.6923 | 2.6923 | 2.6923 | 2.6923 | 2.6923 | 2.6923 | 2.6923 | 2.6923 | 2.6923 | 2.6923 | 2.6923 | 2.6923 | 2.6923 | 2.6923 | 2.6923 | 2.6923 | 2.6923
|  |  | Optimal timing (interim calc) | 0 | 0 | 0 | 0 | 1 | 1 | 1 | [19 empty] | 1 | 1 | 1 | 1 | bar: 1 to 19
|  |  | Optimal timing | - | - | - | - | Yes | - | - | [19 empty] | - | - | - | - | bar: 1 to 19
Adjusted For Optimal Timing: | 36.0285 | 40.6559 | Capex | 0 | 0 | 0 | 40.6559 | 0 | 0 | 0 | 0 | 0 | 0 | 0 | 0 | 0 | 0 | 0 | 0 | 0 | 0 | 0 | 0 | 0 | 0 | 0 | 0 | 0 | 0 | 0 | 0 | 0 | 0
| 5.69 | 10.5705 | Opex | 0 | 0 | 0 | 0 | 0.40656 | 0.40656 | 0.40656 | 0.40656 | 0.40656 | 0.40656 | 0.40656 | 0.40656 | 0.40656 | 0.40656 | 0.40656 | 0.40656 | 0.40656 | 0.40656 | 0.40656 | 0.40656 | 0.40656 | 0.40656 | 0.40656 | 0.40656 | 0.40656 | 0.40656 | 0.40656 | 0.40656 | 0.40656 | 0.40656
| 21496.8148 | 48075.7589 | Reduction in unserved energy | 0 | 0 | 0 | 0 | 9.9148 | 22.6818 | 45.7831 | 85.8306 | 148.4142 | 235.9168 | 414.5885 | 696.3235 | 1083.1599 | 1859.4508 | 2717.1059 | 2717.1059 | 2717.1059 | 2717.1059 | 2717.1059 | 2717.1059 | 2717.1059 | 2717.1059 | 2717.1059 | 2717.1059 | 2717.1059 | 2717.1059 | 2717.1059 | 2717.1059 | 2717.1059 | 2717.1059
| 21455.0963 | 48024.5325 | Net benefit | 0 | 0 | 0 | -40.6559 | 9.5082 | 22.2753 | 45.3765 | 85.424 | 148.0076 | 235.5103 | 414.1819 | 695.917 | 1082.7534 | 1859.0443 | 2716.6994 | 2716.6994 | 2716.6994 | 2716.6994 | 2716.6994 | 2716.6994 | 2716.6994 | 2716.6994 | 2716.6994 | 2716.6994 | 2716.6994 | 2716.6994 | 2716.6994 | 2716.6994 | 2716.6994 | 2716.6994
Option 7
Determining Optimal Timing: | Discounted | Undiscounted
| 0 | 0 | Capex | 0 | 0 | 0 | 0 | 0 | 0 | 0 | 0 | 0 | 0 | 0 | 0 | 0 | 0 | 0 | 0 | 0 | 0 | 0 | 0 | 0 | 0 | 0 | 0 | 0 | 0 | 0 | 0 | 0 | 0
| 0 | 0 | Opex | 0 | 0 | 0 | 0 | 0 | 0 | 0 | 0 | 0 | 0 | 0 | 0 | 0 | 0 | 0 | 0 | 0 | 0 | 0 | 0 | 0 | 0 | 0 | 0 | 0 | 0 | 0 | 0 | 0 | 0
| 0 | 0 | Reduction in unserved energy | 0 | 0 | 0 | 0 | 0 | 0 | 0 | 0 | 0 | 0 | 0 | 0 | 0 | 0 | 0 | 0 | 0 | 0 | 0 | 0 | 0 | 0 | 0 | 0 | 0 | 0 | 0 | 0 | 0 | 0
| 0 | 0 | Net benefit | 0 | 0 | 0 | 0 | 0 | 0 | 0 | 0 | 0 | 0 | 0 | 0 | 0 | 0 | 0 | 0 | 0 | 0 | 0 | 0 | 0 | 0 | 0 | 0 | 0 | 0 | 0 | 0 | 0 | 0
|  |  | EUE Value ($m, real $2024) | 0 | 0 | 0 | 0 | 0 | 0 | 0 | 0 | 0 | 0 | 0 | 0 | 0 | 0 | 0 | 0 | 0 | 0 | 0 | 0 | 0 | 0 | 0 | 0 | 0 | 0 | 0 | 0 | 0 | 0
|  |  | Annualised capex | 0 | 0 | 0 | 0 | 0 | 0 | 0 | 0 | 0 | 0 | 0 | 0 | 0 | 0 | 0 | 0 | 0 | 0 | 0 | 0 | 0 | 0 | 0 | 0 | 0 | 0 | 0 | 0 | 0 | 0
|  |  | Annualised cost (capex+opex) | 0 | 0 | 0 | 0 | 0 | 0 | 0 | 0 | 0 | 0 | 0 | 0 | 0 | 0 | 0 | 0 | 0 | 0 | 0 | 0 | 0 | 0 | 0 | 0 | 0 | 0 | 0 | 0 | 0 | 0
|  |  | Optimal timing (interim calc) | 0 | 0 | 0 | 0 | 0 | 0 | 0 | 0 | 0 | 0 | 0 | 0 | 0 | 0 | 0 | 0 | 0 | 0 | 0 | 0 | 0 | 0 | 0 | 0 | 0 | 0 | 0 | 0 | 0 | 0
|  |  | Optimal timing | - | - | - | - | - | - | - | [19 empty] | - | - | - | - | bar: 1 to 19
Adjusted For Optimal Timing: | 0 | 0 | Capex | 0 | 0 | 0 | 0 | 0 | 0 | 0 | 0 | 0 | 0 | 0 | 0 | 0 | 0 | 0 | 0 | 0 | 0 | 0 | 0 | 0 | 0 | 0 | 0 | 0 | 0 | 0 | 0 | 0 | 0
| 0 | 0 | Opex | 0 | 0 | 0 | 0 | 0 | 0 | 0 | 0 | 0 | 0 | 0 | 0 | 0 | 0 | 0 | 0 | 0 | 0 | 0 | 0 | 0 | 0 | 0 | 0 | 0 | 0 | 0 | 0 | 0 | 0
| 0 | 0 | Reduction in unserved energy | 0 | 0 | 0 | 0 | 0 | 0 | 0 | 0 | 0 | 0 | 0 | 0 | 0 | 0 | 0 | 0 | 0 | 0 | 0 | 0 | 0 | 0 | 0 | 0 | 0 | 0 | 0 | 0 | 0 | 0
| 0 | 0 | Net benefit | 0 | 0 | 0 | 0 | 0 | 0 | 0 | 0 | 0 | 0 | 0 | 0 | 0 | 0 | 0 | 0 | 0 | 0 | 0 | 0 | 0 | 0 | 0 | 0 | 0 | 0 | 0 | 0 | 0 | 0
Option 8
Determining Optimal Timing: | Discounted | Undiscounted
| 0 | 0 | Capex | 0 | 0 | 0 | 0 | 0 | 0 | 0 | 0 | 0 | 0 | 0 | 0 | 0 | 0 | 0 | 0 | 0 | 0 | 0 | 0 | 0 | 0 | 0 | 0 | 0 | 0 | 0 | 0 | 0 | 0
| 0 | 0 | Opex | 0 | 0 | 0 | 0 | 0 | 0 | 0 | 0 | 0 | 0 | 0 | 0 | 0 | 0 | 0 | 0 | 0 | 0 | 0 | 0 | 0 | 0 | 0 | 0 | 0 | 0 | 0 | 0 | 0 | 0
| 0 | 0 | Reduction in unserved energy | 0 | 0 | 0 | 0 | 0 | 0 | 0 | 0 | 0 | 0 | 0 | 0 | 0 | 0 | 0 | 0 | 0 | 0 | 0 | 0 | 0 | 0 | 0 | 0 | 0 | 0 | 0 | 0 | 0 | 0
| 0 | 0 | Net benefit | 0 | 0 | 0 | 0 | 0 | 0 | 0 | 0 | 0 | 0 | 0 | 0 | 0 | 0 | 0 | 0 | 0 | 0 | 0 | 0 | 0 | 0 | 0 | 0 | 0 | 0 | 0 | 0 | 0 | 0
|  |  | EUE Value ($m, real $2024) | 0 | 0 | 0 | 0 | 0 | 0 | 0 | 0 | 0 | 0 | 0 | 0 | 0 | 0 | 0 | 0 | 0 | 0 | 0 | 0 | 0 | 0 | 0 | 0 | 0 | 0 | 0 | 0 | 0 | 0
|  |  | Annualised capex | 0 | 0 | 0 | 0 | 0 | 0 | 0 | 0 | 0 | 0 | 0 | 0 | 0 | 0 | 0 | 0 | 0 | 0 | 0 | 0 | 0 | 0 | 0 | 0 | 0 | 0 | 0 | 0 | 0 | 0
|  |  | Annualised cost (capex+opex) | 0 | 0 | 0 | 0 | 0 | 0 | 0 | 0 | 0 | 0 | 0 | 0 | 0 | 0 | 0 | 0 | 0 | 0 | 0 | 0 | 0 | 0 | 0 | 0 | 0 | 0 | 0 | 0 | 0 | 0
|  |  | Optimal timing (interim calc) | 0 | 0 | 0 | 0 | 0 | 0 | 0 | 0 | 0 | 0 | 0 | 0 | 0 | 0 | 0 | 0 | 0 | 0 | 0 | 0 | 0 | 0 | 0 | 0 | 0 | 0 | 0 | 0 | 0 | 0
|  |  | Optimal timing | - | - | - | - | - | - | - | [19 empty] | - | - | - | - | bar: 1 to 19
Adjusted For Optimal Timing: | 0 | 0 | Capex | 0 | 0 | 0 | 0 | 0 | 0 | 0 | 0 | 0 | 0 | 0 | 0 | 0 | 0 | 0 | 0 | 0 | 0 | 0 | 0 | 0 | 0 | 0 | 0 | 0 | 0 | 0 | 0 | 0 | 0
| 0 | 0 | Opex | 0 | 0 | 0 | 0 | 0 | 0 | 0 | 0 | 0 | 0 | 0 | 0 | 0 | 0 | 0 | 0 | 0 | 0 | 0 | 0 | 0 | 0 | 0 | 0 | 0 | 0 | 0 | 0 | 0 | 0
| 0 | 0 | Reduction in unserved energy | 0 | 0 | 0 | 0 | 0 | 0 | 0 | 0 | 0 | 0 | 0 | 0 | 0 | 0 | 0 | 0 | 0 | 0 | 0 | 0 | 0 | 0 | 0 | 0 | 0 | 0 | 0 | 0 | 0 | 0
| 0 | 0 | Net benefit | 0 | 0 | 0 | 0 | 0 | 0 | 0 | 0 | 0 | 0 | 0 | 0 | 0 | 0 | 0 | 0 | 0 | 0 | 0 | 0 | 0 | 0 | 0 | 0 | 0 | 0 | 0 | 0 | 0 | 0
Option 9
Determining Optimal Timing: | Discounted | Undiscounted
| 0 | 0 | Capex | 0 | 0 | 0 | 0 | 0 | 0 | 0 | 0 | 0 | 0 | 0 | 0 | 0 | 0 | 0 | 0 | 0 | 0 | 0 | 0 | 0 | 0 | 0 | 0 | 0 | 0 | 0 | 0 | 0 | 0
| 0 | 0 | Opex | 0 | 0 | 0 | 0 | 0 | 0 | 0 | 0 | 0 | 0 | 0 | 0 | 0 | 0 | 0 | 0 | 0 | 0 | 0 | 0 | 0 | 0 | 0 | 0 | 0 | 0 | 0 | 0 | 0 | 0
| 0 | 0 | Reduction in unserved energy | 0 | 0 | 0 | 0 | 0 | 0 | 0 | 0 | 0 | 0 | 0 | 0 | 0 | 0 | 0 | 0 | 0 | 0 | 0 | 0 | 0 | 0 | 0 | 0 | 0 | 0 | 0 | 0 | 0 | 0
| 0 | 0 | Net benefit | 0 | 0 | 0 | 0 | 0 | 0 | 0 | 0 | 0 | 0 | 0 | 0 | 0 | 0 | 0 | 0 | 0 | 0 | 0 | 0 | 0 | 0 | 0 | 0 | 0 | 0 | 0 | 0 | 0 | 0
|  |  | EUE Value ($m, real $2024) | 0 | 0 | 0 | 0 | 0 | 0 | 0 | 0 | 0 | 0 | 0 | 0 | 0 | 0 | 0 | 0 | 0 | 0 | 0 | 0 | 0 | 0 | 0 | 0 | 0 | 0 | 0 | 0 | 0 | 0
|  |  | Annualised capex | 0 | 0 | 0 | 0 | 0 | 0 | 0 | 0 | 0 | 0 | 0 | 0 | 0 | 0 | 0 | 0 | 0 | 0 | 0 | 0 | 0 | 0 | 0 | 0 | 0 | 0 | 0 | 0 | 0 | 0
|  |  | Annualised cost (capex+opex) | 0 | 0 | 0 | 0 | 0 | 0 | 0 | 0 | 0 | 0 | 0 | 0 | 0 | 0 | 0 | 0 | 0 | 0 | 0 | 0 | 0 | 0 | 0 | 0 | 0 | 0 | 0 | 0 | 0 | 0
|  |  | Optimal timing (interim calc) | 0 | 0 | 0 | 0 | 0 | 0 | 0 | 0 | 0 | 0 | 0 | 0 | 0 | 0 | 0 | 0 | 0 | 0 | 0 | 0 | 0 | 0 | 0 | 0 | 0 | 0 | 0 | 0 | 0 | 0
|  |  | Optimal timing | - | - | - | - | - | - | - | [19 empty] | - | - | - | - | bar: 1 to 19
Adjusted For Optimal Timing: | 0 | 0 | Capex | 0 | 0 | 0 | 0 | 0 | 0 | 0 | 0 | 0 | 0 | 0 | 0 | 0 | 0 | 0 | 0 | 0 | 0 | 0 | 0 | 0 | 0 | 0 | 0 | 0 | 0 | 0 | 0 | 0 | 0
| 0 | 0 | Opex | 0 | 0 | 0 | 0 | 0 | 0 | 0 | 0 | 0 | 0 | 0 | 0 | 0 | 0 | 0 | 0 | 0 | 0 | 0 | 0 | 0 | 0 | 0 | 0 | 0 | 0 | 0 | 0 | 0 | 0
| 0 | 0 | Reduction in unserved energy | 0 | 0 | 0 | 0 | 0 | 0 | 0 | 0 | 0 | 0 | 0 | 0 | 0 | 0 | 0 | 0 | 0 | 0 | 0 | 0 | 0 | 0 | 0 | 0 | 0 | 0 | 0 | 0 | 0 | 0
| 0 | 0 | Net benefit | 0 | 0 | 0 | 0 | 0 | 0 | 0 | 0 | 0 | 0 | 0 | 0 | 0 | 0 | 0 | 0 | 0 | 0 | 0 | 0 | 0 | 0 | 0 | 0 | 0 | 0 | 0 | 0 | 0 | 0
Option 10
Determining Optimal Timing: | Discounted | Undiscounted
| 0 | 0 | Capex | 0 | 0 | 0 | 0 | 0 | 0 | 0 | 0 | 0 | 0 | 0 | 0 | 0 | 0 | 0 | 0 | 0 | 0 | 0 | 0 | 0 | 0 | 0 | 0 | 0 | 0 | 0 | 0 | 0 | 0
| 0 | 0 | Opex | 0 | 0 | 0 | 0 | 0 | 0 | 0 | 0 | 0 | 0 | 0 | 0 | 0 | 0 | 0 | 0 | 0 | 0 | 0 | 0 | 0 | 0 | 0 | 0 | 0 | 0 | 0 | 0 | 0 | 0
| 0 | 0 | Reduction in unserved energy | 0 | 0 | 0 | 0 | 0 | 0 | 0 | 0 | 0 | 0 | 0 | 0 | 0 | 0 | 0 | 0 | 0 | 0 | 0 | 0 | 0 | 0 | 0 | 0 | 0 | 0 | 0 | 0 | 0 | 0
| 0 | 0 | Net benefit | 0 | 0 | 0 | 0 | 0 | 0 | 0 | 0 | 0 | 0 | 0 | 0 | 0 | 0 | 0 | 0 | 0 | 0 | 0 | 0 | 0 | 0 | 0 | 0 | 0 | 0 | 0 | 0 | 0 | 0
|  |  | EUE Value ($m, real $2024) | 0 | 0 | 0 | 0 | 0 | 0 | 0 | 0 | 0 | 0 | 0 | 0 | 0 | 0 | 0 | 0 | 0 | 0 | 0 | 0 | 0 | 0 | 0 | 0 | 0 | 0 | 0 | 0 | 0 | 0
|  |  | Annualised capex | 0 | 0 | 0 | 0 | 0 | 0 | 0 | 0 | 0 | 0 | 0 | 0 | 0 | 0 | 0 | 0 | 0 | 0 | 0 | 0 | 0 | 0 | 0 | 0 | 0 | 0 | 0 | 0 | 0 | 0
|  |  | Annualised cost (capex+opex) | 0 | 0 | 0 | 0 | 0 | 0 | 0 | 0 | 0 | 0 | 0 | 0 | 0 | 0 | 0 | 0 | 0 | 0 | 0 | 0 | 0 | 0 | 0 | 0 | 0 | 0 | 0 | 0 | 0 | 0
|  |  | Optimal timing (interim calc) | 0 | 0 | 0 | 0 | 0 | 0 | 0 | 0 | 0 | 0 | 0 | 0 | 0 | 0 | 0 | 0 | 0 | 0 | 0 | 0 | 0 | 0 | 0 | 0 | 0 | 0 | 0 | 0 | 0 | 0
|  |  | Optimal timing | - | - | - | - | - | - | - | [19 empty] | - | - | - | - | bar: 1 to 19
Adjusted For Optimal Timing: | 0 | 0 | Capex | 0 | 0 | 0 | 0 | 0 | 0 | 0 | 0 | 0 | 0 | 0 | 0 | 0 | 0 | 0 | 0 | 0 | 0 | 0 | 0 | 0 | 0 | 0 | 0 | 0 | 0 | 0 | 0 | 0 | 0
| 0 | 0 | Opex | 0 | 0 | 0 | 0 | 0 | 0 | 0 | 0 | 0 | 0 | 0 | 0 | 0 | 0 | 0 | 0 | 0 | 0 | 0 | 0 | 0 | 0 | 0 | 0 | 0 | 0 | 0 | 0 | 0 | 0
| 0 | 0 | Reduction in unserved energy | 0 | 0 | 0 | 0 | 0 | 0 | 0 | 0 | 0 | 0 | 0 | 0 | 0 | 0 | 0 | 0 | 0 | 0 | 0 | 0 | 0 | 0 | 0 | 0 | 0 | 0 | 0 | 0 | 0 | 0
| 0 | 0 | Net benefit | 0 | 0 | 0 | 0 | 0 | 0 | 0 | 0 | 0 | 0 | 0 | 0 | 0 | 0 | 0 | 0 | 0 | 0 | 0 | 0 | 0 | 0 | 0 | 0 | 0 | 0 | 0 | 0 | 0 | 0

## 3.2.2 NPV (HiDiscount)
Economic inputs and assumptions
Scenario | Discount rate | Upper bound
| Cost | Central
| VCR | Central
|  | Central | Lower bound | Upper bound
| Discount rate | 5.56% | 4.11% | 7%
| Cost | 100% | 80% | 120%
| VCR | 100% | 80% | 120%
Asset life for calculating annualised capex (years) | Option 1 | 45
| Option 2 | 45
| Option 3 | 45
| Option 4 | 45
| Option 5 | 45
| Option 6 | 45
| Option 7 | 0
| Option 8 | 0
| Option 9 | 0
| Option 10 | 0
|  |  |  | 1 | 2 | 3 | 4 | 5 | 6 | 7 | 8 | 9 | 10 | 11 | 12 | 13 | 14 | 15 | 16 | 17 | 18 | 19 | 20 | 21 | 22 | 23 | 24 | 25 | 26 | 27 | 28 | 29 | 30
|  |  |  | FY25 | FY26 | FY27 | FY28 | FY29 | FY30 | FY31 | FY32 | FY33 | FY34 | FY35 | FY36 | FY37 | FY38 | FY39 | FY40 | FY41 | FY42 | FY43 | FY44 | FY45 | FY46 | FY47 | FY48 | FY49 | FY50 | FY51 | FY52 | FY53 | FY54
Outputs | bar: 3 FY27; 7 FY31
Option 1
| Discounted | Undiscounted
| 0 | 0 | Capex | 0 | 0 | 0 | 0 | 0 | 0 | 0 | 0 | 0 | 0 | 0 | 0 | 0 | 0 | 0 | 0 | 0 | 0 | 0 | 0 | 0 | 0 | 0 | 0 | 0 | 0 | 0 | 0 | 0 | 0
| 0 | 0 | Opex | 0 | 0 | 0 | 0 | 0 | 0 | 0 | 0 | 0 | 0 | 0 | 0 | 0 | 0 | 0 | 0 | 0 | 0 | 0 | 0 | 0 | 0 | 0 | 0 | 0 | 0 | 0 | 0 | 0 | 0
| 0 | 0 | Reduction in unserved energy | 0 | 0 | 0 | 0 | 0 | 0 | 0 | 0 | 0 | 0 | 0 | 0 | 0 | 0 | 0 | 0 | 0 | 0 | 0 | 0 | 0 | 0 | 0 | 0 | 0 | 0 | 0 | 0 | 0 | 0
| 0 | 0 | Net benefit | 0 | 0 | 0 | 0 | 0 | 0 | 0 | 0 | 0 | 0 | 0 | 0 | 0 | 0 | 0 | 0 | 0 | 0 | 0 | 0 | 0 | 0 | 0 | 0 | 0 | 0 | 0 | 0 | 0 | 0
|  |  | EUE Value ($m, real $2024) | 0 | 1.282e-05 | 0.018527 | 2.6758 | 9.9153 | 22.6836 | 45.7879 | 85.8533 | 148.8037 | 238.3427 | 422.5048 | 722.3466 | 1152.7553 | 2103.7027 | 3262.0447 | 3262.0447 | 3262.0447 | 3262.0447 | 3262.0447 | 3262.0447 | 3262.0447 | 3262.0447 | 3262.0447 | 3262.0447 | 3262.0447 | 3262.0447 | 3262.0447 | 3262.0447 | 3262.0447 | 3262.0447
Option 2
Determining Optimal Timing: | Discounted | Undiscounted
| 27.2455 | 31.1934 | Capex | 0 | 0 | 31.1934 | 0 | 0 | 0 | 0 | 0 | 0 | 0 | 0 | 0 | 0 | 0 | 0 | 0 | 0 | 0 | 0 | 0 | 0 | 0 | 0 | 0 | 0 | 0 | 0 | 0 | 0 | 0
| 3.2658 | 8.4222 | Opex | 0 | 0 | 0 | 0.31193 | 0.31193 | 0.31193 | 0.31193 | 0.31193 | 0.31193 | 0.31193 | 0.31193 | 0.31193 | 0.31193 | 0.31193 | 0.31193 | 0.31193 | 0.31193 | 0.31193 | 0.31193 | 0.31193 | 0.31193 | 0.31193 | 0.31193 | 0.31193 | 0.31193 | 0.31193 | 0.31193 | 0.31193 | 0.31193 | 0.31193
| 14508.7768 | 54982.1257 | Reduction in unserved energy | 0 | 0 | 0 | 2.6609 | 9.884 | 22.6344 | 45.7051 | 85.6819 | 148.3888 | 237.2893 | 418.7156 | 713.2119 | 1132.485 | 2050.6289 | 3132.1775 | 3132.1775 | 3132.1775 | 3132.1775 | 3132.1775 | 3132.1775 | 3132.1775 | 3132.1775 | 3132.1775 | 3132.1775 | 3132.1775 | 3132.1775 | 3132.1775 | 3132.1775 | 3132.1775 | 3132.1775
| 14478.2655 | 54942.5101 | Net benefit | 0 | 0 | -31.1934 | 2.349 | 9.572 | 22.3224 | 45.3932 | 85.3699 | 148.0769 | 236.9773 | 418.4036 | 712.9 | 1132.1731 | 2050.317 | 3131.8656 | 3131.8656 | 3131.8656 | 3131.8656 | 3131.8656 | 3131.8656 | 3131.8656 | 3131.8656 | 3131.8656 | 3131.8656 | 3131.8656 | 3131.8656 | 3131.8656 | 3131.8656 | 3131.8656 | 3131.8656
|  |  | EUE Value ($m, real $2024) | 0 | 1.282e-05 | 3.4821e-06 | 0.014926 | 0.031325 | 0.049245 | 0.0828 | 0.17148 | 0.41488 | 1.0535 | 3.7893 | 9.1347 | 20.2703 | 53.0737 | 129.8672 | 129.8672 | 129.8672 | 129.8672 | 129.8672 | 129.8672 | 129.8672 | 129.8672 | 129.8672 | 129.8672 | 129.8672 | 129.8672 | 129.8672 | 129.8672 | 129.8672 | 129.8672
|  |  | Annualised capex | 0 | 0 | 1.6603 | 1.6603 | 1.6603 | 1.6603 | 1.6603 | 1.6603 | 1.6603 | 1.6603 | 1.6603 | 1.6603 | 1.6603 | 1.6603 | 1.6603 | 1.6603 | 1.6603 | 1.6603 | 1.6603 | 1.6603 | 1.6603 | 1.6603 | 1.6603 | 1.6603 | 1.6603 | 1.6603 | 1.6603 | 1.6603 | 1.6603 | 1.6603
|  |  | Annualised cost (capex+opex) | 0 | 0 | 1.6603 | 1.9722 | 1.9722 | 1.9722 | 1.9722 | 1.9722 | 1.9722 | 1.9722 | 1.9722 | 1.9722 | 1.9722 | 1.9722 | 1.9722 | 1.9722 | 1.9722 | 1.9722 | 1.9722 | 1.9722 | 1.9722 | 1.9722 | 1.9722 | 1.9722 | 1.9722 | 1.9722 | 1.9722 | 1.9722 | 1.9722 | 1.9722
|  |  | Optimal timing (interim calc) | 0 | 0 | 0 | 1 | 1 | 1 | 1 | 1 | 1 | 1 | 1 | 1 | 1 | 1 | 1 | 1 | 1 | 1 | 1 | 1 | 1 | 1 | 1 | 1 | 1 | 1 | 1 | 1 | 1 | 1
|  |  | Optimal timing | - | - | - | Yes | - | - | - | - | - | - | - | - | - | - | - | - | - | - | - | - | - | - | - | - | - | - | - | - | - | -
Adjusted For Optimal Timing: | 27.2455 | 31.1934 | Capex | 0 | 0 | 31.1934 | 0 | 0 | 0 | 0 | 0 | 0 | 0 | 0 | 0 | 0 | 0 | 0 | 0 | 0 | 0 | 0 | 0 | 0 | 0 | 0 | 0 | 0 | 0 | 0 | 0 | 0 | 0
| 3.2658 | 8.4222 | Opex | 0 | 0 | 0 | 0.31193 | 0.31193 | 0.31193 | 0.31193 | 0.31193 | 0.31193 | 0.31193 | 0.31193 | 0.31193 | 0.31193 | 0.31193 | 0.31193 | 0.31193 | 0.31193 | 0.31193 | 0.31193 | 0.31193 | 0.31193 | 0.31193 | 0.31193 | 0.31193 | 0.31193 | 0.31193 | 0.31193 | 0.31193 | 0.31193 | 0.31193
| 14508.7768 | 54982.1257 | Reduction in unserved energy | 0 | 0 | 0 | 2.6609 | 9.884 | 22.6344 | 45.7051 | 85.6819 | 148.3888 | 237.2893 | 418.7156 | 713.2119 | 1132.485 | 2050.6289 | 3132.1775 | 3132.1775 | 3132.1775 | 3132.1775 | 3132.1775 | 3132.1775 | 3132.1775 | 3132.1775 | 3132.1775 | 3132.1775 | 3132.1775 | 3132.1775 | 3132.1775 | 3132.1775 | 3132.1775 | 3132.1775
| 14478.2655 | 54942.5101 | Net benefit | 0 | 0 | -31.1934 | 2.349 | 9.572 | 22.3224 | 45.3932 | 85.3699 | 148.0769 | 236.9773 | 418.4036 | 712.9 | 1132.1731 | 2050.317 | 3131.8656 | 3131.8656 | 3131.8656 | 3131.8656 | 3131.8656 | 3131.8656 | 3131.8656 | 3131.8656 | 3131.8656 | 3131.8656 | 3131.8656 | 3131.8656 | 3131.8656 | 3131.8656 | 3131.8656 | 3131.8656
Option 3
Determining Optimal Timing: | Discounted | Undiscounted
| 13.2974 | 15.2241 | Capex | 0 | 0 | 15.2241 | 0 | 0 | 0 | 0 | 0 | 0 | 0 | 0 | 0 | 0 | 0 | 0 | 0 | 0 | 0 | 0 | 0 | 0 | 0 | 0 | 0 | 0 | 0 | 0 | 0 | 0 | 0
| 1.5939 | 4.1105 | Opex | 0 | 0 | 0 | 0.15224 | 0.15224 | 0.15224 | 0.15224 | 0.15224 | 0.15224 | 0.15224 | 0.15224 | 0.15224 | 0.15224 | 0.15224 | 0.15224 | 0.15224 | 0.15224 | 0.15224 | 0.15224 | 0.15224 | 0.15224 | 0.15224 | 0.15224 | 0.15224 | 0.15224 | 0.15224 | 0.15224 | 0.15224 | 0.15224 | 0.15224
| 13493.6525 | 50929.6324 | Reduction in unserved energy | 0 | 0 | 0 | 2.6609 | 9.8839 | 22.6343 | 45.7056 | 85.6839 | 148.3195 | 236.7108 | 417.0525 | 707.0185 | 1113.9197 | 1953.5227 | 2886.6575 | 2886.6575 | 2886.6575 | 2886.6575 | 2886.6575 | 2886.6575 | 2886.6575 | 2886.6575 | 2886.6575 | 2886.6575 | 2886.6575 | 2886.6575 | 2886.6575 | 2886.6575 | 2886.6575 | 2886.6575
| 13478.7613 | 50910.2978 | Net benefit | 0 | 0 | -15.2241 | 2.5087 | 9.7317 | 22.482 | 45.5534 | 85.5316 | 148.1672 | 236.5586 | 416.9003 | 706.8662 | 1113.7675 | 1953.3705 | 2886.5053 | 2886.5053 | 2886.5053 | 2886.5053 | 2886.5053 | 2886.5053 | 2886.5053 | 2886.5053 | 2886.5053 | 2886.5053 | 2886.5053 | 2886.5053 | 2886.5053 | 2886.5053 | 2886.5053 | 2886.5053
|  |  | EUE Value ($m, real $2024) | 0 | 1.282e-05 | 4.9163e-06 | 0.014932 | 0.031399 | 0.049312 | 0.082279 | 0.16946 | 0.48423 | 1.6319 | 5.4523 | 15.3281 | 38.8356 | 150.18 | 375.3872 | 375.3872 | 375.3872 | 375.3872 | 375.3872 | 375.3872 | 375.3872 | 375.3872 | 375.3872 | 375.3872 | 375.3872 | 375.3872 | 375.3872 | 375.3872 | 375.3872 | 375.3872
|  |  | Annualised capex | 0 | 0 | 0.81032 | 0.81032 | 0.81032 | 0.81032 | 0.81032 | 0.81032 | 0.81032 | 0.81032 | 0.81032 | 0.81032 | 0.81032 | 0.81032 | 0.81032 | 0.81032 | 0.81032 | 0.81032 | 0.81032 | 0.81032 | 0.81032 | 0.81032 | 0.81032 | 0.81032 | 0.81032 | 0.81032 | 0.81032 | 0.81032 | 0.81032 | 0.81032
|  |  | Annualised cost (capex+opex) | 0 | 0 | 0.81032 | 0.96256 | 0.96256 | 0.96256 | 0.96256 | 0.96256 | 0.96256 | 0.96256 | 0.96256 | 0.96256 | 0.96256 | 0.96256 | 0.96256 | 0.96256 | 0.96256 | 0.96256 | 0.96256 | 0.96256 | 0.96256 | 0.96256 | 0.96256 | 0.96256 | 0.96256 | 0.96256 | 0.96256 | 0.96256 | 0.96256 | 0.96256
|  |  | Optimal timing (interim calc) | 0 | 0 | 0 | 1 | 1 | 1 | 1 | 1 | 1 | 1 | 1 | 1 | 1 | 1 | 1 | 1 | 1 | 1 | 1 | 1 | 1 | 1 | 1 | 1 | 1 | 1 | 1 | 1 | 1 | 1
|  |  | Optimal timing | - | - | - | Yes | - | - | - | - | - | - | - | - | - | - | - | - | - | - | - | - | - | - | - | - | - | - | - | - | - | -
Adjusted For Optimal Timing: | 13.2974 | 15.2241 | Capex | 0 | 0 | 15.2241 | 0 | 0 | 0 | 0 | 0 | 0 | 0 | 0 | 0 | 0 | 0 | 0 | 0 | 0 | 0 | 0 | 0 | 0 | 0 | 0 | 0 | 0 | 0 | 0 | 0 | 0 | 0
| 1.5939 | 4.1105 | Opex | 0 | 0 | 0 | 0.15224 | 0.15224 | 0.15224 | 0.15224 | 0.15224 | 0.15224 | 0.15224 | 0.15224 | 0.15224 | 0.15224 | 0.15224 | 0.15224 | 0.15224 | 0.15224 | 0.15224 | 0.15224 | 0.15224 | 0.15224 | 0.15224 | 0.15224 | 0.15224 | 0.15224 | 0.15224 | 0.15224 | 0.15224 | 0.15224 | 0.15224
| 13493.6525 | 50929.6324 | Reduction in unserved energy | 0 | 0 | 0 | 2.6609 | 9.8839 | 22.6343 | 45.7056 | 85.6839 | 148.3195 | 236.7108 | 417.0525 | 707.0185 | 1113.9197 | 1953.5227 | 2886.6575 | 2886.6575 | 2886.6575 | 2886.6575 | 2886.6575 | 2886.6575 | 2886.6575 | 2886.6575 | 2886.6575 | 2886.6575 | 2886.6575 | 2886.6575 | 2886.6575 | 2886.6575 | 2886.6575 | 2886.6575
| 13478.7613 | 50910.2978 | Net benefit | 0 | 0 | -15.2241 | 2.5087 | 9.7317 | 22.482 | 45.5534 | 85.5316 | 148.1672 | 236.5586 | 416.9003 | 706.8662 | 1113.7675 | 1953.3705 | 2886.5053 | 2886.5053 | 2886.5053 | 2886.5053 | 2886.5053 | 2886.5053 | 2886.5053 | 2886.5053 | 2886.5053 | 2886.5053 | 2886.5053 | 2886.5053 | 2886.5053 | 2886.5053 | 2886.5053 | 2886.5053
Option 4
Determining Optimal Timing: | Discounted | Undiscounted
| 36.8468 | 42.1859 | Capex | 0 | 0 | 42.1859 | 0 | 0 | 0 | 0 | 0 | 0 | 0 | 0 | 0 | 0 | 0 | 0 | 0 | 0 | 0 | 0 | 0 | 0 | 0 | 0 | 0 | 0 | 0 | 0 | 0 | 0 | 0
| 4.4167 | 11.3902 | Opex | 0 | 0 | 0 | 0.42186 | 0.42186 | 0.42186 | 0.42186 | 0.42186 | 0.42186 | 0.42186 | 0.42186 | 0.42186 | 0.42186 | 0.42186 | 0.42186 | 0.42186 | 0.42186 | 0.42186 | 0.42186 | 0.42186 | 0.42186 | 0.42186 | 0.42186 | 0.42186 | 0.42186 | 0.42186 | 0.42186 | 0.42186 | 0.42186 | 0.42186
| 14535.9071 | 55084.9837 | Reduction in unserved energy | 0 | 0 | 0 | 2.6758 | 9.915 | 22.6823 | 45.7843 | 85.8436 | 148.7367 | 237.8965 | 419.6959 | 714.5979 | 1134.3526 | 2053.8112 | 3138.062 | 3138.062 | 3138.062 | 3138.062 | 3138.062 | 3138.062 | 3138.062 | 3138.062 | 3138.062 | 3138.062 | 3138.062 | 3138.062 | 3138.062 | 3138.062 | 3138.062 | 3138.062
| 14494.6435 | 55031.4075 | Net benefit | 0 | 0 | -42.1859 | 2.254 | 9.4932 | 22.2605 | 45.3624 | 85.4218 | 148.3148 | 237.4746 | 419.274 | 714.1761 | 1133.9307 | 2053.3893 | 3137.6401 | 3137.6401 | 3137.6401 | 3137.6401 | 3137.6401 | 3137.6401 | 3137.6401 | 3137.6401 | 3137.6401 | 3137.6401 | 3137.6401 | 3137.6401 | 3137.6401 | 3137.6401 | 3137.6401 | 3137.6401
|  |  | EUE Value ($m, real $2024) | 0 | 1.282e-05 | 2.5234e-06 | 2.4168e-06 | 0.00026334 | 0.0012549 | 0.0036341 | 0.009702 | 0.06701 | 0.44627 | 2.809 | 7.7487 | 18.4027 | 49.8915 | 123.9827 | 123.9827 | 123.9827 | 123.9827 | 123.9827 | 123.9827 | 123.9827 | 123.9827 | 123.9827 | 123.9827 | 123.9827 | 123.9827 | 123.9827 | 123.9827 | 123.9827 | 123.9827
|  |  | Annualised capex | 0 | 0 | 2.2454 | 2.2454 | 2.2454 | 2.2454 | 2.2454 | 2.2454 | 2.2454 | 2.2454 | 2.2454 | 2.2454 | 2.2454 | 2.2454 | 2.2454 | 2.2454 | 2.2454 | 2.2454 | 2.2454 | 2.2454 | 2.2454 | 2.2454 | 2.2454 | 2.2454 | 2.2454 | 2.2454 | 2.2454 | 2.2454 | 2.2454 | 2.2454
|  |  | Annualised cost (capex+opex) | 0 | 0 | 2.2454 | 2.6673 | 2.6673 | 2.6673 | 2.6673 | 2.6673 | 2.6673 | 2.6673 | 2.6673 | 2.6673 | 2.6673 | 2.6673 | 2.6673 | 2.6673 | 2.6673 | 2.6673 | 2.6673 | 2.6673 | 2.6673 | 2.6673 | 2.6673 | 2.6673 | 2.6673 | 2.6673 | 2.6673 | 2.6673 | 2.6673 | 2.6673
|  |  | Optimal timing (interim calc) | 0 | 0 | 0 | 1 | 1 | 1 | 1 | 1 | 1 | 1 | 1 | 1 | 1 | 1 | 1 | 1 | 1 | 1 | 1 | 1 | 1 | 1 | 1 | 1 | 1 | 1 | 1 | 1 | 1 | 1
|  |  | Optimal timing | - | - | - | Yes | - | - | - | - | - | - | - | - | - | - | - | - | - | - | - | - | - | - | - | - | - | - | - | - | - | -
[11 empty] | 1 | 2 | 3 | 4 | 5 | 6 | 7 | 8 | 9 | 10 | 11 | 12 | 13 | 14 | 15 | 16 | 17 | 18 | 19
Adjusted For Optimal Timing: | 36.8468 | 42.1859 | Capex | 0 | 0 | 42.1859 | 0 | 0 | 0 | 0 | 0 | 0 | 0 | 0 | 0 | 0 | 0 | 0 | 0 | 0 | 0 | 0 | 0 | 0 | 0 | 0 | 0 | 0 | 0 | 0 | 0 | 0 | 0
| 4.4167 | 11.3902 | Opex | 0 | 0 | 0 | 0.42186 | 0.42186 | 0.42186 | 0.42186 | 0.42186 | 0.42186 | 0.42186 | 0.42186 | 0.42186 | 0.42186 | 0.42186 | 0.42186 | 0.42186 | 0.42186 | 0.42186 | 0.42186 | 0.42186 | 0.42186 | 0.42186 | 0.42186 | 0.42186 | 0.42186 | 0.42186 | 0.42186 | 0.42186 | 0.42186 | 0.42186
| 14535.9071 | 55084.9837 | Reduction in unserved energy | 0 | 0 | 0 | 2.6758 | 9.915 | 22.6823 | 45.7843 | 85.8436 | 148.7367 | 237.8965 | 419.6959 | 714.5979 | 1134.3526 | 2053.8112 | 3138.062 | 3138.062 | 3138.062 | 3138.062 | 3138.062 | 3138.062 | 3138.062 | 3138.062 | 3138.062 | 3138.062 | 3138.062 | 3138.062 | 3138.062 | 3138.062 | 3138.062 | 3138.062
| 14494.6435 | 55031.4075 | Net benefit | 0 | 0 | -42.1859 | 2.254 | 9.4932 | 22.2605 | 45.3624 | 85.4218 | 148.3148 | 237.4746 | 419.274 | 714.1761 | 1133.9307 | 2053.3893 | 3137.6401 | 3137.6401 | 3137.6401 | 3137.6401 | 3137.6401 | 3137.6401 | 3137.6401 | 3137.6401 | 3137.6401 | 3137.6401 | 3137.6401 | 3137.6401 | 3137.6401 | 3137.6401 | 3137.6401 | 3137.6401
Option 5
Determining Optimal Timing: | Discounted | Undiscounted
| 7.9121 | 9.0586 | Capex | 0 | 0 | 9.0586 | 0 | 0 | 0 | 0 | 0 | 0 | 0 | 0 | 0 | 0 | 0 | 0 | 0 | 0 | 0 | 0 | 0 | 0 | 0 | 0 | 0 | 0 | 0 | 0 | 0 | 0 | 0
| 0.94841 | 2.4458 | Opex | 0 | 0 | 0 | 0.090586 | 0.090586 | 0.090586 | 0.090586 | 0.090586 | 0.090586 | 0.090586 | 0.090586 | 0.090586 | 0.090586 | 0.090586 | 0.090586 | 0.090586 | 0.090586 | 0.090586 | 0.090586 | 0.090586 | 0.090586 | 0.090586 | 0.090586 | 0.090586 | 0.090586 | 0.090586 | 0.090586 | 0.090586 | 0.090586 | 0.090586
| 8926.2432 | 33407.6278 | Reduction in unserved energy | 0 | 0 | 0 | 2.597 | 9.6823 | 21.7888 | 42.401 | 76.8648 | 125.0364 | 189.8528 | 320.6335 | 517.1488 | 779.7885 | 1295.7114 | 1876.6327 | 1876.6327 | 1876.6327 | 1876.6327 | 1876.6327 | 1876.6327 | 1876.6327 | 1876.6327 | 1876.6327 | 1876.6327 | 1876.6327 | 1876.6327 | 1876.6327 | 1876.6327 | 1876.6327 | 1876.6327
| 8917.3827 | 33396.1234 | Net benefit | 0 | 0 | -9.0586 | 2.5064 | 9.5917 | 21.6982 | 42.3104 | 76.7742 | 124.9458 | 189.7623 | 320.5429 | 517.0582 | 779.6979 | 1295.6209 | 1876.5421 | 1876.5421 | 1876.5421 | 1876.5421 | 1876.5421 | 1876.5421 | 1876.5421 | 1876.5421 | 1876.5421 | 1876.5421 | 1876.5421 | 1876.5421 | 1876.5421 | 1876.5421 | 1876.5421 | 1876.5421
|  |  | EUE Value ($m, real $2024) | 0 | 1.282e-05 | 0.07484 | 0.078833 | 0.23298 | 0.89483 | 3.387 | 8.9885 | 23.7673 | 48.4899 | 101.8713 | 205.1978 | 372.9668 | 807.9913 | 1385.4121 | 1385.4121 | 1385.4121 | 1385.4121 | 1385.4121 | 1385.4121 | 1385.4121 | 1385.4121 | 1385.4121 | 1385.4121 | 1385.4121 | 1385.4121 | 1385.4121 | 1385.4121 | 1385.4121 | 1385.4121
|  |  | Annualised capex | 0 | 0 | 0.48215 | 0.48215 | 0.48215 | 0.48215 | 0.48215 | 0.48215 | 0.48215 | 0.48215 | 0.48215 | 0.48215 | 0.48215 | 0.48215 | 0.48215 | 0.48215 | 0.48215 | 0.48215 | 0.48215 | 0.48215 | 0.48215 | 0.48215 | 0.48215 | 0.48215 | 0.48215 | 0.48215 | 0.48215 | 0.48215 | 0.48215 | 0.48215
|  |  | Annualised cost (capex+opex) | 0 | 0 | 0.48215 | 0.57274 | 0.57274 | 0.57274 | 0.57274 | 0.57274 | 0.57274 | 0.57274 | 0.57274 | 0.57274 | 0.57274 | 0.57274 | 0.57274 | 0.57274 | 0.57274 | 0.57274 | 0.57274 | 0.57274 | 0.57274 | 0.57274 | 0.57274 | 0.57274 | 0.57274 | 0.57274 | 0.57274 | 0.57274 | 0.57274 | 0.57274
|  |  | Optimal timing (interim calc) | 0 | 0 | 0 | 1 | 1 | 1 | 1 | [19 empty] | 1 | 1 | 1 | 1 | bar: 1 to 19
|  |  | Optimal timing | - | - | - | Yes | - | - | - | [19 empty] | - | - | - | - | bar: 1 to 19
Adjusted For Optimal Timing: | 7.9121 | 9.0586 | Capex | 0 | 0 | 9.0586 | 0 | 0 | 0 | 0 | 0 | 0 | 0 | 0 | 0 | 0 | 0 | 0 | 0 | 0 | 0 | 0 | 0 | 0 | 0 | 0 | 0 | 0 | 0 | 0 | 0 | 0 | 0
| 0.94841 | 2.4458 | Opex | 0 | 0 | 0 | 0.090586 | 0.090586 | 0.090586 | 0.090586 | 0.090586 | 0.090586 | 0.090586 | 0.090586 | 0.090586 | 0.090586 | 0.090586 | 0.090586 | 0.090586 | 0.090586 | 0.090586 | 0.090586 | 0.090586 | 0.090586 | 0.090586 | 0.090586 | 0.090586 | 0.090586 | 0.090586 | 0.090586 | 0.090586 | 0.090586 | 0.090586
| 8926.2432 | 33407.6278 | Reduction in unserved energy | 0 | 0 | 0 | 2.597 | 9.6823 | 21.7888 | 42.401 | 76.8648 | 125.0364 | 189.8528 | 320.6335 | 517.1488 | 779.7885 | 1295.7114 | 1876.6327 | 1876.6327 | 1876.6327 | 1876.6327 | 1876.6327 | 1876.6327 | 1876.6327 | 1876.6327 | 1876.6327 | 1876.6327 | 1876.6327 | 1876.6327 | 1876.6327 | 1876.6327 | 1876.6327 | 1876.6327
| 8917.3827 | 33396.1234 | Net benefit | 0 | 0 | -9.0586 | 2.5064 | 9.5917 | 21.6982 | 42.3104 | 76.7742 | 124.9458 | 189.7623 | 320.5429 | 517.0582 | 779.6979 | 1295.6209 | 1876.5421 | 1876.5421 | 1876.5421 | 1876.5421 | 1876.5421 | 1876.5421 | 1876.5421 | 1876.5421 | 1876.5421 | 1876.5421 | 1876.5421 | 1876.5421 | 1876.5421 | 1876.5421 | 1876.5421 | 1876.5421
Option 6
Determining Optimal Timing: | Discounted | Undiscounted
| 35.5104 | 40.6559 | Capex | 0 | 0 | 40.6559 | 0 | 0 | 0 | 0 | 0 | 0 | 0 | 0 | 0 | 0 | 0 | 0 | 0 | 0 | 0 | 0 | 0 | 0 | 0 | 0 | 0 | 0 | 0 | 0 | 0 | 0 | 0
| 4.2565 | 10.9771 | Opex | 0 | 0 | 0 | 0.40656 | 0.40656 | 0.40656 | 0.40656 | 0.40656 | 0.40656 | 0.40656 | 0.40656 | 0.40656 | 0.40656 | 0.40656 | 0.40656 | 0.40656 | 0.40656 | 0.40656 | 0.40656 | 0.40656 | 0.40656 | 0.40656 | 0.40656 | 0.40656 | 0.40656 | 0.40656 | 0.40656 | 0.40656 | 0.40656 | 0.40656
| 12769.8143 | 48078.4347 | Reduction in unserved energy | 0 | 0 | 0 | 2.6758 | 9.9148 | 22.6818 | 45.7831 | 85.8306 | 148.4142 | 235.9168 | 414.5885 | 696.3235 | 1083.1599 | 1859.4508 | 2717.1059 | 2717.1059 | 2717.1059 | 2717.1059 | 2717.1059 | 2717.1059 | 2717.1059 | 2717.1059 | 2717.1059 | 2717.1059 | 2717.1059 | 2717.1059 | 2717.1059 | 2717.1059 | 2717.1059 | 2717.1059
| 12730.0474 | 48026.8017 | Net benefit | 0 | 0 | -40.6559 | 2.2693 | 9.5082 | 22.2753 | 45.3765 | 85.424 | 148.0076 | 235.5103 | 414.1819 | 695.917 | 1082.7534 | 1859.0443 | 2716.6994 | 2716.6994 | 2716.6994 | 2716.6994 | 2716.6994 | 2716.6994 | 2716.6994 | 2716.6994 | 2716.6994 | 2716.6994 | 2716.6994 | 2716.6994 | 2716.6994 | 2716.6994 | 2716.6994 | 2716.6994
|  |  | EUE Value ($m, real $2024) | 0 | 1.282e-05 | 4.4389e-06 | 2.1806e-05 | 0.00050734 | 0.0017872 | 0.0048552 | 0.02277 | 0.38949 | 2.4259 | 7.9164 | 26.023 | 69.5954 | 244.2519 | 544.9388 | 544.9388 | 544.9388 | 544.9388 | 544.9388 | 544.9388 | 544.9388 | 544.9388 | 544.9388 | 544.9388 | 544.9388 | 544.9388 | 544.9388 | 544.9388 | 544.9388 | 544.9388
|  |  | Annualised capex | 0 | 0 | 2.164 | 2.164 | 2.164 | 2.164 | 2.164 | 2.164 | 2.164 | 2.164 | 2.164 | 2.164 | 2.164 | 2.164 | 2.164 | 2.164 | 2.164 | 2.164 | 2.164 | 2.164 | 2.164 | 2.164 | 2.164 | 2.164 | 2.164 | 2.164 | 2.164 | 2.164 | 2.164 | 2.164
|  |  | Annualised cost (capex+opex) | 0 | 0 | 2.164 | 2.5705 | 2.5705 | 2.5705 | 2.5705 | 2.5705 | 2.5705 | 2.5705 | 2.5705 | 2.5705 | 2.5705 | 2.5705 | 2.5705 | 2.5705 | 2.5705 | 2.5705 | 2.5705 | 2.5705 | 2.5705 | 2.5705 | 2.5705 | 2.5705 | 2.5705 | 2.5705 | 2.5705 | 2.5705 | 2.5705 | 2.5705
|  |  | Optimal timing (interim calc) | 0 | 0 | 0 | 1 | 1 | 1 | 1 | [19 empty] | 1 | 1 | 1 | 1 | bar: 1 to 19
|  |  | Optimal timing | - | - | - | Yes | - | - | - | [19 empty] | - | - | - | - | bar: 1 to 19
Adjusted For Optimal Timing: | 35.5104 | 40.6559 | Capex | 0 | 0 | 40.6559 | 0 | 0 | 0 | 0 | 0 | 0 | 0 | 0 | 0 | 0 | 0 | 0 | 0 | 0 | 0 | 0 | 0 | 0 | 0 | 0 | 0 | 0 | 0 | 0 | 0 | 0 | 0
| 4.2565 | 10.9771 | Opex | 0 | 0 | 0 | 0.40656 | 0.40656 | 0.40656 | 0.40656 | 0.40656 | 0.40656 | 0.40656 | 0.40656 | 0.40656 | 0.40656 | 0.40656 | 0.40656 | 0.40656 | 0.40656 | 0.40656 | 0.40656 | 0.40656 | 0.40656 | 0.40656 | 0.40656 | 0.40656 | 0.40656 | 0.40656 | 0.40656 | 0.40656 | 0.40656 | 0.40656
| 12769.8143 | 48078.4347 | Reduction in unserved energy | 0 | 0 | 0 | 2.6758 | 9.9148 | 22.6818 | 45.7831 | 85.8306 | 148.4142 | 235.9168 | 414.5885 | 696.3235 | 1083.1599 | 1859.4508 | 2717.1059 | 2717.1059 | 2717.1059 | 2717.1059 | 2717.1059 | 2717.1059 | 2717.1059 | 2717.1059 | 2717.1059 | 2717.1059 | 2717.1059 | 2717.1059 | 2717.1059 | 2717.1059 | 2717.1059 | 2717.1059
| 12730.0474 | 48026.8017 | Net benefit | 0 | 0 | -40.6559 | 2.2693 | 9.5082 | 22.2753 | 45.3765 | 85.424 | 148.0076 | 235.5103 | 414.1819 | 695.917 | 1082.7534 | 1859.0443 | 2716.6994 | 2716.6994 | 2716.6994 | 2716.6994 | 2716.6994 | 2716.6994 | 2716.6994 | 2716.6994 | 2716.6994 | 2716.6994 | 2716.6994 | 2716.6994 | 2716.6994 | 2716.6994 | 2716.6994 | 2716.6994
Option 7
Determining Optimal Timing: | Discounted | Undiscounted
| 0 | 0 | Capex | 0 | 0 | 0 | 0 | 0 | 0 | 0 | 0 | 0 | 0 | 0 | 0 | 0 | 0 | 0 | 0 | 0 | 0 | 0 | 0 | 0 | 0 | 0 | 0 | 0 | 0 | 0 | 0 | 0 | 0
| 0 | 0 | Opex | 0 | 0 | 0 | 0 | 0 | 0 | 0 | 0 | 0 | 0 | 0 | 0 | 0 | 0 | 0 | 0 | 0 | 0 | 0 | 0 | 0 | 0 | 0 | 0 | 0 | 0 | 0 | 0 | 0 | 0
| 0 | 0 | Reduction in unserved energy | 0 | 0 | 0 | 0 | 0 | 0 | 0 | 0 | 0 | 0 | 0 | 0 | 0 | 0 | 0 | 0 | 0 | 0 | 0 | 0 | 0 | 0 | 0 | 0 | 0 | 0 | 0 | 0 | 0 | 0
| 0 | 0 | Net benefit | 0 | 0 | 0 | 0 | 0 | 0 | 0 | 0 | 0 | 0 | 0 | 0 | 0 | 0 | 0 | 0 | 0 | 0 | 0 | 0 | 0 | 0 | 0 | 0 | 0 | 0 | 0 | 0 | 0 | 0
|  |  | EUE Value ($m, real $2024) | 0 | 0 | 0 | 0 | 0 | 0 | 0 | 0 | 0 | 0 | 0 | 0 | 0 | 0 | 0 | 0 | 0 | 0 | 0 | 0 | 0 | 0 | 0 | 0 | 0 | 0 | 0 | 0 | 0 | 0
|  |  | Annualised capex | 0 | 0 | 0 | 0 | 0 | 0 | 0 | 0 | 0 | 0 | 0 | 0 | 0 | 0 | 0 | 0 | 0 | 0 | 0 | 0 | 0 | 0 | 0 | 0 | 0 | 0 | 0 | 0 | 0 | 0
|  |  | Annualised cost (capex+opex) | 0 | 0 | 0 | 0 | 0 | 0 | 0 | 0 | 0 | 0 | 0 | 0 | 0 | 0 | 0 | 0 | 0 | 0 | 0 | 0 | 0 | 0 | 0 | 0 | 0 | 0 | 0 | 0 | 0 | 0
|  |  | Optimal timing (interim calc) | 0 | 0 | 0 | 0 | 0 | 0 | 0 | 0 | 0 | 0 | 0 | 0 | 0 | 0 | 0 | 0 | 0 | 0 | 0 | 0 | 0 | 0 | 0 | 0 | 0 | 0 | 0 | 0 | 0 | 0
|  |  | Optimal timing | - | - | - | - | - | - | - | [19 empty] | - | - | - | - | bar: 1 to 19
Adjusted For Optimal Timing: | 0 | 0 | Capex | 0 | 0 | 0 | 0 | 0 | 0 | 0 | 0 | 0 | 0 | 0 | 0 | 0 | 0 | 0 | 0 | 0 | 0 | 0 | 0 | 0 | 0 | 0 | 0 | 0 | 0 | 0 | 0 | 0 | 0
| 0 | 0 | Opex | 0 | 0 | 0 | 0 | 0 | 0 | 0 | 0 | 0 | 0 | 0 | 0 | 0 | 0 | 0 | 0 | 0 | 0 | 0 | 0 | 0 | 0 | 0 | 0 | 0 | 0 | 0 | 0 | 0 | 0
| 0 | 0 | Reduction in unserved energy | 0 | 0 | 0 | 0 | 0 | 0 | 0 | 0 | 0 | 0 | 0 | 0 | 0 | 0 | 0 | 0 | 0 | 0 | 0 | 0 | 0 | 0 | 0 | 0 | 0 | 0 | 0 | 0 | 0 | 0
| 0 | 0 | Net benefit | 0 | 0 | 0 | 0 | 0 | 0 | 0 | 0 | 0 | 0 | 0 | 0 | 0 | 0 | 0 | 0 | 0 | 0 | 0 | 0 | 0 | 0 | 0 | 0 | 0 | 0 | 0 | 0 | 0 | 0
Option 8
Determining Optimal Timing: | Discounted | Undiscounted
| 0 | 0 | Capex | 0 | 0 | 0 | 0 | 0 | 0 | 0 | 0 | 0 | 0 | 0 | 0 | 0 | 0 | 0 | 0 | 0 | 0 | 0 | 0 | 0 | 0 | 0 | 0 | 0 | 0 | 0 | 0 | 0 | 0
| 0 | 0 | Opex | 0 | 0 | 0 | 0 | 0 | 0 | 0 | 0 | 0 | 0 | 0 | 0 | 0 | 0 | 0 | 0 | 0 | 0 | 0 | 0 | 0 | 0 | 0 | 0 | 0 | 0 | 0 | 0 | 0 | 0
| 0 | 0 | Reduction in unserved energy | 0 | 0 | 0 | 0 | 0 | 0 | 0 | 0 | 0 | 0 | 0 | 0 | 0 | 0 | 0 | 0 | 0 | 0 | 0 | 0 | 0 | 0 | 0 | 0 | 0 | 0 | 0 | 0 | 0 | 0
| 0 | 0 | Net benefit | 0 | 0 | 0 | 0 | 0 | 0 | 0 | 0 | 0 | 0 | 0 | 0 | 0 | 0 | 0 | 0 | 0 | 0 | 0 | 0 | 0 | 0 | 0 | 0 | 0 | 0 | 0 | 0 | 0 | 0
|  |  | EUE Value ($m, real $2024) | 0 | 0 | 0 | 0 | 0 | 0 | 0 | 0 | 0 | 0 | 0 | 0 | 0 | 0 | 0 | 0 | 0 | 0 | 0 | 0 | 0 | 0 | 0 | 0 | 0 | 0 | 0 | 0 | 0 | 0
|  |  | Annualised capex | 0 | 0 | 0 | 0 | 0 | 0 | 0 | 0 | 0 | 0 | 0 | 0 | 0 | 0 | 0 | 0 | 0 | 0 | 0 | 0 | 0 | 0 | 0 | 0 | 0 | 0 | 0 | 0 | 0 | 0
|  |  | Annualised cost (capex+opex) | 0 | 0 | 0 | 0 | 0 | 0 | 0 | 0 | 0 | 0 | 0 | 0 | 0 | 0 | 0 | 0 | 0 | 0 | 0 | 0 | 0 | 0 | 0 | 0 | 0 | 0 | 0 | 0 | 0 | 0
|  |  | Optimal timing (interim calc) | 0 | 0 | 0 | 0 | 0 | 0 | 0 | 0 | 0 | 0 | 0 | 0 | 0 | 0 | 0 | 0 | 0 | 0 | 0 | 0 | 0 | 0 | 0 | 0 | 0 | 0 | 0 | 0 | 0 | 0
|  |  | Optimal timing | - | - | - | - | - | - | - | [19 empty] | - | - | - | - | bar: 1 to 19
Adjusted For Optimal Timing: | 0 | 0 | Capex | 0 | 0 | 0 | 0 | 0 | 0 | 0 | 0 | 0 | 0 | 0 | 0 | 0 | 0 | 0 | 0 | 0 | 0 | 0 | 0 | 0 | 0 | 0 | 0 | 0 | 0 | 0 | 0 | 0 | 0
| 0 | 0 | Opex | 0 | 0 | 0 | 0 | 0 | 0 | 0 | 0 | 0 | 0 | 0 | 0 | 0 | 0 | 0 | 0 | 0 | 0 | 0 | 0 | 0 | 0 | 0 | 0 | 0 | 0 | 0 | 0 | 0 | 0
| 0 | 0 | Reduction in unserved energy | 0 | 0 | 0 | 0 | 0 | 0 | 0 | 0 | 0 | 0 | 0 | 0 | 0 | 0 | 0 | 0 | 0 | 0 | 0 | 0 | 0 | 0 | 0 | 0 | 0 | 0 | 0 | 0 | 0 | 0
| 0 | 0 | Net benefit | 0 | 0 | 0 | 0 | 0 | 0 | 0 | 0 | 0 | 0 | 0 | 0 | 0 | 0 | 0 | 0 | 0 | 0 | 0 | 0 | 0 | 0 | 0 | 0 | 0 | 0 | 0 | 0 | 0 | 0
Option 9
Determining Optimal Timing: | Discounted | Undiscounted
| 0 | 0 | Capex | 0 | 0 | 0 | 0 | 0 | 0 | 0 | 0 | 0 | 0 | 0 | 0 | 0 | 0 | 0 | 0 | 0 | 0 | 0 | 0 | 0 | 0 | 0 | 0 | 0 | 0 | 0 | 0 | 0 | 0
| 0 | 0 | Opex | 0 | 0 | 0 | 0 | 0 | 0 | 0 | 0 | 0 | 0 | 0 | 0 | 0 | 0 | 0 | 0 | 0 | 0 | 0 | 0 | 0 | 0 | 0 | 0 | 0 | 0 | 0 | 0 | 0 | 0
| 0 | 0 | Reduction in unserved energy | 0 | 0 | 0 | 0 | 0 | 0 | 0 | 0 | 0 | 0 | 0 | 0 | 0 | 0 | 0 | 0 | 0 | 0 | 0 | 0 | 0 | 0 | 0 | 0 | 0 | 0 | 0 | 0 | 0 | 0
| 0 | 0 | Net benefit | 0 | 0 | 0 | 0 | 0 | 0 | 0 | 0 | 0 | 0 | 0 | 0 | 0 | 0 | 0 | 0 | 0 | 0 | 0 | 0 | 0 | 0 | 0 | 0 | 0 | 0 | 0 | 0 | 0 | 0
|  |  | EUE Value ($m, real $2024) | 0 | 0 | 0 | 0 | 0 | 0 | 0 | 0 | 0 | 0 | 0 | 0 | 0 | 0 | 0 | 0 | 0 | 0 | 0 | 0 | 0 | 0 | 0 | 0 | 0 | 0 | 0 | 0 | 0 | 0
|  |  | Annualised capex | 0 | 0 | 0 | 0 | 0 | 0 | 0 | 0 | 0 | 0 | 0 | 0 | 0 | 0 | 0 | 0 | 0 | 0 | 0 | 0 | 0 | 0 | 0 | 0 | 0 | 0 | 0 | 0 | 0 | 0
|  |  | Annualised cost (capex+opex) | 0 | 0 | 0 | 0 | 0 | 0 | 0 | 0 | 0 | 0 | 0 | 0 | 0 | 0 | 0 | 0 | 0 | 0 | 0 | 0 | 0 | 0 | 0 | 0 | 0 | 0 | 0 | 0 | 0 | 0
|  |  | Optimal timing (interim calc) | 0 | 0 | 0 | 0 | 0 | 0 | 0 | 0 | 0 | 0 | 0 | 0 | 0 | 0 | 0 | 0 | 0 | 0 | 0 | 0 | 0 | 0 | 0 | 0 | 0 | 0 | 0 | 0 | 0 | 0
|  |  | Optimal timing | - | - | - | - | - | - | - | [19 empty] | - | - | - | - | bar: 1 to 19
Adjusted For Optimal Timing: | 0 | 0 | Capex | 0 | 0 | 0 | 0 | 0 | 0 | 0 | 0 | 0 | 0 | 0 | 0 | 0 | 0 | 0 | 0 | 0 | 0 | 0 | 0 | 0 | 0 | 0 | 0 | 0 | 0 | 0 | 0 | 0 | 0
| 0 | 0 | Opex | 0 | 0 | 0 | 0 | 0 | 0 | 0 | 0 | 0 | 0 | 0 | 0 | 0 | 0 | 0 | 0 | 0 | 0 | 0 | 0 | 0 | 0 | 0 | 0 | 0 | 0 | 0 | 0 | 0 | 0
| 0 | 0 | Reduction in unserved energy | 0 | 0 | 0 | 0 | 0 | 0 | 0 | 0 | 0 | 0 | 0 | 0 | 0 | 0 | 0 | 0 | 0 | 0 | 0 | 0 | 0 | 0 | 0 | 0 | 0 | 0 | 0 | 0 | 0 | 0
| 0 | 0 | Net benefit | 0 | 0 | 0 | 0 | 0 | 0 | 0 | 0 | 0 | 0 | 0 | 0 | 0 | 0 | 0 | 0 | 0 | 0 | 0 | 0 | 0 | 0 | 0 | 0 | 0 | 0 | 0 | 0 | 0 | 0
Option 10
Determining Optimal Timing: | Discounted | Undiscounted
| 0 | 0 | Capex | 0 | 0 | 0 | 0 | 0 | 0 | 0 | 0 | 0 | 0 | 0 | 0 | 0 | 0 | 0 | 0 | 0 | 0 | 0 | 0 | 0 | 0 | 0 | 0 | 0 | 0 | 0 | 0 | 0 | 0
| 0 | 0 | Opex | 0 | 0 | 0 | 0 | 0 | 0 | 0 | 0 | 0 | 0 | 0 | 0 | 0 | 0 | 0 | 0 | 0 | 0 | 0 | 0 | 0 | 0 | 0 | 0 | 0 | 0 | 0 | 0 | 0 | 0
| 0 | 0 | Reduction in unserved energy | 0 | 0 | 0 | 0 | 0 | 0 | 0 | 0 | 0 | 0 | 0 | 0 | 0 | 0 | 0 | 0 | 0 | 0 | 0 | 0 | 0 | 0 | 0 | 0 | 0 | 0 | 0 | 0 | 0 | 0
| 0 | 0 | Net benefit | 0 | 0 | 0 | 0 | 0 | 0 | 0 | 0 | 0 | 0 | 0 | 0 | 0 | 0 | 0 | 0 | 0 | 0 | 0 | 0 | 0 | 0 | 0 | 0 | 0 | 0 | 0 | 0 | 0 | 0
|  |  | EUE Value ($m, real $2024) | 0 | 0 | 0 | 0 | 0 | 0 | 0 | 0 | 0 | 0 | 0 | 0 | 0 | 0 | 0 | 0 | 0 | 0 | 0 | 0 | 0 | 0 | 0 | 0 | 0 | 0 | 0 | 0 | 0 | 0
|  |  | Annualised capex | 0 | 0 | 0 | 0 | 0 | 0 | 0 | 0 | 0 | 0 | 0 | 0 | 0 | 0 | 0 | 0 | 0 | 0 | 0 | 0 | 0 | 0 | 0 | 0 | 0 | 0 | 0 | 0 | 0 | 0
|  |  | Annualised cost (capex+opex) | 0 | 0 | 0 | 0 | 0 | 0 | 0 | 0 | 0 | 0 | 0 | 0 | 0 | 0 | 0 | 0 | 0 | 0 | 0 | 0 | 0 | 0 | 0 | 0 | 0 | 0 | 0 | 0 | 0 | 0
|  |  | Optimal timing (interim calc) | 0 | 0 | 0 | 0 | 0 | 0 | 0 | 0 | 0 | 0 | 0 | 0 | 0 | 0 | 0 | 0 | 0 | 0 | 0 | 0 | 0 | 0 | 0 | 0 | 0 | 0 | 0 | 0 | 0 | 0
|  |  | Optimal timing | - | - | - | - | - | - | - | [19 empty] | - | - | - | - | bar: 1 to 19
Adjusted For Optimal Timing: | 0 | 0 | Capex | 0 | 0 | 0 | 0 | 0 | 0 | 0 | 0 | 0 | 0 | 0 | 0 | 0 | 0 | 0 | 0 | 0 | 0 | 0 | 0 | 0 | 0 | 0 | 0 | 0 | 0 | 0 | 0 | 0 | 0
| 0 | 0 | Opex | 0 | 0 | 0 | 0 | 0 | 0 | 0 | 0 | 0 | 0 | 0 | 0 | 0 | 0 | 0 | 0 | 0 | 0 | 0 | 0 | 0 | 0 | 0 | 0 | 0 | 0 | 0 | 0 | 0 | 0
| 0 | 0 | Reduction in unserved energy | 0 | 0 | 0 | 0 | 0 | 0 | 0 | 0 | 0 | 0 | 0 | 0 | 0 | 0 | 0 | 0 | 0 | 0 | 0 | 0 | 0 | 0 | 0 | 0 | 0 | 0 | 0 | 0 | 0 | 0
| 0 | 0 | Net benefit | 0 | 0 | 0 | 0 | 0 | 0 | 0 | 0 | 0 | 0 | 0 | 0 | 0 | 0 | 0 | 0 | 0 | 0 | 0 | 0 | 0 | 0 | 0 | 0 | 0 | 0 | 0 | 0 | 0 | 0

## 3.2.3 NPV (LoCost)
Economic inputs and assumptions
Scenario | Discount rate | Central
| Cost | Lower bound
| VCR | Central
|  | Central | Lower bound | Upper bound
| Discount rate | 5.56% | 4.11% | 7%
| Cost | 100% | 80% | 120%
| VCR | 100% | 80% | 120%
Asset life for calculating annualised capex (years) | Option 1 | 45
| Option 2 | 45
| Option 3 | 45
| Option 4 | 45
| Option 5 | 45
| Option 6 | 45
| Option 7 | 0
| Option 8 | 0
| Option 9 | 0
| Option 10 | 0
|  |  |  | 1 | 2 | 3 | 4 | 5 | 6 | 7 | 8 | 9 | 10 | 11 | 12 | 13 | 14 | 15 | 16 | 17 | 18 | 19 | 20 | 21 | 22 | 23 | 24 | 25 | 26 | 27 | 28 | 29 | 30
|  |  |  | FY25 | FY26 | FY27 | FY28 | FY29 | FY30 | FY31 | FY32 | FY33 | FY34 | FY35 | FY36 | FY37 | FY38 | FY39 | FY40 | FY41 | FY42 | FY43 | FY44 | FY45 | FY46 | FY47 | FY48 | FY49 | FY50 | FY51 | FY52 | FY53 | FY54
Outputs | bar: 3 FY27; 7 FY31
Option 1
| Discounted | Undiscounted
| 0 | 0 | Capex | 0 | 0 | 0 | 0 | 0 | 0 | 0 | 0 | 0 | 0 | 0 | 0 | 0 | 0 | 0 | 0 | 0 | 0 | 0 | 0 | 0 | 0 | 0 | 0 | 0 | 0 | 0 | 0 | 0 | 0
| 0 | 0 | Opex | 0 | 0 | 0 | 0 | 0 | 0 | 0 | 0 | 0 | 0 | 0 | 0 | 0 | 0 | 0 | 0 | 0 | 0 | 0 | 0 | 0 | 0 | 0 | 0 | 0 | 0 | 0 | 0 | 0 | 0
| 0 | 0 | Reduction in unserved energy | 0 | 0 | 0 | 0 | 0 | 0 | 0 | 0 | 0 | 0 | 0 | 0 | 0 | 0 | 0 | 0 | 0 | 0 | 0 | 0 | 0 | 0 | 0 | 0 | 0 | 0 | 0 | 0 | 0 | 0
| 0 | 0 | Net benefit | 0 | 0 | 0 | 0 | 0 | 0 | 0 | 0 | 0 | 0 | 0 | 0 | 0 | 0 | 0 | 0 | 0 | 0 | 0 | 0 | 0 | 0 | 0 | 0 | 0 | 0 | 0 | 0 | 0 | 0
|  |  | EUE Value ($m, real $2024) | 0 | 1.282e-05 | 0.018527 | 2.6758 | 9.9153 | 22.6836 | 45.7879 | 85.8533 | 148.8037 | 238.3427 | 422.5048 | 722.3466 | 1152.7553 | 2103.7027 | 3262.0447 | 3262.0447 | 3262.0447 | 3262.0447 | 3262.0447 | 3262.0447 | 3262.0447 | 3262.0447 | 3262.0447 | 3262.0447 | 3262.0447 | 3262.0447 | 3262.0447 | 3262.0447 | 3262.0447 | 3262.0447
Option 2
Determining Optimal Timing: | Discounted | Undiscounted
| 22.3951 | 24.9547 | Capex | 0 | 0 | 24.9547 | 0 | 0 | 0 | 0 | 0 | 0 | 0 | 0 | 0 | 0 | 0 | 0 | 0 | 0 | 0 | 0 | 0 | 0 | 0 | 0 | 0 | 0 | 0 | 0 | 0 | 0 | 0
| 3.0934 | 6.7378 | Opex | 0 | 0 | 0 | 0.24955 | 0.24955 | 0.24955 | 0.24955 | 0.24955 | 0.24955 | 0.24955 | 0.24955 | 0.24955 | 0.24955 | 0.24955 | 0.24955 | 0.24955 | 0.24955 | 0.24955 | 0.24955 | 0.24955 | 0.24955 | 0.24955 | 0.24955 | 0.24955 | 0.24955 | 0.24955 | 0.24955 | 0.24955 | 0.24955 | 0.24955
| 18754.129 | 54982.1257 | Reduction in unserved energy | 0 | 0 | 0 | 2.6609 | 9.884 | 22.6344 | 45.7051 | 85.6819 | 148.3888 | 237.2893 | 418.7156 | 713.2119 | 1132.485 | 2050.6289 | 3132.1775 | 3132.1775 | 3132.1775 | 3132.1775 | 3132.1775 | 3132.1775 | 3132.1775 | 3132.1775 | 3132.1775 | 3132.1775 | 3132.1775 | 3132.1775 | 3132.1775 | 3132.1775 | 3132.1775 | 3132.1775
| 18728.6405 | 54950.4332 | Net benefit | 0 | 0 | -24.9547 | 2.4114 | 9.6344 | 22.3848 | 45.4556 | 85.4323 | 148.1393 | 237.0397 | 418.466 | 712.9624 | 1132.2355 | 2050.3794 | 3131.928 | 3131.928 | 3131.928 | 3131.928 | 3131.928 | 3131.928 | 3131.928 | 3131.928 | 3131.928 | 3131.928 | 3131.928 | 3131.928 | 3131.928 | 3131.928 | 3131.928 | 3131.928
|  |  | EUE Value ($m, real $2024) | 0 | 1.282e-05 | 3.4821e-06 | 0.014926 | 0.031325 | 0.049245 | 0.0828 | 0.17148 | 0.41488 | 1.0535 | 3.7893 | 9.1347 | 20.2703 | 53.0737 | 129.8672 | 129.8672 | 129.8672 | 129.8672 | 129.8672 | 129.8672 | 129.8672 | 129.8672 | 129.8672 | 129.8672 | 129.8672 | 129.8672 | 129.8672 | 129.8672 | 129.8672 | 129.8672
|  |  | Annualised capex | 0 | 0 | 1.3647 | 1.3647 | 1.3647 | 1.3647 | 1.3647 | 1.3647 | 1.3647 | 1.3647 | 1.3647 | 1.3647 | 1.3647 | 1.3647 | 1.3647 | 1.3647 | 1.3647 | 1.3647 | 1.3647 | 1.3647 | 1.3647 | 1.3647 | 1.3647 | 1.3647 | 1.3647 | 1.3647 | 1.3647 | 1.3647 | 1.3647 | 1.3647
|  |  | Annualised cost (capex+opex) | 0 | 0 | 1.3647 | 1.6143 | 1.6143 | 1.6143 | 1.6143 | 1.6143 | 1.6143 | 1.6143 | 1.6143 | 1.6143 | 1.6143 | 1.6143 | 1.6143 | 1.6143 | 1.6143 | 1.6143 | 1.6143 | 1.6143 | 1.6143 | 1.6143 | 1.6143 | 1.6143 | 1.6143 | 1.6143 | 1.6143 | 1.6143 | 1.6143 | 1.6143
|  |  | Optimal timing (interim calc) | 0 | 0 | 0 | 1 | 1 | 1 | 1 | 1 | 1 | 1 | 1 | 1 | 1 | 1 | 1 | 1 | 1 | 1 | 1 | 1 | 1 | 1 | 1 | 1 | 1 | 1 | 1 | 1 | 1 | 1
|  |  | Optimal timing | - | - | - | Yes | - | - | - | - | - | - | - | - | - | - | - | - | - | - | - | - | - | - | - | - | - | - | - | - | - | -
Adjusted For Optimal Timing: | 22.3951 | 24.9547 | Capex | 0 | 0 | 24.9547 | 0 | 0 | 0 | 0 | 0 | 0 | 0 | 0 | 0 | 0 | 0 | 0 | 0 | 0 | 0 | 0 | 0 | 0 | 0 | 0 | 0 | 0 | 0 | 0 | 0 | 0 | 0
| 3.0934 | 6.7378 | Opex | 0 | 0 | 0 | 0.24955 | 0.24955 | 0.24955 | 0.24955 | 0.24955 | 0.24955 | 0.24955 | 0.24955 | 0.24955 | 0.24955 | 0.24955 | 0.24955 | 0.24955 | 0.24955 | 0.24955 | 0.24955 | 0.24955 | 0.24955 | 0.24955 | 0.24955 | 0.24955 | 0.24955 | 0.24955 | 0.24955 | 0.24955 | 0.24955 | 0.24955
| 18754.129 | 54982.1257 | Reduction in unserved energy | 0 | 0 | 0 | 2.6609 | 9.884 | 22.6344 | 45.7051 | 85.6819 | 148.3888 | 237.2893 | 418.7156 | 713.2119 | 1132.485 | 2050.6289 | 3132.1775 | 3132.1775 | 3132.1775 | 3132.1775 | 3132.1775 | 3132.1775 | 3132.1775 | 3132.1775 | 3132.1775 | 3132.1775 | 3132.1775 | 3132.1775 | 3132.1775 | 3132.1775 | 3132.1775 | 3132.1775
| 18728.6405 | 54950.4332 | Net benefit | 0 | 0 | -24.9547 | 2.4114 | 9.6344 | 22.3848 | 45.4556 | 85.4323 | 148.1393 | 237.0397 | 418.466 | 712.9624 | 1132.2355 | 2050.3794 | 3131.928 | 3131.928 | 3131.928 | 3131.928 | 3131.928 | 3131.928 | 3131.928 | 3131.928 | 3131.928 | 3131.928 | 3131.928 | 3131.928 | 3131.928 | 3131.928 | 3131.928 | 3131.928
Option 3
Determining Optimal Timing: | Discounted | Undiscounted
| 10.9301 | 12.1793 | Capex | 0 | 0 | 12.1793 | 0 | 0 | 0 | 0 | 0 | 0 | 0 | 0 | 0 | 0 | 0 | 0 | 0 | 0 | 0 | 0 | 0 | 0 | 0 | 0 | 0 | 0 | 0 | 0 | 0 | 0 | 0
| 1.5097 | 3.2884 | Opex | 0 | 0 | 0 | 0.12179 | 0.12179 | 0.12179 | 0.12179 | 0.12179 | 0.12179 | 0.12179 | 0.12179 | 0.12179 | 0.12179 | 0.12179 | 0.12179 | 0.12179 | 0.12179 | 0.12179 | 0.12179 | 0.12179 | 0.12179 | 0.12179 | 0.12179 | 0.12179 | 0.12179 | 0.12179 | 0.12179 | 0.12179 | 0.12179 | 0.12179
| 17425.6998 | 50929.6324 | Reduction in unserved energy | 0 | 0 | 0 | 2.6609 | 9.8839 | 22.6343 | 45.7056 | 85.6839 | 148.3195 | 236.7108 | 417.0525 | 707.0185 | 1113.9197 | 1953.5227 | 2886.6575 | 2886.6575 | 2886.6575 | 2886.6575 | 2886.6575 | 2886.6575 | 2886.6575 | 2886.6575 | 2886.6575 | 2886.6575 | 2886.6575 | 2886.6575 | 2886.6575 | 2886.6575 | 2886.6575 | 2886.6575
| 17413.26 | 50914.1647 | Net benefit | 0 | 0 | -12.1793 | 2.5391 | 9.7621 | 22.5125 | 45.5839 | 85.5621 | 148.1977 | 236.589 | 416.9307 | 706.8967 | 1113.798 | 1953.4009 | 2886.5357 | 2886.5357 | 2886.5357 | 2886.5357 | 2886.5357 | 2886.5357 | 2886.5357 | 2886.5357 | 2886.5357 | 2886.5357 | 2886.5357 | 2886.5357 | 2886.5357 | 2886.5357 | 2886.5357 | 2886.5357
|  |  | EUE Value ($m, real $2024) | 0 | 1.282e-05 | 4.9163e-06 | 0.014932 | 0.031399 | 0.049312 | 0.082279 | 0.16946 | 0.48423 | 1.6319 | 5.4523 | 15.3281 | 38.8356 | 150.18 | 375.3872 | 375.3872 | 375.3872 | 375.3872 | 375.3872 | 375.3872 | 375.3872 | 375.3872 | 375.3872 | 375.3872 | 375.3872 | 375.3872 | 375.3872 | 375.3872 | 375.3872 | 375.3872
|  |  | Annualised capex | 0 | 0 | 0.66606 | 0.66606 | 0.66606 | 0.66606 | 0.66606 | 0.66606 | 0.66606 | 0.66606 | 0.66606 | 0.66606 | 0.66606 | 0.66606 | 0.66606 | 0.66606 | 0.66606 | 0.66606 | 0.66606 | 0.66606 | 0.66606 | 0.66606 | 0.66606 | 0.66606 | 0.66606 | 0.66606 | 0.66606 | 0.66606 | 0.66606 | 0.66606
|  |  | Annualised cost (capex+opex) | 0 | 0 | 0.66606 | 0.78786 | 0.78786 | 0.78786 | 0.78786 | 0.78786 | 0.78786 | 0.78786 | 0.78786 | 0.78786 | 0.78786 | 0.78786 | 0.78786 | 0.78786 | 0.78786 | 0.78786 | 0.78786 | 0.78786 | 0.78786 | 0.78786 | 0.78786 | 0.78786 | 0.78786 | 0.78786 | 0.78786 | 0.78786 | 0.78786 | 0.78786
|  |  | Optimal timing (interim calc) | 0 | 0 | 0 | 1 | 1 | 1 | 1 | 1 | 1 | 1 | 1 | 1 | 1 | 1 | 1 | 1 | 1 | 1 | 1 | 1 | 1 | 1 | 1 | 1 | 1 | 1 | 1 | 1 | 1 | 1
|  |  | Optimal timing | - | - | - | Yes | - | - | - | - | - | - | - | - | - | - | - | - | - | - | - | - | - | - | - | - | - | - | - | - | - | -
Adjusted For Optimal Timing: | 10.9301 | 12.1793 | Capex | 0 | 0 | 12.1793 | 0 | 0 | 0 | 0 | 0 | 0 | 0 | 0 | 0 | 0 | 0 | 0 | 0 | 0 | 0 | 0 | 0 | 0 | 0 | 0 | 0 | 0 | 0 | 0 | 0 | 0 | 0
| 1.5097 | 3.2884 | Opex | 0 | 0 | 0 | 0.12179 | 0.12179 | 0.12179 | 0.12179 | 0.12179 | 0.12179 | 0.12179 | 0.12179 | 0.12179 | 0.12179 | 0.12179 | 0.12179 | 0.12179 | 0.12179 | 0.12179 | 0.12179 | 0.12179 | 0.12179 | 0.12179 | 0.12179 | 0.12179 | 0.12179 | 0.12179 | 0.12179 | 0.12179 | 0.12179 | 0.12179
| 17425.6998 | 50929.6324 | Reduction in unserved energy | 0 | 0 | 0 | 2.6609 | 9.8839 | 22.6343 | 45.7056 | 85.6839 | 148.3195 | 236.7108 | 417.0525 | 707.0185 | 1113.9197 | 1953.5227 | 2886.6575 | 2886.6575 | 2886.6575 | 2886.6575 | 2886.6575 | 2886.6575 | 2886.6575 | 2886.6575 | 2886.6575 | 2886.6575 | 2886.6575 | 2886.6575 | 2886.6575 | 2886.6575 | 2886.6575 | 2886.6575
| 17413.26 | 50914.1647 | Net benefit | 0 | 0 | -12.1793 | 2.5391 | 9.7621 | 22.5125 | 45.5839 | 85.5621 | 148.1977 | 236.589 | 416.9307 | 706.8967 | 1113.798 | 1953.4009 | 2886.5357 | 2886.5357 | 2886.5357 | 2886.5357 | 2886.5357 | 2886.5357 | 2886.5357 | 2886.5357 | 2886.5357 | 2886.5357 | 2886.5357 | 2886.5357 | 2886.5357 | 2886.5357 | 2886.5357 | 2886.5357
Option 4
Determining Optimal Timing: | Discounted | Undiscounted
| 30.2872 | 33.7488 | Capex | 0 | 0 | 33.7488 | 0 | 0 | 0 | 0 | 0 | 0 | 0 | 0 | 0 | 0 | 0 | 0 | 0 | 0 | 0 | 0 | 0 | 0 | 0 | 0 | 0 | 0 | 0 | 0 | 0 | 0 | 0
| 4.1835 | 9.1122 | Opex | 0 | 0 | 0 | 0.33749 | 0.33749 | 0.33749 | 0.33749 | 0.33749 | 0.33749 | 0.33749 | 0.33749 | 0.33749 | 0.33749 | 0.33749 | 0.33749 | 0.33749 | 0.33749 | 0.33749 | 0.33749 | 0.33749 | 0.33749 | 0.33749 | 0.33749 | 0.33749 | 0.33749 | 0.33749 | 0.33749 | 0.33749 | 0.33749 | 0.33749
| 18789.1957 | 55084.9837 | Reduction in unserved energy | 0 | 0 | 0 | 2.6758 | 9.915 | 22.6823 | 45.7843 | 85.8436 | 148.7367 | 237.8965 | 419.6959 | 714.5979 | 1134.3526 | 2053.8112 | 3138.062 | 3138.062 | 3138.062 | 3138.062 | 3138.062 | 3138.062 | 3138.062 | 3138.062 | 3138.062 | 3138.062 | 3138.062 | 3138.062 | 3138.062 | 3138.062 | 3138.062 | 3138.062
| 18754.7251 | 55042.1228 | Net benefit | 0 | 0 | -33.7488 | 2.3383 | 9.5775 | 22.3449 | 45.4468 | 85.5061 | 148.3992 | 237.559 | 419.3584 | 714.2604 | 1134.0151 | 2053.4737 | 3137.7245 | 3137.7245 | 3137.7245 | 3137.7245 | 3137.7245 | 3137.7245 | 3137.7245 | 3137.7245 | 3137.7245 | 3137.7245 | 3137.7245 | 3137.7245 | 3137.7245 | 3137.7245 | 3137.7245 | 3137.7245
|  |  | EUE Value ($m, real $2024) | 0 | 1.282e-05 | 2.5234e-06 | 2.4168e-06 | 0.00026334 | 0.0012549 | 0.0036341 | 0.009702 | 0.06701 | 0.44627 | 2.809 | 7.7487 | 18.4027 | 49.8915 | 123.9827 | 123.9827 | 123.9827 | 123.9827 | 123.9827 | 123.9827 | 123.9827 | 123.9827 | 123.9827 | 123.9827 | 123.9827 | 123.9827 | 123.9827 | 123.9827 | 123.9827 | 123.9827
|  |  | Annualised capex | 0 | 0 | 1.8457 | 1.8457 | 1.8457 | 1.8457 | 1.8457 | 1.8457 | 1.8457 | 1.8457 | 1.8457 | 1.8457 | 1.8457 | 1.8457 | 1.8457 | 1.8457 | 1.8457 | 1.8457 | 1.8457 | 1.8457 | 1.8457 | 1.8457 | 1.8457 | 1.8457 | 1.8457 | 1.8457 | 1.8457 | 1.8457 | 1.8457 | 1.8457
|  |  | Annualised cost (capex+opex) | 0 | 0 | 1.8457 | 2.1831 | 2.1831 | 2.1831 | 2.1831 | 2.1831 | 2.1831 | 2.1831 | 2.1831 | 2.1831 | 2.1831 | 2.1831 | 2.1831 | 2.1831 | 2.1831 | 2.1831 | 2.1831 | 2.1831 | 2.1831 | 2.1831 | 2.1831 | 2.1831 | 2.1831 | 2.1831 | 2.1831 | 2.1831 | 2.1831 | 2.1831
|  |  | Optimal timing (interim calc) | 0 | 0 | 0 | 1 | 1 | 1 | 1 | 1 | 1 | 1 | 1 | 1 | 1 | 1 | 1 | 1 | 1 | 1 | 1 | 1 | 1 | 1 | 1 | 1 | 1 | 1 | 1 | 1 | 1 | 1
|  |  | Optimal timing | - | - | - | Yes | - | - | - | - | - | - | - | - | - | - | - | - | - | - | - | - | - | - | - | - | - | - | - | - | - | -
[11 empty] | 1 | 2 | 3 | 4 | 5 | 6 | 7 | 8 | 9 | 10 | 11 | 12 | 13 | 14 | 15 | 16 | 17 | 18 | 19
Adjusted For Optimal Timing: | 30.2872 | 33.7488 | Capex | 0 | 0 | 33.7488 | 0 | 0 | 0 | 0 | 0 | 0 | 0 | 0 | 0 | 0 | 0 | 0 | 0 | 0 | 0 | 0 | 0 | 0 | 0 | 0 | 0 | 0 | 0 | 0 | 0 | 0 | 0
| 4.1835 | 9.1122 | Opex | 0 | 0 | 0 | 0.33749 | 0.33749 | 0.33749 | 0.33749 | 0.33749 | 0.33749 | 0.33749 | 0.33749 | 0.33749 | 0.33749 | 0.33749 | 0.33749 | 0.33749 | 0.33749 | 0.33749 | 0.33749 | 0.33749 | 0.33749 | 0.33749 | 0.33749 | 0.33749 | 0.33749 | 0.33749 | 0.33749 | 0.33749 | 0.33749 | 0.33749
| 18789.1957 | 55084.9837 | Reduction in unserved energy | 0 | 0 | 0 | 2.6758 | 9.915 | 22.6823 | 45.7843 | 85.8436 | 148.7367 | 237.8965 | 419.6959 | 714.5979 | 1134.3526 | 2053.8112 | 3138.062 | 3138.062 | 3138.062 | 3138.062 | 3138.062 | 3138.062 | 3138.062 | 3138.062 | 3138.062 | 3138.062 | 3138.062 | 3138.062 | 3138.062 | 3138.062 | 3138.062 | 3138.062
| 18754.7251 | 55042.1228 | Net benefit | 0 | 0 | -33.7488 | 2.3383 | 9.5775 | 22.3449 | 45.4468 | 85.5061 | 148.3992 | 237.559 | 419.3584 | 714.2604 | 1134.0151 | 2053.4737 | 3137.7245 | 3137.7245 | 3137.7245 | 3137.7245 | 3137.7245 | 3137.7245 | 3137.7245 | 3137.7245 | 3137.7245 | 3137.7245 | 3137.7245 | 3137.7245 | 3137.7245 | 3137.7245 | 3137.7245 | 3137.7245
Option 5
Determining Optimal Timing: | Discounted | Undiscounted
| 6.5036 | 7.2469 | Capex | 0 | 0 | 7.2469 | 0 | 0 | 0 | 0 | 0 | 0 | 0 | 0 | 0 | 0 | 0 | 0 | 0 | 0 | 0 | 0 | 0 | 0 | 0 | 0 | 0 | 0 | 0 | 0 | 0 | 0 | 0
| 0.89832 | 1.9567 | Opex | 0 | 0 | 0 | 0.072469 | 0.072469 | 0.072469 | 0.072469 | 0.072469 | 0.072469 | 0.072469 | 0.072469 | 0.072469 | 0.072469 | 0.072469 | 0.072469 | 0.072469 | 0.072469 | 0.072469 | 0.072469 | 0.072469 | 0.072469 | 0.072469 | 0.072469 | 0.072469 | 0.072469 | 0.072469 | 0.072469 | 0.072469 | 0.072469 | 0.072469
| 11503.9407 | 33407.6278 | Reduction in unserved energy | 0 | 0 | 0 | 2.597 | 9.6823 | 21.7888 | 42.401 | 76.8648 | 125.0364 | 189.8528 | 320.6335 | 517.1488 | 779.7885 | 1295.7114 | 1876.6327 | 1876.6327 | 1876.6327 | 1876.6327 | 1876.6327 | 1876.6327 | 1876.6327 | 1876.6327 | 1876.6327 | 1876.6327 | 1876.6327 | 1876.6327 | 1876.6327 | 1876.6327 | 1876.6327 | 1876.6327
| 11496.5388 | 33398.4243 | Net benefit | 0 | 0 | -7.2469 | 2.5245 | 9.6098 | 21.7163 | 42.3285 | 76.7924 | 124.9639 | 189.7804 | 320.5611 | 517.0763 | 779.716 | 1295.639 | 1876.5602 | 1876.5602 | 1876.5602 | 1876.5602 | 1876.5602 | 1876.5602 | 1876.5602 | 1876.5602 | 1876.5602 | 1876.5602 | 1876.5602 | 1876.5602 | 1876.5602 | 1876.5602 | 1876.5602 | 1876.5602
|  |  | EUE Value ($m, real $2024) | 0 | 1.282e-05 | 0.07484 | 0.078833 | 0.23298 | 0.89483 | 3.387 | 8.9885 | 23.7673 | 48.4899 | 101.8713 | 205.1978 | 372.9668 | 807.9913 | 1385.4121 | 1385.4121 | 1385.4121 | 1385.4121 | 1385.4121 | 1385.4121 | 1385.4121 | 1385.4121 | 1385.4121 | 1385.4121 | 1385.4121 | 1385.4121 | 1385.4121 | 1385.4121 | 1385.4121 | 1385.4121
|  |  | Annualised capex | 0 | 0 | 0.39632 | 0.39632 | 0.39632 | 0.39632 | 0.39632 | 0.39632 | 0.39632 | 0.39632 | 0.39632 | 0.39632 | 0.39632 | 0.39632 | 0.39632 | 0.39632 | 0.39632 | 0.39632 | 0.39632 | 0.39632 | 0.39632 | 0.39632 | 0.39632 | 0.39632 | 0.39632 | 0.39632 | 0.39632 | 0.39632 | 0.39632 | 0.39632
|  |  | Annualised cost (capex+opex) | 0 | 0 | 0.39632 | 0.46879 | 0.46879 | 0.46879 | 0.46879 | 0.46879 | 0.46879 | 0.46879 | 0.46879 | 0.46879 | 0.46879 | 0.46879 | 0.46879 | 0.46879 | 0.46879 | 0.46879 | 0.46879 | 0.46879 | 0.46879 | 0.46879 | 0.46879 | 0.46879 | 0.46879 | 0.46879 | 0.46879 | 0.46879 | 0.46879 | 0.46879
|  |  | Optimal timing (interim calc) | 0 | 0 | 0 | 1 | 1 | 1 | 1 | [19 empty] | 1 | 1 | 1 | 1 | bar: 1 to 19
|  |  | Optimal timing | - | - | - | Yes | - | - | - | [19 empty] | - | - | - | - | bar: 1 to 19
Adjusted For Optimal Timing: | 6.5036 | 7.2469 | Capex | 0 | 0 | 7.2469 | 0 | 0 | 0 | 0 | 0 | 0 | 0 | 0 | 0 | 0 | 0 | 0 | 0 | 0 | 0 | 0 | 0 | 0 | 0 | 0 | 0 | 0 | 0 | 0 | 0 | 0 | 0
| 0.89832 | 1.9567 | Opex | 0 | 0 | 0 | 0.072469 | 0.072469 | 0.072469 | 0.072469 | 0.072469 | 0.072469 | 0.072469 | 0.072469 | 0.072469 | 0.072469 | 0.072469 | 0.072469 | 0.072469 | 0.072469 | 0.072469 | 0.072469 | 0.072469 | 0.072469 | 0.072469 | 0.072469 | 0.072469 | 0.072469 | 0.072469 | 0.072469 | 0.072469 | 0.072469 | 0.072469
| 11503.9407 | 33407.6278 | Reduction in unserved energy | 0 | 0 | 0 | 2.597 | 9.6823 | 21.7888 | 42.401 | 76.8648 | 125.0364 | 189.8528 | 320.6335 | 517.1488 | 779.7885 | 1295.7114 | 1876.6327 | 1876.6327 | 1876.6327 | 1876.6327 | 1876.6327 | 1876.6327 | 1876.6327 | 1876.6327 | 1876.6327 | 1876.6327 | 1876.6327 | 1876.6327 | 1876.6327 | 1876.6327 | 1876.6327 | 1876.6327
| 11496.5388 | 33398.4243 | Net benefit | 0 | 0 | -7.2469 | 2.5245 | 9.6098 | 21.7163 | 42.3285 | 76.7924 | 124.9639 | 189.7804 | 320.5611 | 517.0763 | 779.716 | 1295.639 | 1876.5602 | 1876.5602 | 1876.5602 | 1876.5602 | 1876.5602 | 1876.5602 | 1876.5602 | 1876.5602 | 1876.5602 | 1876.5602 | 1876.5602 | 1876.5602 | 1876.5602 | 1876.5602 | 1876.5602 | 1876.5602
Option 6
Determining Optimal Timing: | Discounted | Undiscounted
| 29.1887 | 32.5247 | Capex | 0 | 0 | 32.5247 | 0 | 0 | 0 | 0 | 0 | 0 | 0 | 0 | 0 | 0 | 0 | 0 | 0 | 0 | 0 | 0 | 0 | 0 | 0 | 0 | 0 | 0 | 0 | 0 | 0 | 0 | 0
| 4.0317 | 8.7817 | Opex | 0 | 0 | 0 | 0.32525 | 0.32525 | 0.32525 | 0.32525 | 0.32525 | 0.32525 | 0.32525 | 0.32525 | 0.32525 | 0.32525 | 0.32525 | 0.32525 | 0.32525 | 0.32525 | 0.32525 | 0.32525 | 0.32525 | 0.32525 | 0.32525 | 0.32525 | 0.32525 | 0.32525 | 0.32525 | 0.32525 | 0.32525 | 0.32525 | 0.32525
| 16481.3459 | 48078.4347 | Reduction in unserved energy | 0 | 0 | 0 | 2.6758 | 9.9148 | 22.6818 | 45.7831 | 85.8306 | 148.4142 | 235.9168 | 414.5885 | 696.3235 | 1083.1599 | 1859.4508 | 2717.1059 | 2717.1059 | 2717.1059 | 2717.1059 | 2717.1059 | 2717.1059 | 2717.1059 | 2717.1059 | 2717.1059 | 2717.1059 | 2717.1059 | 2717.1059 | 2717.1059 | 2717.1059 | 2717.1059 | 2717.1059
| 16448.1255 | 48037.1283 | Net benefit | 0 | 0 | -32.5247 | 2.3506 | 9.5895 | 22.3566 | 45.4578 | 85.5053 | 148.089 | 235.5916 | 414.2632 | 695.9983 | 1082.8347 | 1859.1256 | 2716.7807 | 2716.7807 | 2716.7807 | 2716.7807 | 2716.7807 | 2716.7807 | 2716.7807 | 2716.7807 | 2716.7807 | 2716.7807 | 2716.7807 | 2716.7807 | 2716.7807 | 2716.7807 | 2716.7807 | 2716.7807
|  |  | EUE Value ($m, real $2024) | 0 | 1.282e-05 | 4.4389e-06 | 2.1806e-05 | 0.00050734 | 0.0017872 | 0.0048552 | 0.02277 | 0.38949 | 2.4259 | 7.9164 | 26.023 | 69.5954 | 244.2519 | 544.9388 | 544.9388 | 544.9388 | 544.9388 | 544.9388 | 544.9388 | 544.9388 | 544.9388 | 544.9388 | 544.9388 | 544.9388 | 544.9388 | 544.9388 | 544.9388 | 544.9388 | 544.9388
|  |  | Annualised capex | 0 | 0 | 1.7787 | 1.7787 | 1.7787 | 1.7787 | 1.7787 | 1.7787 | 1.7787 | 1.7787 | 1.7787 | 1.7787 | 1.7787 | 1.7787 | 1.7787 | 1.7787 | 1.7787 | 1.7787 | 1.7787 | 1.7787 | 1.7787 | 1.7787 | 1.7787 | 1.7787 | 1.7787 | 1.7787 | 1.7787 | 1.7787 | 1.7787 | 1.7787
|  |  | Annualised cost (capex+opex) | 0 | 0 | 1.7787 | 2.104 | 2.104 | 2.104 | 2.104 | 2.104 | 2.104 | 2.104 | 2.104 | 2.104 | 2.104 | 2.104 | 2.104 | 2.104 | 2.104 | 2.104 | 2.104 | 2.104 | 2.104 | 2.104 | 2.104 | 2.104 | 2.104 | 2.104 | 2.104 | 2.104 | 2.104 | 2.104
|  |  | Optimal timing (interim calc) | 0 | 0 | 0 | 1 | 1 | 1 | 1 | [19 empty] | 1 | 1 | 1 | 1 | bar: 1 to 19
|  |  | Optimal timing | - | - | - | Yes | - | - | - | [19 empty] | - | - | - | - | bar: 1 to 19
Adjusted For Optimal Timing: | 29.1887 | 32.5247 | Capex | 0 | 0 | 32.5247 | 0 | 0 | 0 | 0 | 0 | 0 | 0 | 0 | 0 | 0 | 0 | 0 | 0 | 0 | 0 | 0 | 0 | 0 | 0 | 0 | 0 | 0 | 0 | 0 | 0 | 0 | 0
| 4.0317 | 8.7817 | Opex | 0 | 0 | 0 | 0.32525 | 0.32525 | 0.32525 | 0.32525 | 0.32525 | 0.32525 | 0.32525 | 0.32525 | 0.32525 | 0.32525 | 0.32525 | 0.32525 | 0.32525 | 0.32525 | 0.32525 | 0.32525 | 0.32525 | 0.32525 | 0.32525 | 0.32525 | 0.32525 | 0.32525 | 0.32525 | 0.32525 | 0.32525 | 0.32525 | 0.32525
| 16481.3459 | 48078.4347 | Reduction in unserved energy | 0 | 0 | 0 | 2.6758 | 9.9148 | 22.6818 | 45.7831 | 85.8306 | 148.4142 | 235.9168 | 414.5885 | 696.3235 | 1083.1599 | 1859.4508 | 2717.1059 | 2717.1059 | 2717.1059 | 2717.1059 | 2717.1059 | 2717.1059 | 2717.1059 | 2717.1059 | 2717.1059 | 2717.1059 | 2717.1059 | 2717.1059 | 2717.1059 | 2717.1059 | 2717.1059 | 2717.1059
| 16448.1255 | 48037.1283 | Net benefit | 0 | 0 | -32.5247 | 2.3506 | 9.5895 | 22.3566 | 45.4578 | 85.5053 | 148.089 | 235.5916 | 414.2632 | 695.9983 | 1082.8347 | 1859.1256 | 2716.7807 | 2716.7807 | 2716.7807 | 2716.7807 | 2716.7807 | 2716.7807 | 2716.7807 | 2716.7807 | 2716.7807 | 2716.7807 | 2716.7807 | 2716.7807 | 2716.7807 | 2716.7807 | 2716.7807 | 2716.7807
Option 7
Determining Optimal Timing: | Discounted | Undiscounted
| 0 | 0 | Capex | 0 | 0 | 0 | 0 | 0 | 0 | 0 | 0 | 0 | 0 | 0 | 0 | 0 | 0 | 0 | 0 | 0 | 0 | 0 | 0 | 0 | 0 | 0 | 0 | 0 | 0 | 0 | 0 | 0 | 0
| 0 | 0 | Opex | 0 | 0 | 0 | 0 | 0 | 0 | 0 | 0 | 0 | 0 | 0 | 0 | 0 | 0 | 0 | 0 | 0 | 0 | 0 | 0 | 0 | 0 | 0 | 0 | 0 | 0 | 0 | 0 | 0 | 0
| 0 | 0 | Reduction in unserved energy | 0 | 0 | 0 | 0 | 0 | 0 | 0 | 0 | 0 | 0 | 0 | 0 | 0 | 0 | 0 | 0 | 0 | 0 | 0 | 0 | 0 | 0 | 0 | 0 | 0 | 0 | 0 | 0 | 0 | 0
| 0 | 0 | Net benefit | 0 | 0 | 0 | 0 | 0 | 0 | 0 | 0 | 0 | 0 | 0 | 0 | 0 | 0 | 0 | 0 | 0 | 0 | 0 | 0 | 0 | 0 | 0 | 0 | 0 | 0 | 0 | 0 | 0 | 0
|  |  | EUE Value ($m, real $2024) | 0 | 0 | 0 | 0 | 0 | 0 | 0 | 0 | 0 | 0 | 0 | 0 | 0 | 0 | 0 | 0 | 0 | 0 | 0 | 0 | 0 | 0 | 0 | 0 | 0 | 0 | 0 | 0 | 0 | 0
|  |  | Annualised capex | 0 | 0 | 0 | 0 | 0 | 0 | 0 | 0 | 0 | 0 | 0 | 0 | 0 | 0 | 0 | 0 | 0 | 0 | 0 | 0 | 0 | 0 | 0 | 0 | 0 | 0 | 0 | 0 | 0 | 0
|  |  | Annualised cost (capex+opex) | 0 | 0 | 0 | 0 | 0 | 0 | 0 | 0 | 0 | 0 | 0 | 0 | 0 | 0 | 0 | 0 | 0 | 0 | 0 | 0 | 0 | 0 | 0 | 0 | 0 | 0 | 0 | 0 | 0 | 0
|  |  | Optimal timing (interim calc) | 0 | 0 | 0 | 0 | 0 | 0 | 0 | 0 | 0 | 0 | 0 | 0 | 0 | 0 | 0 | 0 | 0 | 0 | 0 | 0 | 0 | 0 | 0 | 0 | 0 | 0 | 0 | 0 | 0 | 0
|  |  | Optimal timing | - | - | - | - | - | - | - | [19 empty] | - | - | - | - | bar: 1 to 19
Adjusted For Optimal Timing: | 0 | 0 | Capex | 0 | 0 | 0 | 0 | 0 | 0 | 0 | 0 | 0 | 0 | 0 | 0 | 0 | 0 | 0 | 0 | 0 | 0 | 0 | 0 | 0 | 0 | 0 | 0 | 0 | 0 | 0 | 0 | 0 | 0
| 0 | 0 | Opex | 0 | 0 | 0 | 0 | 0 | 0 | 0 | 0 | 0 | 0 | 0 | 0 | 0 | 0 | 0 | 0 | 0 | 0 | 0 | 0 | 0 | 0 | 0 | 0 | 0 | 0 | 0 | 0 | 0 | 0
| 0 | 0 | Reduction in unserved energy | 0 | 0 | 0 | 0 | 0 | 0 | 0 | 0 | 0 | 0 | 0 | 0 | 0 | 0 | 0 | 0 | 0 | 0 | 0 | 0 | 0 | 0 | 0 | 0 | 0 | 0 | 0 | 0 | 0 | 0
| 0 | 0 | Net benefit | 0 | 0 | 0 | 0 | 0 | 0 | 0 | 0 | 0 | 0 | 0 | 0 | 0 | 0 | 0 | 0 | 0 | 0 | 0 | 0 | 0 | 0 | 0 | 0 | 0 | 0 | 0 | 0 | 0 | 0
Option 8
Determining Optimal Timing: | Discounted | Undiscounted
| 0 | 0 | Capex | 0 | 0 | 0 | 0 | 0 | 0 | 0 | 0 | 0 | 0 | 0 | 0 | 0 | 0 | 0 | 0 | 0 | 0 | 0 | 0 | 0 | 0 | 0 | 0 | 0 | 0 | 0 | 0 | 0 | 0
| 0 | 0 | Opex | 0 | 0 | 0 | 0 | 0 | 0 | 0 | 0 | 0 | 0 | 0 | 0 | 0 | 0 | 0 | 0 | 0 | 0 | 0 | 0 | 0 | 0 | 0 | 0 | 0 | 0 | 0 | 0 | 0 | 0
| 0 | 0 | Reduction in unserved energy | 0 | 0 | 0 | 0 | 0 | 0 | 0 | 0 | 0 | 0 | 0 | 0 | 0 | 0 | 0 | 0 | 0 | 0 | 0 | 0 | 0 | 0 | 0 | 0 | 0 | 0 | 0 | 0 | 0 | 0
| 0 | 0 | Net benefit | 0 | 0 | 0 | 0 | 0 | 0 | 0 | 0 | 0 | 0 | 0 | 0 | 0 | 0 | 0 | 0 | 0 | 0 | 0 | 0 | 0 | 0 | 0 | 0 | 0 | 0 | 0 | 0 | 0 | 0
|  |  | EUE Value ($m, real $2024) | 0 | 0 | 0 | 0 | 0 | 0 | 0 | 0 | 0 | 0 | 0 | 0 | 0 | 0 | 0 | 0 | 0 | 0 | 0 | 0 | 0 | 0 | 0 | 0 | 0 | 0 | 0 | 0 | 0 | 0
|  |  | Annualised capex | 0 | 0 | 0 | 0 | 0 | 0 | 0 | 0 | 0 | 0 | 0 | 0 | 0 | 0 | 0 | 0 | 0 | 0 | 0 | 0 | 0 | 0 | 0 | 0 | 0 | 0 | 0 | 0 | 0 | 0
|  |  | Annualised cost (capex+opex) | 0 | 0 | 0 | 0 | 0 | 0 | 0 | 0 | 0 | 0 | 0 | 0 | 0 | 0 | 0 | 0 | 0 | 0 | 0 | 0 | 0 | 0 | 0 | 0 | 0 | 0 | 0 | 0 | 0 | 0
|  |  | Optimal timing (interim calc) | 0 | 0 | 0 | 0 | 0 | 0 | 0 | 0 | 0 | 0 | 0 | 0 | 0 | 0 | 0 | 0 | 0 | 0 | 0 | 0 | 0 | 0 | 0 | 0 | 0 | 0 | 0 | 0 | 0 | 0
|  |  | Optimal timing | - | - | - | - | - | - | - | [19 empty] | - | - | - | - | bar: 1 to 19
Adjusted For Optimal Timing: | 0 | 0 | Capex | 0 | 0 | 0 | 0 | 0 | 0 | 0 | 0 | 0 | 0 | 0 | 0 | 0 | 0 | 0 | 0 | 0 | 0 | 0 | 0 | 0 | 0 | 0 | 0 | 0 | 0 | 0 | 0 | 0 | 0
| 0 | 0 | Opex | 0 | 0 | 0 | 0 | 0 | 0 | 0 | 0 | 0 | 0 | 0 | 0 | 0 | 0 | 0 | 0 | 0 | 0 | 0 | 0 | 0 | 0 | 0 | 0 | 0 | 0 | 0 | 0 | 0 | 0
| 0 | 0 | Reduction in unserved energy | 0 | 0 | 0 | 0 | 0 | 0 | 0 | 0 | 0 | 0 | 0 | 0 | 0 | 0 | 0 | 0 | 0 | 0 | 0 | 0 | 0 | 0 | 0 | 0 | 0 | 0 | 0 | 0 | 0 | 0
| 0 | 0 | Net benefit | 0 | 0 | 0 | 0 | 0 | 0 | 0 | 0 | 0 | 0 | 0 | 0 | 0 | 0 | 0 | 0 | 0 | 0 | 0 | 0 | 0 | 0 | 0 | 0 | 0 | 0 | 0 | 0 | 0 | 0
Option 9
Determining Optimal Timing: | Discounted | Undiscounted
| 0 | 0 | Capex | 0 | 0 | 0 | 0 | 0 | 0 | 0 | 0 | 0 | 0 | 0 | 0 | 0 | 0 | 0 | 0 | 0 | 0 | 0 | 0 | 0 | 0 | 0 | 0 | 0 | 0 | 0 | 0 | 0 | 0
| 0 | 0 | Opex | 0 | 0 | 0 | 0 | 0 | 0 | 0 | 0 | 0 | 0 | 0 | 0 | 0 | 0 | 0 | 0 | 0 | 0 | 0 | 0 | 0 | 0 | 0 | 0 | 0 | 0 | 0 | 0 | 0 | 0
| 0 | 0 | Reduction in unserved energy | 0 | 0 | 0 | 0 | 0 | 0 | 0 | 0 | 0 | 0 | 0 | 0 | 0 | 0 | 0 | 0 | 0 | 0 | 0 | 0 | 0 | 0 | 0 | 0 | 0 | 0 | 0 | 0 | 0 | 0
| 0 | 0 | Net benefit | 0 | 0 | 0 | 0 | 0 | 0 | 0 | 0 | 0 | 0 | 0 | 0 | 0 | 0 | 0 | 0 | 0 | 0 | 0 | 0 | 0 | 0 | 0 | 0 | 0 | 0 | 0 | 0 | 0 | 0
|  |  | EUE Value ($m, real $2024) | 0 | 0 | 0 | 0 | 0 | 0 | 0 | 0 | 0 | 0 | 0 | 0 | 0 | 0 | 0 | 0 | 0 | 0 | 0 | 0 | 0 | 0 | 0 | 0 | 0 | 0 | 0 | 0 | 0 | 0
|  |  | Annualised capex | 0 | 0 | 0 | 0 | 0 | 0 | 0 | 0 | 0 | 0 | 0 | 0 | 0 | 0 | 0 | 0 | 0 | 0 | 0 | 0 | 0 | 0 | 0 | 0 | 0 | 0 | 0 | 0 | 0 | 0
|  |  | Annualised cost (capex+opex) | 0 | 0 | 0 | 0 | 0 | 0 | 0 | 0 | 0 | 0 | 0 | 0 | 0 | 0 | 0 | 0 | 0 | 0 | 0 | 0 | 0 | 0 | 0 | 0 | 0 | 0 | 0 | 0 | 0 | 0
|  |  | Optimal timing (interim calc) | 0 | 0 | 0 | 0 | 0 | 0 | 0 | 0 | 0 | 0 | 0 | 0 | 0 | 0 | 0 | 0 | 0 | 0 | 0 | 0 | 0 | 0 | 0 | 0 | 0 | 0 | 0 | 0 | 0 | 0
|  |  | Optimal timing | - | - | - | - | - | - | - | [19 empty] | - | - | - | - | bar: 1 to 19
Adjusted For Optimal Timing: | 0 | 0 | Capex | 0 | 0 | 0 | 0 | 0 | 0 | 0 | 0 | 0 | 0 | 0 | 0 | 0 | 0 | 0 | 0 | 0 | 0 | 0 | 0 | 0 | 0 | 0 | 0 | 0 | 0 | 0 | 0 | 0 | 0
| 0 | 0 | Opex | 0 | 0 | 0 | 0 | 0 | 0 | 0 | 0 | 0 | 0 | 0 | 0 | 0 | 0 | 0 | 0 | 0 | 0 | 0 | 0 | 0 | 0 | 0 | 0 | 0 | 0 | 0 | 0 | 0 | 0
| 0 | 0 | Reduction in unserved energy | 0 | 0 | 0 | 0 | 0 | 0 | 0 | 0 | 0 | 0 | 0 | 0 | 0 | 0 | 0 | 0 | 0 | 0 | 0 | 0 | 0 | 0 | 0 | 0 | 0 | 0 | 0 | 0 | 0 | 0
| 0 | 0 | Net benefit | 0 | 0 | 0 | 0 | 0 | 0 | 0 | 0 | 0 | 0 | 0 | 0 | 0 | 0 | 0 | 0 | 0 | 0 | 0 | 0 | 0 | 0 | 0 | 0 | 0 | 0 | 0 | 0 | 0 | 0
Option 10
Determining Optimal Timing: | Discounted | Undiscounted
| 0 | 0 | Capex | 0 | 0 | 0 | 0 | 0 | 0 | 0 | 0 | 0 | 0 | 0 | 0 | 0 | 0 | 0 | 0 | 0 | 0 | 0 | 0 | 0 | 0 | 0 | 0 | 0 | 0 | 0 | 0 | 0 | 0
| 0 | 0 | Opex | 0 | 0 | 0 | 0 | 0 | 0 | 0 | 0 | 0 | 0 | 0 | 0 | 0 | 0 | 0 | 0 | 0 | 0 | 0 | 0 | 0 | 0 | 0 | 0 | 0 | 0 | 0 | 0 | 0 | 0
| 0 | 0 | Reduction in unserved energy | 0 | 0 | 0 | 0 | 0 | 0 | 0 | 0 | 0 | 0 | 0 | 0 | 0 | 0 | 0 | 0 | 0 | 0 | 0 | 0 | 0 | 0 | 0 | 0 | 0 | 0 | 0 | 0 | 0 | 0
| 0 | 0 | Net benefit | 0 | 0 | 0 | 0 | 0 | 0 | 0 | 0 | 0 | 0 | 0 | 0 | 0 | 0 | 0 | 0 | 0 | 0 | 0 | 0 | 0 | 0 | 0 | 0 | 0 | 0 | 0 | 0 | 0 | 0
|  |  | EUE Value ($m, real $2024) | 0 | 0 | 0 | 0 | 0 | 0 | 0 | 0 | 0 | 0 | 0 | 0 | 0 | 0 | 0 | 0 | 0 | 0 | 0 | 0 | 0 | 0 | 0 | 0 | 0 | 0 | 0 | 0 | 0 | 0
|  |  | Annualised capex | 0 | 0 | 0 | 0 | 0 | 0 | 0 | 0 | 0 | 0 | 0 | 0 | 0 | 0 | 0 | 0 | 0 | 0 | 0 | 0 | 0 | 0 | 0 | 0 | 0 | 0 | 0 | 0 | 0 | 0
|  |  | Annualised cost (capex+opex) | 0 | 0 | 0 | 0 | 0 | 0 | 0 | 0 | 0 | 0 | 0 | 0 | 0 | 0 | 0 | 0 | 0 | 0 | 0 | 0 | 0 | 0 | 0 | 0 | 0 | 0 | 0 | 0 | 0 | 0
|  |  | Optimal timing (interim calc) | 0 | 0 | 0 | 0 | 0 | 0 | 0 | 0 | 0 | 0 | 0 | 0 | 0 | 0 | 0 | 0 | 0 | 0 | 0 | 0 | 0 | 0 | 0 | 0 | 0 | 0 | 0 | 0 | 0 | 0
|  |  | Optimal timing | - | - | - | - | - | - | - | [19 empty] | - | - | - | - | bar: 1 to 19
Adjusted For Optimal Timing: | 0 | 0 | Capex | 0 | 0 | 0 | 0 | 0 | 0 | 0 | 0 | 0 | 0 | 0 | 0 | 0 | 0 | 0 | 0 | 0 | 0 | 0 | 0 | 0 | 0 | 0 | 0 | 0 | 0 | 0 | 0 | 0 | 0
| 0 | 0 | Opex | 0 | 0 | 0 | 0 | 0 | 0 | 0 | 0 | 0 | 0 | 0 | 0 | 0 | 0 | 0 | 0 | 0 | 0 | 0 | 0 | 0 | 0 | 0 | 0 | 0 | 0 | 0 | 0 | 0 | 0
| 0 | 0 | Reduction in unserved energy | 0 | 0 | 0 | 0 | 0 | 0 | 0 | 0 | 0 | 0 | 0 | 0 | 0 | 0 | 0 | 0 | 0 | 0 | 0 | 0 | 0 | 0 | 0 | 0 | 0 | 0 | 0 | 0 | 0 | 0
| 0 | 0 | Net benefit | 0 | 0 | 0 | 0 | 0 | 0 | 0 | 0 | 0 | 0 | 0 | 0 | 0 | 0 | 0 | 0 | 0 | 0 | 0 | 0 | 0 | 0 | 0 | 0 | 0 | 0 | 0 | 0 | 0 | 0

## 3.2.4 NPV (HiCost)
Economic inputs and assumptions
Scenario | Discount rate | Central
| Cost | Upper bound
| VCR | Central
|  | Central | Lower bound | Upper bound
| Discount rate | 5.56% | 4.11% | 7%
| Cost | 100% | 80% | 120%
| VCR | 100% | 80% | 120%
Asset life for calculating annualised capex (years) | Option 1 | 45
| Option 2 | 45
| Option 3 | 45
| Option 4 | 45
| Option 5 | 45
| Option 6 | 45
| Option 7 | 0
| Option 8 | 0
| Option 9 | 0
| Option 10 | 0
|  |  |  | 1 | 2 | 3 | 4 | 5 | 6 | 7 | 8 | 9 | 10 | 11 | 12 | 13 | 14 | 15 | 16 | 17 | 18 | 19 | 20 | 21 | 22 | 23 | 24 | 25 | 26 | 27 | 28 | 29 | 30
|  |  |  | FY25 | FY26 | FY27 | FY28 | FY29 | FY30 | FY31 | FY32 | FY33 | FY34 | FY35 | FY36 | FY37 | FY38 | FY39 | FY40 | FY41 | FY42 | FY43 | FY44 | FY45 | FY46 | FY47 | FY48 | FY49 | FY50 | FY51 | FY52 | FY53 | FY54
Outputs | bar: 3 FY27; 7 FY31
Option 1
| Discounted | Undiscounted
| 0 | 0 | Capex | 0 | 0 | 0 | 0 | 0 | 0 | 0 | 0 | 0 | 0 | 0 | 0 | 0 | 0 | 0 | 0 | 0 | 0 | 0 | 0 | 0 | 0 | 0 | 0 | 0 | 0 | 0 | 0 | 0 | 0
| 0 | 0 | Opex | 0 | 0 | 0 | 0 | 0 | 0 | 0 | 0 | 0 | 0 | 0 | 0 | 0 | 0 | 0 | 0 | 0 | 0 | 0 | 0 | 0 | 0 | 0 | 0 | 0 | 0 | 0 | 0 | 0 | 0
| 0 | 0 | Reduction in unserved energy | 0 | 0 | 0 | 0 | 0 | 0 | 0 | 0 | 0 | 0 | 0 | 0 | 0 | 0 | 0 | 0 | 0 | 0 | 0 | 0 | 0 | 0 | 0 | 0 | 0 | 0 | 0 | 0 | 0 | 0
| 0 | 0 | Net benefit | 0 | 0 | 0 | 0 | 0 | 0 | 0 | 0 | 0 | 0 | 0 | 0 | 0 | 0 | 0 | 0 | 0 | 0 | 0 | 0 | 0 | 0 | 0 | 0 | 0 | 0 | 0 | 0 | 0 | 0
|  |  | EUE Value ($m, real $2024) | 0 | 1.282e-05 | 0.018527 | 2.6758 | 9.9153 | 22.6836 | 45.7879 | 85.8533 | 148.8037 | 238.3427 | 422.5048 | 722.3466 | 1152.7553 | 2103.7027 | 3262.0447 | 3262.0447 | 3262.0447 | 3262.0447 | 3262.0447 | 3262.0447 | 3262.0447 | 3262.0447 | 3262.0447 | 3262.0447 | 3262.0447 | 3262.0447 | 3262.0447 | 3262.0447 | 3262.0447 | 3262.0447
Option 2
Determining Optimal Timing: | Discounted | Undiscounted
| 33.5927 | 37.4321 | Capex | 0 | 0 | 37.4321 | 0 | 0 | 0 | 0 | 0 | 0 | 0 | 0 | 0 | 0 | 0 | 0 | 0 | 0 | 0 | 0 | 0 | 0 | 0 | 0 | 0 | 0 | 0 | 0 | 0 | 0 | 0
| 4.6401 | 10.1067 | Opex | 0 | 0 | 0 | 0.37432 | 0.37432 | 0.37432 | 0.37432 | 0.37432 | 0.37432 | 0.37432 | 0.37432 | 0.37432 | 0.37432 | 0.37432 | 0.37432 | 0.37432 | 0.37432 | 0.37432 | 0.37432 | 0.37432 | 0.37432 | 0.37432 | 0.37432 | 0.37432 | 0.37432 | 0.37432 | 0.37432 | 0.37432 | 0.37432 | 0.37432
| 18754.129 | 54982.1257 | Reduction in unserved energy | 0 | 0 | 0 | 2.6609 | 9.884 | 22.6344 | 45.7051 | 85.6819 | 148.3888 | 237.2893 | 418.7156 | 713.2119 | 1132.485 | 2050.6289 | 3132.1775 | 3132.1775 | 3132.1775 | 3132.1775 | 3132.1775 | 3132.1775 | 3132.1775 | 3132.1775 | 3132.1775 | 3132.1775 | 3132.1775 | 3132.1775 | 3132.1775 | 3132.1775 | 3132.1775 | 3132.1775
| 18715.8962 | 54934.587 | Net benefit | 0 | 0 | -37.4321 | 2.2866 | 9.5096 | 22.26 | 45.3308 | 85.3075 | 148.0145 | 236.915 | 418.3412 | 712.8376 | 1132.1107 | 2050.2546 | 3131.8032 | 3131.8032 | 3131.8032 | 3131.8032 | 3131.8032 | 3131.8032 | 3131.8032 | 3131.8032 | 3131.8032 | 3131.8032 | 3131.8032 | 3131.8032 | 3131.8032 | 3131.8032 | 3131.8032 | 3131.8032
|  |  | EUE Value ($m, real $2024) | 0 | 1.282e-05 | 3.4821e-06 | 0.014926 | 0.031325 | 0.049245 | 0.0828 | 0.17148 | 0.41488 | 1.0535 | 3.7893 | 9.1347 | 20.2703 | 53.0737 | 129.8672 | 129.8672 | 129.8672 | 129.8672 | 129.8672 | 129.8672 | 129.8672 | 129.8672 | 129.8672 | 129.8672 | 129.8672 | 129.8672 | 129.8672 | 129.8672 | 129.8672 | 129.8672
|  |  | Annualised capex | 0 | 0 | 2.0471 | 2.0471 | 2.0471 | 2.0471 | 2.0471 | 2.0471 | 2.0471 | 2.0471 | 2.0471 | 2.0471 | 2.0471 | 2.0471 | 2.0471 | 2.0471 | 2.0471 | 2.0471 | 2.0471 | 2.0471 | 2.0471 | 2.0471 | 2.0471 | 2.0471 | 2.0471 | 2.0471 | 2.0471 | 2.0471 | 2.0471 | 2.0471
|  |  | Annualised cost (capex+opex) | 0 | 0 | 2.0471 | 2.4214 | 2.4214 | 2.4214 | 2.4214 | 2.4214 | 2.4214 | 2.4214 | 2.4214 | 2.4214 | 2.4214 | 2.4214 | 2.4214 | 2.4214 | 2.4214 | 2.4214 | 2.4214 | 2.4214 | 2.4214 | 2.4214 | 2.4214 | 2.4214 | 2.4214 | 2.4214 | 2.4214 | 2.4214 | 2.4214 | 2.4214
|  |  | Optimal timing (interim calc) | 0 | 0 | 0 | 1 | 1 | 1 | 1 | 1 | 1 | 1 | 1 | 1 | 1 | 1 | 1 | 1 | 1 | 1 | 1 | 1 | 1 | 1 | 1 | 1 | 1 | 1 | 1 | 1 | 1 | 1
|  |  | Optimal timing | - | - | - | Yes | - | - | - | - | - | - | - | - | - | - | - | - | - | - | - | - | - | - | - | - | - | - | - | - | - | -
Adjusted For Optimal Timing: | 33.5927 | 37.4321 | Capex | 0 | 0 | 37.4321 | 0 | 0 | 0 | 0 | 0 | 0 | 0 | 0 | 0 | 0 | 0 | 0 | 0 | 0 | 0 | 0 | 0 | 0 | 0 | 0 | 0 | 0 | 0 | 0 | 0 | 0 | 0
| 4.6401 | 10.1067 | Opex | 0 | 0 | 0 | 0.37432 | 0.37432 | 0.37432 | 0.37432 | 0.37432 | 0.37432 | 0.37432 | 0.37432 | 0.37432 | 0.37432 | 0.37432 | 0.37432 | 0.37432 | 0.37432 | 0.37432 | 0.37432 | 0.37432 | 0.37432 | 0.37432 | 0.37432 | 0.37432 | 0.37432 | 0.37432 | 0.37432 | 0.37432 | 0.37432 | 0.37432
| 18754.129 | 54982.1257 | Reduction in unserved energy | 0 | 0 | 0 | 2.6609 | 9.884 | 22.6344 | 45.7051 | 85.6819 | 148.3888 | 237.2893 | 418.7156 | 713.2119 | 1132.485 | 2050.6289 | 3132.1775 | 3132.1775 | 3132.1775 | 3132.1775 | 3132.1775 | 3132.1775 | 3132.1775 | 3132.1775 | 3132.1775 | 3132.1775 | 3132.1775 | 3132.1775 | 3132.1775 | 3132.1775 | 3132.1775 | 3132.1775
| 18715.8962 | 54934.587 | Net benefit | 0 | 0 | -37.4321 | 2.2866 | 9.5096 | 22.26 | 45.3308 | 85.3075 | 148.0145 | 236.915 | 418.3412 | 712.8376 | 1132.1107 | 2050.2546 | 3131.8032 | 3131.8032 | 3131.8032 | 3131.8032 | 3131.8032 | 3131.8032 | 3131.8032 | 3131.8032 | 3131.8032 | 3131.8032 | 3131.8032 | 3131.8032 | 3131.8032 | 3131.8032 | 3131.8032 | 3131.8032
Option 3
Determining Optimal Timing: | Discounted | Undiscounted
| 16.3952 | 18.269 | Capex | 0 | 0 | 18.269 | 0 | 0 | 0 | 0 | 0 | 0 | 0 | 0 | 0 | 0 | 0 | 0 | 0 | 0 | 0 | 0 | 0 | 0 | 0 | 0 | 0 | 0 | 0 | 0 | 0 | 0 | 0
| 2.2646 | 4.9326 | Opex | 0 | 0 | 0 | 0.18269 | 0.18269 | 0.18269 | 0.18269 | 0.18269 | 0.18269 | 0.18269 | 0.18269 | 0.18269 | 0.18269 | 0.18269 | 0.18269 | 0.18269 | 0.18269 | 0.18269 | 0.18269 | 0.18269 | 0.18269 | 0.18269 | 0.18269 | 0.18269 | 0.18269 | 0.18269 | 0.18269 | 0.18269 | 0.18269 | 0.18269
| 17425.6998 | 50929.6324 | Reduction in unserved energy | 0 | 0 | 0 | 2.6609 | 9.8839 | 22.6343 | 45.7056 | 85.6839 | 148.3195 | 236.7108 | 417.0525 | 707.0185 | 1113.9197 | 1953.5227 | 2886.6575 | 2886.6575 | 2886.6575 | 2886.6575 | 2886.6575 | 2886.6575 | 2886.6575 | 2886.6575 | 2886.6575 | 2886.6575 | 2886.6575 | 2886.6575 | 2886.6575 | 2886.6575 | 2886.6575 | 2886.6575
| 17407.0401 | 50906.4308 | Net benefit | 0 | 0 | -18.269 | 2.4782 | 9.7012 | 22.4516 | 45.523 | 85.5012 | 148.1368 | 236.5281 | 416.8698 | 706.8358 | 1113.7371 | 1953.34 | 2886.4748 | 2886.4748 | 2886.4748 | 2886.4748 | 2886.4748 | 2886.4748 | 2886.4748 | 2886.4748 | 2886.4748 | 2886.4748 | 2886.4748 | 2886.4748 | 2886.4748 | 2886.4748 | 2886.4748 | 2886.4748
|  |  | EUE Value ($m, real $2024) | 0 | 1.282e-05 | 4.9163e-06 | 0.014932 | 0.031399 | 0.049312 | 0.082279 | 0.16946 | 0.48423 | 1.6319 | 5.4523 | 15.3281 | 38.8356 | 150.18 | 375.3872 | 375.3872 | 375.3872 | 375.3872 | 375.3872 | 375.3872 | 375.3872 | 375.3872 | 375.3872 | 375.3872 | 375.3872 | 375.3872 | 375.3872 | 375.3872 | 375.3872 | 375.3872
|  |  | Annualised capex | 0 | 0 | 0.9991 | 0.9991 | 0.9991 | 0.9991 | 0.9991 | 0.9991 | 0.9991 | 0.9991 | 0.9991 | 0.9991 | 0.9991 | 0.9991 | 0.9991 | 0.9991 | 0.9991 | 0.9991 | 0.9991 | 0.9991 | 0.9991 | 0.9991 | 0.9991 | 0.9991 | 0.9991 | 0.9991 | 0.9991 | 0.9991 | 0.9991 | 0.9991
|  |  | Annualised cost (capex+opex) | 0 | 0 | 0.9991 | 1.1818 | 1.1818 | 1.1818 | 1.1818 | 1.1818 | 1.1818 | 1.1818 | 1.1818 | 1.1818 | 1.1818 | 1.1818 | 1.1818 | 1.1818 | 1.1818 | 1.1818 | 1.1818 | 1.1818 | 1.1818 | 1.1818 | 1.1818 | 1.1818 | 1.1818 | 1.1818 | 1.1818 | 1.1818 | 1.1818 | 1.1818
|  |  | Optimal timing (interim calc) | 0 | 0 | 0 | 1 | 1 | 1 | 1 | 1 | 1 | 1 | 1 | 1 | 1 | 1 | 1 | 1 | 1 | 1 | 1 | 1 | 1 | 1 | 1 | 1 | 1 | 1 | 1 | 1 | 1 | 1
|  |  | Optimal timing | - | - | - | Yes | - | - | - | - | - | - | - | - | - | - | - | - | - | - | - | - | - | - | - | - | - | - | - | - | - | -
Adjusted For Optimal Timing: | 16.3952 | 18.269 | Capex | 0 | 0 | 18.269 | 0 | 0 | 0 | 0 | 0 | 0 | 0 | 0 | 0 | 0 | 0 | 0 | 0 | 0 | 0 | 0 | 0 | 0 | 0 | 0 | 0 | 0 | 0 | 0 | 0 | 0 | 0
| 2.2646 | 4.9326 | Opex | 0 | 0 | 0 | 0.18269 | 0.18269 | 0.18269 | 0.18269 | 0.18269 | 0.18269 | 0.18269 | 0.18269 | 0.18269 | 0.18269 | 0.18269 | 0.18269 | 0.18269 | 0.18269 | 0.18269 | 0.18269 | 0.18269 | 0.18269 | 0.18269 | 0.18269 | 0.18269 | 0.18269 | 0.18269 | 0.18269 | 0.18269 | 0.18269 | 0.18269
| 17425.6998 | 50929.6324 | Reduction in unserved energy | 0 | 0 | 0 | 2.6609 | 9.8839 | 22.6343 | 45.7056 | 85.6839 | 148.3195 | 236.7108 | 417.0525 | 707.0185 | 1113.9197 | 1953.5227 | 2886.6575 | 2886.6575 | 2886.6575 | 2886.6575 | 2886.6575 | 2886.6575 | 2886.6575 | 2886.6575 | 2886.6575 | 2886.6575 | 2886.6575 | 2886.6575 | 2886.6575 | 2886.6575 | 2886.6575 | 2886.6575
| 17407.0401 | 50906.4308 | Net benefit | 0 | 0 | -18.269 | 2.4782 | 9.7012 | 22.4516 | 45.523 | 85.5012 | 148.1368 | 236.5281 | 416.8698 | 706.8358 | 1113.7371 | 1953.34 | 2886.4748 | 2886.4748 | 2886.4748 | 2886.4748 | 2886.4748 | 2886.4748 | 2886.4748 | 2886.4748 | 2886.4748 | 2886.4748 | 2886.4748 | 2886.4748 | 2886.4748 | 2886.4748 | 2886.4748 | 2886.4748
Option 4
Determining Optimal Timing: | Discounted | Undiscounted
| 45.4308 | 50.6231 | Capex | 0 | 0 | 50.6231 | 0 | 0 | 0 | 0 | 0 | 0 | 0 | 0 | 0 | 0 | 0 | 0 | 0 | 0 | 0 | 0 | 0 | 0 | 0 | 0 | 0 | 0 | 0 | 0 | 0 | 0 | 0
| 6.2752 | 13.6682 | Opex | 0 | 0 | 0 | 0.50623 | 0.50623 | 0.50623 | 0.50623 | 0.50623 | 0.50623 | 0.50623 | 0.50623 | 0.50623 | 0.50623 | 0.50623 | 0.50623 | 0.50623 | 0.50623 | 0.50623 | 0.50623 | 0.50623 | 0.50623 | 0.50623 | 0.50623 | 0.50623 | 0.50623 | 0.50623 | 0.50623 | 0.50623 | 0.50623 | 0.50623
| 18789.1957 | 55084.9837 | Reduction in unserved energy | 0 | 0 | 0 | 2.6758 | 9.915 | 22.6823 | 45.7843 | 85.8436 | 148.7367 | 237.8965 | 419.6959 | 714.5979 | 1134.3526 | 2053.8112 | 3138.062 | 3138.062 | 3138.062 | 3138.062 | 3138.062 | 3138.062 | 3138.062 | 3138.062 | 3138.062 | 3138.062 | 3138.062 | 3138.062 | 3138.062 | 3138.062 | 3138.062 | 3138.062
| 18737.4897 | 55020.6923 | Net benefit | 0 | 0 | -50.6231 | 2.1696 | 9.4088 | 22.1761 | 45.2781 | 85.3374 | 148.2305 | 237.3902 | 419.1896 | 714.0917 | 1133.8464 | 2053.3049 | 3137.5558 | 3137.5558 | 3137.5558 | 3137.5558 | 3137.5558 | 3137.5558 | 3137.5558 | 3137.5558 | 3137.5558 | 3137.5558 | 3137.5558 | 3137.5558 | 3137.5558 | 3137.5558 | 3137.5558 | 3137.5558
|  |  | EUE Value ($m, real $2024) | 0 | 1.282e-05 | 2.5234e-06 | 2.4168e-06 | 0.00026334 | 0.0012549 | 0.0036341 | 0.009702 | 0.06701 | 0.44627 | 2.809 | 7.7487 | 18.4027 | 49.8915 | 123.9827 | 123.9827 | 123.9827 | 123.9827 | 123.9827 | 123.9827 | 123.9827 | 123.9827 | 123.9827 | 123.9827 | 123.9827 | 123.9827 | 123.9827 | 123.9827 | 123.9827 | 123.9827
|  |  | Annualised capex | 0 | 0 | 2.7685 | 2.7685 | 2.7685 | 2.7685 | 2.7685 | 2.7685 | 2.7685 | 2.7685 | 2.7685 | 2.7685 | 2.7685 | 2.7685 | 2.7685 | 2.7685 | 2.7685 | 2.7685 | 2.7685 | 2.7685 | 2.7685 | 2.7685 | 2.7685 | 2.7685 | 2.7685 | 2.7685 | 2.7685 | 2.7685 | 2.7685 | 2.7685
|  |  | Annualised cost (capex+opex) | 0 | 0 | 2.7685 | 3.2747 | 3.2747 | 3.2747 | 3.2747 | 3.2747 | 3.2747 | 3.2747 | 3.2747 | 3.2747 | 3.2747 | 3.2747 | 3.2747 | 3.2747 | 3.2747 | 3.2747 | 3.2747 | 3.2747 | 3.2747 | 3.2747 | 3.2747 | 3.2747 | 3.2747 | 3.2747 | 3.2747 | 3.2747 | 3.2747 | 3.2747
|  |  | Optimal timing (interim calc) | 0 | 0 | 0 | 0 | 1 | 1 | 1 | 1 | 1 | 1 | 1 | 1 | 1 | 1 | 1 | 1 | 1 | 1 | 1 | 1 | 1 | 1 | 1 | 1 | 1 | 1 | 1 | 1 | 1 | 1
|  |  | Optimal timing | - | - | - | - | Yes | - | - | - | - | - | - | - | - | - | - | - | - | - | - | - | - | - | - | - | - | - | - | - | - | -
[11 empty] | 1 | 2 | 3 | 4 | 5 | 6 | 7 | 8 | 9 | 10 | 11 | 12 | 13 | 14 | 15 | 16 | 17 | 18 | 19
Adjusted For Optimal Timing: | 43.0379 | 50.6231 | Capex | 0 | 0 | 0 | 50.6231 | 0 | 0 | 0 | 0 | 0 | 0 | 0 | 0 | 0 | 0 | 0 | 0 | 0 | 0 | 0 | 0 | 0 | 0 | 0 | 0 | 0 | 0 | 0 | 0 | 0 | 0
| 5.8448 | 13.162 | Opex | 0 | 0 | 0 | 0 | 0.50623 | 0.50623 | 0.50623 | 0.50623 | 0.50623 | 0.50623 | 0.50623 | 0.50623 | 0.50623 | 0.50623 | 0.50623 | 0.50623 | 0.50623 | 0.50623 | 0.50623 | 0.50623 | 0.50623 | 0.50623 | 0.50623 | 0.50623 | 0.50623 | 0.50623 | 0.50623 | 0.50623 | 0.50623 | 0.50623
| 18786.9208 | 55082.3078 | Reduction in unserved energy | 0 | 0 | 0 | 0 | 9.915 | 22.6823 | 45.7843 | 85.8436 | 148.7367 | 237.8965 | 419.6959 | 714.5979 | 1134.3526 | 2053.8112 | 3138.062 | 3138.062 | 3138.062 | 3138.062 | 3138.062 | 3138.062 | 3138.062 | 3138.062 | 3138.062 | 3138.062 | 3138.062 | 3138.062 | 3138.062 | 3138.062 | 3138.062 | 3138.062
| 18738.0381 | 55018.5227 | Net benefit | 0 | 0 | 0 | -50.6231 | 9.4088 | 22.1761 | 45.2781 | 85.3374 | 148.2305 | 237.3902 | 419.1896 | 714.0917 | 1133.8464 | 2053.3049 | 3137.5558 | 3137.5558 | 3137.5558 | 3137.5558 | 3137.5558 | 3137.5558 | 3137.5558 | 3137.5558 | 3137.5558 | 3137.5558 | 3137.5558 | 3137.5558 | 3137.5558 | 3137.5558 | 3137.5558 | 3137.5558
Option 5
Determining Optimal Timing: | Discounted | Undiscounted
| 9.7554 | 10.8703 | Capex | 0 | 0 | 10.8703 | 0 | 0 | 0 | 0 | 0 | 0 | 0 | 0 | 0 | 0 | 0 | 0 | 0 | 0 | 0 | 0 | 0 | 0 | 0 | 0 | 0 | 0 | 0 | 0 | 0 | 0 | 0
| 1.3475 | 2.935 | Opex | 0 | 0 | 0 | 0.1087 | 0.1087 | 0.1087 | 0.1087 | 0.1087 | 0.1087 | 0.1087 | 0.1087 | 0.1087 | 0.1087 | 0.1087 | 0.1087 | 0.1087 | 0.1087 | 0.1087 | 0.1087 | 0.1087 | 0.1087 | 0.1087 | 0.1087 | 0.1087 | 0.1087 | 0.1087 | 0.1087 | 0.1087 | 0.1087 | 0.1087
| 11503.9407 | 33407.6278 | Reduction in unserved energy | 0 | 0 | 0 | 2.597 | 9.6823 | 21.7888 | 42.401 | 76.8648 | 125.0364 | 189.8528 | 320.6335 | 517.1488 | 779.7885 | 1295.7114 | 1876.6327 | 1876.6327 | 1876.6327 | 1876.6327 | 1876.6327 | 1876.6327 | 1876.6327 | 1876.6327 | 1876.6327 | 1876.6327 | 1876.6327 | 1876.6327 | 1876.6327 | 1876.6327 | 1876.6327 | 1876.6327
| 11492.8378 | 33393.8225 | Net benefit | 0 | 0 | -10.8703 | 2.4883 | 9.5736 | 21.6801 | 42.2923 | 76.7561 | 124.9277 | 189.7441 | 320.5248 | 517.0401 | 779.6798 | 1295.6027 | 1876.524 | 1876.524 | 1876.524 | 1876.524 | 1876.524 | 1876.524 | 1876.524 | 1876.524 | 1876.524 | 1876.524 | 1876.524 | 1876.524 | 1876.524 | 1876.524 | 1876.524 | 1876.524
|  |  | EUE Value ($m, real $2024) | 0 | 1.282e-05 | 0.07484 | 0.078833 | 0.23298 | 0.89483 | 3.387 | 8.9885 | 23.7673 | 48.4899 | 101.8713 | 205.1978 | 372.9668 | 807.9913 | 1385.4121 | 1385.4121 | 1385.4121 | 1385.4121 | 1385.4121 | 1385.4121 | 1385.4121 | 1385.4121 | 1385.4121 | 1385.4121 | 1385.4121 | 1385.4121 | 1385.4121 | 1385.4121 | 1385.4121 | 1385.4121
|  |  | Annualised capex | 0 | 0 | 0.59448 | 0.59448 | 0.59448 | 0.59448 | 0.59448 | 0.59448 | 0.59448 | 0.59448 | 0.59448 | 0.59448 | 0.59448 | 0.59448 | 0.59448 | 0.59448 | 0.59448 | 0.59448 | 0.59448 | 0.59448 | 0.59448 | 0.59448 | 0.59448 | 0.59448 | 0.59448 | 0.59448 | 0.59448 | 0.59448 | 0.59448 | 0.59448
|  |  | Annualised cost (capex+opex) | 0 | 0 | 0.59448 | 0.70318 | 0.70318 | 0.70318 | 0.70318 | 0.70318 | 0.70318 | 0.70318 | 0.70318 | 0.70318 | 0.70318 | 0.70318 | 0.70318 | 0.70318 | 0.70318 | 0.70318 | 0.70318 | 0.70318 | 0.70318 | 0.70318 | 0.70318 | 0.70318 | 0.70318 | 0.70318 | 0.70318 | 0.70318 | 0.70318 | 0.70318
|  |  | Optimal timing (interim calc) | 0 | 0 | 0 | 1 | 1 | 1 | 1 | [19 empty] | 1 | 1 | 1 | 1 | bar: 1 to 19
|  |  | Optimal timing | - | - | - | Yes | - | - | - | [19 empty] | - | - | - | - | bar: 1 to 19
Adjusted For Optimal Timing: | 9.7554 | 10.8703 | Capex | 0 | 0 | 10.8703 | 0 | 0 | 0 | 0 | 0 | 0 | 0 | 0 | 0 | 0 | 0 | 0 | 0 | 0 | 0 | 0 | 0 | 0 | 0 | 0 | 0 | 0 | 0 | 0 | 0 | 0 | 0
| 1.3475 | 2.935 | Opex | 0 | 0 | 0 | 0.1087 | 0.1087 | 0.1087 | 0.1087 | 0.1087 | 0.1087 | 0.1087 | 0.1087 | 0.1087 | 0.1087 | 0.1087 | 0.1087 | 0.1087 | 0.1087 | 0.1087 | 0.1087 | 0.1087 | 0.1087 | 0.1087 | 0.1087 | 0.1087 | 0.1087 | 0.1087 | 0.1087 | 0.1087 | 0.1087 | 0.1087
| 11503.9407 | 33407.6278 | Reduction in unserved energy | 0 | 0 | 0 | 2.597 | 9.6823 | 21.7888 | 42.401 | 76.8648 | 125.0364 | 189.8528 | 320.6335 | 517.1488 | 779.7885 | 1295.7114 | 1876.6327 | 1876.6327 | 1876.6327 | 1876.6327 | 1876.6327 | 1876.6327 | 1876.6327 | 1876.6327 | 1876.6327 | 1876.6327 | 1876.6327 | 1876.6327 | 1876.6327 | 1876.6327 | 1876.6327 | 1876.6327
| 11492.8378 | 33393.8225 | Net benefit | 0 | 0 | -10.8703 | 2.4883 | 9.5736 | 21.6801 | 42.2923 | 76.7561 | 124.9277 | 189.7441 | 320.5248 | 517.0401 | 779.6798 | 1295.6027 | 1876.524 | 1876.524 | 1876.524 | 1876.524 | 1876.524 | 1876.524 | 1876.524 | 1876.524 | 1876.524 | 1876.524 | 1876.524 | 1876.524 | 1876.524 | 1876.524 | 1876.524 | 1876.524
Option 6
Determining Optimal Timing: | Discounted | Undiscounted
| 43.7831 | 48.7871 | Capex | 0 | 0 | 48.7871 | 0 | 0 | 0 | 0 | 0 | 0 | 0 | 0 | 0 | 0 | 0 | 0 | 0 | 0 | 0 | 0 | 0 | 0 | 0 | 0 | 0 | 0 | 0 | 0 | 0 | 0 | 0
| 6.0476 | 13.1725 | Opex | 0 | 0 | 0 | 0.48787 | 0.48787 | 0.48787 | 0.48787 | 0.48787 | 0.48787 | 0.48787 | 0.48787 | 0.48787 | 0.48787 | 0.48787 | 0.48787 | 0.48787 | 0.48787 | 0.48787 | 0.48787 | 0.48787 | 0.48787 | 0.48787 | 0.48787 | 0.48787 | 0.48787 | 0.48787 | 0.48787 | 0.48787 | 0.48787 | 0.48787
| 16481.3459 | 48078.4347 | Reduction in unserved energy | 0 | 0 | 0 | 2.6758 | 9.9148 | 22.6818 | 45.7831 | 85.8306 | 148.4142 | 235.9168 | 414.5885 | 696.3235 | 1083.1599 | 1859.4508 | 2717.1059 | 2717.1059 | 2717.1059 | 2717.1059 | 2717.1059 | 2717.1059 | 2717.1059 | 2717.1059 | 2717.1059 | 2717.1059 | 2717.1059 | 2717.1059 | 2717.1059 | 2717.1059 | 2717.1059 | 2717.1059
| 16431.5153 | 48016.4751 | Net benefit | 0 | 0 | -48.7871 | 2.1879 | 9.4269 | 22.1939 | 45.2952 | 85.3427 | 147.9263 | 235.429 | 414.1006 | 695.8357 | 1082.672 | 1858.963 | 2716.6181 | 2716.6181 | 2716.6181 | 2716.6181 | 2716.6181 | 2716.6181 | 2716.6181 | 2716.6181 | 2716.6181 | 2716.6181 | 2716.6181 | 2716.6181 | 2716.6181 | 2716.6181 | 2716.6181 | 2716.6181
|  |  | EUE Value ($m, real $2024) | 0 | 1.282e-05 | 4.4389e-06 | 2.1806e-05 | 0.00050734 | 0.0017872 | 0.0048552 | 0.02277 | 0.38949 | 2.4259 | 7.9164 | 26.023 | 69.5954 | 244.2519 | 544.9388 | 544.9388 | 544.9388 | 544.9388 | 544.9388 | 544.9388 | 544.9388 | 544.9388 | 544.9388 | 544.9388 | 544.9388 | 544.9388 | 544.9388 | 544.9388 | 544.9388 | 544.9388
|  |  | Annualised capex | 0 | 0 | 2.6681 | 2.6681 | 2.6681 | 2.6681 | 2.6681 | 2.6681 | 2.6681 | 2.6681 | 2.6681 | 2.6681 | 2.6681 | 2.6681 | 2.6681 | 2.6681 | 2.6681 | 2.6681 | 2.6681 | 2.6681 | 2.6681 | 2.6681 | 2.6681 | 2.6681 | 2.6681 | 2.6681 | 2.6681 | 2.6681 | 2.6681 | 2.6681
|  |  | Annualised cost (capex+opex) | 0 | 0 | 2.6681 | 3.1559 | 3.1559 | 3.1559 | 3.1559 | 3.1559 | 3.1559 | 3.1559 | 3.1559 | 3.1559 | 3.1559 | 3.1559 | 3.1559 | 3.1559 | 3.1559 | 3.1559 | 3.1559 | 3.1559 | 3.1559 | 3.1559 | 3.1559 | 3.1559 | 3.1559 | 3.1559 | 3.1559 | 3.1559 | 3.1559 | 3.1559
|  |  | Optimal timing (interim calc) | 0 | 0 | 0 | 0 | 1 | 1 | 1 | [19 empty] | 1 | 1 | 1 | 1 | bar: 1 to 19
|  |  | Optimal timing | - | - | - | - | Yes | - | - | [19 empty] | - | - | - | - | bar: 1 to 19
Adjusted For Optimal Timing: | 41.4769 | 48.7871 | Capex | 0 | 0 | 0 | 48.7871 | 0 | 0 | 0 | 0 | 0 | 0 | 0 | 0 | 0 | 0 | 0 | 0 | 0 | 0 | 0 | 0 | 0 | 0 | 0 | 0 | 0 | 0 | 0 | 0 | 0 | 0
| 5.6328 | 12.6846 | Opex | 0 | 0 | 0 | 0 | 0.48787 | 0.48787 | 0.48787 | 0.48787 | 0.48787 | 0.48787 | 0.48787 | 0.48787 | 0.48787 | 0.48787 | 0.48787 | 0.48787 | 0.48787 | 0.48787 | 0.48787 | 0.48787 | 0.48787 | 0.48787 | 0.48787 | 0.48787 | 0.48787 | 0.48787 | 0.48787 | 0.48787 | 0.48787 | 0.48787
| 16479.0711 | 48075.7589 | Reduction in unserved energy | 0 | 0 | 0 | 0 | 9.9148 | 22.6818 | 45.7831 | 85.8306 | 148.4142 | 235.9168 | 414.5885 | 696.3235 | 1083.1599 | 1859.4508 | 2717.1059 | 2717.1059 | 2717.1059 | 2717.1059 | 2717.1059 | 2717.1059 | 2717.1059 | 2717.1059 | 2717.1059 | 2717.1059 | 2717.1059 | 2717.1059 | 2717.1059 | 2717.1059 | 2717.1059 | 2717.1059
| 16431.9613 | 48014.2872 | Net benefit | 0 | 0 | 0 | -48.7871 | 9.4269 | 22.1939 | 45.2952 | 85.3427 | 147.9263 | 235.429 | 414.1006 | 695.8357 | 1082.672 | 1858.963 | 2716.6181 | 2716.6181 | 2716.6181 | 2716.6181 | 2716.6181 | 2716.6181 | 2716.6181 | 2716.6181 | 2716.6181 | 2716.6181 | 2716.6181 | 2716.6181 | 2716.6181 | 2716.6181 | 2716.6181 | 2716.6181
Option 7
Determining Optimal Timing: | Discounted | Undiscounted
| 0 | 0 | Capex | 0 | 0 | 0 | 0 | 0 | 0 | 0 | 0 | 0 | 0 | 0 | 0 | 0 | 0 | 0 | 0 | 0 | 0 | 0 | 0 | 0 | 0 | 0 | 0 | 0 | 0 | 0 | 0 | 0 | 0
| 0 | 0 | Opex | 0 | 0 | 0 | 0 | 0 | 0 | 0 | 0 | 0 | 0 | 0 | 0 | 0 | 0 | 0 | 0 | 0 | 0 | 0 | 0 | 0 | 0 | 0 | 0 | 0 | 0 | 0 | 0 | 0 | 0
| 0 | 0 | Reduction in unserved energy | 0 | 0 | 0 | 0 | 0 | 0 | 0 | 0 | 0 | 0 | 0 | 0 | 0 | 0 | 0 | 0 | 0 | 0 | 0 | 0 | 0 | 0 | 0 | 0 | 0 | 0 | 0 | 0 | 0 | 0
| 0 | 0 | Net benefit | 0 | 0 | 0 | 0 | 0 | 0 | 0 | 0 | 0 | 0 | 0 | 0 | 0 | 0 | 0 | 0 | 0 | 0 | 0 | 0 | 0 | 0 | 0 | 0 | 0 | 0 | 0 | 0 | 0 | 0
|  |  | EUE Value ($m, real $2024) | 0 | 0 | 0 | 0 | 0 | 0 | 0 | 0 | 0 | 0 | 0 | 0 | 0 | 0 | 0 | 0 | 0 | 0 | 0 | 0 | 0 | 0 | 0 | 0 | 0 | 0 | 0 | 0 | 0 | 0
|  |  | Annualised capex | 0 | 0 | 0 | 0 | 0 | 0 | 0 | 0 | 0 | 0 | 0 | 0 | 0 | 0 | 0 | 0 | 0 | 0 | 0 | 0 | 0 | 0 | 0 | 0 | 0 | 0 | 0 | 0 | 0 | 0
|  |  | Annualised cost (capex+opex) | 0 | 0 | 0 | 0 | 0 | 0 | 0 | 0 | 0 | 0 | 0 | 0 | 0 | 0 | 0 | 0 | 0 | 0 | 0 | 0 | 0 | 0 | 0 | 0 | 0 | 0 | 0 | 0 | 0 | 0
|  |  | Optimal timing (interim calc) | 0 | 0 | 0 | 0 | 0 | 0 | 0 | 0 | 0 | 0 | 0 | 0 | 0 | 0 | 0 | 0 | 0 | 0 | 0 | 0 | 0 | 0 | 0 | 0 | 0 | 0 | 0 | 0 | 0 | 0
|  |  | Optimal timing | - | - | - | - | - | - | - | [19 empty] | - | - | - | - | bar: 1 to 19
Adjusted For Optimal Timing: | 0 | 0 | Capex | 0 | 0 | 0 | 0 | 0 | 0 | 0 | 0 | 0 | 0 | 0 | 0 | 0 | 0 | 0 | 0 | 0 | 0 | 0 | 0 | 0 | 0 | 0 | 0 | 0 | 0 | 0 | 0 | 0 | 0
| 0 | 0 | Opex | 0 | 0 | 0 | 0 | 0 | 0 | 0 | 0 | 0 | 0 | 0 | 0 | 0 | 0 | 0 | 0 | 0 | 0 | 0 | 0 | 0 | 0 | 0 | 0 | 0 | 0 | 0 | 0 | 0 | 0
| 0 | 0 | Reduction in unserved energy | 0 | 0 | 0 | 0 | 0 | 0 | 0 | 0 | 0 | 0 | 0 | 0 | 0 | 0 | 0 | 0 | 0 | 0 | 0 | 0 | 0 | 0 | 0 | 0 | 0 | 0 | 0 | 0 | 0 | 0
| 0 | 0 | Net benefit | 0 | 0 | 0 | 0 | 0 | 0 | 0 | 0 | 0 | 0 | 0 | 0 | 0 | 0 | 0 | 0 | 0 | 0 | 0 | 0 | 0 | 0 | 0 | 0 | 0 | 0 | 0 | 0 | 0 | 0
Option 8
Determining Optimal Timing: | Discounted | Undiscounted
| 0 | 0 | Capex | 0 | 0 | 0 | 0 | 0 | 0 | 0 | 0 | 0 | 0 | 0 | 0 | 0 | 0 | 0 | 0 | 0 | 0 | 0 | 0 | 0 | 0 | 0 | 0 | 0 | 0 | 0 | 0 | 0 | 0
| 0 | 0 | Opex | 0 | 0 | 0 | 0 | 0 | 0 | 0 | 0 | 0 | 0 | 0 | 0 | 0 | 0 | 0 | 0 | 0 | 0 | 0 | 0 | 0 | 0 | 0 | 0 | 0 | 0 | 0 | 0 | 0 | 0
| 0 | 0 | Reduction in unserved energy | 0 | 0 | 0 | 0 | 0 | 0 | 0 | 0 | 0 | 0 | 0 | 0 | 0 | 0 | 0 | 0 | 0 | 0 | 0 | 0 | 0 | 0 | 0 | 0 | 0 | 0 | 0 | 0 | 0 | 0
| 0 | 0 | Net benefit | 0 | 0 | 0 | 0 | 0 | 0 | 0 | 0 | 0 | 0 | 0 | 0 | 0 | 0 | 0 | 0 | 0 | 0 | 0 | 0 | 0 | 0 | 0 | 0 | 0 | 0 | 0 | 0 | 0 | 0
|  |  | EUE Value ($m, real $2024) | 0 | 0 | 0 | 0 | 0 | 0 | 0 | 0 | 0 | 0 | 0 | 0 | 0 | 0 | 0 | 0 | 0 | 0 | 0 | 0 | 0 | 0 | 0 | 0 | 0 | 0 | 0 | 0 | 0 | 0
|  |  | Annualised capex | 0 | 0 | 0 | 0 | 0 | 0 | 0 | 0 | 0 | 0 | 0 | 0 | 0 | 0 | 0 | 0 | 0 | 0 | 0 | 0 | 0 | 0 | 0 | 0 | 0 | 0 | 0 | 0 | 0 | 0
|  |  | Annualised cost (capex+opex) | 0 | 0 | 0 | 0 | 0 | 0 | 0 | 0 | 0 | 0 | 0 | 0 | 0 | 0 | 0 | 0 | 0 | 0 | 0 | 0 | 0 | 0 | 0 | 0 | 0 | 0 | 0 | 0 | 0 | 0
|  |  | Optimal timing (interim calc) | 0 | 0 | 0 | 0 | 0 | 0 | 0 | 0 | 0 | 0 | 0 | 0 | 0 | 0 | 0 | 0 | 0 | 0 | 0 | 0 | 0 | 0 | 0 | 0 | 0 | 0 | 0 | 0 | 0 | 0
|  |  | Optimal timing | - | - | - | - | - | - | - | [19 empty] | - | - | - | - | bar: 1 to 19
Adjusted For Optimal Timing: | 0 | 0 | Capex | 0 | 0 | 0 | 0 | 0 | 0 | 0 | 0 | 0 | 0 | 0 | 0 | 0 | 0 | 0 | 0 | 0 | 0 | 0 | 0 | 0 | 0 | 0 | 0 | 0 | 0 | 0 | 0 | 0 | 0
| 0 | 0 | Opex | 0 | 0 | 0 | 0 | 0 | 0 | 0 | 0 | 0 | 0 | 0 | 0 | 0 | 0 | 0 | 0 | 0 | 0 | 0 | 0 | 0 | 0 | 0 | 0 | 0 | 0 | 0 | 0 | 0 | 0
| 0 | 0 | Reduction in unserved energy | 0 | 0 | 0 | 0 | 0 | 0 | 0 | 0 | 0 | 0 | 0 | 0 | 0 | 0 | 0 | 0 | 0 | 0 | 0 | 0 | 0 | 0 | 0 | 0 | 0 | 0 | 0 | 0 | 0 | 0
| 0 | 0 | Net benefit | 0 | 0 | 0 | 0 | 0 | 0 | 0 | 0 | 0 | 0 | 0 | 0 | 0 | 0 | 0 | 0 | 0 | 0 | 0 | 0 | 0 | 0 | 0 | 0 | 0 | 0 | 0 | 0 | 0 | 0
Option 9
Determining Optimal Timing: | Discounted | Undiscounted
| 0 | 0 | Capex | 0 | 0 | 0 | 0 | 0 | 0 | 0 | 0 | 0 | 0 | 0 | 0 | 0 | 0 | 0 | 0 | 0 | 0 | 0 | 0 | 0 | 0 | 0 | 0 | 0 | 0 | 0 | 0 | 0 | 0
| 0 | 0 | Opex | 0 | 0 | 0 | 0 | 0 | 0 | 0 | 0 | 0 | 0 | 0 | 0 | 0 | 0 | 0 | 0 | 0 | 0 | 0 | 0 | 0 | 0 | 0 | 0 | 0 | 0 | 0 | 0 | 0 | 0
| 0 | 0 | Reduction in unserved energy | 0 | 0 | 0 | 0 | 0 | 0 | 0 | 0 | 0 | 0 | 0 | 0 | 0 | 0 | 0 | 0 | 0 | 0 | 0 | 0 | 0 | 0 | 0 | 0 | 0 | 0 | 0 | 0 | 0 | 0
| 0 | 0 | Net benefit | 0 | 0 | 0 | 0 | 0 | 0 | 0 | 0 | 0 | 0 | 0 | 0 | 0 | 0 | 0 | 0 | 0 | 0 | 0 | 0 | 0 | 0 | 0 | 0 | 0 | 0 | 0 | 0 | 0 | 0
|  |  | EUE Value ($m, real $2024) | 0 | 0 | 0 | 0 | 0 | 0 | 0 | 0 | 0 | 0 | 0 | 0 | 0 | 0 | 0 | 0 | 0 | 0 | 0 | 0 | 0 | 0 | 0 | 0 | 0 | 0 | 0 | 0 | 0 | 0
|  |  | Annualised capex | 0 | 0 | 0 | 0 | 0 | 0 | 0 | 0 | 0 | 0 | 0 | 0 | 0 | 0 | 0 | 0 | 0 | 0 | 0 | 0 | 0 | 0 | 0 | 0 | 0 | 0 | 0 | 0 | 0 | 0
|  |  | Annualised cost (capex+opex) | 0 | 0 | 0 | 0 | 0 | 0 | 0 | 0 | 0 | 0 | 0 | 0 | 0 | 0 | 0 | 0 | 0 | 0 | 0 | 0 | 0 | 0 | 0 | 0 | 0 | 0 | 0 | 0 | 0 | 0
|  |  | Optimal timing (interim calc) | 0 | 0 | 0 | 0 | 0 | 0 | 0 | 0 | 0 | 0 | 0 | 0 | 0 | 0 | 0 | 0 | 0 | 0 | 0 | 0 | 0 | 0 | 0 | 0 | 0 | 0 | 0 | 0 | 0 | 0
|  |  | Optimal timing | - | - | - | - | - | - | - | [19 empty] | - | - | - | - | bar: 1 to 19
Adjusted For Optimal Timing: | 0 | 0 | Capex | 0 | 0 | 0 | 0 | 0 | 0 | 0 | 0 | 0 | 0 | 0 | 0 | 0 | 0 | 0 | 0 | 0 | 0 | 0 | 0 | 0 | 0 | 0 | 0 | 0 | 0 | 0 | 0 | 0 | 0
| 0 | 0 | Opex | 0 | 0 | 0 | 0 | 0 | 0 | 0 | 0 | 0 | 0 | 0 | 0 | 0 | 0 | 0 | 0 | 0 | 0 | 0 | 0 | 0 | 0 | 0 | 0 | 0 | 0 | 0 | 0 | 0 | 0
| 0 | 0 | Reduction in unserved energy | 0 | 0 | 0 | 0 | 0 | 0 | 0 | 0 | 0 | 0 | 0 | 0 | 0 | 0 | 0 | 0 | 0 | 0 | 0 | 0 | 0 | 0 | 0 | 0 | 0 | 0 | 0 | 0 | 0 | 0
| 0 | 0 | Net benefit | 0 | 0 | 0 | 0 | 0 | 0 | 0 | 0 | 0 | 0 | 0 | 0 | 0 | 0 | 0 | 0 | 0 | 0 | 0 | 0 | 0 | 0 | 0 | 0 | 0 | 0 | 0 | 0 | 0 | 0
Option 10
Determining Optimal Timing: | Discounted | Undiscounted
| 0 | 0 | Capex | 0 | 0 | 0 | 0 | 0 | 0 | 0 | 0 | 0 | 0 | 0 | 0 | 0 | 0 | 0 | 0 | 0 | 0 | 0 | 0 | 0 | 0 | 0 | 0 | 0 | 0 | 0 | 0 | 0 | 0
| 0 | 0 | Opex | 0 | 0 | 0 | 0 | 0 | 0 | 0 | 0 | 0 | 0 | 0 | 0 | 0 | 0 | 0 | 0 | 0 | 0 | 0 | 0 | 0 | 0 | 0 | 0 | 0 | 0 | 0 | 0 | 0 | 0
| 0 | 0 | Reduction in unserved energy | 0 | 0 | 0 | 0 | 0 | 0 | 0 | 0 | 0 | 0 | 0 | 0 | 0 | 0 | 0 | 0 | 0 | 0 | 0 | 0 | 0 | 0 | 0 | 0 | 0 | 0 | 0 | 0 | 0 | 0
| 0 | 0 | Net benefit | 0 | 0 | 0 | 0 | 0 | 0 | 0 | 0 | 0 | 0 | 0 | 0 | 0 | 0 | 0 | 0 | 0 | 0 | 0 | 0 | 0 | 0 | 0 | 0 | 0 | 0 | 0 | 0 | 0 | 0
|  |  | EUE Value ($m, real $2024) | 0 | 0 | 0 | 0 | 0 | 0 | 0 | 0 | 0 | 0 | 0 | 0 | 0 | 0 | 0 | 0 | 0 | 0 | 0 | 0 | 0 | 0 | 0 | 0 | 0 | 0 | 0 | 0 | 0 | 0
|  |  | Annualised capex | 0 | 0 | 0 | 0 | 0 | 0 | 0 | 0 | 0 | 0 | 0 | 0 | 0 | 0 | 0 | 0 | 0 | 0 | 0 | 0 | 0 | 0 | 0 | 0 | 0 | 0 | 0 | 0 | 0 | 0
|  |  | Annualised cost (capex+opex) | 0 | 0 | 0 | 0 | 0 | 0 | 0 | 0 | 0 | 0 | 0 | 0 | 0 | 0 | 0 | 0 | 0 | 0 | 0 | 0 | 0 | 0 | 0 | 0 | 0 | 0 | 0 | 0 | 0 | 0
|  |  | Optimal timing (interim calc) | 0 | 0 | 0 | 0 | 0 | 0 | 0 | 0 | 0 | 0 | 0 | 0 | 0 | 0 | 0 | 0 | 0 | 0 | 0 | 0 | 0 | 0 | 0 | 0 | 0 | 0 | 0 | 0 | 0 | 0
|  |  | Optimal timing | - | - | - | - | - | - | - | [19 empty] | - | - | - | - | bar: 1 to 19
Adjusted For Optimal Timing: | 0 | 0 | Capex | 0 | 0 | 0 | 0 | 0 | 0 | 0 | 0 | 0 | 0 | 0 | 0 | 0 | 0 | 0 | 0 | 0 | 0 | 0 | 0 | 0 | 0 | 0 | 0 | 0 | 0 | 0 | 0 | 0 | 0
| 0 | 0 | Opex | 0 | 0 | 0 | 0 | 0 | 0 | 0 | 0 | 0 | 0 | 0 | 0 | 0 | 0 | 0 | 0 | 0 | 0 | 0 | 0 | 0 | 0 | 0 | 0 | 0 | 0 | 0 | 0 | 0 | 0
| 0 | 0 | Reduction in unserved energy | 0 | 0 | 0 | 0 | 0 | 0 | 0 | 0 | 0 | 0 | 0 | 0 | 0 | 0 | 0 | 0 | 0 | 0 | 0 | 0 | 0 | 0 | 0 | 0 | 0 | 0 | 0 | 0 | 0 | 0
| 0 | 0 | Net benefit | 0 | 0 | 0 | 0 | 0 | 0 | 0 | 0 | 0 | 0 | 0 | 0 | 0 | 0 | 0 | 0 | 0 | 0 | 0 | 0 | 0 | 0 | 0 | 0 | 0 | 0 | 0 | 0 | 0 | 0

## 3.2.5 NPV (Low Demand)
Economic inputs and assumptions
Scenario | Discount rate | Central
| Cost | Central
| VCR | Central
|  | Central | Lower bound | Upper bound
| Discount rate | 5.56% | 4.11% | 7%
| Cost | 100% | 80% | 120%
| VCR | 100% | 80% | 120%
Asset life for calculating annualised capex (years) | Option 1 | 45
| Option 2 | 45
| Option 3 | 45
| Option 4 | 45
| Option 5 | 45
| Option 6 | 45
| Option 7 | 0
| Option 8 | 0
| Option 9 | 0
| Option 10 | 0
|  |  |  | 1 | 2 | 3 | 4 | 5 | 6 | 7 | 8 | 9 | 10 | 11 | 12 | 13 | 14 | 15 | 16 | 17 | 18 | 19 | 20 | 21 | 22 | 23 | 24 | 25 | 26 | 27 | 28 | 29 | 30
|  |  |  | FY25 | FY26 | FY27 | FY28 | FY29 | FY30 | FY31 | FY32 | FY33 | FY34 | FY35 | FY36 | FY37 | FY38 | FY39 | FY40 | FY41 | FY42 | FY43 | FY44 | FY45 | FY46 | FY47 | FY48 | FY49 | FY50 | FY51 | FY52 | FY53 | FY54
Outputs | bar: 3 FY27; 7 FY31
Option 1
| Discounted | Undiscounted
| 0 | 0 | Capex | 0 | 0 | 0 | 0 | 0 | 0 | 0 | 0 | 0 | 0 | 0 | 0 | 0 | 0 | 0 | 0 | 0 | 0 | 0 | 0 | 0 | 0 | 0 | 0 | 0 | 0 | 0 | 0 | 0 | 0
| 0 | 0 | Opex | 0 | 0 | 0 | 0 | 0 | 0 | 0 | 0 | 0 | 0 | 0 | 0 | 0 | 0 | 0 | 0 | 0 | 0 | 0 | 0 | 0 | 0 | 0 | 0 | 0 | 0 | 0 | 0 | 0 | 0
| 0 | 0 | Reduction in unserved energy | 0 | 0 | 0 | 0 | 0 | 0 | 0 | 0 | 0 | 0 | 0 | 0 | 0 | 0 | 0 | 0 | 0 | 0 | 0 | 0 | 0 | 0 | 0 | 0 | 0 | 0 | 0 | 0 | 0 | 0
| 0 | 0 | Net benefit | 0 | 0 | 0 | 0 | 0 | 0 | 0 | 0 | 0 | 0 | 0 | 0 | 0 | 0 | 0 | 0 | 0 | 0 | 0 | 0 | 0 | 0 | 0 | 0 | 0 | 0 | 0 | 0 | 0 | 0
|  |  | EUE Value ($m, real $2024) | 0 | 0 | 0.0053465 | 0.11397 | 1.518 | 4.1967 | 10.3393 | 25.7837 | 55.0028 | 92.4995 | 156.9305 | 263.6241 | 429.2522 | 828.8842 | 1380.86 | 1380.86 | 1380.86 | 1380.86 | 1380.86 | 1380.86 | 1380.86 | 1380.86 | 1380.86 | 1380.86 | 1380.86 | 1380.86 | 1380.86 | 1380.86 | 1380.86 | 1380.86
Option 2
Determining Optimal Timing: | Discounted | Undiscounted
| 27.9939 | 31.1934 | Capex | 0 | 0 | 31.1934 | 0 | 0 | 0 | 0 | 0 | 0 | 0 | 0 | 0 | 0 | 0 | 0 | 0 | 0 | 0 | 0 | 0 | 0 | 0 | 0 | 0 | 0 | 0 | 0 | 0 | 0 | 0
| 3.8667 | 8.4222 | Opex | 0 | 0 | 0 | 0.31193 | 0.31193 | 0.31193 | 0.31193 | 0.31193 | 0.31193 | 0.31193 | 0.31193 | 0.31193 | 0.31193 | 0.31193 | 0.31193 | 0.31193 | 0.31193 | 0.31193 | 0.31193 | 0.31193 | 0.31193 | 0.31193 | 0.31193 | 0.31193 | 0.31193 | 0.31193 | 0.31193 | 0.31193 | 0.31193 | 0.31193
| 7991.2358 | 23593.5908 | Reduction in unserved energy | 0 | 0 | 0 | 0.11027 | 1.5071 | 4.1771 | 10.3068 | 25.7248 | 54.8789 | 92.26 | 156.4103 | 262.3591 | 425.3721 | 818.9532 | 1358.8457 | 1358.8457 | 1358.8457 | 1358.8457 | 1358.8457 | 1358.8457 | 1358.8457 | 1358.8457 | 1358.8457 | 1358.8457 | 1358.8457 | 1358.8457 | 1358.8457 | 1358.8457 | 1358.8457 | 1358.8457
| 7959.3752 | 23553.9752 | Net benefit | 0 | 0 | -31.1934 | -0.20166 | 1.1952 | 3.8651 | 9.9948 | 25.4129 | 54.5669 | 91.9481 | 156.0983 | 262.0472 | 425.0601 | 818.6412 | 1358.5338 | 1358.5338 | 1358.5338 | 1358.5338 | 1358.5338 | 1358.5338 | 1358.5338 | 1358.5338 | 1358.5338 | 1358.5338 | 1358.5338 | 1358.5338 | 1358.5338 | 1358.5338 | 1358.5338 | 1358.5338
|  |  | EUE Value ($m, real $2024) | 0 | 0 | 0 | 0.0036995 | 0.010926 | 0.019611 | 0.032519 | 0.058864 | 0.12397 | 0.23954 | 0.52025 | 1.2649 | 3.8801 | 9.9311 | 22.0143 | 22.0143 | 22.0143 | 22.0143 | 22.0143 | 22.0143 | 22.0143 | 22.0143 | 22.0143 | 22.0143 | 22.0143 | 22.0143 | 22.0143 | 22.0143 | 22.0143 | 22.0143
|  |  | Annualised capex | 0 | 0 | 1.7059 | 1.7059 | 1.7059 | 1.7059 | 1.7059 | 1.7059 | 1.7059 | 1.7059 | 1.7059 | 1.7059 | 1.7059 | 1.7059 | 1.7059 | 1.7059 | 1.7059 | 1.7059 | 1.7059 | 1.7059 | 1.7059 | 1.7059 | 1.7059 | 1.7059 | 1.7059 | 1.7059 | 1.7059 | 1.7059 | 1.7059 | 1.7059
|  |  | Annualised cost (capex+opex) | 0 | 0 | 1.7059 | 2.0178 | 2.0178 | 2.0178 | 2.0178 | 2.0178 | 2.0178 | 2.0178 | 2.0178 | 2.0178 | 2.0178 | 2.0178 | 2.0178 | 2.0178 | 2.0178 | 2.0178 | 2.0178 | 2.0178 | 2.0178 | 2.0178 | 2.0178 | 2.0178 | 2.0178 | 2.0178 | 2.0178 | 2.0178 | 2.0178 | 2.0178
|  |  | Optimal timing (interim calc) | 0 | 0 | 0 | 0 | 0 | 1 | 1 | 1 | 1 | 1 | 1 | 1 | 1 | 1 | 1 | 1 | 1 | 1 | 1 | 1 | 1 | 1 | 1 | 1 | 1 | 1 | 1 | 1 | 1 | 1
|  |  | Optimal timing | - | - | - | - | - | Yes | - | - | - | - | - | - | - | - | - | - | - | - | - | - | - | - | - | - | - | - | - | - | - | -
Adjusted For Optimal Timing: | 25.1226 | 31.1934 | Capex | 0 | 0 | 0 | 0 | 31.1934 | 0 | 0 | 0 | 0 | 0 | 0 | 0 | 0 | 0 | 0 | 0 | 0 | 0 | 0 | 0 | 0 | 0 | 0 | 0 | 0 | 0 | 0 | 0 | 0 | 0
| 3.3503 | 7.7983 | Opex | 0 | 0 | 0 | 0 | 0 | 0.31193 | 0.31193 | 0.31193 | 0.31193 | 0.31193 | 0.31193 | 0.31193 | 0.31193 | 0.31193 | 0.31193 | 0.31193 | 0.31193 | 0.31193 | 0.31193 | 0.31193 | 0.31193 | 0.31193 | 0.31193 | 0.31193 | 0.31193 | 0.31193 | 0.31193 | 0.31193 | 0.31193 | 0.31193
| 7989.9283 | 23591.9734 | Reduction in unserved energy | 0 | 0 | 0 | 0 | 0 | 4.1771 | 10.3068 | 25.7248 | 54.8789 | 92.26 | 156.4103 | 262.3591 | 425.3721 | 818.9532 | 1358.8457 | 1358.8457 | 1358.8457 | 1358.8457 | 1358.8457 | 1358.8457 | 1358.8457 | 1358.8457 | 1358.8457 | 1358.8457 | 1358.8457 | 1358.8457 | 1358.8457 | 1358.8457 | 1358.8457 | 1358.8457
| 7961.4554 | 23552.9817 | Net benefit | 0 | 0 | 0 | 0 | -31.1934 | 3.8651 | 9.9948 | 25.4129 | 54.5669 | 91.9481 | 156.0983 | 262.0472 | 425.0601 | 818.6412 | 1358.5338 | 1358.5338 | 1358.5338 | 1358.5338 | 1358.5338 | 1358.5338 | 1358.5338 | 1358.5338 | 1358.5338 | 1358.5338 | 1358.5338 | 1358.5338 | 1358.5338 | 1358.5338 | 1358.5338 | 1358.5338
Option 3
Determining Optimal Timing: | Discounted | Undiscounted
| 13.6626 | 15.2241 | Capex | 0 | 0 | 15.2241 | 0 | 0 | 0 | 0 | 0 | 0 | 0 | 0 | 0 | 0 | 0 | 0 | 0 | 0 | 0 | 0 | 0 | 0 | 0 | 0 | 0 | 0 | 0 | 0 | 0 | 0 | 0
| 1.8872 | 4.1105 | Opex | 0 | 0 | 0 | 0.15224 | 0.15224 | 0.15224 | 0.15224 | 0.15224 | 0.15224 | 0.15224 | 0.15224 | 0.15224 | 0.15224 | 0.15224 | 0.15224 | 0.15224 | 0.15224 | 0.15224 | 0.15224 | 0.15224 | 0.15224 | 0.15224 | 0.15224 | 0.15224 | 0.15224 | 0.15224 | 0.15224 | 0.15224 | 0.15224 | 0.15224
| 7779.0978 | 22941.4748 | Reduction in unserved energy | 0 | 0 | 0 | 0.11027 | 1.5071 | 4.1771 | 10.3068 | 25.7253 | 54.881 | 92.2628 | 156.3382 | 261.6864 | 423.7478 | 810.2707 | 1318.7788 | 1318.7788 | 1318.7788 | 1318.7788 | 1318.7788 | 1318.7788 | 1318.7788 | 1318.7788 | 1318.7788 | 1318.7788 | 1318.7788 | 1318.7788 | 1318.7788 | 1318.7788 | 1318.7788 | 1318.7788
| 7763.548 | 22922.1401 | Net benefit | 0 | 0 | -15.2241 | -0.041969 | 1.3549 | 4.0248 | 10.1545 | 25.5731 | 54.7287 | 92.1105 | 156.186 | 261.5342 | 423.5956 | 810.1184 | 1318.6266 | 1318.6266 | 1318.6266 | 1318.6266 | 1318.6266 | 1318.6266 | 1318.6266 | 1318.6266 | 1318.6266 | 1318.6266 | 1318.6266 | 1318.6266 | 1318.6266 | 1318.6266 | 1318.6266 | 1318.6266
|  |  | EUE Value ($m, real $2024) | 0 | 0 | 0 | 0.0036995 | 0.010926 | 0.019619 | 0.032517 | 0.058341 | 0.12188 | 0.23675 | 0.5923 | 1.9377 | 5.5043 | 18.6136 | 62.0812 | 62.0812 | 62.0812 | 62.0812 | 62.0812 | 62.0812 | 62.0812 | 62.0812 | 62.0812 | 62.0812 | 62.0812 | 62.0812 | 62.0812 | 62.0812 | 62.0812 | 62.0812
|  |  | Annualised capex | 0 | 0 | 0.83258 | 0.83258 | 0.83258 | 0.83258 | 0.83258 | 0.83258 | 0.83258 | 0.83258 | 0.83258 | 0.83258 | 0.83258 | 0.83258 | 0.83258 | 0.83258 | 0.83258 | 0.83258 | 0.83258 | 0.83258 | 0.83258 | 0.83258 | 0.83258 | 0.83258 | 0.83258 | 0.83258 | 0.83258 | 0.83258 | 0.83258 | 0.83258
|  |  | Annualised cost (capex+opex) | 0 | 0 | 0.83258 | 0.98482 | 0.98482 | 0.98482 | 0.98482 | 0.98482 | 0.98482 | 0.98482 | 0.98482 | 0.98482 | 0.98482 | 0.98482 | 0.98482 | 0.98482 | 0.98482 | 0.98482 | 0.98482 | 0.98482 | 0.98482 | 0.98482 | 0.98482 | 0.98482 | 0.98482 | 0.98482 | 0.98482 | 0.98482 | 0.98482 | 0.98482
|  |  | Optimal timing (interim calc) | 0 | 0 | 0 | 0 | 1 | 1 | 1 | 1 | 1 | 1 | 1 | 1 | 1 | 1 | 1 | 1 | 1 | 1 | 1 | 1 | 1 | 1 | 1 | 1 | 1 | 1 | 1 | 1 | 1 | 1
|  |  | Optimal timing | - | - | - | - | Yes | - | - | - | - | - | - | - | - | - | - | - | - | - | - | - | - | - | - | - | - | - | - | - | - | -
Adjusted For Optimal Timing: | 12.943 | 15.2241 | Capex | 0 | 0 | 0 | 15.2241 | 0 | 0 | 0 | 0 | 0 | 0 | 0 | 0 | 0 | 0 | 0 | 0 | 0 | 0 | 0 | 0 | 0 | 0 | 0 | 0 | 0 | 0 | 0 | 0 | 0 | 0
| 1.7577 | 3.9583 | Opex | 0 | 0 | 0 | 0 | 0.15224 | 0.15224 | 0.15224 | 0.15224 | 0.15224 | 0.15224 | 0.15224 | 0.15224 | 0.15224 | 0.15224 | 0.15224 | 0.15224 | 0.15224 | 0.15224 | 0.15224 | 0.15224 | 0.15224 | 0.15224 | 0.15224 | 0.15224 | 0.15224 | 0.15224 | 0.15224 | 0.15224 | 0.15224 | 0.15224
| 7779.004 | 22941.3645 | Reduction in unserved energy | 0 | 0 | 0 | 0 | 1.5071 | 4.1771 | 10.3068 | 25.7253 | 54.881 | 92.2628 | 156.3382 | 261.6864 | 423.7478 | 810.2707 | 1318.7788 | 1318.7788 | 1318.7788 | 1318.7788 | 1318.7788 | 1318.7788 | 1318.7788 | 1318.7788 | 1318.7788 | 1318.7788 | 1318.7788 | 1318.7788 | 1318.7788 | 1318.7788 | 1318.7788 | 1318.7788
| 7764.3033 | 22922.1821 | Net benefit | 0 | 0 | 0 | -15.2241 | 1.3549 | 4.0248 | 10.1545 | 25.5731 | 54.7287 | 92.1105 | 156.186 | 261.5342 | 423.5956 | 810.1184 | 1318.6266 | 1318.6266 | 1318.6266 | 1318.6266 | 1318.6266 | 1318.6266 | 1318.6266 | 1318.6266 | 1318.6266 | 1318.6266 | 1318.6266 | 1318.6266 | 1318.6266 | 1318.6266 | 1318.6266 | 1318.6266
Option 4
Determining Optimal Timing: | Discounted | Undiscounted
| 37.859 | 42.1859 | Capex | 0 | 0 | 42.1859 | 0 | 0 | 0 | 0 | 0 | 0 | 0 | 0 | 0 | 0 | 0 | 0 | 0 | 0 | 0 | 0 | 0 | 0 | 0 | 0 | 0 | 0 | 0 | 0 | 0 | 0 | 0
| 5.2293 | 11.3902 | Opex | 0 | 0 | 0 | 0.42186 | 0.42186 | 0.42186 | 0.42186 | 0.42186 | 0.42186 | 0.42186 | 0.42186 | 0.42186 | 0.42186 | 0.42186 | 0.42186 | 0.42186 | 0.42186 | 0.42186 | 0.42186 | 0.42186 | 0.42186 | 0.42186 | 0.42186 | 0.42186 | 0.42186 | 0.42186 | 0.42186 | 0.42186 | 0.42186 | 0.42186
| 8005.0655 | 23633.7526 | Reduction in unserved energy | 0 | 0 | 0 | 0.11397 | 1.518 | 4.1967 | 10.339 | 25.7822 | 54.9981 | 92.488 | 156.8377 | 263.0425 | 426.3651 | 820.4936 | 1361.0986 | 1361.0986 | 1361.0986 | 1361.0986 | 1361.0986 | 1361.0986 | 1361.0986 | 1361.0986 | 1361.0986 | 1361.0986 | 1361.0986 | 1361.0986 | 1361.0986 | 1361.0986 | 1361.0986 | 1361.0986
| 7961.9771 | 23580.1765 | Net benefit | 0 | 0 | -42.1859 | -0.30789 | 1.0962 | 3.7748 | 9.9171 | 25.3603 | 54.5763 | 92.0661 | 156.4159 | 262.6207 | 425.9432 | 820.0717 | 1360.6767 | 1360.6767 | 1360.6767 | 1360.6767 | 1360.6767 | 1360.6767 | 1360.6767 | 1360.6767 | 1360.6767 | 1360.6767 | 1360.6767 | 1360.6767 | 1360.6767 | 1360.6767 | 1360.6767 | 1360.6767
|  |  | EUE Value ($m, real $2024) | 0 | 0 | 0 | 0 | 0 | 3.0354e-05 | 0.00028253 | 0.0014846 | 0.0046919 | 0.011541 | 0.092772 | 0.58153 | 2.8871 | 8.3907 | 19.7614 | 19.7614 | 19.7614 | 19.7614 | 19.7614 | 19.7614 | 19.7614 | 19.7614 | 19.7614 | 19.7614 | 19.7614 | 19.7614 | 19.7614 | 19.7614 | 19.7614 | 19.7614
|  |  | Annualised capex | 0 | 0 | 2.3071 | 2.3071 | 2.3071 | 2.3071 | 2.3071 | 2.3071 | 2.3071 | 2.3071 | 2.3071 | 2.3071 | 2.3071 | 2.3071 | 2.3071 | 2.3071 | 2.3071 | 2.3071 | 2.3071 | 2.3071 | 2.3071 | 2.3071 | 2.3071 | 2.3071 | 2.3071 | 2.3071 | 2.3071 | 2.3071 | 2.3071 | 2.3071
|  |  | Annualised cost (capex+opex) | 0 | 0 | 2.3071 | 2.7289 | 2.7289 | 2.7289 | 2.7289 | 2.7289 | 2.7289 | 2.7289 | 2.7289 | 2.7289 | 2.7289 | 2.7289 | 2.7289 | 2.7289 | 2.7289 | 2.7289 | 2.7289 | 2.7289 | 2.7289 | 2.7289 | 2.7289 | 2.7289 | 2.7289 | 2.7289 | 2.7289 | 2.7289 | 2.7289 | 2.7289
|  |  | Optimal timing (interim calc) | 0 | 0 | 0 | 0 | 0 | 1 | 1 | 1 | 1 | 1 | 1 | 1 | 1 | 1 | 1 | 1 | 1 | 1 | 1 | 1 | 1 | 1 | 1 | 1 | 1 | 1 | 1 | 1 | 1 | 1
|  |  | Optimal timing | - | - | - | - | - | Yes | - | - | - | - | - | - | - | - | - | - | - | - | - | - | - | - | - | - | - | - | - | - | - | -
[11 empty] | 1 | 2 | 3 | 4 | 5 | 6 | 7 | 8 | 9 | 10 | 11 | 12 | 13 | 14 | 15 | 16 | 17 | 18 | 19
Adjusted For Optimal Timing: | 33.9758 | 42.1859 | Capex | 0 | 0 | 0 | 0 | 42.1859 | 0 | 0 | 0 | 0 | 0 | 0 | 0 | 0 | 0 | 0 | 0 | 0 | 0 | 0 | 0 | 0 | 0 | 0 | 0 | 0 | 0 | 0 | 0 | 0 | 0
| 4.5309 | 10.5465 | Opex | 0 | 0 | 0 | 0 | 0 | 0.42186 | 0.42186 | 0.42186 | 0.42186 | 0.42186 | 0.42186 | 0.42186 | 0.42186 | 0.42186 | 0.42186 | 0.42186 | 0.42186 | 0.42186 | 0.42186 | 0.42186 | 0.42186 | 0.42186 | 0.42186 | 0.42186 | 0.42186 | 0.42186 | 0.42186 | 0.42186 | 0.42186 | 0.42186
| 8003.746 | 23632.1206 | Reduction in unserved energy | 0 | 0 | 0 | 0 | 0 | 4.1967 | 10.339 | 25.7822 | 54.9981 | 92.488 | 156.8377 | 263.0425 | 426.3651 | 820.4936 | 1361.0986 | 1361.0986 | 1361.0986 | 1361.0986 | 1361.0986 | 1361.0986 | 1361.0986 | 1361.0986 | 1361.0986 | 1361.0986 | 1361.0986 | 1361.0986 | 1361.0986 | 1361.0986 | 1361.0986 | 1361.0986
| 7965.2392 | 23579.3882 | Net benefit | 0 | 0 | 0 | 0 | -42.1859 | 3.7748 | 9.9171 | 25.3603 | 54.5763 | 92.0661 | 156.4159 | 262.6207 | 425.9432 | 820.0717 | 1360.6767 | 1360.6767 | 1360.6767 | 1360.6767 | 1360.6767 | 1360.6767 | 1360.6767 | 1360.6767 | 1360.6767 | 1360.6767 | 1360.6767 | 1360.6767 | 1360.6767 | 1360.6767 | 1360.6767 | 1360.6767
Option 5
Determining Optimal Timing: | Discounted | Undiscounted
| 8.1295 | 9.0586 | Capex | 0 | 0 | 9.0586 | 0 | 0 | 0 | 0 | 0 | 0 | 0 | 0 | 0 | 0 | 0 | 0 | 0 | 0 | 0 | 0 | 0 | 0 | 0 | 0 | 0 | 0 | 0 | 0 | 0 | 0 | 0
| 1.1229 | 2.4458 | Opex | 0 | 0 | 0 | 0.090586 | 0.090586 | 0.090586 | 0.090586 | 0.090586 | 0.090586 | 0.090586 | 0.090586 | 0.090586 | 0.090586 | 0.090586 | 0.090586 | 0.090586 | 0.090586 | 0.090586 | 0.090586 | 0.090586 | 0.090586 | 0.090586 | 0.090586 | 0.090586 | 0.090586 | 0.090586 | 0.090586 | 0.090586 | 0.090586 | 0.090586
| 5450.331 | 15967.6115 | Reduction in unserved energy | 0 | 0 | 0 | 0.077949 | 1.4526 | 4.0962 | 10.0777 | 24.5942 | 50.4048 | 81.8194 | 131.6637 | 209.1857 | 325.0138 | 589.2639 | 908.7476 | 908.7476 | 908.7476 | 908.7476 | 908.7476 | 908.7476 | 908.7476 | 908.7476 | 908.7476 | 908.7476 | 908.7476 | 908.7476 | 908.7476 | 908.7476 | 908.7476 | 908.7476
| 5441.0786 | 15956.107 | Net benefit | 0 | 0 | -9.0586 | -0.012637 | 1.362 | 4.0056 | 9.9872 | 24.5036 | 50.3142 | 81.7288 | 131.5731 | 209.0952 | 324.9232 | 589.1733 | 908.657 | 908.657 | 908.657 | 908.657 | 908.657 | 908.657 | 908.657 | 908.657 | 908.657 | 908.657 | 908.657 | 908.657 | 908.657 | 908.657 | 908.657 | 908.657
|  |  | EUE Value ($m, real $2024) | 0 | 0 | 0.023265 | 0.036023 | 0.065431 | 0.10048 | 0.26153 | 1.1895 | 4.598 | 10.6801 | 25.2668 | 54.4383 | 104.2384 | 239.6203 | 472.1124 | 472.1124 | 472.1124 | 472.1124 | 472.1124 | 472.1124 | 472.1124 | 472.1124 | 472.1124 | 472.1124 | 472.1124 | 472.1124 | 472.1124 | 472.1124 | 472.1124 | 472.1124
|  |  | Annualised capex | 0 | 0 | 0.4954 | 0.4954 | 0.4954 | 0.4954 | 0.4954 | 0.4954 | 0.4954 | 0.4954 | 0.4954 | 0.4954 | 0.4954 | 0.4954 | 0.4954 | 0.4954 | 0.4954 | 0.4954 | 0.4954 | 0.4954 | 0.4954 | 0.4954 | 0.4954 | 0.4954 | 0.4954 | 0.4954 | 0.4954 | 0.4954 | 0.4954 | 0.4954
|  |  | Annualised cost (capex+opex) | 0 | 0 | 0.4954 | 0.58598 | 0.58598 | 0.58598 | 0.58598 | 0.58598 | 0.58598 | 0.58598 | 0.58598 | 0.58598 | 0.58598 | 0.58598 | 0.58598 | 0.58598 | 0.58598 | 0.58598 | 0.58598 | 0.58598 | 0.58598 | 0.58598 | 0.58598 | 0.58598 | 0.58598 | 0.58598 | 0.58598 | 0.58598 | 0.58598 | 0.58598
|  |  | Optimal timing (interim calc) | 0 | 0 | 0 | 0 | 1 | 1 | 1 | [19 empty] | 1 | 1 | 1 | 1 | bar: 1 to 19
|  |  | Optimal timing | - | - | - | - | Yes | - | - | [19 empty] | - | - | - | - | bar: 1 to 19
Adjusted For Optimal Timing: | 7.7013 | 9.0586 | Capex | 0 | 0 | 0 | 9.0586 | 0 | 0 | 0 | 0 | 0 | 0 | 0 | 0 | 0 | 0 | 0 | 0 | 0 | 0 | 0 | 0 | 0 | 0 | 0 | 0 | 0 | 0 | 0 | 0 | 0 | 0
| 1.0459 | 2.3552 | Opex | 0 | 0 | 0 | 0 | 0.090586 | 0.090586 | 0.090586 | 0.090586 | 0.090586 | 0.090586 | 0.090586 | 0.090586 | 0.090586 | 0.090586 | 0.090586 | 0.090586 | 0.090586 | 0.090586 | 0.090586 | 0.090586 | 0.090586 | 0.090586 | 0.090586 | 0.090586 | 0.090586 | 0.090586 | 0.090586 | 0.090586 | 0.090586 | 0.090586
| 5450.2647 | 15967.5335 | Reduction in unserved energy | 0 | 0 | 0 | 0 | 1.4526 | 4.0962 | 10.0777 | 24.5942 | 50.4048 | 81.8194 | 131.6637 | 209.1857 | 325.0138 | 589.2639 | 908.7476 | 908.7476 | 908.7476 | 908.7476 | 908.7476 | 908.7476 | 908.7476 | 908.7476 | 908.7476 | 908.7476 | 908.7476 | 908.7476 | 908.7476 | 908.7476 | 908.7476 | 908.7476
| 5441.5175 | 15956.1197 | Net benefit | 0 | 0 | 0 | -9.0586 | 1.362 | 4.0056 | 9.9872 | 24.5036 | 50.3142 | 81.7288 | 131.5731 | 209.0952 | 324.9232 | 589.1733 | 908.657 | 908.657 | 908.657 | 908.657 | 908.657 | 908.657 | 908.657 | 908.657 | 908.657 | 908.657 | 908.657 | 908.657 | 908.657 | 908.657 | 908.657 | 908.657
Option 6
Determining Optimal Timing: | Discounted | Undiscounted
| 36.4859 | 40.6559 | Capex | 0 | 0 | 40.6559 | 0 | 0 | 0 | 0 | 0 | 0 | 0 | 0 | 0 | 0 | 0 | 0 | 0 | 0 | 0 | 0 | 0 | 0 | 0 | 0 | 0 | 0 | 0 | 0 | 0 | 0 | 0
| 5.0397 | 10.9771 | Opex | 0 | 0 | 0 | 0.40656 | 0.40656 | 0.40656 | 0.40656 | 0.40656 | 0.40656 | 0.40656 | 0.40656 | 0.40656 | 0.40656 | 0.40656 | 0.40656 | 0.40656 | 0.40656 | 0.40656 | 0.40656 | 0.40656 | 0.40656 | 0.40656 | 0.40656 | 0.40656 | 0.40656 | 0.40656 | 0.40656 | 0.40656 | 0.40656 | 0.40656
| 7532.7136 | 22186.2692 | Reduction in unserved energy | 0 | 0 | 0 | 0.11397 | 1.518 | 4.1966 | 10.3387 | 25.7816 | 54.9952 | 92.4293 | 156.4005 | 260.7634 | 421.342 | 795.9108 | 1272.6549 | 1272.6549 | 1272.6549 | 1272.6549 | 1272.6549 | 1272.6549 | 1272.6549 | 1272.6549 | 1272.6549 | 1272.6549 | 1272.6549 | 1272.6549 | 1272.6549 | 1272.6549 | 1272.6549 | 1272.6549
| 7491.1881 | 22134.6362 | Net benefit | 0 | 0 | -40.6559 | -0.29259 | 1.1115 | 3.7901 | 9.9322 | 25.375 | 54.5887 | 92.0228 | 155.994 | 260.3569 | 420.9355 | 795.5043 | 1272.2484 | 1272.2484 | 1272.2484 | 1272.2484 | 1272.2484 | 1272.2484 | 1272.2484 | 1272.2484 | 1272.2484 | 1272.2484 | 1272.2484 | 1272.2484 | 1272.2484 | 1272.2484 | 1272.2484 | 1272.2484
|  |  | EUE Value ($m, real $2024) | 0 | 0 | 0 | 0 | 3.7409e-06 | 6.2088e-05 | 0.0005355 | 0.0021083 | 0.0076259 | 0.070205 | 0.52998 | 2.8606 | 7.9101 | 32.9734 | 108.2051 | 108.2051 | 108.2051 | 108.2051 | 108.2051 | 108.2051 | 108.2051 | 108.2051 | 108.2051 | 108.2051 | 108.2051 | 108.2051 | 108.2051 | 108.2051 | 108.2051 | 108.2051
|  |  | Annualised capex | 0 | 0 | 2.2234 | 2.2234 | 2.2234 | 2.2234 | 2.2234 | 2.2234 | 2.2234 | 2.2234 | 2.2234 | 2.2234 | 2.2234 | 2.2234 | 2.2234 | 2.2234 | 2.2234 | 2.2234 | 2.2234 | 2.2234 | 2.2234 | 2.2234 | 2.2234 | 2.2234 | 2.2234 | 2.2234 | 2.2234 | 2.2234 | 2.2234 | 2.2234
|  |  | Annualised cost (capex+opex) | 0 | 0 | 2.2234 | 2.63 | 2.63 | 2.63 | 2.63 | 2.63 | 2.63 | 2.63 | 2.63 | 2.63 | 2.63 | 2.63 | 2.63 | 2.63 | 2.63 | 2.63 | 2.63 | 2.63 | 2.63 | 2.63 | 2.63 | 2.63 | 2.63 | 2.63 | 2.63 | 2.63 | 2.63 | 2.63
|  |  | Optimal timing (interim calc) | 0 | 0 | 0 | 0 | 0 | 1 | 1 | [19 empty] | 1 | 1 | 1 | 1 | bar: 1 to 19
|  |  | Optimal timing | - | - | - | - | - | Yes | - | [19 empty] | - | - | - | - | bar: 1 to 19
Adjusted For Optimal Timing: | 32.7436 | 40.6559 | Capex | 0 | 0 | 0 | 0 | 40.6559 | 0 | 0 | 0 | 0 | 0 | 0 | 0 | 0 | 0 | 0 | 0 | 0 | 0 | 0 | 0 | 0 | 0 | 0 | 0 | 0 | 0 | 0 | 0 | 0 | 0
| 4.3666 | 10.164 | Opex | 0 | 0 | 0 | 0 | 0 | 0.40656 | 0.40656 | 0.40656 | 0.40656 | 0.40656 | 0.40656 | 0.40656 | 0.40656 | 0.40656 | 0.40656 | 0.40656 | 0.40656 | 0.40656 | 0.40656 | 0.40656 | 0.40656 | 0.40656 | 0.40656 | 0.40656 | 0.40656 | 0.40656 | 0.40656 | 0.40656 | 0.40656 | 0.40656
| 7531.3941 | 22184.6372 | Reduction in unserved energy | 0 | 0 | 0 | 0 | 0 | 4.1966 | 10.3387 | 25.7816 | 54.9952 | 92.4293 | 156.4005 | 260.7634 | 421.342 | 795.9108 | 1272.6549 | 1272.6549 | 1272.6549 | 1272.6549 | 1272.6549 | 1272.6549 | 1272.6549 | 1272.6549 | 1272.6549 | 1272.6549 | 1272.6549 | 1272.6549 | 1272.6549 | 1272.6549 | 1272.6549 | 1272.6549
| 7494.2839 | 22133.8173 | Net benefit | 0 | 0 | 0 | 0 | -40.6559 | 3.7901 | 9.9322 | 25.375 | 54.5887 | 92.0228 | 155.994 | 260.3569 | 420.9355 | 795.5043 | 1272.2484 | 1272.2484 | 1272.2484 | 1272.2484 | 1272.2484 | 1272.2484 | 1272.2484 | 1272.2484 | 1272.2484 | 1272.2484 | 1272.2484 | 1272.2484 | 1272.2484 | 1272.2484 | 1272.2484 | 1272.2484
Option 7
Determining Optimal Timing: | Discounted | Undiscounted
| 0 | 0 | Capex | 0 | 0 | 0 | 0 | 0 | 0 | 0 | 0 | 0 | 0 | 0 | 0 | 0 | 0 | 0 | 0 | 0 | 0 | 0 | 0 | 0 | 0 | 0 | 0 | 0 | 0 | 0 | 0 | 0 | 0
| 0 | 0 | Opex | 0 | 0 | 0 | 0 | 0 | 0 | 0 | 0 | 0 | 0 | 0 | 0 | 0 | 0 | 0 | 0 | 0 | 0 | 0 | 0 | 0 | 0 | 0 | 0 | 0 | 0 | 0 | 0 | 0 | 0
| 0 | 0 | Reduction in unserved energy | 0 | 0 | 0 | 0 | 0 | 0 | 0 | 0 | 0 | 0 | 0 | 0 | 0 | 0 | 0 | 0 | 0 | 0 | 0 | 0 | 0 | 0 | 0 | 0 | 0 | 0 | 0 | 0 | 0 | 0
| 0 | 0 | Net benefit | 0 | 0 | 0 | 0 | 0 | 0 | 0 | 0 | 0 | 0 | 0 | 0 | 0 | 0 | 0 | 0 | 0 | 0 | 0 | 0 | 0 | 0 | 0 | 0 | 0 | 0 | 0 | 0 | 0 | 0
|  |  | EUE Value ($m, real $2024) | 0 | 0 | 0 | 0 | 0 | 0 | 0 | 0 | 0 | 0 | 0 | 0 | 0 | 0 | 0 | 0 | 0 | 0 | 0 | 0 | 0 | 0 | 0 | 0 | 0 | 0 | 0 | 0 | 0 | 0
|  |  | Annualised capex | 0 | 0 | 0 | 0 | 0 | 0 | 0 | 0 | 0 | 0 | 0 | 0 | 0 | 0 | 0 | 0 | 0 | 0 | 0 | 0 | 0 | 0 | 0 | 0 | 0 | 0 | 0 | 0 | 0 | 0
|  |  | Annualised cost (capex+opex) | 0 | 0 | 0 | 0 | 0 | 0 | 0 | 0 | 0 | 0 | 0 | 0 | 0 | 0 | 0 | 0 | 0 | 0 | 0 | 0 | 0 | 0 | 0 | 0 | 0 | 0 | 0 | 0 | 0 | 0
|  |  | Optimal timing (interim calc) | 0 | 0 | 0 | 0 | 0 | 0 | 0 | 0 | 0 | 0 | 0 | 0 | 0 | 0 | 0 | 0 | 0 | 0 | 0 | 0 | 0 | 0 | 0 | 0 | 0 | 0 | 0 | 0 | 0 | 0
|  |  | Optimal timing | - | - | - | - | - | - | - | [19 empty] | - | - | - | - | bar: 1 to 19
Adjusted For Optimal Timing: | 0 | 0 | Capex | 0 | 0 | 0 | 0 | 0 | 0 | 0 | 0 | 0 | 0 | 0 | 0 | 0 | 0 | 0 | 0 | 0 | 0 | 0 | 0 | 0 | 0 | 0 | 0 | 0 | 0 | 0 | 0 | 0 | 0
| 0 | 0 | Opex | 0 | 0 | 0 | 0 | 0 | 0 | 0 | 0 | 0 | 0 | 0 | 0 | 0 | 0 | 0 | 0 | 0 | 0 | 0 | 0 | 0 | 0 | 0 | 0 | 0 | 0 | 0 | 0 | 0 | 0
| 0 | 0 | Reduction in unserved energy | 0 | 0 | 0 | 0 | 0 | 0 | 0 | 0 | 0 | 0 | 0 | 0 | 0 | 0 | 0 | 0 | 0 | 0 | 0 | 0 | 0 | 0 | 0 | 0 | 0 | 0 | 0 | 0 | 0 | 0
| 0 | 0 | Net benefit | 0 | 0 | 0 | 0 | 0 | 0 | 0 | 0 | 0 | 0 | 0 | 0 | 0 | 0 | 0 | 0 | 0 | 0 | 0 | 0 | 0 | 0 | 0 | 0 | 0 | 0 | 0 | 0 | 0 | 0
Option 8
Determining Optimal Timing: | Discounted | Undiscounted
| 0 | 0 | Capex | 0 | 0 | 0 | 0 | 0 | 0 | 0 | 0 | 0 | 0 | 0 | 0 | 0 | 0 | 0 | 0 | 0 | 0 | 0 | 0 | 0 | 0 | 0 | 0 | 0 | 0 | 0 | 0 | 0 | 0
| 0 | 0 | Opex | 0 | 0 | 0 | 0 | 0 | 0 | 0 | 0 | 0 | 0 | 0 | 0 | 0 | 0 | 0 | 0 | 0 | 0 | 0 | 0 | 0 | 0 | 0 | 0 | 0 | 0 | 0 | 0 | 0 | 0
| 0 | 0 | Reduction in unserved energy | 0 | 0 | 0 | 0 | 0 | 0 | 0 | 0 | 0 | 0 | 0 | 0 | 0 | 0 | 0 | 0 | 0 | 0 | 0 | 0 | 0 | 0 | 0 | 0 | 0 | 0 | 0 | 0 | 0 | 0
| 0 | 0 | Net benefit | 0 | 0 | 0 | 0 | 0 | 0 | 0 | 0 | 0 | 0 | 0 | 0 | 0 | 0 | 0 | 0 | 0 | 0 | 0 | 0 | 0 | 0 | 0 | 0 | 0 | 0 | 0 | 0 | 0 | 0
|  |  | EUE Value ($m, real $2024) | 0 | 0 | 0 | 0 | 0 | 0 | 0 | 0 | 0 | 0 | 0 | 0 | 0 | 0 | 0 | 0 | 0 | 0 | 0 | 0 | 0 | 0 | 0 | 0 | 0 | 0 | 0 | 0 | 0 | 0
|  |  | Annualised capex | 0 | 0 | 0 | 0 | 0 | 0 | 0 | 0 | 0 | 0 | 0 | 0 | 0 | 0 | 0 | 0 | 0 | 0 | 0 | 0 | 0 | 0 | 0 | 0 | 0 | 0 | 0 | 0 | 0 | 0
|  |  | Annualised cost (capex+opex) | 0 | 0 | 0 | 0 | 0 | 0 | 0 | 0 | 0 | 0 | 0 | 0 | 0 | 0 | 0 | 0 | 0 | 0 | 0 | 0 | 0 | 0 | 0 | 0 | 0 | 0 | 0 | 0 | 0 | 0
|  |  | Optimal timing (interim calc) | 0 | 0 | 0 | 0 | 0 | 0 | 0 | 0 | 0 | 0 | 0 | 0 | 0 | 0 | 0 | 0 | 0 | 0 | 0 | 0 | 0 | 0 | 0 | 0 | 0 | 0 | 0 | 0 | 0 | 0
|  |  | Optimal timing | - | - | - | - | - | - | - | [19 empty] | - | - | - | - | bar: 1 to 19
Adjusted For Optimal Timing: | 0 | 0 | Capex | 0 | 0 | 0 | 0 | 0 | 0 | 0 | 0 | 0 | 0 | 0 | 0 | 0 | 0 | 0 | 0 | 0 | 0 | 0 | 0 | 0 | 0 | 0 | 0 | 0 | 0 | 0 | 0 | 0 | 0
| 0 | 0 | Opex | 0 | 0 | 0 | 0 | 0 | 0 | 0 | 0 | 0 | 0 | 0 | 0 | 0 | 0 | 0 | 0 | 0 | 0 | 0 | 0 | 0 | 0 | 0 | 0 | 0 | 0 | 0 | 0 | 0 | 0
| 0 | 0 | Reduction in unserved energy | 0 | 0 | 0 | 0 | 0 | 0 | 0 | 0 | 0 | 0 | 0 | 0 | 0 | 0 | 0 | 0 | 0 | 0 | 0 | 0 | 0 | 0 | 0 | 0 | 0 | 0 | 0 | 0 | 0 | 0
| 0 | 0 | Net benefit | 0 | 0 | 0 | 0 | 0 | 0 | 0 | 0 | 0 | 0 | 0 | 0 | 0 | 0 | 0 | 0 | 0 | 0 | 0 | 0 | 0 | 0 | 0 | 0 | 0 | 0 | 0 | 0 | 0 | 0
Option 9
Determining Optimal Timing: | Discounted | Undiscounted
| 0 | 0 | Capex | 0 | 0 | 0 | 0 | 0 | 0 | 0 | 0 | 0 | 0 | 0 | 0 | 0 | 0 | 0 | 0 | 0 | 0 | 0 | 0 | 0 | 0 | 0 | 0 | 0 | 0 | 0 | 0 | 0 | 0
| 0 | 0 | Opex | 0 | 0 | 0 | 0 | 0 | 0 | 0 | 0 | 0 | 0 | 0 | 0 | 0 | 0 | 0 | 0 | 0 | 0 | 0 | 0 | 0 | 0 | 0 | 0 | 0 | 0 | 0 | 0 | 0 | 0
| 0 | 0 | Reduction in unserved energy | 0 | 0 | 0 | 0 | 0 | 0 | 0 | 0 | 0 | 0 | 0 | 0 | 0 | 0 | 0 | 0 | 0 | 0 | 0 | 0 | 0 | 0 | 0 | 0 | 0 | 0 | 0 | 0 | 0 | 0
| 0 | 0 | Net benefit | 0 | 0 | 0 | 0 | 0 | 0 | 0 | 0 | 0 | 0 | 0 | 0 | 0 | 0 | 0 | 0 | 0 | 0 | 0 | 0 | 0 | 0 | 0 | 0 | 0 | 0 | 0 | 0 | 0 | 0
|  |  | EUE Value ($m, real $2024) | 0 | 0 | 0 | 0 | 0 | 0 | 0 | 0 | 0 | 0 | 0 | 0 | 0 | 0 | 0 | 0 | 0 | 0 | 0 | 0 | 0 | 0 | 0 | 0 | 0 | 0 | 0 | 0 | 0 | 0
|  |  | Annualised capex | 0 | 0 | 0 | 0 | 0 | 0 | 0 | 0 | 0 | 0 | 0 | 0 | 0 | 0 | 0 | 0 | 0 | 0 | 0 | 0 | 0 | 0 | 0 | 0 | 0 | 0 | 0 | 0 | 0 | 0
|  |  | Annualised cost (capex+opex) | 0 | 0 | 0 | 0 | 0 | 0 | 0 | 0 | 0 | 0 | 0 | 0 | 0 | 0 | 0 | 0 | 0 | 0 | 0 | 0 | 0 | 0 | 0 | 0 | 0 | 0 | 0 | 0 | 0 | 0
|  |  | Optimal timing (interim calc) | 0 | 0 | 0 | 0 | 0 | 0 | 0 | 0 | 0 | 0 | 0 | 0 | 0 | 0 | 0 | 0 | 0 | 0 | 0 | 0 | 0 | 0 | 0 | 0 | 0 | 0 | 0 | 0 | 0 | 0
|  |  | Optimal timing | - | - | - | - | - | - | - | [19 empty] | - | - | - | - | bar: 1 to 19
Adjusted For Optimal Timing: | 0 | 0 | Capex | 0 | 0 | 0 | 0 | 0 | 0 | 0 | 0 | 0 | 0 | 0 | 0 | 0 | 0 | 0 | 0 | 0 | 0 | 0 | 0 | 0 | 0 | 0 | 0 | 0 | 0 | 0 | 0 | 0 | 0
| 0 | 0 | Opex | 0 | 0 | 0 | 0 | 0 | 0 | 0 | 0 | 0 | 0 | 0 | 0 | 0 | 0 | 0 | 0 | 0 | 0 | 0 | 0 | 0 | 0 | 0 | 0 | 0 | 0 | 0 | 0 | 0 | 0
| 0 | 0 | Reduction in unserved energy | 0 | 0 | 0 | 0 | 0 | 0 | 0 | 0 | 0 | 0 | 0 | 0 | 0 | 0 | 0 | 0 | 0 | 0 | 0 | 0 | 0 | 0 | 0 | 0 | 0 | 0 | 0 | 0 | 0 | 0
| 0 | 0 | Net benefit | 0 | 0 | 0 | 0 | 0 | 0 | 0 | 0 | 0 | 0 | 0 | 0 | 0 | 0 | 0 | 0 | 0 | 0 | 0 | 0 | 0 | 0 | 0 | 0 | 0 | 0 | 0 | 0 | 0 | 0
Option 10
Determining Optimal Timing: | Discounted | Undiscounted
| 0 | 0 | Capex | 0 | 0 | 0 | 0 | 0 | 0 | 0 | 0 | 0 | 0 | 0 | 0 | 0 | 0 | 0 | 0 | 0 | 0 | 0 | 0 | 0 | 0 | 0 | 0 | 0 | 0 | 0 | 0 | 0 | 0
| 0 | 0 | Opex | 0 | 0 | 0 | 0 | 0 | 0 | 0 | 0 | 0 | 0 | 0 | 0 | 0 | 0 | 0 | 0 | 0 | 0 | 0 | 0 | 0 | 0 | 0 | 0 | 0 | 0 | 0 | 0 | 0 | 0
| 0 | 0 | Reduction in unserved energy | 0 | 0 | 0 | 0 | 0 | 0 | 0 | 0 | 0 | 0 | 0 | 0 | 0 | 0 | 0 | 0 | 0 | 0 | 0 | 0 | 0 | 0 | 0 | 0 | 0 | 0 | 0 | 0 | 0 | 0
| 0 | 0 | Net benefit | 0 | 0 | 0 | 0 | 0 | 0 | 0 | 0 | 0 | 0 | 0 | 0 | 0 | 0 | 0 | 0 | 0 | 0 | 0 | 0 | 0 | 0 | 0 | 0 | 0 | 0 | 0 | 0 | 0 | 0
|  |  | EUE Value ($m, real $2024) | 0 | 0 | 0 | 0 | 0 | 0 | 0 | 0 | 0 | 0 | 0 | 0 | 0 | 0 | 0 | 0 | 0 | 0 | 0 | 0 | 0 | 0 | 0 | 0 | 0 | 0 | 0 | 0 | 0 | 0
|  |  | Annualised capex | 0 | 0 | 0 | 0 | 0 | 0 | 0 | 0 | 0 | 0 | 0 | 0 | 0 | 0 | 0 | 0 | 0 | 0 | 0 | 0 | 0 | 0 | 0 | 0 | 0 | 0 | 0 | 0 | 0 | 0
|  |  | Annualised cost (capex+opex) | 0 | 0 | 0 | 0 | 0 | 0 | 0 | 0 | 0 | 0 | 0 | 0 | 0 | 0 | 0 | 0 | 0 | 0 | 0 | 0 | 0 | 0 | 0 | 0 | 0 | 0 | 0 | 0 | 0 | 0
|  |  | Optimal timing (interim calc) | 0 | 0 | 0 | 0 | 0 | 0 | 0 | 0 | 0 | 0 | 0 | 0 | 0 | 0 | 0 | 0 | 0 | 0 | 0 | 0 | 0 | 0 | 0 | 0 | 0 | 0 | 0 | 0 | 0 | 0
|  |  | Optimal timing | - | - | - | - | - | - | - | [19 empty] | - | - | - | - | bar: 1 to 19
Adjusted For Optimal Timing: | 0 | 0 | Capex | 0 | 0 | 0 | 0 | 0 | 0 | 0 | 0 | 0 | 0 | 0 | 0 | 0 | 0 | 0 | 0 | 0 | 0 | 0 | 0 | 0 | 0 | 0 | 0 | 0 | 0 | 0 | 0 | 0 | 0
| 0 | 0 | Opex | 0 | 0 | 0 | 0 | 0 | 0 | 0 | 0 | 0 | 0 | 0 | 0 | 0 | 0 | 0 | 0 | 0 | 0 | 0 | 0 | 0 | 0 | 0 | 0 | 0 | 0 | 0 | 0 | 0 | 0
| 0 | 0 | Reduction in unserved energy | 0 | 0 | 0 | 0 | 0 | 0 | 0 | 0 | 0 | 0 | 0 | 0 | 0 | 0 | 0 | 0 | 0 | 0 | 0 | 0 | 0 | 0 | 0 | 0 | 0 | 0 | 0 | 0 | 0 | 0
| 0 | 0 | Net benefit | 0 | 0 | 0 | 0 | 0 | 0 | 0 | 0 | 0 | 0 | 0 | 0 | 0 | 0 | 0 | 0 | 0 | 0 | 0 | 0 | 0 | 0 | 0 | 0 | 0 | 0 | 0 | 0 | 0 | 0

## 3.2.6 NPV (High Demand)
Economic inputs and assumptions
Scenario | Discount rate | Central
| Cost | Central
| VCR | Central
|  | Central | Lower bound | Upper bound
| Discount rate | 5.56% | 4.11% | 7%
| Cost | 100% | 80% | 120%
| VCR | 100% | 80% | 120%
Asset life for calculating annualised capex (years) | Option 1 | 45
| Option 2 | 45
| Option 3 | 45
| Option 4 | 45
| Option 5 | 45
| Option 6 | 45
| Option 7 | 0
| Option 8 | 0
| Option 9 | 0
| Option 10 | 0
|  |  |  | 1 | 2 | 3 | 4 | 5 | 6 | 7 | 8 | 9 | 10 | 11 | 12 | 13 | 14 | 15 | 16 | 17 | 18 | 19 | 20 | 21 | 22 | 23 | 24 | 25 | 26 | 27 | 28 | 29 | 30
|  |  |  | FY25 | FY26 | FY27 | FY28 | FY29 | FY30 | FY31 | FY32 | FY33 | FY34 | FY35 | FY36 | FY37 | FY38 | FY39 | FY40 | FY41 | FY42 | FY43 | FY44 | FY45 | FY46 | FY47 | FY48 | FY49 | FY50 | FY51 | FY52 | FY53 | FY54
Outputs | bar: 3 FY27; 7 FY31
Option 1
| Discounted | Undiscounted
| 0 | 0 | Capex | 0 | 0 | 0 | 0 | 0 | 0 | 0 | 0 | 0 | 0 | 0 | 0 | 0 | 0 | 0 | 0 | 0 | 0 | 0 | 0 | 0 | 0 | 0 | 0 | 0 | 0 | 0 | 0 | 0 | 0
| 0 | 0 | Opex | 0 | 0 | 0 | 0 | 0 | 0 | 0 | 0 | 0 | 0 | 0 | 0 | 0 | 0 | 0 | 0 | 0 | 0 | 0 | 0 | 0 | 0 | 0 | 0 | 0 | 0 | 0 | 0 | 0 | 0
| 0 | 0 | Reduction in unserved energy | 0 | 0 | 0 | 0 | 0 | 0 | 0 | 0 | 0 | 0 | 0 | 0 | 0 | 0 | 0 | 0 | 0 | 0 | 0 | 0 | 0 | 0 | 0 | 0 | 0 | 0 | 0 | 0 | 0 | 0
| 0 | 0 | Net benefit | 0 | 0 | 0 | 0 | 0 | 0 | 0 | 0 | 0 | 0 | 0 | 0 | 0 | 0 | 0 | 0 | 0 | 0 | 0 | 0 | 0 | 0 | 0 | 0 | 0 | 0 | 0 | 0 | 0 | 0
|  |  | EUE Value ($m, real $2024) | 2.5821e-05 | 0.00050838 | 0.067266 | 13.0552 | 39.2072 | 71.1766 | 117.0832 | 192.7087 | 338.4205 | 578.843 | 1039.2093 | 1696.3908 | 2570.8313 | 4361.8044 | 6419.1331 | 6419.1331 | 6419.1331 | 6419.1331 | 6419.1331 | 6419.1331 | 6419.1331 | 6419.1331 | 6419.1331 | 6419.1331 | 6419.1331 | 6419.1331 | 6419.1331 | 6419.1331 | 6419.1331 | 6419.1331
Option 2
Determining Optimal Timing: | Discounted | Undiscounted
| 27.9939 | 31.1934 | Capex | 0 | 0 | 31.1934 | 0 | 0 | 0 | 0 | 0 | 0 | 0 | 0 | 0 | 0 | 0 | 0 | 0 | 0 | 0 | 0 | 0 | 0 | 0 | 0 | 0 | 0 | 0 | 0 | 0 | 0 | 0
| 3.8667 | 8.4222 | Opex | 0 | 0 | 0 | 0.31193 | 0.31193 | 0.31193 | 0.31193 | 0.31193 | 0.31193 | 0.31193 | 0.31193 | 0.31193 | 0.31193 | 0.31193 | 0.31193 | 0.31193 | 0.31193 | 0.31193 | 0.31193 | 0.31193 | 0.31193 | 0.31193 | 0.31193 | 0.31193 | 0.31193 | 0.31193 | 0.31193 | 0.31193 | 0.31193 | 0.31193
| 36211.933 | 105216.6864 | Reduction in unserved energy | 0 | 0 | 0 | 13.0191 | 39.1394 | 71.0654 | 116.8726 | 192.1191 | 335.8014 | 571.7763 | 1022.661 | 1656.7251 | 2485.4615 | 4129.4019 | 5911.4152 | 5911.4152 | 5911.4152 | 5911.4152 | 5911.4152 | 5911.4152 | 5911.4152 | 5911.4152 | 5911.4152 | 5911.4152 | 5911.4152 | 5911.4152 | 5911.4152 | 5911.4152 | 5911.4152 | 5911.4152
| 36180.0724 | 105177.0708 | Net benefit | 0 | 0 | -31.1934 | 12.7072 | 38.8275 | 70.7534 | 116.5606 | 191.8072 | 335.4894 | 571.4643 | 1022.3491 | 1656.4132 | 2485.1496 | 4129.0899 | 5911.1033 | 5911.1033 | 5911.1033 | 5911.1033 | 5911.1033 | 5911.1033 | 5911.1033 | 5911.1033 | 5911.1033 | 5911.1033 | 5911.1033 | 5911.1033 | 5911.1033 | 5911.1033 | 5911.1033 | 5911.1033
|  |  | EUE Value ($m, real $2024) | 2.5821e-05 | 0.00050838 | 0.0002734 | 0.036114 | 0.06777 | 0.11118 | 0.21066 | 0.58954 | 2.6191 | 7.0667 | 16.5483 | 39.6657 | 85.3698 | 232.4026 | 507.7179 | 507.7179 | 507.7179 | 507.7179 | 507.7179 | 507.7179 | 507.7179 | 507.7179 | 507.7179 | 507.7179 | 507.7179 | 507.7179 | 507.7179 | 507.7179 | 507.7179 | 507.7179
|  |  | Annualised capex | 0 | 0 | 1.7059 | 1.7059 | 1.7059 | 1.7059 | 1.7059 | 1.7059 | 1.7059 | 1.7059 | 1.7059 | 1.7059 | 1.7059 | 1.7059 | 1.7059 | 1.7059 | 1.7059 | 1.7059 | 1.7059 | 1.7059 | 1.7059 | 1.7059 | 1.7059 | 1.7059 | 1.7059 | 1.7059 | 1.7059 | 1.7059 | 1.7059 | 1.7059
|  |  | Annualised cost (capex+opex) | 0 | 0 | 1.7059 | 2.0178 | 2.0178 | 2.0178 | 2.0178 | 2.0178 | 2.0178 | 2.0178 | 2.0178 | 2.0178 | 2.0178 | 2.0178 | 2.0178 | 2.0178 | 2.0178 | 2.0178 | 2.0178 | 2.0178 | 2.0178 | 2.0178 | 2.0178 | 2.0178 | 2.0178 | 2.0178 | 2.0178 | 2.0178 | 2.0178 | 2.0178
|  |  | Optimal timing (interim calc) | 0 | 0 | 0 | 1 | 1 | 1 | 1 | 1 | 1 | 1 | 1 | 1 | 1 | 1 | 1 | 1 | 1 | 1 | 1 | 1 | 1 | 1 | 1 | 1 | 1 | 1 | 1 | 1 | 1 | 1
|  |  | Optimal timing | - | - | - | Yes | - | - | - | - | - | - | - | - | - | - | - | - | - | - | - | - | - | - | - | - | - | - | - | - | - | -
Adjusted For Optimal Timing: | 27.9939 | 31.1934 | Capex | 0 | 0 | 31.1934 | 0 | 0 | 0 | 0 | 0 | 0 | 0 | 0 | 0 | 0 | 0 | 0 | 0 | 0 | 0 | 0 | 0 | 0 | 0 | 0 | 0 | 0 | 0 | 0 | 0 | 0 | 0
| 3.8667 | 8.4222 | Opex | 0 | 0 | 0 | 0.31193 | 0.31193 | 0.31193 | 0.31193 | 0.31193 | 0.31193 | 0.31193 | 0.31193 | 0.31193 | 0.31193 | 0.31193 | 0.31193 | 0.31193 | 0.31193 | 0.31193 | 0.31193 | 0.31193 | 0.31193 | 0.31193 | 0.31193 | 0.31193 | 0.31193 | 0.31193 | 0.31193 | 0.31193 | 0.31193 | 0.31193
| 36211.933 | 105216.6864 | Reduction in unserved energy | 0 | 0 | 0 | 13.0191 | 39.1394 | 71.0654 | 116.8726 | 192.1191 | 335.8014 | 571.7763 | 1022.661 | 1656.7251 | 2485.4615 | 4129.4019 | 5911.4152 | 5911.4152 | 5911.4152 | 5911.4152 | 5911.4152 | 5911.4152 | 5911.4152 | 5911.4152 | 5911.4152 | 5911.4152 | 5911.4152 | 5911.4152 | 5911.4152 | 5911.4152 | 5911.4152 | 5911.4152
| 36180.0724 | 105177.0708 | Net benefit | 0 | 0 | -31.1934 | 12.7072 | 38.8275 | 70.7534 | 116.5606 | 191.8072 | 335.4894 | 571.4643 | 1022.3491 | 1656.4132 | 2485.1496 | 4129.0899 | 5911.1033 | 5911.1033 | 5911.1033 | 5911.1033 | 5911.1033 | 5911.1033 | 5911.1033 | 5911.1033 | 5911.1033 | 5911.1033 | 5911.1033 | 5911.1033 | 5911.1033 | 5911.1033 | 5911.1033 | 5911.1033
Option 3
Determining Optimal Timing: | Discounted | Undiscounted
| 13.6626 | 15.2241 | Capex | 0 | 0 | 15.2241 | 0 | 0 | 0 | 0 | 0 | 0 | 0 | 0 | 0 | 0 | 0 | 0 | 0 | 0 | 0 | 0 | 0 | 0 | 0 | 0 | 0 | 0 | 0 | 0 | 0 | 0 | 0
| 1.8872 | 4.1105 | Opex | 0 | 0 | 0 | 0.15224 | 0.15224 | 0.15224 | 0.15224 | 0.15224 | 0.15224 | 0.15224 | 0.15224 | 0.15224 | 0.15224 | 0.15224 | 0.15224 | 0.15224 | 0.15224 | 0.15224 | 0.15224 | 0.15224 | 0.15224 | 0.15224 | 0.15224 | 0.15224 | 0.15224 | 0.15224 | 0.15224 | 0.15224 | 0.15224 | 0.15224
| 32138.6314 | 92932.2163 | Reduction in unserved energy | 0 | 0 | 0 | 13.019 | 39.1393 | 71.0657 | 116.8463 | 191.91 | 334.5784 | 568.7038 | 1007.0972 | 1598.4578 | 2347.6111 | 3733.8637 | 5181.8703 | 5181.8703 | 5181.8703 | 5181.8703 | 5181.8703 | 5181.8703 | 5181.8703 | 5181.8703 | 5181.8703 | 5181.8703 | 5181.8703 | 5181.8703 | 5181.8703 | 5181.8703 | 5181.8703 | 5181.8703
| 32123.0816 | 92912.8817 | Net benefit | 0 | 0 | -15.2241 | 12.8668 | 38.9871 | 70.9134 | 116.6941 | 191.7577 | 334.4261 | 568.5516 | 1006.9449 | 1598.3056 | 2347.4589 | 3733.7115 | 5181.718 | 5181.718 | 5181.718 | 5181.718 | 5181.718 | 5181.718 | 5181.718 | 5181.718 | 5181.718 | 5181.718 | 5181.718 | 5181.718 | 5181.718 | 5181.718 | 5181.718 | 5181.718
|  |  | EUE Value ($m, real $2024) | 2.5821e-05 | 0.00050838 | 0.00027444 | 0.036228 | 0.067869 | 0.11089 | 0.23695 | 0.7987 | 3.8421 | 10.1391 | 32.1122 | 97.933 | 223.2202 | 627.9408 | 1237.2629 | 1237.2629 | 1237.2629 | 1237.2629 | 1237.2629 | 1237.2629 | 1237.2629 | 1237.2629 | 1237.2629 | 1237.2629 | 1237.2629 | 1237.2629 | 1237.2629 | 1237.2629 | 1237.2629 | 1237.2629
|  |  | Annualised capex | 0 | 0 | 0.83258 | 0.83258 | 0.83258 | 0.83258 | 0.83258 | 0.83258 | 0.83258 | 0.83258 | 0.83258 | 0.83258 | 0.83258 | 0.83258 | 0.83258 | 0.83258 | 0.83258 | 0.83258 | 0.83258 | 0.83258 | 0.83258 | 0.83258 | 0.83258 | 0.83258 | 0.83258 | 0.83258 | 0.83258 | 0.83258 | 0.83258 | 0.83258
|  |  | Annualised cost (capex+opex) | 0 | 0 | 0.83258 | 0.98482 | 0.98482 | 0.98482 | 0.98482 | 0.98482 | 0.98482 | 0.98482 | 0.98482 | 0.98482 | 0.98482 | 0.98482 | 0.98482 | 0.98482 | 0.98482 | 0.98482 | 0.98482 | 0.98482 | 0.98482 | 0.98482 | 0.98482 | 0.98482 | 0.98482 | 0.98482 | 0.98482 | 0.98482 | 0.98482 | 0.98482
|  |  | Optimal timing (interim calc) | 0 | 0 | 0 | 1 | 1 | 1 | 1 | 1 | 1 | 1 | 1 | 1 | 1 | 1 | 1 | 1 | 1 | 1 | 1 | 1 | 1 | 1 | 1 | 1 | 1 | 1 | 1 | 1 | 1 | 1
|  |  | Optimal timing | - | - | - | Yes | - | - | - | - | - | - | - | - | - | - | - | - | - | - | - | - | - | - | - | - | - | - | - | - | - | -
Adjusted For Optimal Timing: | 13.6626 | 15.2241 | Capex | 0 | 0 | 15.2241 | 0 | 0 | 0 | 0 | 0 | 0 | 0 | 0 | 0 | 0 | 0 | 0 | 0 | 0 | 0 | 0 | 0 | 0 | 0 | 0 | 0 | 0 | 0 | 0 | 0 | 0 | 0
| 1.8872 | 4.1105 | Opex | 0 | 0 | 0 | 0.15224 | 0.15224 | 0.15224 | 0.15224 | 0.15224 | 0.15224 | 0.15224 | 0.15224 | 0.15224 | 0.15224 | 0.15224 | 0.15224 | 0.15224 | 0.15224 | 0.15224 | 0.15224 | 0.15224 | 0.15224 | 0.15224 | 0.15224 | 0.15224 | 0.15224 | 0.15224 | 0.15224 | 0.15224 | 0.15224 | 0.15224
| 32138.6314 | 92932.2163 | Reduction in unserved energy | 0 | 0 | 0 | 13.019 | 39.1393 | 71.0657 | 116.8463 | 191.91 | 334.5784 | 568.7038 | 1007.0972 | 1598.4578 | 2347.6111 | 3733.8637 | 5181.8703 | 5181.8703 | 5181.8703 | 5181.8703 | 5181.8703 | 5181.8703 | 5181.8703 | 5181.8703 | 5181.8703 | 5181.8703 | 5181.8703 | 5181.8703 | 5181.8703 | 5181.8703 | 5181.8703 | 5181.8703
| 32123.0816 | 92912.8817 | Net benefit | 0 | 0 | -15.2241 | 12.8668 | 38.9871 | 70.9134 | 116.6941 | 191.7577 | 334.4261 | 568.5516 | 1006.9449 | 1598.3056 | 2347.4589 | 3733.7115 | 5181.718 | 5181.718 | 5181.718 | 5181.718 | 5181.718 | 5181.718 | 5181.718 | 5181.718 | 5181.718 | 5181.718 | 5181.718 | 5181.718 | 5181.718 | 5181.718 | 5181.718 | 5181.718
Option 4
Determining Optimal Timing: | Discounted | Undiscounted
| 37.859 | 42.1859 | Capex | 0 | 0 | 42.1859 | 0 | 0 | 0 | 0 | 0 | 0 | 0 | 0 | 0 | 0 | 0 | 0 | 0 | 0 | 0 | 0 | 0 | 0 | 0 | 0 | 0 | 0 | 0 | 0 | 0 | 0 | 0
| 5.2293 | 11.3902 | Opex | 0 | 0 | 0 | 0.42186 | 0.42186 | 0.42186 | 0.42186 | 0.42186 | 0.42186 | 0.42186 | 0.42186 | 0.42186 | 0.42186 | 0.42186 | 0.42186 | 0.42186 | 0.42186 | 0.42186 | 0.42186 | 0.42186 | 0.42186 | 0.42186 | 0.42186 | 0.42186 | 0.42186 | 0.42186 | 0.42186 | 0.42186 | 0.42186 | 0.42186
| 36300.4574 | 105478.0663 | Reduction in unserved energy | 0 | 0 | 0 | 13.0547 | 39.2042 | 71.1695 | 117.0663 | 192.5251 | 336.5784 | 572.9719 | 1024.4107 | 1659.3393 | 2489.4098 | 4138.2489 | 5926.5055 | 5926.5055 | 5926.5055 | 5926.5055 | 5926.5055 | 5926.5055 | 5926.5055 | 5926.5055 | 5926.5055 | 5926.5055 | 5926.5055 | 5926.5055 | 5926.5055 | 5926.5055 | 5926.5055 | 5926.5055
| 36257.369 | 105424.4902 | Net benefit | 0 | 0 | -42.1859 | 12.6329 | 38.7824 | 70.7477 | 116.6445 | 192.1032 | 336.1566 | 572.55 | 1023.9888 | 1658.9174 | 2488.9879 | 4137.8271 | 5926.0836 | 5926.0836 | 5926.0836 | 5926.0836 | 5926.0836 | 5926.0836 | 5926.0836 | 5926.0836 | 5926.0836 | 5926.0836 | 5926.0836 | 5926.0836 | 5926.0836 | 5926.0836 | 5926.0836 | 5926.0836
|  |  | EUE Value ($m, real $2024) | 2.5821e-05 | 0.00050838 | 0.00012031 | 0.00048744 | 0.0029523 | 0.0070395 | 0.016913 | 0.1836 | 1.842 | 5.8711 | 14.7986 | 37.0515 | 81.4216 | 223.5555 | 492.6277 | 492.6277 | 492.6277 | 492.6277 | 492.6277 | 492.6277 | 492.6277 | 492.6277 | 492.6277 | 492.6277 | 492.6277 | 492.6277 | 492.6277 | 492.6277 | 492.6277 | 492.6277
|  |  | Annualised capex | 0 | 0 | 2.3071 | 2.3071 | 2.3071 | 2.3071 | 2.3071 | 2.3071 | 2.3071 | 2.3071 | 2.3071 | 2.3071 | 2.3071 | 2.3071 | 2.3071 | 2.3071 | 2.3071 | 2.3071 | 2.3071 | 2.3071 | 2.3071 | 2.3071 | 2.3071 | 2.3071 | 2.3071 | 2.3071 | 2.3071 | 2.3071 | 2.3071 | 2.3071
|  |  | Annualised cost (capex+opex) | 0 | 0 | 2.3071 | 2.7289 | 2.7289 | 2.7289 | 2.7289 | 2.7289 | 2.7289 | 2.7289 | 2.7289 | 2.7289 | 2.7289 | 2.7289 | 2.7289 | 2.7289 | 2.7289 | 2.7289 | 2.7289 | 2.7289 | 2.7289 | 2.7289 | 2.7289 | 2.7289 | 2.7289 | 2.7289 | 2.7289 | 2.7289 | 2.7289 | 2.7289
|  |  | Optimal timing (interim calc) | 0 | 0 | 0 | 1 | 1 | 1 | 1 | 1 | 1 | 1 | 1 | 1 | 1 | 1 | 1 | 1 | 1 | 1 | 1 | 1 | 1 | 1 | 1 | 1 | 1 | 1 | 1 | 1 | 1 | 1
|  |  | Optimal timing | - | - | - | Yes | - | - | - | - | - | - | - | - | - | - | - | - | - | - | - | - | - | - | - | - | - | - | - | - | - | -
[11 empty] | 1 | 2 | 3 | 4 | 5 | 6 | 7 | 8 | 9 | 10 | 11 | 12 | 13 | 14 | 15 | 16 | 17 | 18 | 19
Adjusted For Optimal Timing: | 37.859 | 42.1859 | Capex | 0 | 0 | 42.1859 | 0 | 0 | 0 | 0 | 0 | 0 | 0 | 0 | 0 | 0 | 0 | 0 | 0 | 0 | 0 | 0 | 0 | 0 | 0 | 0 | 0 | 0 | 0 | 0 | 0 | 0 | 0
| 5.2293 | 11.3902 | Opex | 0 | 0 | 0 | 0.42186 | 0.42186 | 0.42186 | 0.42186 | 0.42186 | 0.42186 | 0.42186 | 0.42186 | 0.42186 | 0.42186 | 0.42186 | 0.42186 | 0.42186 | 0.42186 | 0.42186 | 0.42186 | 0.42186 | 0.42186 | 0.42186 | 0.42186 | 0.42186 | 0.42186 | 0.42186 | 0.42186 | 0.42186 | 0.42186 | 0.42186
| 36300.4574 | 105478.0663 | Reduction in unserved energy | 0 | 0 | 0 | 13.0547 | 39.2042 | 71.1695 | 117.0663 | 192.5251 | 336.5784 | 572.9719 | 1024.4107 | 1659.3393 | 2489.4098 | 4138.2489 | 5926.5055 | 5926.5055 | 5926.5055 | 5926.5055 | 5926.5055 | 5926.5055 | 5926.5055 | 5926.5055 | 5926.5055 | 5926.5055 | 5926.5055 | 5926.5055 | 5926.5055 | 5926.5055 | 5926.5055 | 5926.5055
| 36257.369 | 105424.4902 | Net benefit | 0 | 0 | -42.1859 | 12.6329 | 38.7824 | 70.7477 | 116.6445 | 192.1032 | 336.1566 | 572.55 | 1023.9888 | 1658.9174 | 2488.9879 | 4137.8271 | 5926.0836 | 5926.0836 | 5926.0836 | 5926.0836 | 5926.0836 | 5926.0836 | 5926.0836 | 5926.0836 | 5926.0836 | 5926.0836 | 5926.0836 | 5926.0836 | 5926.0836 | 5926.0836 | 5926.0836 | 5926.0836
Option 5
Determining Optimal Timing: | Discounted | Undiscounted
| 8.1295 | 9.0586 | Capex | 0 | 0 | 9.0586 | 0 | 0 | 0 | 0 | 0 | 0 | 0 | 0 | 0 | 0 | 0 | 0 | 0 | 0 | 0 | 0 | 0 | 0 | 0 | 0 | 0 | 0 | 0 | 0 | 0 | 0 | 0
| 1.1229 | 2.4458 | Opex | 0 | 0 | 0 | 0.090586 | 0.090586 | 0.090586 | 0.090586 | 0.090586 | 0.090586 | 0.090586 | 0.090586 | 0.090586 | 0.090586 | 0.090586 | 0.090586 | 0.090586 | 0.090586 | 0.090586 | 0.090586 | 0.090586 | 0.090586 | 0.090586 | 0.090586 | 0.090586 | 0.090586 | 0.090586 | 0.090586 | 0.090586 | 0.090586 | 0.090586
| 21394.161 | 61689.8129 | Reduction in unserved energy | 0 | 0 | 0 | 12.7605 | 36.5649 | 64.5581 | 101.2744 | 154.9303 | 256.4746 | 421.9633 | 711.1455 | 1079.3966 | 1538.165 | 2421.7576 | 3430.6764 | 3430.6764 | 3430.6764 | 3430.6764 | 3430.6764 | 3430.6764 | 3430.6764 | 3430.6764 | 3430.6764 | 3430.6764 | 3430.6764 | 3430.6764 | 3430.6764 | 3430.6764 | 3430.6764 | 3430.6764
| 21384.9086 | 61678.3085 | Net benefit | 0 | 0 | -9.0586 | 12.6699 | 36.4744 | 64.4675 | 101.1838 | 154.8397 | 256.384 | 421.8727 | 711.0549 | 1079.306 | 1538.0744 | 2421.667 | 3430.5858 | 3430.5858 | 3430.5858 | 3430.5858 | 3430.5858 | 3430.5858 | 3430.5858 | 3430.5858 | 3430.5858 | 3430.5858 | 3430.5858 | 3430.5858 | 3430.5858 | 3430.5858 | 3430.5858 | 3430.5858
|  |  | EUE Value ($m, real $2024) | 2.5821e-05 | 0.00050838 | 0.16042 | 0.29472 | 2.6422 | 6.6184 | 15.8089 | 37.7784 | 81.9459 | 156.8796 | 328.0638 | 616.9942 | 1032.6663 | 1940.0468 | 2988.4568 | 2988.4568 | 2988.4568 | 2988.4568 | 2988.4568 | 2988.4568 | 2988.4568 | 2988.4568 | 2988.4568 | 2988.4568 | 2988.4568 | 2988.4568 | 2988.4568 | 2988.4568 | 2988.4568 | 2988.4568
|  |  | Annualised capex | 0 | 0 | 0.4954 | 0.4954 | 0.4954 | 0.4954 | 0.4954 | 0.4954 | 0.4954 | 0.4954 | 0.4954 | 0.4954 | 0.4954 | 0.4954 | 0.4954 | 0.4954 | 0.4954 | 0.4954 | 0.4954 | 0.4954 | 0.4954 | 0.4954 | 0.4954 | 0.4954 | 0.4954 | 0.4954 | 0.4954 | 0.4954 | 0.4954 | 0.4954
|  |  | Annualised cost (capex+opex) | 0 | 0 | 0.4954 | 0.58598 | 0.58598 | 0.58598 | 0.58598 | 0.58598 | 0.58598 | 0.58598 | 0.58598 | 0.58598 | 0.58598 | 0.58598 | 0.58598 | 0.58598 | 0.58598 | 0.58598 | 0.58598 | 0.58598 | 0.58598 | 0.58598 | 0.58598 | 0.58598 | 0.58598 | 0.58598 | 0.58598 | 0.58598 | 0.58598 | 0.58598
|  |  | Optimal timing (interim calc) | 0 | 0 | 0 | 1 | 1 | 1 | 1 | [19 empty] | 1 | 1 | 1 | 1 | bar: 1 to 19
|  |  | Optimal timing | - | - | - | Yes | - | - | - | [19 empty] | - | - | - | - | bar: 1 to 19
Adjusted For Optimal Timing: | 8.1295 | 9.0586 | Capex | 0 | 0 | 9.0586 | 0 | 0 | 0 | 0 | 0 | 0 | 0 | 0 | 0 | 0 | 0 | 0 | 0 | 0 | 0 | 0 | 0 | 0 | 0 | 0 | 0 | 0 | 0 | 0 | 0 | 0 | 0
| 1.1229 | 2.4458 | Opex | 0 | 0 | 0 | 0.090586 | 0.090586 | 0.090586 | 0.090586 | 0.090586 | 0.090586 | 0.090586 | 0.090586 | 0.090586 | 0.090586 | 0.090586 | 0.090586 | 0.090586 | 0.090586 | 0.090586 | 0.090586 | 0.090586 | 0.090586 | 0.090586 | 0.090586 | 0.090586 | 0.090586 | 0.090586 | 0.090586 | 0.090586 | 0.090586 | 0.090586
| 21394.161 | 61689.8129 | Reduction in unserved energy | 0 | 0 | 0 | 12.7605 | 36.5649 | 64.5581 | 101.2744 | 154.9303 | 256.4746 | 421.9633 | 711.1455 | 1079.3966 | 1538.165 | 2421.7576 | 3430.6764 | 3430.6764 | 3430.6764 | 3430.6764 | 3430.6764 | 3430.6764 | 3430.6764 | 3430.6764 | 3430.6764 | 3430.6764 | 3430.6764 | 3430.6764 | 3430.6764 | 3430.6764 | 3430.6764 | 3430.6764
| 21384.9086 | 61678.3085 | Net benefit | 0 | 0 | -9.0586 | 12.6699 | 36.4744 | 64.4675 | 101.1838 | 154.8397 | 256.384 | 421.8727 | 711.0549 | 1079.306 | 1538.0744 | 2421.667 | 3430.5858 | 3430.5858 | 3430.5858 | 3430.5858 | 3430.5858 | 3430.5858 | 3430.5858 | 3430.5858 | 3430.5858 | 3430.5858 | 3430.5858 | 3430.5858 | 3430.5858 | 3430.5858 | 3430.5858 | 3430.5858
Option 6
Determining Optimal Timing: | Discounted | Undiscounted
| 36.4859 | 40.6559 | Capex | 0 | 0 | 40.6559 | 0 | 0 | 0 | 0 | 0 | 0 | 0 | 0 | 0 | 0 | 0 | 0 | 0 | 0 | 0 | 0 | 0 | 0 | 0 | 0 | 0 | 0 | 0 | 0 | 0 | 0 | 0
| 5.0397 | 10.9771 | Opex | 0 | 0 | 0 | 0.40656 | 0.40656 | 0.40656 | 0.40656 | 0.40656 | 0.40656 | 0.40656 | 0.40656 | 0.40656 | 0.40656 | 0.40656 | 0.40656 | 0.40656 | 0.40656 | 0.40656 | 0.40656 | 0.40656 | 0.40656 | 0.40656 | 0.40656 | 0.40656 | 0.40656 | 0.40656 | 0.40656 | 0.40656 | 0.40656 | 0.40656
| 30480.111 | 88055.8616 | Reduction in unserved energy | 0 | 0 | 0 | 13.0544 | 39.2032 | 71.167 | 116.9351 | 191.438 | 332.8341 | 562.5738 | 981.8939 | 1533.9822 | 2227.1783 | 3506.2709 | 4904.9582 | 4904.9582 | 4904.9582 | 4904.9582 | 4904.9582 | 4904.9582 | 4904.9582 | 4904.9582 | 4904.9582 | 4904.9582 | 4904.9582 | 4904.9582 | 4904.9582 | 4904.9582 | 4904.9582 | 4904.9582
| 30438.5855 | 88004.2286 | Net benefit | 0 | 0 | -40.6559 | 12.6479 | 38.7967 | 70.7605 | 116.5286 | 191.0314 | 332.4275 | 562.1673 | 981.4873 | 1533.5756 | 2226.7717 | 3505.8643 | 4904.5516 | 4904.5516 | 4904.5516 | 4904.5516 | 4904.5516 | 4904.5516 | 4904.5516 | 4904.5516 | 4904.5516 | 4904.5516 | 4904.5516 | 4904.5516 | 4904.5516 | 4904.5516 | 4904.5516 | 4904.5516
|  |  | EUE Value ($m, real $2024) | 2.5821e-05 | 0.00050838 | 0.00055604 | 0.00081771 | 0.0039202 | 0.0095161 | 0.14811 | 1.2707 | 5.5864 | 16.2692 | 57.3155 | 162.4086 | 343.653 | 855.5336 | 1514.175 | 1514.175 | 1514.175 | 1514.175 | 1514.175 | 1514.175 | 1514.175 | 1514.175 | 1514.175 | 1514.175 | 1514.175 | 1514.175 | 1514.175 | 1514.175 | 1514.175 | 1514.175
|  |  | Annualised capex | 0 | 0 | 2.2234 | 2.2234 | 2.2234 | 2.2234 | 2.2234 | 2.2234 | 2.2234 | 2.2234 | 2.2234 | 2.2234 | 2.2234 | 2.2234 | 2.2234 | 2.2234 | 2.2234 | 2.2234 | 2.2234 | 2.2234 | 2.2234 | 2.2234 | 2.2234 | 2.2234 | 2.2234 | 2.2234 | 2.2234 | 2.2234 | 2.2234 | 2.2234
|  |  | Annualised cost (capex+opex) | 0 | 0 | 2.2234 | 2.63 | 2.63 | 2.63 | 2.63 | 2.63 | 2.63 | 2.63 | 2.63 | 2.63 | 2.63 | 2.63 | 2.63 | 2.63 | 2.63 | 2.63 | 2.63 | 2.63 | 2.63 | 2.63 | 2.63 | 2.63 | 2.63 | 2.63 | 2.63 | 2.63 | 2.63 | 2.63
|  |  | Optimal timing (interim calc) | 0 | 0 | 0 | 1 | 1 | 1 | 1 | [19 empty] | 1 | 1 | 1 | 1 | bar: 1 to 19
|  |  | Optimal timing | - | - | - | Yes | - | - | - | [19 empty] | - | - | - | - | bar: 1 to 19
Adjusted For Optimal Timing: | 36.4859 | 40.6559 | Capex | 0 | 0 | 40.6559 | 0 | 0 | 0 | 0 | 0 | 0 | 0 | 0 | 0 | 0 | 0 | 0 | 0 | 0 | 0 | 0 | 0 | 0 | 0 | 0 | 0 | 0 | 0 | 0 | 0 | 0 | 0
| 5.0397 | 10.9771 | Opex | 0 | 0 | 0 | 0.40656 | 0.40656 | 0.40656 | 0.40656 | 0.40656 | 0.40656 | 0.40656 | 0.40656 | 0.40656 | 0.40656 | 0.40656 | 0.40656 | 0.40656 | 0.40656 | 0.40656 | 0.40656 | 0.40656 | 0.40656 | 0.40656 | 0.40656 | 0.40656 | 0.40656 | 0.40656 | 0.40656 | 0.40656 | 0.40656 | 0.40656
| 30480.111 | 88055.8616 | Reduction in unserved energy | 0 | 0 | 0 | 13.0544 | 39.2032 | 71.167 | 116.9351 | 191.438 | 332.8341 | 562.5738 | 981.8939 | 1533.9822 | 2227.1783 | 3506.2709 | 4904.9582 | 4904.9582 | 4904.9582 | 4904.9582 | 4904.9582 | 4904.9582 | 4904.9582 | 4904.9582 | 4904.9582 | 4904.9582 | 4904.9582 | 4904.9582 | 4904.9582 | 4904.9582 | 4904.9582 | 4904.9582
| 30438.5855 | 88004.2286 | Net benefit | 0 | 0 | -40.6559 | 12.6479 | 38.7967 | 70.7605 | 116.5286 | 191.0314 | 332.4275 | 562.1673 | 981.4873 | 1533.5756 | 2226.7717 | 3505.8643 | 4904.5516 | 4904.5516 | 4904.5516 | 4904.5516 | 4904.5516 | 4904.5516 | 4904.5516 | 4904.5516 | 4904.5516 | 4904.5516 | 4904.5516 | 4904.5516 | 4904.5516 | 4904.5516 | 4904.5516 | 4904.5516
Option 7
Determining Optimal Timing: | Discounted | Undiscounted
| 0 | 0 | Capex | 0 | 0 | 0 | 0 | 0 | 0 | 0 | 0 | 0 | 0 | 0 | 0 | 0 | 0 | 0 | 0 | 0 | 0 | 0 | 0 | 0 | 0 | 0 | 0 | 0 | 0 | 0 | 0 | 0 | 0
| 0 | 0 | Opex | 0 | 0 | 0 | 0 | 0 | 0 | 0 | 0 | 0 | 0 | 0 | 0 | 0 | 0 | 0 | 0 | 0 | 0 | 0 | 0 | 0 | 0 | 0 | 0 | 0 | 0 | 0 | 0 | 0 | 0
| 0 | 0 | Reduction in unserved energy | 0 | 0 | 0 | 0 | 0 | 0 | 0 | 0 | 0 | 0 | 0 | 0 | 0 | 0 | 0 | 0 | 0 | 0 | 0 | 0 | 0 | 0 | 0 | 0 | 0 | 0 | 0 | 0 | 0 | 0
| 0 | 0 | Net benefit | 0 | 0 | 0 | 0 | 0 | 0 | 0 | 0 | 0 | 0 | 0 | 0 | 0 | 0 | 0 | 0 | 0 | 0 | 0 | 0 | 0 | 0 | 0 | 0 | 0 | 0 | 0 | 0 | 0 | 0
|  |  | EUE Value ($m, real $2024) | 0 | 0 | 0 | 0 | 0 | 0 | 0 | 0 | 0 | 0 | 0 | 0 | 0 | 0 | 0 | 0 | 0 | 0 | 0 | 0 | 0 | 0 | 0 | 0 | 0 | 0 | 0 | 0 | 0 | 0
|  |  | Annualised capex | 0 | 0 | 0 | 0 | 0 | 0 | 0 | 0 | 0 | 0 | 0 | 0 | 0 | 0 | 0 | 0 | 0 | 0 | 0 | 0 | 0 | 0 | 0 | 0 | 0 | 0 | 0 | 0 | 0 | 0
|  |  | Annualised cost (capex+opex) | 0 | 0 | 0 | 0 | 0 | 0 | 0 | 0 | 0 | 0 | 0 | 0 | 0 | 0 | 0 | 0 | 0 | 0 | 0 | 0 | 0 | 0 | 0 | 0 | 0 | 0 | 0 | 0 | 0 | 0
|  |  | Optimal timing (interim calc) | 0 | 0 | 0 | 0 | 0 | 0 | 0 | 0 | 0 | 0 | 0 | 0 | 0 | 0 | 0 | 0 | 0 | 0 | 0 | 0 | 0 | 0 | 0 | 0 | 0 | 0 | 0 | 0 | 0 | 0
|  |  | Optimal timing | - | - | - | - | - | - | - | [19 empty] | - | - | - | - | bar: 1 to 19
Adjusted For Optimal Timing: | 0 | 0 | Capex | 0 | 0 | 0 | 0 | 0 | 0 | 0 | 0 | 0 | 0 | 0 | 0 | 0 | 0 | 0 | 0 | 0 | 0 | 0 | 0 | 0 | 0 | 0 | 0 | 0 | 0 | 0 | 0 | 0 | 0
| 0 | 0 | Opex | 0 | 0 | 0 | 0 | 0 | 0 | 0 | 0 | 0 | 0 | 0 | 0 | 0 | 0 | 0 | 0 | 0 | 0 | 0 | 0 | 0 | 0 | 0 | 0 | 0 | 0 | 0 | 0 | 0 | 0
| 0 | 0 | Reduction in unserved energy | 0 | 0 | 0 | 0 | 0 | 0 | 0 | 0 | 0 | 0 | 0 | 0 | 0 | 0 | 0 | 0 | 0 | 0 | 0 | 0 | 0 | 0 | 0 | 0 | 0 | 0 | 0 | 0 | 0 | 0
| 0 | 0 | Net benefit | 0 | 0 | 0 | 0 | 0 | 0 | 0 | 0 | 0 | 0 | 0 | 0 | 0 | 0 | 0 | 0 | 0 | 0 | 0 | 0 | 0 | 0 | 0 | 0 | 0 | 0 | 0 | 0 | 0 | 0
Option 8
Determining Optimal Timing: | Discounted | Undiscounted
| 0 | 0 | Capex | 0 | 0 | 0 | 0 | 0 | 0 | 0 | 0 | 0 | 0 | 0 | 0 | 0 | 0 | 0 | 0 | 0 | 0 | 0 | 0 | 0 | 0 | 0 | 0 | 0 | 0 | 0 | 0 | 0 | 0
| 0 | 0 | Opex | 0 | 0 | 0 | 0 | 0 | 0 | 0 | 0 | 0 | 0 | 0 | 0 | 0 | 0 | 0 | 0 | 0 | 0 | 0 | 0 | 0 | 0 | 0 | 0 | 0 | 0 | 0 | 0 | 0 | 0
| 0 | 0 | Reduction in unserved energy | 0 | 0 | 0 | 0 | 0 | 0 | 0 | 0 | 0 | 0 | 0 | 0 | 0 | 0 | 0 | 0 | 0 | 0 | 0 | 0 | 0 | 0 | 0 | 0 | 0 | 0 | 0 | 0 | 0 | 0
| 0 | 0 | Net benefit | 0 | 0 | 0 | 0 | 0 | 0 | 0 | 0 | 0 | 0 | 0 | 0 | 0 | 0 | 0 | 0 | 0 | 0 | 0 | 0 | 0 | 0 | 0 | 0 | 0 | 0 | 0 | 0 | 0 | 0
|  |  | EUE Value ($m, real $2024) | 0 | 0 | 0 | 0 | 0 | 0 | 0 | 0 | 0 | 0 | 0 | 0 | 0 | 0 | 0 | 0 | 0 | 0 | 0 | 0 | 0 | 0 | 0 | 0 | 0 | 0 | 0 | 0 | 0 | 0
|  |  | Annualised capex | 0 | 0 | 0 | 0 | 0 | 0 | 0 | 0 | 0 | 0 | 0 | 0 | 0 | 0 | 0 | 0 | 0 | 0 | 0 | 0 | 0 | 0 | 0 | 0 | 0 | 0 | 0 | 0 | 0 | 0
|  |  | Annualised cost (capex+opex) | 0 | 0 | 0 | 0 | 0 | 0 | 0 | 0 | 0 | 0 | 0 | 0 | 0 | 0 | 0 | 0 | 0 | 0 | 0 | 0 | 0 | 0 | 0 | 0 | 0 | 0 | 0 | 0 | 0 | 0
|  |  | Optimal timing (interim calc) | 0 | 0 | 0 | 0 | 0 | 0 | 0 | 0 | 0 | 0 | 0 | 0 | 0 | 0 | 0 | 0 | 0 | 0 | 0 | 0 | 0 | 0 | 0 | 0 | 0 | 0 | 0 | 0 | 0 | 0
|  |  | Optimal timing | - | - | - | - | - | - | - | [19 empty] | - | - | - | - | bar: 1 to 19
Adjusted For Optimal Timing: | 0 | 0 | Capex | 0 | 0 | 0 | 0 | 0 | 0 | 0 | 0 | 0 | 0 | 0 | 0 | 0 | 0 | 0 | 0 | 0 | 0 | 0 | 0 | 0 | 0 | 0 | 0 | 0 | 0 | 0 | 0 | 0 | 0
| 0 | 0 | Opex | 0 | 0 | 0 | 0 | 0 | 0 | 0 | 0 | 0 | 0 | 0 | 0 | 0 | 0 | 0 | 0 | 0 | 0 | 0 | 0 | 0 | 0 | 0 | 0 | 0 | 0 | 0 | 0 | 0 | 0
| 0 | 0 | Reduction in unserved energy | 0 | 0 | 0 | 0 | 0 | 0 | 0 | 0 | 0 | 0 | 0 | 0 | 0 | 0 | 0 | 0 | 0 | 0 | 0 | 0 | 0 | 0 | 0 | 0 | 0 | 0 | 0 | 0 | 0 | 0
| 0 | 0 | Net benefit | 0 | 0 | 0 | 0 | 0 | 0 | 0 | 0 | 0 | 0 | 0 | 0 | 0 | 0 | 0 | 0 | 0 | 0 | 0 | 0 | 0 | 0 | 0 | 0 | 0 | 0 | 0 | 0 | 0 | 0
Option 9
Determining Optimal Timing: | Discounted | Undiscounted
| 0 | 0 | Capex | 0 | 0 | 0 | 0 | 0 | 0 | 0 | 0 | 0 | 0 | 0 | 0 | 0 | 0 | 0 | 0 | 0 | 0 | 0 | 0 | 0 | 0 | 0 | 0 | 0 | 0 | 0 | 0 | 0 | 0
| 0 | 0 | Opex | 0 | 0 | 0 | 0 | 0 | 0 | 0 | 0 | 0 | 0 | 0 | 0 | 0 | 0 | 0 | 0 | 0 | 0 | 0 | 0 | 0 | 0 | 0 | 0 | 0 | 0 | 0 | 0 | 0 | 0
| 0 | 0 | Reduction in unserved energy | 0 | 0 | 0 | 0 | 0 | 0 | 0 | 0 | 0 | 0 | 0 | 0 | 0 | 0 | 0 | 0 | 0 | 0 | 0 | 0 | 0 | 0 | 0 | 0 | 0 | 0 | 0 | 0 | 0 | 0
| 0 | 0 | Net benefit | 0 | 0 | 0 | 0 | 0 | 0 | 0 | 0 | 0 | 0 | 0 | 0 | 0 | 0 | 0 | 0 | 0 | 0 | 0 | 0 | 0 | 0 | 0 | 0 | 0 | 0 | 0 | 0 | 0 | 0
|  |  | EUE Value ($m, real $2024) | 0 | 0 | 0 | 0 | 0 | 0 | 0 | 0 | 0 | 0 | 0 | 0 | 0 | 0 | 0 | 0 | 0 | 0 | 0 | 0 | 0 | 0 | 0 | 0 | 0 | 0 | 0 | 0 | 0 | 0
|  |  | Annualised capex | 0 | 0 | 0 | 0 | 0 | 0 | 0 | 0 | 0 | 0 | 0 | 0 | 0 | 0 | 0 | 0 | 0 | 0 | 0 | 0 | 0 | 0 | 0 | 0 | 0 | 0 | 0 | 0 | 0 | 0
|  |  | Annualised cost (capex+opex) | 0 | 0 | 0 | 0 | 0 | 0 | 0 | 0 | 0 | 0 | 0 | 0 | 0 | 0 | 0 | 0 | 0 | 0 | 0 | 0 | 0 | 0 | 0 | 0 | 0 | 0 | 0 | 0 | 0 | 0
|  |  | Optimal timing (interim calc) | 0 | 0 | 0 | 0 | 0 | 0 | 0 | 0 | 0 | 0 | 0 | 0 | 0 | 0 | 0 | 0 | 0 | 0 | 0 | 0 | 0 | 0 | 0 | 0 | 0 | 0 | 0 | 0 | 0 | 0
|  |  | Optimal timing | - | - | - | - | - | - | - | [19 empty] | - | - | - | - | bar: 1 to 19
Adjusted For Optimal Timing: | 0 | 0 | Capex | 0 | 0 | 0 | 0 | 0 | 0 | 0 | 0 | 0 | 0 | 0 | 0 | 0 | 0 | 0 | 0 | 0 | 0 | 0 | 0 | 0 | 0 | 0 | 0 | 0 | 0 | 0 | 0 | 0 | 0
| 0 | 0 | Opex | 0 | 0 | 0 | 0 | 0 | 0 | 0 | 0 | 0 | 0 | 0 | 0 | 0 | 0 | 0 | 0 | 0 | 0 | 0 | 0 | 0 | 0 | 0 | 0 | 0 | 0 | 0 | 0 | 0 | 0
| 0 | 0 | Reduction in unserved energy | 0 | 0 | 0 | 0 | 0 | 0 | 0 | 0 | 0 | 0 | 0 | 0 | 0 | 0 | 0 | 0 | 0 | 0 | 0 | 0 | 0 | 0 | 0 | 0 | 0 | 0 | 0 | 0 | 0 | 0
| 0 | 0 | Net benefit | 0 | 0 | 0 | 0 | 0 | 0 | 0 | 0 | 0 | 0 | 0 | 0 | 0 | 0 | 0 | 0 | 0 | 0 | 0 | 0 | 0 | 0 | 0 | 0 | 0 | 0 | 0 | 0 | 0 | 0
Option 10
Determining Optimal Timing: | Discounted | Undiscounted
| 0 | 0 | Capex | 0 | 0 | 0 | 0 | 0 | 0 | 0 | 0 | 0 | 0 | 0 | 0 | 0 | 0 | 0 | 0 | 0 | 0 | 0 | 0 | 0 | 0 | 0 | 0 | 0 | 0 | 0 | 0 | 0 | 0
| 0 | 0 | Opex | 0 | 0 | 0 | 0 | 0 | 0 | 0 | 0 | 0 | 0 | 0 | 0 | 0 | 0 | 0 | 0 | 0 | 0 | 0 | 0 | 0 | 0 | 0 | 0 | 0 | 0 | 0 | 0 | 0 | 0
| 0 | 0 | Reduction in unserved energy | 0 | 0 | 0 | 0 | 0 | 0 | 0 | 0 | 0 | 0 | 0 | 0 | 0 | 0 | 0 | 0 | 0 | 0 | 0 | 0 | 0 | 0 | 0 | 0 | 0 | 0 | 0 | 0 | 0 | 0
| 0 | 0 | Net benefit | 0 | 0 | 0 | 0 | 0 | 0 | 0 | 0 | 0 | 0 | 0 | 0 | 0 | 0 | 0 | 0 | 0 | 0 | 0 | 0 | 0 | 0 | 0 | 0 | 0 | 0 | 0 | 0 | 0 | 0
|  |  | EUE Value ($m, real $2024) | 0 | 0 | 0 | 0 | 0 | 0 | 0 | 0 | 0 | 0 | 0 | 0 | 0 | 0 | 0 | 0 | 0 | 0 | 0 | 0 | 0 | 0 | 0 | 0 | 0 | 0 | 0 | 0 | 0 | 0
|  |  | Annualised capex | 0 | 0 | 0 | 0 | 0 | 0 | 0 | 0 | 0 | 0 | 0 | 0 | 0 | 0 | 0 | 0 | 0 | 0 | 0 | 0 | 0 | 0 | 0 | 0 | 0 | 0 | 0 | 0 | 0 | 0
|  |  | Annualised cost (capex+opex) | 0 | 0 | 0 | 0 | 0 | 0 | 0 | 0 | 0 | 0 | 0 | 0 | 0 | 0 | 0 | 0 | 0 | 0 | 0 | 0 | 0 | 0 | 0 | 0 | 0 | 0 | 0 | 0 | 0 | 0
|  |  | Optimal timing (interim calc) | 0 | 0 | 0 | 0 | 0 | 0 | 0 | 0 | 0 | 0 | 0 | 0 | 0 | 0 | 0 | 0 | 0 | 0 | 0 | 0 | 0 | 0 | 0 | 0 | 0 | 0 | 0 | 0 | 0 | 0
|  |  | Optimal timing | - | - | - | - | - | - | - | [19 empty] | - | - | - | - | bar: 1 to 19
Adjusted For Optimal Timing: | 0 | 0 | Capex | 0 | 0 | 0 | 0 | 0 | 0 | 0 | 0 | 0 | 0 | 0 | 0 | 0 | 0 | 0 | 0 | 0 | 0 | 0 | 0 | 0 | 0 | 0 | 0 | 0 | 0 | 0 | 0 | 0 | 0
| 0 | 0 | Opex | 0 | 0 | 0 | 0 | 0 | 0 | 0 | 0 | 0 | 0 | 0 | 0 | 0 | 0 | 0 | 0 | 0 | 0 | 0 | 0 | 0 | 0 | 0 | 0 | 0 | 0 | 0 | 0 | 0 | 0
| 0 | 0 | Reduction in unserved energy | 0 | 0 | 0 | 0 | 0 | 0 | 0 | 0 | 0 | 0 | 0 | 0 | 0 | 0 | 0 | 0 | 0 | 0 | 0 | 0 | 0 | 0 | 0 | 0 | 0 | 0 | 0 | 0 | 0 | 0
| 0 | 0 | Net benefit | 0 | 0 | 0 | 0 | 0 | 0 | 0 | 0 | 0 | 0 | 0 | 0 | 0 | 0 | 0 | 0 | 0 | 0 | 0 | 0 | 0 | 0 | 0 | 0 | 0 | 0 | 0 | 0 | 0 | 0

## 3.2.7 NPV (Low VCR)
Economic inputs and assumptions
Scenario | Discount rate | Central
| Cost | Central
| VCR | Lower bound
|  | Central | Lower bound | Upper bound
| Discount rate | 5.56% | 4.11% | 7%
| Cost | 100% | 80% | 120%
| VCR | 100% | 80% | 120%
Asset life for calculating annualised capex (years) | Option 1 | 45
| Option 2 | 45
| Option 3 | 45
| Option 4 | 45
| Option 5 | 45
| Option 6 | 45
| Option 7 | 0
| Option 8 | 0
| Option 9 | 0
| Option 10 | 0
|  |  |  | 1 | 2 | 3 | 4 | 5 | 6 | 7 | 8 | 9 | 10 | 11 | 12 | 13 | 14 | 15 | 16 | 17 | 18 | 19 | 20 | 21 | 22 | 23 | 24 | 25 | 26 | 27 | 28 | 29 | 30
|  |  |  | FY25 | FY26 | FY27 | FY28 | FY29 | FY30 | FY31 | FY32 | FY33 | FY34 | FY35 | FY36 | FY37 | FY38 | FY39 | FY40 | FY41 | FY42 | FY43 | FY44 | FY45 | FY46 | FY47 | FY48 | FY49 | FY50 | FY51 | FY52 | FY53 | FY54
Outputs | bar: 3 FY27; 7 FY31
Option 1
| Discounted | Undiscounted
| 0 | 0 | Capex | 0 | 0 | 0 | 0 | 0 | 0 | 0 | 0 | 0 | 0 | 0 | 0 | 0 | 0 | 0 | 0 | 0 | 0 | 0 | 0 | 0 | 0 | 0 | 0 | 0 | 0 | 0 | 0 | 0 | 0
| 0 | 0 | Opex | 0 | 0 | 0 | 0 | 0 | 0 | 0 | 0 | 0 | 0 | 0 | 0 | 0 | 0 | 0 | 0 | 0 | 0 | 0 | 0 | 0 | 0 | 0 | 0 | 0 | 0 | 0 | 0 | 0 | 0
| 0 | 0 | Reduction in unserved energy | 0 | 0 | 0 | 0 | 0 | 0 | 0 | 0 | 0 | 0 | 0 | 0 | 0 | 0 | 0 | 0 | 0 | 0 | 0 | 0 | 0 | 0 | 0 | 0 | 0 | 0 | 0 | 0 | 0 | 0
| 0 | 0 | Net benefit | 0 | 0 | 0 | 0 | 0 | 0 | 0 | 0 | 0 | 0 | 0 | 0 | 0 | 0 | 0 | 0 | 0 | 0 | 0 | 0 | 0 | 0 | 0 | 0 | 0 | 0 | 0 | 0 | 0 | 0
|  |  | EUE Value ($m, real $2024) | 0 | 1.0256e-05 | 0.014821 | 2.1407 | 7.9322 | 18.1469 | 36.6303 | 68.6827 | 119.043 | 190.6742 | 338.0039 | 577.8773 | 922.2043 | 1682.9622 | 2609.6358 | 2609.6358 | 2609.6358 | 2609.6358 | 2609.6358 | 2609.6358 | 2609.6358 | 2609.6358 | 2609.6358 | 2609.6358 | 2609.6358 | 2609.6358 | 2609.6358 | 2609.6358 | 2609.6358 | 2609.6358
Option 2
Determining Optimal Timing: | Discounted | Undiscounted
| 27.9939 | 31.1934 | Capex | 0 | 0 | 31.1934 | 0 | 0 | 0 | 0 | 0 | 0 | 0 | 0 | 0 | 0 | 0 | 0 | 0 | 0 | 0 | 0 | 0 | 0 | 0 | 0 | 0 | 0 | 0 | 0 | 0 | 0 | 0
| 3.8667 | 8.4222 | Opex | 0 | 0 | 0 | 0.31193 | 0.31193 | 0.31193 | 0.31193 | 0.31193 | 0.31193 | 0.31193 | 0.31193 | 0.31193 | 0.31193 | 0.31193 | 0.31193 | 0.31193 | 0.31193 | 0.31193 | 0.31193 | 0.31193 | 0.31193 | 0.31193 | 0.31193 | 0.31193 | 0.31193 | 0.31193 | 0.31193 | 0.31193 | 0.31193 | 0.31193
| 15003.3032 | 43985.7006 | Reduction in unserved energy | 0 | 0 | 0 | 2.1287 | 7.9072 | 18.1075 | 36.5641 | 68.5455 | 118.7111 | 189.8314 | 334.9724 | 570.5695 | 905.988 | 1640.5032 | 2505.742 | 2505.742 | 2505.742 | 2505.742 | 2505.742 | 2505.742 | 2505.742 | 2505.742 | 2505.742 | 2505.742 | 2505.742 | 2505.742 | 2505.742 | 2505.742 | 2505.742 | 2505.742
| 14971.4426 | 43946.085 | Net benefit | 0 | 0 | -31.1934 | 1.8168 | 7.5952 | 17.7956 | 36.2522 | 68.2336 | 118.3991 | 189.5195 | 334.6605 | 570.2576 | 905.6761 | 1640.1912 | 2505.4301 | 2505.4301 | 2505.4301 | 2505.4301 | 2505.4301 | 2505.4301 | 2505.4301 | 2505.4301 | 2505.4301 | 2505.4301 | 2505.4301 | 2505.4301 | 2505.4301 | 2505.4301 | 2505.4301 | 2505.4301
|  |  | EUE Value ($m, real $2024) | 0 | 1.0256e-05 | 2.7857e-06 | 0.011941 | 0.02506 | 0.039396 | 0.06624 | 0.13718 | 0.3319 | 0.84277 | 3.0314 | 7.3077 | 16.2163 | 42.459 | 103.8938 | 103.8938 | 103.8938 | 103.8938 | 103.8938 | 103.8938 | 103.8938 | 103.8938 | 103.8938 | 103.8938 | 103.8938 | 103.8938 | 103.8938 | 103.8938 | 103.8938 | 103.8938
|  |  | Annualised capex | 0 | 0 | 1.7059 | 1.7059 | 1.7059 | 1.7059 | 1.7059 | 1.7059 | 1.7059 | 1.7059 | 1.7059 | 1.7059 | 1.7059 | 1.7059 | 1.7059 | 1.7059 | 1.7059 | 1.7059 | 1.7059 | 1.7059 | 1.7059 | 1.7059 | 1.7059 | 1.7059 | 1.7059 | 1.7059 | 1.7059 | 1.7059 | 1.7059 | 1.7059
|  |  | Annualised cost (capex+opex) | 0 | 0 | 1.7059 | 2.0178 | 2.0178 | 2.0178 | 2.0178 | 2.0178 | 2.0178 | 2.0178 | 2.0178 | 2.0178 | 2.0178 | 2.0178 | 2.0178 | 2.0178 | 2.0178 | 2.0178 | 2.0178 | 2.0178 | 2.0178 | 2.0178 | 2.0178 | 2.0178 | 2.0178 | 2.0178 | 2.0178 | 2.0178 | 2.0178 | 2.0178
|  |  | Optimal timing (interim calc) | 0 | 0 | 0 | 1 | 1 | 1 | 1 | 1 | 1 | 1 | 1 | 1 | 1 | 1 | 1 | 1 | 1 | 1 | 1 | 1 | 1 | 1 | 1 | 1 | 1 | 1 | 1 | 1 | 1 | 1
|  |  | Optimal timing | - | - | - | Yes | - | - | - | - | - | - | - | - | - | - | - | - | - | - | - | - | - | - | - | - | - | - | - | - | - | -
Adjusted For Optimal Timing: | 27.9939 | 31.1934 | Capex | 0 | 0 | 31.1934 | 0 | 0 | 0 | 0 | 0 | 0 | 0 | 0 | 0 | 0 | 0 | 0 | 0 | 0 | 0 | 0 | 0 | 0 | 0 | 0 | 0 | 0 | 0 | 0 | 0 | 0 | 0
| 3.8667 | 8.4222 | Opex | 0 | 0 | 0 | 0.31193 | 0.31193 | 0.31193 | 0.31193 | 0.31193 | 0.31193 | 0.31193 | 0.31193 | 0.31193 | 0.31193 | 0.31193 | 0.31193 | 0.31193 | 0.31193 | 0.31193 | 0.31193 | 0.31193 | 0.31193 | 0.31193 | 0.31193 | 0.31193 | 0.31193 | 0.31193 | 0.31193 | 0.31193 | 0.31193 | 0.31193
| 15003.3032 | 43985.7006 | Reduction in unserved energy | 0 | 0 | 0 | 2.1287 | 7.9072 | 18.1075 | 36.5641 | 68.5455 | 118.7111 | 189.8314 | 334.9724 | 570.5695 | 905.988 | 1640.5032 | 2505.742 | 2505.742 | 2505.742 | 2505.742 | 2505.742 | 2505.742 | 2505.742 | 2505.742 | 2505.742 | 2505.742 | 2505.742 | 2505.742 | 2505.742 | 2505.742 | 2505.742 | 2505.742
| 14971.4426 | 43946.085 | Net benefit | 0 | 0 | -31.1934 | 1.8168 | 7.5952 | 17.7956 | 36.2522 | 68.2336 | 118.3991 | 189.5195 | 334.6605 | 570.2576 | 905.6761 | 1640.1912 | 2505.4301 | 2505.4301 | 2505.4301 | 2505.4301 | 2505.4301 | 2505.4301 | 2505.4301 | 2505.4301 | 2505.4301 | 2505.4301 | 2505.4301 | 2505.4301 | 2505.4301 | 2505.4301 | 2505.4301 | 2505.4301
Option 3
Determining Optimal Timing: | Discounted | Undiscounted
| 13.6626 | 15.2241 | Capex | 0 | 0 | 15.2241 | 0 | 0 | 0 | 0 | 0 | 0 | 0 | 0 | 0 | 0 | 0 | 0 | 0 | 0 | 0 | 0 | 0 | 0 | 0 | 0 | 0 | 0 | 0 | 0 | 0 | 0 | 0
| 1.8872 | 4.1105 | Opex | 0 | 0 | 0 | 0.15224 | 0.15224 | 0.15224 | 0.15224 | 0.15224 | 0.15224 | 0.15224 | 0.15224 | 0.15224 | 0.15224 | 0.15224 | 0.15224 | 0.15224 | 0.15224 | 0.15224 | 0.15224 | 0.15224 | 0.15224 | 0.15224 | 0.15224 | 0.15224 | 0.15224 | 0.15224 | 0.15224 | 0.15224 | 0.15224 | 0.15224
| 13940.5599 | 40743.7059 | Reduction in unserved energy | 0 | 0 | 0 | 2.1287 | 7.9071 | 18.1074 | 36.5645 | 68.5471 | 118.6556 | 189.3687 | 333.642 | 565.6148 | 891.1358 | 1562.8182 | 2309.326 | 2309.326 | 2309.326 | 2309.326 | 2309.326 | 2309.326 | 2309.326 | 2309.326 | 2309.326 | 2309.326 | 2309.326 | 2309.326 | 2309.326 | 2309.326 | 2309.326 | 2309.326
| 13925.0101 | 40724.3713 | Net benefit | 0 | 0 | -15.2241 | 1.9765 | 7.7549 | 17.9552 | 36.4123 | 68.3949 | 118.5033 | 189.2164 | 333.4898 | 565.4625 | 890.9836 | 1562.6659 | 2309.1738 | 2309.1738 | 2309.1738 | 2309.1738 | 2309.1738 | 2309.1738 | 2309.1738 | 2309.1738 | 2309.1738 | 2309.1738 | 2309.1738 | 2309.1738 | 2309.1738 | 2309.1738 | 2309.1738 | 2309.1738
|  |  | EUE Value ($m, real $2024) | 0 | 1.0256e-05 | 3.933e-06 | 0.011946 | 0.02512 | 0.03945 | 0.065823 | 0.13557 | 0.38738 | 1.3055 | 4.3619 | 12.2625 | 31.0685 | 120.144 | 300.3098 | 300.3098 | 300.3098 | 300.3098 | 300.3098 | 300.3098 | 300.3098 | 300.3098 | 300.3098 | 300.3098 | 300.3098 | 300.3098 | 300.3098 | 300.3098 | 300.3098 | 300.3098
|  |  | Annualised capex | 0 | 0 | 0.83258 | 0.83258 | 0.83258 | 0.83258 | 0.83258 | 0.83258 | 0.83258 | 0.83258 | 0.83258 | 0.83258 | 0.83258 | 0.83258 | 0.83258 | 0.83258 | 0.83258 | 0.83258 | 0.83258 | 0.83258 | 0.83258 | 0.83258 | 0.83258 | 0.83258 | 0.83258 | 0.83258 | 0.83258 | 0.83258 | 0.83258 | 0.83258
|  |  | Annualised cost (capex+opex) | 0 | 0 | 0.83258 | 0.98482 | 0.98482 | 0.98482 | 0.98482 | 0.98482 | 0.98482 | 0.98482 | 0.98482 | 0.98482 | 0.98482 | 0.98482 | 0.98482 | 0.98482 | 0.98482 | 0.98482 | 0.98482 | 0.98482 | 0.98482 | 0.98482 | 0.98482 | 0.98482 | 0.98482 | 0.98482 | 0.98482 | 0.98482 | 0.98482 | 0.98482
|  |  | Optimal timing (interim calc) | 0 | 0 | 0 | 1 | 1 | 1 | 1 | 1 | 1 | 1 | 1 | 1 | 1 | 1 | 1 | 1 | 1 | 1 | 1 | 1 | 1 | 1 | 1 | 1 | 1 | 1 | 1 | 1 | 1 | 1
|  |  | Optimal timing | - | - | - | Yes | - | - | - | - | - | - | - | - | - | - | - | - | - | - | - | - | - | - | - | - | - | - | - | - | - | -
Adjusted For Optimal Timing: | 13.6626 | 15.2241 | Capex | 0 | 0 | 15.2241 | 0 | 0 | 0 | 0 | 0 | 0 | 0 | 0 | 0 | 0 | 0 | 0 | 0 | 0 | 0 | 0 | 0 | 0 | 0 | 0 | 0 | 0 | 0 | 0 | 0 | 0 | 0
| 1.8872 | 4.1105 | Opex | 0 | 0 | 0 | 0.15224 | 0.15224 | 0.15224 | 0.15224 | 0.15224 | 0.15224 | 0.15224 | 0.15224 | 0.15224 | 0.15224 | 0.15224 | 0.15224 | 0.15224 | 0.15224 | 0.15224 | 0.15224 | 0.15224 | 0.15224 | 0.15224 | 0.15224 | 0.15224 | 0.15224 | 0.15224 | 0.15224 | 0.15224 | 0.15224 | 0.15224
| 13940.5599 | 40743.7059 | Reduction in unserved energy | 0 | 0 | 0 | 2.1287 | 7.9071 | 18.1074 | 36.5645 | 68.5471 | 118.6556 | 189.3687 | 333.642 | 565.6148 | 891.1358 | 1562.8182 | 2309.326 | 2309.326 | 2309.326 | 2309.326 | 2309.326 | 2309.326 | 2309.326 | 2309.326 | 2309.326 | 2309.326 | 2309.326 | 2309.326 | 2309.326 | 2309.326 | 2309.326 | 2309.326
| 13925.0101 | 40724.3713 | Net benefit | 0 | 0 | -15.2241 | 1.9765 | 7.7549 | 17.9552 | 36.4123 | 68.3949 | 118.5033 | 189.2164 | 333.4898 | 565.4625 | 890.9836 | 1562.6659 | 2309.1738 | 2309.1738 | 2309.1738 | 2309.1738 | 2309.1738 | 2309.1738 | 2309.1738 | 2309.1738 | 2309.1738 | 2309.1738 | 2309.1738 | 2309.1738 | 2309.1738 | 2309.1738 | 2309.1738 | 2309.1738
Option 4
Determining Optimal Timing: | Discounted | Undiscounted
| 37.859 | 42.1859 | Capex | 0 | 0 | 42.1859 | 0 | 0 | 0 | 0 | 0 | 0 | 0 | 0 | 0 | 0 | 0 | 0 | 0 | 0 | 0 | 0 | 0 | 0 | 0 | 0 | 0 | 0 | 0 | 0 | 0 | 0 | 0
| 5.2293 | 11.3902 | Opex | 0 | 0 | 0 | 0.42186 | 0.42186 | 0.42186 | 0.42186 | 0.42186 | 0.42186 | 0.42186 | 0.42186 | 0.42186 | 0.42186 | 0.42186 | 0.42186 | 0.42186 | 0.42186 | 0.42186 | 0.42186 | 0.42186 | 0.42186 | 0.42186 | 0.42186 | 0.42186 | 0.42186 | 0.42186 | 0.42186 | 0.42186 | 0.42186 | 0.42186
| 15031.3566 | 44067.9869 | Reduction in unserved energy | 0 | 0 | 0 | 2.1407 | 7.932 | 18.1459 | 36.6274 | 68.6749 | 118.9893 | 190.3172 | 335.7567 | 571.6783 | 907.4821 | 1643.0489 | 2510.4496 | 2510.4496 | 2510.4496 | 2510.4496 | 2510.4496 | 2510.4496 | 2510.4496 | 2510.4496 | 2510.4496 | 2510.4496 | 2510.4496 | 2510.4496 | 2510.4496 | 2510.4496 | 2510.4496 | 2510.4496
| 14988.2683 | 44014.4108 | Net benefit | 0 | 0 | -42.1859 | 1.7188 | 7.5102 | 17.724 | 36.2056 | 68.253 | 118.5675 | 189.8953 | 335.3348 | 571.2565 | 907.0602 | 1642.6271 | 2510.0277 | 2510.0277 | 2510.0277 | 2510.0277 | 2510.0277 | 2510.0277 | 2510.0277 | 2510.0277 | 2510.0277 | 2510.0277 | 2510.0277 | 2510.0277 | 2510.0277 | 2510.0277 | 2510.0277 | 2510.0277
|  |  | EUE Value ($m, real $2024) | 0 | 1.0256e-05 | 2.0187e-06 | 1.9334e-06 | 0.00021067 | 0.0010039 | 0.0029073 | 0.0077616 | 0.053608 | 0.35702 | 2.2472 | 6.1989 | 14.7222 | 39.9132 | 99.1862 | 99.1862 | 99.1862 | 99.1862 | 99.1862 | 99.1862 | 99.1862 | 99.1862 | 99.1862 | 99.1862 | 99.1862 | 99.1862 | 99.1862 | 99.1862 | 99.1862 | 99.1862
|  |  | Annualised capex | 0 | 0 | 2.3071 | 2.3071 | 2.3071 | 2.3071 | 2.3071 | 2.3071 | 2.3071 | 2.3071 | 2.3071 | 2.3071 | 2.3071 | 2.3071 | 2.3071 | 2.3071 | 2.3071 | 2.3071 | 2.3071 | 2.3071 | 2.3071 | 2.3071 | 2.3071 | 2.3071 | 2.3071 | 2.3071 | 2.3071 | 2.3071 | 2.3071 | 2.3071
|  |  | Annualised cost (capex+opex) | 0 | 0 | 2.3071 | 2.7289 | 2.7289 | 2.7289 | 2.7289 | 2.7289 | 2.7289 | 2.7289 | 2.7289 | 2.7289 | 2.7289 | 2.7289 | 2.7289 | 2.7289 | 2.7289 | 2.7289 | 2.7289 | 2.7289 | 2.7289 | 2.7289 | 2.7289 | 2.7289 | 2.7289 | 2.7289 | 2.7289 | 2.7289 | 2.7289 | 2.7289
|  |  | Optimal timing (interim calc) | 0 | 0 | 0 | 0 | 1 | 1 | 1 | 1 | 1 | 1 | 1 | 1 | 1 | 1 | 1 | 1 | 1 | 1 | 1 | 1 | 1 | 1 | 1 | 1 | 1 | 1 | 1 | 1 | 1 | 1
|  |  | Optimal timing | - | - | - | - | Yes | - | - | - | - | - | - | - | - | - | - | - | - | - | - | - | - | - | - | - | - | - | - | - | - | -
[11 empty] | 1 | 2 | 3 | 4 | 5 | 6 | 7 | 8 | 9 | 10 | 11 | 12 | 13 | 14 | 15 | 16 | 17 | 18 | 19
Adjusted For Optimal Timing: | 35.8649 | 42.1859 | Capex | 0 | 0 | 0 | 42.1859 | 0 | 0 | 0 | 0 | 0 | 0 | 0 | 0 | 0 | 0 | 0 | 0 | 0 | 0 | 0 | 0 | 0 | 0 | 0 | 0 | 0 | 0 | 0 | 0 | 0 | 0
| 4.8707 | 10.9683 | Opex | 0 | 0 | 0 | 0 | 0.42186 | 0.42186 | 0.42186 | 0.42186 | 0.42186 | 0.42186 | 0.42186 | 0.42186 | 0.42186 | 0.42186 | 0.42186 | 0.42186 | 0.42186 | 0.42186 | 0.42186 | 0.42186 | 0.42186 | 0.42186 | 0.42186 | 0.42186 | 0.42186 | 0.42186 | 0.42186 | 0.42186 | 0.42186 | 0.42186
| 15029.5367 | 44065.8463 | Reduction in unserved energy | 0 | 0 | 0 | 0 | 7.932 | 18.1459 | 36.6274 | 68.6749 | 118.9893 | 190.3172 | 335.7567 | 571.6783 | 907.4821 | 1643.0489 | 2510.4496 | 2510.4496 | 2510.4496 | 2510.4496 | 2510.4496 | 2510.4496 | 2510.4496 | 2510.4496 | 2510.4496 | 2510.4496 | 2510.4496 | 2510.4496 | 2510.4496 | 2510.4496 | 2510.4496 | 2510.4496
| 14988.8011 | 44012.692 | Net benefit | 0 | 0 | 0 | -42.1859 | 7.5102 | 17.724 | 36.2056 | 68.253 | 118.5675 | 189.8953 | 335.3348 | 571.2565 | 907.0602 | 1642.6271 | 2510.0277 | 2510.0277 | 2510.0277 | 2510.0277 | 2510.0277 | 2510.0277 | 2510.0277 | 2510.0277 | 2510.0277 | 2510.0277 | 2510.0277 | 2510.0277 | 2510.0277 | 2510.0277 | 2510.0277 | 2510.0277
Option 5
Determining Optimal Timing: | Discounted | Undiscounted
| 8.1295 | 9.0586 | Capex | 0 | 0 | 9.0586 | 0 | 0 | 0 | 0 | 0 | 0 | 0 | 0 | 0 | 0 | 0 | 0 | 0 | 0 | 0 | 0 | 0 | 0 | 0 | 0 | 0 | 0 | 0 | 0 | 0 | 0 | 0
| 1.1229 | 2.4458 | Opex | 0 | 0 | 0 | 0.090586 | 0.090586 | 0.090586 | 0.090586 | 0.090586 | 0.090586 | 0.090586 | 0.090586 | 0.090586 | 0.090586 | 0.090586 | 0.090586 | 0.090586 | 0.090586 | 0.090586 | 0.090586 | 0.090586 | 0.090586 | 0.090586 | 0.090586 | 0.090586 | 0.090586 | 0.090586 | 0.090586 | 0.090586 | 0.090586 | 0.090586
| 9203.1526 | 26726.1023 | Reduction in unserved energy | 0 | 0 | 0 | 2.0776 | 7.7458 | 17.431 | 33.9208 | 61.4919 | 100.0291 | 151.8823 | 256.5068 | 413.719 | 623.8308 | 1036.5692 | 1501.3061 | 1501.3061 | 1501.3061 | 1501.3061 | 1501.3061 | 1501.3061 | 1501.3061 | 1501.3061 | 1501.3061 | 1501.3061 | 1501.3061 | 1501.3061 | 1501.3061 | 1501.3061 | 1501.3061 | 1501.3061
| 9193.9002 | 26714.5978 | Net benefit | 0 | 0 | -9.0586 | 1.987 | 7.6553 | 17.3404 | 33.8302 | 61.4013 | 99.9385 | 151.7917 | 256.4162 | 413.6284 | 623.7402 | 1036.4786 | 1501.2155 | 1501.2155 | 1501.2155 | 1501.2155 | 1501.2155 | 1501.2155 | 1501.2155 | 1501.2155 | 1501.2155 | 1501.2155 | 1501.2155 | 1501.2155 | 1501.2155 | 1501.2155 | 1501.2155 | 1501.2155
|  |  | EUE Value ($m, real $2024) | 0 | 1.0256e-05 | 0.059872 | 0.063067 | 0.18639 | 0.71587 | 2.7096 | 7.1908 | 19.0139 | 38.7919 | 81.497 | 164.1583 | 298.3735 | 646.393 | 1108.3297 | 1108.3297 | 1108.3297 | 1108.3297 | 1108.3297 | 1108.3297 | 1108.3297 | 1108.3297 | 1108.3297 | 1108.3297 | 1108.3297 | 1108.3297 | 1108.3297 | 1108.3297 | 1108.3297 | 1108.3297
|  |  | Annualised capex | 0 | 0 | 0.4954 | 0.4954 | 0.4954 | 0.4954 | 0.4954 | 0.4954 | 0.4954 | 0.4954 | 0.4954 | 0.4954 | 0.4954 | 0.4954 | 0.4954 | 0.4954 | 0.4954 | 0.4954 | 0.4954 | 0.4954 | 0.4954 | 0.4954 | 0.4954 | 0.4954 | 0.4954 | 0.4954 | 0.4954 | 0.4954 | 0.4954 | 0.4954
|  |  | Annualised cost (capex+opex) | 0 | 0 | 0.4954 | 0.58598 | 0.58598 | 0.58598 | 0.58598 | 0.58598 | 0.58598 | 0.58598 | 0.58598 | 0.58598 | 0.58598 | 0.58598 | 0.58598 | 0.58598 | 0.58598 | 0.58598 | 0.58598 | 0.58598 | 0.58598 | 0.58598 | 0.58598 | 0.58598 | 0.58598 | 0.58598 | 0.58598 | 0.58598 | 0.58598 | 0.58598
|  |  | Optimal timing (interim calc) | 0 | 0 | 0 | 1 | 1 | 1 | 1 | [19 empty] | 1 | 1 | 1 | 1 | bar: 1 to 19
|  |  | Optimal timing | - | - | - | Yes | - | - | - | [19 empty] | - | - | - | - | bar: 1 to 19
Adjusted For Optimal Timing: | 8.1295 | 9.0586 | Capex | 0 | 0 | 9.0586 | 0 | 0 | 0 | 0 | 0 | 0 | 0 | 0 | 0 | 0 | 0 | 0 | 0 | 0 | 0 | 0 | 0 | 0 | 0 | 0 | 0 | 0 | 0 | 0 | 0 | 0 | 0
| 1.1229 | 2.4458 | Opex | 0 | 0 | 0 | 0.090586 | 0.090586 | 0.090586 | 0.090586 | 0.090586 | 0.090586 | 0.090586 | 0.090586 | 0.090586 | 0.090586 | 0.090586 | 0.090586 | 0.090586 | 0.090586 | 0.090586 | 0.090586 | 0.090586 | 0.090586 | 0.090586 | 0.090586 | 0.090586 | 0.090586 | 0.090586 | 0.090586 | 0.090586 | 0.090586 | 0.090586
| 9203.1526 | 26726.1023 | Reduction in unserved energy | 0 | 0 | 0 | 2.0776 | 7.7458 | 17.431 | 33.9208 | 61.4919 | 100.0291 | 151.8823 | 256.5068 | 413.719 | 623.8308 | 1036.5692 | 1501.3061 | 1501.3061 | 1501.3061 | 1501.3061 | 1501.3061 | 1501.3061 | 1501.3061 | 1501.3061 | 1501.3061 | 1501.3061 | 1501.3061 | 1501.3061 | 1501.3061 | 1501.3061 | 1501.3061 | 1501.3061
| 9193.9002 | 26714.5978 | Net benefit | 0 | 0 | -9.0586 | 1.987 | 7.6553 | 17.3404 | 33.8302 | 61.4013 | 99.9385 | 151.7917 | 256.4162 | 413.6284 | 623.7402 | 1036.4786 | 1501.2155 | 1501.2155 | 1501.2155 | 1501.2155 | 1501.2155 | 1501.2155 | 1501.2155 | 1501.2155 | 1501.2155 | 1501.2155 | 1501.2155 | 1501.2155 | 1501.2155 | 1501.2155 | 1501.2155 | 1501.2155
Option 6
Determining Optimal Timing: | Discounted | Undiscounted
| 36.4859 | 40.6559 | Capex | 0 | 0 | 40.6559 | 0 | 0 | 0 | 0 | 0 | 0 | 0 | 0 | 0 | 0 | 0 | 0 | 0 | 0 | 0 | 0 | 0 | 0 | 0 | 0 | 0 | 0 | 0 | 0 | 0 | 0 | 0
| 5.0397 | 10.9771 | Opex | 0 | 0 | 0 | 0.40656 | 0.40656 | 0.40656 | 0.40656 | 0.40656 | 0.40656 | 0.40656 | 0.40656 | 0.40656 | 0.40656 | 0.40656 | 0.40656 | 0.40656 | 0.40656 | 0.40656 | 0.40656 | 0.40656 | 0.40656 | 0.40656 | 0.40656 | 0.40656 | 0.40656 | 0.40656 | 0.40656 | 0.40656 | 0.40656 | 0.40656
| 13185.0768 | 38462.7478 | Reduction in unserved energy | 0 | 0 | 0 | 2.1407 | 7.9318 | 18.1455 | 36.6265 | 68.6645 | 118.7314 | 188.7335 | 331.6708 | 557.0588 | 866.5279 | 1487.5607 | 2173.6847 | 2173.6847 | 2173.6847 | 2173.6847 | 2173.6847 | 2173.6847 | 2173.6847 | 2173.6847 | 2173.6847 | 2173.6847 | 2173.6847 | 2173.6847 | 2173.6847 | 2173.6847 | 2173.6847 | 2173.6847
| 13143.5512 | 38411.1148 | Net benefit | 0 | 0 | -40.6559 | 1.7341 | 7.5253 | 17.7389 | 36.2199 | 68.2579 | 118.3248 | 188.3269 | 331.2642 | 556.6523 | 866.1214 | 1487.1541 | 2173.2782 | 2173.2782 | 2173.2782 | 2173.2782 | 2173.2782 | 2173.2782 | 2173.2782 | 2173.2782 | 2173.2782 | 2173.2782 | 2173.2782 | 2173.2782 | 2173.2782 | 2173.2782 | 2173.2782 | 2173.2782
|  |  | EUE Value ($m, real $2024) | 0 | 1.0256e-05 | 3.5511e-06 | 1.7445e-05 | 0.00040587 | 0.0014298 | 0.0038841 | 0.018216 | 0.31159 | 1.9407 | 6.3331 | 20.8184 | 55.6763 | 195.4015 | 435.951 | 435.951 | 435.951 | 435.951 | 435.951 | 435.951 | 435.951 | 435.951 | 435.951 | 435.951 | 435.951 | 435.951 | 435.951 | 435.951 | 435.951 | 435.951
|  |  | Annualised capex | 0 | 0 | 2.2234 | 2.2234 | 2.2234 | 2.2234 | 2.2234 | 2.2234 | 2.2234 | 2.2234 | 2.2234 | 2.2234 | 2.2234 | 2.2234 | 2.2234 | 2.2234 | 2.2234 | 2.2234 | 2.2234 | 2.2234 | 2.2234 | 2.2234 | 2.2234 | 2.2234 | 2.2234 | 2.2234 | 2.2234 | 2.2234 | 2.2234 | 2.2234
|  |  | Annualised cost (capex+opex) | 0 | 0 | 2.2234 | 2.63 | 2.63 | 2.63 | 2.63 | 2.63 | 2.63 | 2.63 | 2.63 | 2.63 | 2.63 | 2.63 | 2.63 | 2.63 | 2.63 | 2.63 | 2.63 | 2.63 | 2.63 | 2.63 | 2.63 | 2.63 | 2.63 | 2.63 | 2.63 | 2.63 | 2.63 | 2.63
|  |  | Optimal timing (interim calc) | 0 | 0 | 0 | 0 | 1 | 1 | 1 | [19 empty] | 1 | 1 | 1 | 1 | bar: 1 to 19
|  |  | Optimal timing | - | - | - | - | Yes | - | - | [19 empty] | - | - | - | - | bar: 1 to 19
Adjusted For Optimal Timing: | 34.5641 | 40.6559 | Capex | 0 | 0 | 0 | 40.6559 | 0 | 0 | 0 | 0 | 0 | 0 | 0 | 0 | 0 | 0 | 0 | 0 | 0 | 0 | 0 | 0 | 0 | 0 | 0 | 0 | 0 | 0 | 0 | 0 | 0 | 0
| 4.694 | 10.5705 | Opex | 0 | 0 | 0 | 0 | 0.40656 | 0.40656 | 0.40656 | 0.40656 | 0.40656 | 0.40656 | 0.40656 | 0.40656 | 0.40656 | 0.40656 | 0.40656 | 0.40656 | 0.40656 | 0.40656 | 0.40656 | 0.40656 | 0.40656 | 0.40656 | 0.40656 | 0.40656 | 0.40656 | 0.40656 | 0.40656 | 0.40656 | 0.40656 | 0.40656
| 13183.2569 | 38460.6071 | Reduction in unserved energy | 0 | 0 | 0 | 0 | 7.9318 | 18.1455 | 36.6265 | 68.6645 | 118.7314 | 188.7335 | 331.6708 | 557.0588 | 866.5279 | 1487.5607 | 2173.6847 | 2173.6847 | 2173.6847 | 2173.6847 | 2173.6847 | 2173.6847 | 2173.6847 | 2173.6847 | 2173.6847 | 2173.6847 | 2173.6847 | 2173.6847 | 2173.6847 | 2173.6847 | 2173.6847 | 2173.6847
| 13143.9987 | 38409.3807 | Net benefit | 0 | 0 | 0 | -40.6559 | 7.5253 | 17.7389 | 36.2199 | 68.2579 | 118.3248 | 188.3269 | 331.2642 | 556.6523 | 866.1214 | 1487.1541 | 2173.2782 | 2173.2782 | 2173.2782 | 2173.2782 | 2173.2782 | 2173.2782 | 2173.2782 | 2173.2782 | 2173.2782 | 2173.2782 | 2173.2782 | 2173.2782 | 2173.2782 | 2173.2782 | 2173.2782 | 2173.2782
Option 7
Determining Optimal Timing: | Discounted | Undiscounted
| 0 | 0 | Capex | 0 | 0 | 0 | 0 | 0 | 0 | 0 | 0 | 0 | 0 | 0 | 0 | 0 | 0 | 0 | 0 | 0 | 0 | 0 | 0 | 0 | 0 | 0 | 0 | 0 | 0 | 0 | 0 | 0 | 0
| 0 | 0 | Opex | 0 | 0 | 0 | 0 | 0 | 0 | 0 | 0 | 0 | 0 | 0 | 0 | 0 | 0 | 0 | 0 | 0 | 0 | 0 | 0 | 0 | 0 | 0 | 0 | 0 | 0 | 0 | 0 | 0 | 0
| 0 | 0 | Reduction in unserved energy | 0 | 0 | 0 | 0 | 0 | 0 | 0 | 0 | 0 | 0 | 0 | 0 | 0 | 0 | 0 | 0 | 0 | 0 | 0 | 0 | 0 | 0 | 0 | 0 | 0 | 0 | 0 | 0 | 0 | 0
| 0 | 0 | Net benefit | 0 | 0 | 0 | 0 | 0 | 0 | 0 | 0 | 0 | 0 | 0 | 0 | 0 | 0 | 0 | 0 | 0 | 0 | 0 | 0 | 0 | 0 | 0 | 0 | 0 | 0 | 0 | 0 | 0 | 0
|  |  | EUE Value ($m, real $2024) | 0 | 0 | 0 | 0 | 0 | 0 | 0 | 0 | 0 | 0 | 0 | 0 | 0 | 0 | 0 | 0 | 0 | 0 | 0 | 0 | 0 | 0 | 0 | 0 | 0 | 0 | 0 | 0 | 0 | 0
|  |  | Annualised capex | 0 | 0 | 0 | 0 | 0 | 0 | 0 | 0 | 0 | 0 | 0 | 0 | 0 | 0 | 0 | 0 | 0 | 0 | 0 | 0 | 0 | 0 | 0 | 0 | 0 | 0 | 0 | 0 | 0 | 0
|  |  | Annualised cost (capex+opex) | 0 | 0 | 0 | 0 | 0 | 0 | 0 | 0 | 0 | 0 | 0 | 0 | 0 | 0 | 0 | 0 | 0 | 0 | 0 | 0 | 0 | 0 | 0 | 0 | 0 | 0 | 0 | 0 | 0 | 0
|  |  | Optimal timing (interim calc) | 0 | 0 | 0 | 0 | 0 | 0 | 0 | 0 | 0 | 0 | 0 | 0 | 0 | 0 | 0 | 0 | 0 | 0 | 0 | 0 | 0 | 0 | 0 | 0 | 0 | 0 | 0 | 0 | 0 | 0
|  |  | Optimal timing | - | - | - | - | - | - | - | [19 empty] | - | - | - | - | bar: 1 to 19
Adjusted For Optimal Timing: | 0 | 0 | Capex | 0 | 0 | 0 | 0 | 0 | 0 | 0 | 0 | 0 | 0 | 0 | 0 | 0 | 0 | 0 | 0 | 0 | 0 | 0 | 0 | 0 | 0 | 0 | 0 | 0 | 0 | 0 | 0 | 0 | 0
| 0 | 0 | Opex | 0 | 0 | 0 | 0 | 0 | 0 | 0 | 0 | 0 | 0 | 0 | 0 | 0 | 0 | 0 | 0 | 0 | 0 | 0 | 0 | 0 | 0 | 0 | 0 | 0 | 0 | 0 | 0 | 0 | 0
| 0 | 0 | Reduction in unserved energy | 0 | 0 | 0 | 0 | 0 | 0 | 0 | 0 | 0 | 0 | 0 | 0 | 0 | 0 | 0 | 0 | 0 | 0 | 0 | 0 | 0 | 0 | 0 | 0 | 0 | 0 | 0 | 0 | 0 | 0
| 0 | 0 | Net benefit | 0 | 0 | 0 | 0 | 0 | 0 | 0 | 0 | 0 | 0 | 0 | 0 | 0 | 0 | 0 | 0 | 0 | 0 | 0 | 0 | 0 | 0 | 0 | 0 | 0 | 0 | 0 | 0 | 0 | 0
Option 8
Determining Optimal Timing: | Discounted | Undiscounted
| 0 | 0 | Capex | 0 | 0 | 0 | 0 | 0 | 0 | 0 | 0 | 0 | 0 | 0 | 0 | 0 | 0 | 0 | 0 | 0 | 0 | 0 | 0 | 0 | 0 | 0 | 0 | 0 | 0 | 0 | 0 | 0 | 0
| 0 | 0 | Opex | 0 | 0 | 0 | 0 | 0 | 0 | 0 | 0 | 0 | 0 | 0 | 0 | 0 | 0 | 0 | 0 | 0 | 0 | 0 | 0 | 0 | 0 | 0 | 0 | 0 | 0 | 0 | 0 | 0 | 0
| 0 | 0 | Reduction in unserved energy | 0 | 0 | 0 | 0 | 0 | 0 | 0 | 0 | 0 | 0 | 0 | 0 | 0 | 0 | 0 | 0 | 0 | 0 | 0 | 0 | 0 | 0 | 0 | 0 | 0 | 0 | 0 | 0 | 0 | 0
| 0 | 0 | Net benefit | 0 | 0 | 0 | 0 | 0 | 0 | 0 | 0 | 0 | 0 | 0 | 0 | 0 | 0 | 0 | 0 | 0 | 0 | 0 | 0 | 0 | 0 | 0 | 0 | 0 | 0 | 0 | 0 | 0 | 0
|  |  | EUE Value ($m, real $2024) | 0 | 0 | 0 | 0 | 0 | 0 | 0 | 0 | 0 | 0 | 0 | 0 | 0 | 0 | 0 | 0 | 0 | 0 | 0 | 0 | 0 | 0 | 0 | 0 | 0 | 0 | 0 | 0 | 0 | 0
|  |  | Annualised capex | 0 | 0 | 0 | 0 | 0 | 0 | 0 | 0 | 0 | 0 | 0 | 0 | 0 | 0 | 0 | 0 | 0 | 0 | 0 | 0 | 0 | 0 | 0 | 0 | 0 | 0 | 0 | 0 | 0 | 0
|  |  | Annualised cost (capex+opex) | 0 | 0 | 0 | 0 | 0 | 0 | 0 | 0 | 0 | 0 | 0 | 0 | 0 | 0 | 0 | 0 | 0 | 0 | 0 | 0 | 0 | 0 | 0 | 0 | 0 | 0 | 0 | 0 | 0 | 0
|  |  | Optimal timing (interim calc) | 0 | 0 | 0 | 0 | 0 | 0 | 0 | 0 | 0 | 0 | 0 | 0 | 0 | 0 | 0 | 0 | 0 | 0 | 0 | 0 | 0 | 0 | 0 | 0 | 0 | 0 | 0 | 0 | 0 | 0
|  |  | Optimal timing | - | - | - | - | - | - | - | [19 empty] | - | - | - | - | bar: 1 to 19
Adjusted For Optimal Timing: | 0 | 0 | Capex | 0 | 0 | 0 | 0 | 0 | 0 | 0 | 0 | 0 | 0 | 0 | 0 | 0 | 0 | 0 | 0 | 0 | 0 | 0 | 0 | 0 | 0 | 0 | 0 | 0 | 0 | 0 | 0 | 0 | 0
| 0 | 0 | Opex | 0 | 0 | 0 | 0 | 0 | 0 | 0 | 0 | 0 | 0 | 0 | 0 | 0 | 0 | 0 | 0 | 0 | 0 | 0 | 0 | 0 | 0 | 0 | 0 | 0 | 0 | 0 | 0 | 0 | 0
| 0 | 0 | Reduction in unserved energy | 0 | 0 | 0 | 0 | 0 | 0 | 0 | 0 | 0 | 0 | 0 | 0 | 0 | 0 | 0 | 0 | 0 | 0 | 0 | 0 | 0 | 0 | 0 | 0 | 0 | 0 | 0 | 0 | 0 | 0
| 0 | 0 | Net benefit | 0 | 0 | 0 | 0 | 0 | 0 | 0 | 0 | 0 | 0 | 0 | 0 | 0 | 0 | 0 | 0 | 0 | 0 | 0 | 0 | 0 | 0 | 0 | 0 | 0 | 0 | 0 | 0 | 0 | 0
Option 9
Determining Optimal Timing: | Discounted | Undiscounted
| 0 | 0 | Capex | 0 | 0 | 0 | 0 | 0 | 0 | 0 | 0 | 0 | 0 | 0 | 0 | 0 | 0 | 0 | 0 | 0 | 0 | 0 | 0 | 0 | 0 | 0 | 0 | 0 | 0 | 0 | 0 | 0 | 0
| 0 | 0 | Opex | 0 | 0 | 0 | 0 | 0 | 0 | 0 | 0 | 0 | 0 | 0 | 0 | 0 | 0 | 0 | 0 | 0 | 0 | 0 | 0 | 0 | 0 | 0 | 0 | 0 | 0 | 0 | 0 | 0 | 0
| 0 | 0 | Reduction in unserved energy | 0 | 0 | 0 | 0 | 0 | 0 | 0 | 0 | 0 | 0 | 0 | 0 | 0 | 0 | 0 | 0 | 0 | 0 | 0 | 0 | 0 | 0 | 0 | 0 | 0 | 0 | 0 | 0 | 0 | 0
| 0 | 0 | Net benefit | 0 | 0 | 0 | 0 | 0 | 0 | 0 | 0 | 0 | 0 | 0 | 0 | 0 | 0 | 0 | 0 | 0 | 0 | 0 | 0 | 0 | 0 | 0 | 0 | 0 | 0 | 0 | 0 | 0 | 0
|  |  | EUE Value ($m, real $2024) | 0 | 0 | 0 | 0 | 0 | 0 | 0 | 0 | 0 | 0 | 0 | 0 | 0 | 0 | 0 | 0 | 0 | 0 | 0 | 0 | 0 | 0 | 0 | 0 | 0 | 0 | 0 | 0 | 0 | 0
|  |  | Annualised capex | 0 | 0 | 0 | 0 | 0 | 0 | 0 | 0 | 0 | 0 | 0 | 0 | 0 | 0 | 0 | 0 | 0 | 0 | 0 | 0 | 0 | 0 | 0 | 0 | 0 | 0 | 0 | 0 | 0 | 0
|  |  | Annualised cost (capex+opex) | 0 | 0 | 0 | 0 | 0 | 0 | 0 | 0 | 0 | 0 | 0 | 0 | 0 | 0 | 0 | 0 | 0 | 0 | 0 | 0 | 0 | 0 | 0 | 0 | 0 | 0 | 0 | 0 | 0 | 0
|  |  | Optimal timing (interim calc) | 0 | 0 | 0 | 0 | 0 | 0 | 0 | 0 | 0 | 0 | 0 | 0 | 0 | 0 | 0 | 0 | 0 | 0 | 0 | 0 | 0 | 0 | 0 | 0 | 0 | 0 | 0 | 0 | 0 | 0
|  |  | Optimal timing | - | - | - | - | - | - | - | [19 empty] | - | - | - | - | bar: 1 to 19
Adjusted For Optimal Timing: | 0 | 0 | Capex | 0 | 0 | 0 | 0 | 0 | 0 | 0 | 0 | 0 | 0 | 0 | 0 | 0 | 0 | 0 | 0 | 0 | 0 | 0 | 0 | 0 | 0 | 0 | 0 | 0 | 0 | 0 | 0 | 0 | 0
| 0 | 0 | Opex | 0 | 0 | 0 | 0 | 0 | 0 | 0 | 0 | 0 | 0 | 0 | 0 | 0 | 0 | 0 | 0 | 0 | 0 | 0 | 0 | 0 | 0 | 0 | 0 | 0 | 0 | 0 | 0 | 0 | 0
| 0 | 0 | Reduction in unserved energy | 0 | 0 | 0 | 0 | 0 | 0 | 0 | 0 | 0 | 0 | 0 | 0 | 0 | 0 | 0 | 0 | 0 | 0 | 0 | 0 | 0 | 0 | 0 | 0 | 0 | 0 | 0 | 0 | 0 | 0
| 0 | 0 | Net benefit | 0 | 0 | 0 | 0 | 0 | 0 | 0 | 0 | 0 | 0 | 0 | 0 | 0 | 0 | 0 | 0 | 0 | 0 | 0 | 0 | 0 | 0 | 0 | 0 | 0 | 0 | 0 | 0 | 0 | 0
Option 10
Determining Optimal Timing: | Discounted | Undiscounted
| 0 | 0 | Capex | 0 | 0 | 0 | 0 | 0 | 0 | 0 | 0 | 0 | 0 | 0 | 0 | 0 | 0 | 0 | 0 | 0 | 0 | 0 | 0 | 0 | 0 | 0 | 0 | 0 | 0 | 0 | 0 | 0 | 0
| 0 | 0 | Opex | 0 | 0 | 0 | 0 | 0 | 0 | 0 | 0 | 0 | 0 | 0 | 0 | 0 | 0 | 0 | 0 | 0 | 0 | 0 | 0 | 0 | 0 | 0 | 0 | 0 | 0 | 0 | 0 | 0 | 0
| 0 | 0 | Reduction in unserved energy | 0 | 0 | 0 | 0 | 0 | 0 | 0 | 0 | 0 | 0 | 0 | 0 | 0 | 0 | 0 | 0 | 0 | 0 | 0 | 0 | 0 | 0 | 0 | 0 | 0 | 0 | 0 | 0 | 0 | 0
| 0 | 0 | Net benefit | 0 | 0 | 0 | 0 | 0 | 0 | 0 | 0 | 0 | 0 | 0 | 0 | 0 | 0 | 0 | 0 | 0 | 0 | 0 | 0 | 0 | 0 | 0 | 0 | 0 | 0 | 0 | 0 | 0 | 0
|  |  | EUE Value ($m, real $2024) | 0 | 0 | 0 | 0 | 0 | 0 | 0 | 0 | 0 | 0 | 0 | 0 | 0 | 0 | 0 | 0 | 0 | 0 | 0 | 0 | 0 | 0 | 0 | 0 | 0 | 0 | 0 | 0 | 0 | 0
|  |  | Annualised capex | 0 | 0 | 0 | 0 | 0 | 0 | 0 | 0 | 0 | 0 | 0 | 0 | 0 | 0 | 0 | 0 | 0 | 0 | 0 | 0 | 0 | 0 | 0 | 0 | 0 | 0 | 0 | 0 | 0 | 0
|  |  | Annualised cost (capex+opex) | 0 | 0 | 0 | 0 | 0 | 0 | 0 | 0 | 0 | 0 | 0 | 0 | 0 | 0 | 0 | 0 | 0 | 0 | 0 | 0 | 0 | 0 | 0 | 0 | 0 | 0 | 0 | 0 | 0 | 0
|  |  | Optimal timing (interim calc) | 0 | 0 | 0 | 0 | 0 | 0 | 0 | 0 | 0 | 0 | 0 | 0 | 0 | 0 | 0 | 0 | 0 | 0 | 0 | 0 | 0 | 0 | 0 | 0 | 0 | 0 | 0 | 0 | 0 | 0
|  |  | Optimal timing | - | - | - | - | - | - | - | [19 empty] | - | - | - | - | bar: 1 to 19
Adjusted For Optimal Timing: | 0 | 0 | Capex | 0 | 0 | 0 | 0 | 0 | 0 | 0 | 0 | 0 | 0 | 0 | 0 | 0 | 0 | 0 | 0 | 0 | 0 | 0 | 0 | 0 | 0 | 0 | 0 | 0 | 0 | 0 | 0 | 0 | 0
| 0 | 0 | Opex | 0 | 0 | 0 | 0 | 0 | 0 | 0 | 0 | 0 | 0 | 0 | 0 | 0 | 0 | 0 | 0 | 0 | 0 | 0 | 0 | 0 | 0 | 0 | 0 | 0 | 0 | 0 | 0 | 0 | 0
| 0 | 0 | Reduction in unserved energy | 0 | 0 | 0 | 0 | 0 | 0 | 0 | 0 | 0 | 0 | 0 | 0 | 0 | 0 | 0 | 0 | 0 | 0 | 0 | 0 | 0 | 0 | 0 | 0 | 0 | 0 | 0 | 0 | 0 | 0
| 0 | 0 | Net benefit | 0 | 0 | 0 | 0 | 0 | 0 | 0 | 0 | 0 | 0 | 0 | 0 | 0 | 0 | 0 | 0 | 0 | 0 | 0 | 0 | 0 | 0 | 0 | 0 | 0 | 0 | 0 | 0 | 0 | 0

## 3.2.8 NPV (High VCR)
Economic inputs and assumptions
Scenario | Discount rate | Central
| Cost | Central
| VCR | Upper bound
|  | Central | Lower bound | Upper bound
| Discount rate | 5.56% | 4.11% | 7%
| Cost | 100% | 80% | 120%
| VCR | 100% | 80% | 120%
Asset life for calculating annualised capex (years) | Option 1 | 45
| Option 2 | 45
| Option 3 | 45
| Option 4 | 45
| Option 5 | 45
| Option 6 | 45
| Option 7 | 0
| Option 8 | 0
| Option 9 | 0
| Option 10 | 0
|  |  |  | 1 | 2 | 3 | 4 | 5 | 6 | 7 | 8 | 9 | 10 | 11 | 12 | 13 | 14 | 15 | 16 | 17 | 18 | 19 | 20 | 21 | 22 | 23 | 24 | 25 | 26 | 27 | 28 | 29 | 30
|  |  |  | FY25 | FY26 | FY27 | FY28 | FY29 | FY30 | FY31 | FY32 | FY33 | FY34 | FY35 | FY36 | FY37 | FY38 | FY39 | FY40 | FY41 | FY42 | FY43 | FY44 | FY45 | FY46 | FY47 | FY48 | FY49 | FY50 | FY51 | FY52 | FY53 | FY54
Outputs | bar: 3 FY27; 7 FY31
Option 1
| Discounted | Undiscounted
| 0 | 0 | Capex | 0 | 0 | 0 | 0 | 0 | 0 | 0 | 0 | 0 | 0 | 0 | 0 | 0 | 0 | 0 | 0 | 0 | 0 | 0 | 0 | 0 | 0 | 0 | 0 | 0 | 0 | 0 | 0 | 0 | 0
| 0 | 0 | Opex | 0 | 0 | 0 | 0 | 0 | 0 | 0 | 0 | 0 | 0 | 0 | 0 | 0 | 0 | 0 | 0 | 0 | 0 | 0 | 0 | 0 | 0 | 0 | 0 | 0 | 0 | 0 | 0 | 0 | 0
| 0 | 0 | Reduction in unserved energy | 0 | 0 | 0 | 0 | 0 | 0 | 0 | 0 | 0 | 0 | 0 | 0 | 0 | 0 | 0 | 0 | 0 | 0 | 0 | 0 | 0 | 0 | 0 | 0 | 0 | 0 | 0 | 0 | 0 | 0
| 0 | 0 | Net benefit | 0 | 0 | 0 | 0 | 0 | 0 | 0 | 0 | 0 | 0 | 0 | 0 | 0 | 0 | 0 | 0 | 0 | 0 | 0 | 0 | 0 | 0 | 0 | 0 | 0 | 0 | 0 | 0 | 0 | 0
|  |  | EUE Value ($m, real $2024) | 0 | 1.5384e-05 | 0.022232 | 3.211 | 11.8984 | 27.2203 | 54.9455 | 103.024 | 178.5644 | 286.0113 | 507.0058 | 866.8159 | 1383.3064 | 2524.4432 | 3914.4537 | 3914.4537 | 3914.4537 | 3914.4537 | 3914.4537 | 3914.4537 | 3914.4537 | 3914.4537 | 3914.4537 | 3914.4537 | 3914.4537 | 3914.4537 | 3914.4537 | 3914.4537 | 3914.4537 | 3914.4537
Option 2
Determining Optimal Timing: | Discounted | Undiscounted
| 27.9939 | 31.1934 | Capex | 0 | 0 | 31.1934 | 0 | 0 | 0 | 0 | 0 | 0 | 0 | 0 | 0 | 0 | 0 | 0 | 0 | 0 | 0 | 0 | 0 | 0 | 0 | 0 | 0 | 0 | 0 | 0 | 0 | 0 | 0
| 3.8667 | 8.4222 | Opex | 0 | 0 | 0 | 0.31193 | 0.31193 | 0.31193 | 0.31193 | 0.31193 | 0.31193 | 0.31193 | 0.31193 | 0.31193 | 0.31193 | 0.31193 | 0.31193 | 0.31193 | 0.31193 | 0.31193 | 0.31193 | 0.31193 | 0.31193 | 0.31193 | 0.31193 | 0.31193 | 0.31193 | 0.31193 | 0.31193 | 0.31193 | 0.31193 | 0.31193
| 22504.9548 | 65978.5508 | Reduction in unserved energy | 0 | 0 | 0 | 3.1931 | 11.8608 | 27.1612 | 54.8461 | 102.8182 | 178.0666 | 284.7471 | 502.4587 | 855.8543 | 1358.982 | 2460.7547 | 3758.613 | 3758.613 | 3758.613 | 3758.613 | 3758.613 | 3758.613 | 3758.613 | 3758.613 | 3758.613 | 3758.613 | 3758.613 | 3758.613 | 3758.613 | 3758.613 | 3758.613 | 3758.613
| 22473.0942 | 65938.9352 | Net benefit | 0 | 0 | -31.1934 | 2.8812 | 11.5488 | 26.8493 | 54.5342 | 102.5063 | 177.7546 | 284.4352 | 502.1467 | 855.5424 | 1358.6701 | 2460.4428 | 3758.3011 | 3758.3011 | 3758.3011 | 3758.3011 | 3758.3011 | 3758.3011 | 3758.3011 | 3758.3011 | 3758.3011 | 3758.3011 | 3758.3011 | 3758.3011 | 3758.3011 | 3758.3011 | 3758.3011 | 3758.3011
|  |  | EUE Value ($m, real $2024) | 0 | 1.5384e-05 | 4.1785e-06 | 0.017911 | 0.03759 | 0.059094 | 0.09936 | 0.20577 | 0.49786 | 1.2642 | 4.5471 | 10.9616 | 24.3244 | 63.6885 | 155.8407 | 155.8407 | 155.8407 | 155.8407 | 155.8407 | 155.8407 | 155.8407 | 155.8407 | 155.8407 | 155.8407 | 155.8407 | 155.8407 | 155.8407 | 155.8407 | 155.8407 | 155.8407
|  |  | Annualised capex | 0 | 0 | 1.7059 | 1.7059 | 1.7059 | 1.7059 | 1.7059 | 1.7059 | 1.7059 | 1.7059 | 1.7059 | 1.7059 | 1.7059 | 1.7059 | 1.7059 | 1.7059 | 1.7059 | 1.7059 | 1.7059 | 1.7059 | 1.7059 | 1.7059 | 1.7059 | 1.7059 | 1.7059 | 1.7059 | 1.7059 | 1.7059 | 1.7059 | 1.7059
|  |  | Annualised cost (capex+opex) | 0 | 0 | 1.7059 | 2.0178 | 2.0178 | 2.0178 | 2.0178 | 2.0178 | 2.0178 | 2.0178 | 2.0178 | 2.0178 | 2.0178 | 2.0178 | 2.0178 | 2.0178 | 2.0178 | 2.0178 | 2.0178 | 2.0178 | 2.0178 | 2.0178 | 2.0178 | 2.0178 | 2.0178 | 2.0178 | 2.0178 | 2.0178 | 2.0178 | 2.0178
|  |  | Optimal timing (interim calc) | 0 | 0 | 0 | 1 | 1 | 1 | 1 | 1 | 1 | 1 | 1 | 1 | 1 | 1 | 1 | 1 | 1 | 1 | 1 | 1 | 1 | 1 | 1 | 1 | 1 | 1 | 1 | 1 | 1 | 1
|  |  | Optimal timing | - | - | - | Yes | - | - | - | - | - | - | - | - | - | - | - | - | - | - | - | - | - | - | - | - | - | - | - | - | - | -
Adjusted For Optimal Timing: | 27.9939 | 31.1934 | Capex | 0 | 0 | 31.1934 | 0 | 0 | 0 | 0 | 0 | 0 | 0 | 0 | 0 | 0 | 0 | 0 | 0 | 0 | 0 | 0 | 0 | 0 | 0 | 0 | 0 | 0 | 0 | 0 | 0 | 0 | 0
| 3.8667 | 8.4222 | Opex | 0 | 0 | 0 | 0.31193 | 0.31193 | 0.31193 | 0.31193 | 0.31193 | 0.31193 | 0.31193 | 0.31193 | 0.31193 | 0.31193 | 0.31193 | 0.31193 | 0.31193 | 0.31193 | 0.31193 | 0.31193 | 0.31193 | 0.31193 | 0.31193 | 0.31193 | 0.31193 | 0.31193 | 0.31193 | 0.31193 | 0.31193 | 0.31193 | 0.31193
| 22504.9548 | 65978.5508 | Reduction in unserved energy | 0 | 0 | 0 | 3.1931 | 11.8608 | 27.1612 | 54.8461 | 102.8182 | 178.0666 | 284.7471 | 502.4587 | 855.8543 | 1358.982 | 2460.7547 | 3758.613 | 3758.613 | 3758.613 | 3758.613 | 3758.613 | 3758.613 | 3758.613 | 3758.613 | 3758.613 | 3758.613 | 3758.613 | 3758.613 | 3758.613 | 3758.613 | 3758.613 | 3758.613
| 22473.0942 | 65938.9352 | Net benefit | 0 | 0 | -31.1934 | 2.8812 | 11.5488 | 26.8493 | 54.5342 | 102.5063 | 177.7546 | 284.4352 | 502.1467 | 855.5424 | 1358.6701 | 2460.4428 | 3758.3011 | 3758.3011 | 3758.3011 | 3758.3011 | 3758.3011 | 3758.3011 | 3758.3011 | 3758.3011 | 3758.3011 | 3758.3011 | 3758.3011 | 3758.3011 | 3758.3011 | 3758.3011 | 3758.3011 | 3758.3011
Option 3
Determining Optimal Timing: | Discounted | Undiscounted
| 13.6626 | 15.2241 | Capex | 0 | 0 | 15.2241 | 0 | 0 | 0 | 0 | 0 | 0 | 0 | 0 | 0 | 0 | 0 | 0 | 0 | 0 | 0 | 0 | 0 | 0 | 0 | 0 | 0 | 0 | 0 | 0 | 0 | 0 | 0
| 1.8872 | 4.1105 | Opex | 0 | 0 | 0 | 0.15224 | 0.15224 | 0.15224 | 0.15224 | 0.15224 | 0.15224 | 0.15224 | 0.15224 | 0.15224 | 0.15224 | 0.15224 | 0.15224 | 0.15224 | 0.15224 | 0.15224 | 0.15224 | 0.15224 | 0.15224 | 0.15224 | 0.15224 | 0.15224 | 0.15224 | 0.15224 | 0.15224 | 0.15224 | 0.15224 | 0.15224
| 20910.8398 | 61115.5589 | Reduction in unserved energy | 0 | 0 | 0 | 3.1931 | 11.8607 | 27.1611 | 54.8468 | 102.8206 | 177.9834 | 284.053 | 500.463 | 848.4222 | 1336.7037 | 2344.2273 | 3463.989 | 3463.989 | 3463.989 | 3463.989 | 3463.989 | 3463.989 | 3463.989 | 3463.989 | 3463.989 | 3463.989 | 3463.989 | 3463.989 | 3463.989 | 3463.989 | 3463.989 | 3463.989
| 20895.29 | 61096.2243 | Net benefit | 0 | 0 | -15.2241 | 3.0408 | 11.7084 | 27.0089 | 54.6945 | 102.6684 | 177.8311 | 283.9007 | 500.3108 | 848.2699 | 1336.5515 | 2344.075 | 3463.8368 | 3463.8368 | 3463.8368 | 3463.8368 | 3463.8368 | 3463.8368 | 3463.8368 | 3463.8368 | 3463.8368 | 3463.8368 | 3463.8368 | 3463.8368 | 3463.8368 | 3463.8368 | 3463.8368 | 3463.8368
|  |  | EUE Value ($m, real $2024) | 0 | 1.5384e-05 | 5.8996e-06 | 0.017919 | 0.037679 | 0.059175 | 0.098734 | 0.20335 | 0.58107 | 1.9583 | 6.5428 | 18.3937 | 46.6027 | 180.2159 | 450.4647 | 450.4647 | 450.4647 | 450.4647 | 450.4647 | 450.4647 | 450.4647 | 450.4647 | 450.4647 | 450.4647 | 450.4647 | 450.4647 | 450.4647 | 450.4647 | 450.4647 | 450.4647
|  |  | Annualised capex | 0 | 0 | 0.83258 | 0.83258 | 0.83258 | 0.83258 | 0.83258 | 0.83258 | 0.83258 | 0.83258 | 0.83258 | 0.83258 | 0.83258 | 0.83258 | 0.83258 | 0.83258 | 0.83258 | 0.83258 | 0.83258 | 0.83258 | 0.83258 | 0.83258 | 0.83258 | 0.83258 | 0.83258 | 0.83258 | 0.83258 | 0.83258 | 0.83258 | 0.83258
|  |  | Annualised cost (capex+opex) | 0 | 0 | 0.83258 | 0.98482 | 0.98482 | 0.98482 | 0.98482 | 0.98482 | 0.98482 | 0.98482 | 0.98482 | 0.98482 | 0.98482 | 0.98482 | 0.98482 | 0.98482 | 0.98482 | 0.98482 | 0.98482 | 0.98482 | 0.98482 | 0.98482 | 0.98482 | 0.98482 | 0.98482 | 0.98482 | 0.98482 | 0.98482 | 0.98482 | 0.98482
|  |  | Optimal timing (interim calc) | 0 | 0 | 0 | 1 | 1 | 1 | 1 | 1 | 1 | 1 | 1 | 1 | 1 | 1 | 1 | 1 | 1 | 1 | 1 | 1 | 1 | 1 | 1 | 1 | 1 | 1 | 1 | 1 | 1 | 1
|  |  | Optimal timing | - | - | - | Yes | - | - | - | - | - | - | - | - | - | - | - | - | - | - | - | - | - | - | - | - | - | - | - | - | - | -
Adjusted For Optimal Timing: | 13.6626 | 15.2241 | Capex | 0 | 0 | 15.2241 | 0 | 0 | 0 | 0 | 0 | 0 | 0 | 0 | 0 | 0 | 0 | 0 | 0 | 0 | 0 | 0 | 0 | 0 | 0 | 0 | 0 | 0 | 0 | 0 | 0 | 0 | 0
| 1.8872 | 4.1105 | Opex | 0 | 0 | 0 | 0.15224 | 0.15224 | 0.15224 | 0.15224 | 0.15224 | 0.15224 | 0.15224 | 0.15224 | 0.15224 | 0.15224 | 0.15224 | 0.15224 | 0.15224 | 0.15224 | 0.15224 | 0.15224 | 0.15224 | 0.15224 | 0.15224 | 0.15224 | 0.15224 | 0.15224 | 0.15224 | 0.15224 | 0.15224 | 0.15224 | 0.15224
| 20910.8398 | 61115.5589 | Reduction in unserved energy | 0 | 0 | 0 | 3.1931 | 11.8607 | 27.1611 | 54.8468 | 102.8206 | 177.9834 | 284.053 | 500.463 | 848.4222 | 1336.7037 | 2344.2273 | 3463.989 | 3463.989 | 3463.989 | 3463.989 | 3463.989 | 3463.989 | 3463.989 | 3463.989 | 3463.989 | 3463.989 | 3463.989 | 3463.989 | 3463.989 | 3463.989 | 3463.989 | 3463.989
| 20895.29 | 61096.2243 | Net benefit | 0 | 0 | -15.2241 | 3.0408 | 11.7084 | 27.0089 | 54.6945 | 102.6684 | 177.8311 | 283.9007 | 500.3108 | 848.2699 | 1336.5515 | 2344.075 | 3463.8368 | 3463.8368 | 3463.8368 | 3463.8368 | 3463.8368 | 3463.8368 | 3463.8368 | 3463.8368 | 3463.8368 | 3463.8368 | 3463.8368 | 3463.8368 | 3463.8368 | 3463.8368 | 3463.8368 | 3463.8368
Option 4
Determining Optimal Timing: | Discounted | Undiscounted
| 37.859 | 42.1859 | Capex | 0 | 0 | 42.1859 | 0 | 0 | 0 | 0 | 0 | 0 | 0 | 0 | 0 | 0 | 0 | 0 | 0 | 0 | 0 | 0 | 0 | 0 | 0 | 0 | 0 | 0 | 0 | 0 | 0 | 0 | 0
| 5.2293 | 11.3902 | Opex | 0 | 0 | 0 | 0.42186 | 0.42186 | 0.42186 | 0.42186 | 0.42186 | 0.42186 | 0.42186 | 0.42186 | 0.42186 | 0.42186 | 0.42186 | 0.42186 | 0.42186 | 0.42186 | 0.42186 | 0.42186 | 0.42186 | 0.42186 | 0.42186 | 0.42186 | 0.42186 | 0.42186 | 0.42186 | 0.42186 | 0.42186 | 0.42186 | 0.42186
| 22547.0349 | 66101.9804 | Reduction in unserved energy | 0 | 0 | 0 | 3.211 | 11.898 | 27.2188 | 54.9411 | 103.0124 | 178.484 | 285.4758 | 503.635 | 857.5175 | 1361.2231 | 2464.5734 | 3765.6744 | 3765.6744 | 3765.6744 | 3765.6744 | 3765.6744 | 3765.6744 | 3765.6744 | 3765.6744 | 3765.6744 | 3765.6744 | 3765.6744 | 3765.6744 | 3765.6744 | 3765.6744 | 3765.6744 | 3765.6744
| 22503.9465 | 66048.4043 | Net benefit | 0 | 0 | -42.1859 | 2.7891 | 11.4762 | 26.797 | 54.5193 | 102.5905 | 178.0622 | 285.0539 | 503.2132 | 857.0957 | 1360.8013 | 2464.1516 | 3765.2525 | 3765.2525 | 3765.2525 | 3765.2525 | 3765.2525 | 3765.2525 | 3765.2525 | 3765.2525 | 3765.2525 | 3765.2525 | 3765.2525 | 3765.2525 | 3765.2525 | 3765.2525 | 3765.2525 | 3765.2525
|  |  | EUE Value ($m, real $2024) | 0 | 1.5384e-05 | 3.0281e-06 | 2.9001e-06 | 0.000316 | 0.0015059 | 0.0043609 | 0.011642 | 0.080412 | 0.53553 | 3.3708 | 9.2984 | 22.0833 | 59.8698 | 148.7793 | 148.7793 | 148.7793 | 148.7793 | 148.7793 | 148.7793 | 148.7793 | 148.7793 | 148.7793 | 148.7793 | 148.7793 | 148.7793 | 148.7793 | 148.7793 | 148.7793 | 148.7793
|  |  | Annualised capex | 0 | 0 | 2.3071 | 2.3071 | 2.3071 | 2.3071 | 2.3071 | 2.3071 | 2.3071 | 2.3071 | 2.3071 | 2.3071 | 2.3071 | 2.3071 | 2.3071 | 2.3071 | 2.3071 | 2.3071 | 2.3071 | 2.3071 | 2.3071 | 2.3071 | 2.3071 | 2.3071 | 2.3071 | 2.3071 | 2.3071 | 2.3071 | 2.3071 | 2.3071
|  |  | Annualised cost (capex+opex) | 0 | 0 | 2.3071 | 2.7289 | 2.7289 | 2.7289 | 2.7289 | 2.7289 | 2.7289 | 2.7289 | 2.7289 | 2.7289 | 2.7289 | 2.7289 | 2.7289 | 2.7289 | 2.7289 | 2.7289 | 2.7289 | 2.7289 | 2.7289 | 2.7289 | 2.7289 | 2.7289 | 2.7289 | 2.7289 | 2.7289 | 2.7289 | 2.7289 | 2.7289
|  |  | Optimal timing (interim calc) | 0 | 0 | 0 | 1 | 1 | 1 | 1 | 1 | 1 | 1 | 1 | 1 | 1 | 1 | 1 | 1 | 1 | 1 | 1 | 1 | 1 | 1 | 1 | 1 | 1 | 1 | 1 | 1 | 1 | 1
|  |  | Optimal timing | - | - | - | Yes | - | - | - | - | - | - | - | - | - | - | - | - | - | - | - | - | - | - | - | - | - | - | - | - | - | -
[11 empty] | 1 | 2 | 3 | 4 | 5 | 6 | 7 | 8 | 9 | 10 | 11 | 12 | 13 | 14 | 15 | 16 | 17 | 18 | 19
Adjusted For Optimal Timing: | 37.859 | 42.1859 | Capex | 0 | 0 | 42.1859 | 0 | 0 | 0 | 0 | 0 | 0 | 0 | 0 | 0 | 0 | 0 | 0 | 0 | 0 | 0 | 0 | 0 | 0 | 0 | 0 | 0 | 0 | 0 | 0 | 0 | 0 | 0
| 5.2293 | 11.3902 | Opex | 0 | 0 | 0 | 0.42186 | 0.42186 | 0.42186 | 0.42186 | 0.42186 | 0.42186 | 0.42186 | 0.42186 | 0.42186 | 0.42186 | 0.42186 | 0.42186 | 0.42186 | 0.42186 | 0.42186 | 0.42186 | 0.42186 | 0.42186 | 0.42186 | 0.42186 | 0.42186 | 0.42186 | 0.42186 | 0.42186 | 0.42186 | 0.42186 | 0.42186
| 22547.0349 | 66101.9804 | Reduction in unserved energy | 0 | 0 | 0 | 3.211 | 11.898 | 27.2188 | 54.9411 | 103.0124 | 178.484 | 285.4758 | 503.635 | 857.5175 | 1361.2231 | 2464.5734 | 3765.6744 | 3765.6744 | 3765.6744 | 3765.6744 | 3765.6744 | 3765.6744 | 3765.6744 | 3765.6744 | 3765.6744 | 3765.6744 | 3765.6744 | 3765.6744 | 3765.6744 | 3765.6744 | 3765.6744 | 3765.6744
| 22503.9465 | 66048.4043 | Net benefit | 0 | 0 | -42.1859 | 2.7891 | 11.4762 | 26.797 | 54.5193 | 102.5905 | 178.0622 | 285.0539 | 503.2132 | 857.0957 | 1360.8013 | 2464.1516 | 3765.2525 | 3765.2525 | 3765.2525 | 3765.2525 | 3765.2525 | 3765.2525 | 3765.2525 | 3765.2525 | 3765.2525 | 3765.2525 | 3765.2525 | 3765.2525 | 3765.2525 | 3765.2525 | 3765.2525 | 3765.2525
Option 5
Determining Optimal Timing: | Discounted | Undiscounted
| 8.1295 | 9.0586 | Capex | 0 | 0 | 9.0586 | 0 | 0 | 0 | 0 | 0 | 0 | 0 | 0 | 0 | 0 | 0 | 0 | 0 | 0 | 0 | 0 | 0 | 0 | 0 | 0 | 0 | 0 | 0 | 0 | 0 | 0 | 0
| 1.1229 | 2.4458 | Opex | 0 | 0 | 0 | 0.090586 | 0.090586 | 0.090586 | 0.090586 | 0.090586 | 0.090586 | 0.090586 | 0.090586 | 0.090586 | 0.090586 | 0.090586 | 0.090586 | 0.090586 | 0.090586 | 0.090586 | 0.090586 | 0.090586 | 0.090586 | 0.090586 | 0.090586 | 0.090586 | 0.090586 | 0.090586 | 0.090586 | 0.090586 | 0.090586 | 0.090586
| 13804.7289 | 40089.1534 | Reduction in unserved energy | 0 | 0 | 0 | 3.1164 | 11.6188 | 26.1465 | 50.8812 | 92.2378 | 150.0436 | 227.8234 | 384.7602 | 620.5785 | 935.7462 | 1554.8537 | 2251.9592 | 2251.9592 | 2251.9592 | 2251.9592 | 2251.9592 | 2251.9592 | 2251.9592 | 2251.9592 | 2251.9592 | 2251.9592 | 2251.9592 | 2251.9592 | 2251.9592 | 2251.9592 | 2251.9592 | 2251.9592
| 13795.4765 | 40077.6489 | Net benefit | 0 | 0 | -9.0586 | 3.0258 | 11.5282 | 26.0559 | 50.7906 | 92.1472 | 149.9531 | 227.7328 | 384.6696 | 620.4879 | 935.6556 | 1554.7631 | 2251.8686 | 2251.8686 | 2251.8686 | 2251.8686 | 2251.8686 | 2251.8686 | 2251.8686 | 2251.8686 | 2251.8686 | 2251.8686 | 2251.8686 | 2251.8686 | 2251.8686 | 2251.8686 | 2251.8686 | 2251.8686
|  |  | EUE Value ($m, real $2024) | 0 | 1.5384e-05 | 0.089808 | 0.0946 | 0.27958 | 1.0738 | 4.0644 | 10.7862 | 28.5208 | 58.1879 | 122.2456 | 246.2374 | 447.5602 | 969.5895 | 1662.4945 | 1662.4945 | 1662.4945 | 1662.4945 | 1662.4945 | 1662.4945 | 1662.4945 | 1662.4945 | 1662.4945 | 1662.4945 | 1662.4945 | 1662.4945 | 1662.4945 | 1662.4945 | 1662.4945 | 1662.4945
|  |  | Annualised capex | 0 | 0 | 0.4954 | 0.4954 | 0.4954 | 0.4954 | 0.4954 | 0.4954 | 0.4954 | 0.4954 | 0.4954 | 0.4954 | 0.4954 | 0.4954 | 0.4954 | 0.4954 | 0.4954 | 0.4954 | 0.4954 | 0.4954 | 0.4954 | 0.4954 | 0.4954 | 0.4954 | 0.4954 | 0.4954 | 0.4954 | 0.4954 | 0.4954 | 0.4954
|  |  | Annualised cost (capex+opex) | 0 | 0 | 0.4954 | 0.58598 | 0.58598 | 0.58598 | 0.58598 | 0.58598 | 0.58598 | 0.58598 | 0.58598 | 0.58598 | 0.58598 | 0.58598 | 0.58598 | 0.58598 | 0.58598 | 0.58598 | 0.58598 | 0.58598 | 0.58598 | 0.58598 | 0.58598 | 0.58598 | 0.58598 | 0.58598 | 0.58598 | 0.58598 | 0.58598 | 0.58598
|  |  | Optimal timing (interim calc) | 0 | 0 | 0 | 1 | 1 | 1 | 1 | [19 empty] | 1 | 1 | 1 | 1 | bar: 1 to 19
|  |  | Optimal timing | - | - | - | Yes | - | - | - | [19 empty] | - | - | - | - | bar: 1 to 19
Adjusted For Optimal Timing: | 8.1295 | 9.0586 | Capex | 0 | 0 | 9.0586 | 0 | 0 | 0 | 0 | 0 | 0 | 0 | 0 | 0 | 0 | 0 | 0 | 0 | 0 | 0 | 0 | 0 | 0 | 0 | 0 | 0 | 0 | 0 | 0 | 0 | 0 | 0
| 1.1229 | 2.4458 | Opex | 0 | 0 | 0 | 0.090586 | 0.090586 | 0.090586 | 0.090586 | 0.090586 | 0.090586 | 0.090586 | 0.090586 | 0.090586 | 0.090586 | 0.090586 | 0.090586 | 0.090586 | 0.090586 | 0.090586 | 0.090586 | 0.090586 | 0.090586 | 0.090586 | 0.090586 | 0.090586 | 0.090586 | 0.090586 | 0.090586 | 0.090586 | 0.090586 | 0.090586
| 13804.7289 | 40089.1534 | Reduction in unserved energy | 0 | 0 | 0 | 3.1164 | 11.6188 | 26.1465 | 50.8812 | 92.2378 | 150.0436 | 227.8234 | 384.7602 | 620.5785 | 935.7462 | 1554.8537 | 2251.9592 | 2251.9592 | 2251.9592 | 2251.9592 | 2251.9592 | 2251.9592 | 2251.9592 | 2251.9592 | 2251.9592 | 2251.9592 | 2251.9592 | 2251.9592 | 2251.9592 | 2251.9592 | 2251.9592 | 2251.9592
| 13795.4765 | 40077.6489 | Net benefit | 0 | 0 | -9.0586 | 3.0258 | 11.5282 | 26.0559 | 50.7906 | 92.1472 | 149.9531 | 227.7328 | 384.6696 | 620.4879 | 935.6556 | 1554.7631 | 2251.8686 | 2251.8686 | 2251.8686 | 2251.8686 | 2251.8686 | 2251.8686 | 2251.8686 | 2251.8686 | 2251.8686 | 2251.8686 | 2251.8686 | 2251.8686 | 2251.8686 | 2251.8686 | 2251.8686 | 2251.8686
Option 6
Determining Optimal Timing: | Discounted | Undiscounted
| 36.4859 | 40.6559 | Capex | 0 | 0 | 40.6559 | 0 | 0 | 0 | 0 | 0 | 0 | 0 | 0 | 0 | 0 | 0 | 0 | 0 | 0 | 0 | 0 | 0 | 0 | 0 | 0 | 0 | 0 | 0 | 0 | 0 | 0 | 0
| 5.0397 | 10.9771 | Opex | 0 | 0 | 0 | 0.40656 | 0.40656 | 0.40656 | 0.40656 | 0.40656 | 0.40656 | 0.40656 | 0.40656 | 0.40656 | 0.40656 | 0.40656 | 0.40656 | 0.40656 | 0.40656 | 0.40656 | 0.40656 | 0.40656 | 0.40656 | 0.40656 | 0.40656 | 0.40656 | 0.40656 | 0.40656 | 0.40656 | 0.40656 | 0.40656 | 0.40656
| 19777.6151 | 57694.1217 | Reduction in unserved energy | 0 | 0 | 0 | 3.211 | 11.8977 | 27.2182 | 54.9397 | 102.9967 | 178.097 | 283.1002 | 497.5062 | 835.5883 | 1299.7919 | 2231.341 | 3260.5271 | 3260.5271 | 3260.5271 | 3260.5271 | 3260.5271 | 3260.5271 | 3260.5271 | 3260.5271 | 3260.5271 | 3260.5271 | 3260.5271 | 3260.5271 | 3260.5271 | 3260.5271 | 3260.5271 | 3260.5271
| 19736.0896 | 57642.4887 | Net benefit | 0 | 0 | -40.6559 | 2.8044 | 11.4912 | 26.8116 | 54.5331 | 102.5901 | 177.6905 | 282.6937 | 497.0996 | 835.1817 | 1299.3853 | 2230.9344 | 3260.1206 | 3260.1206 | 3260.1206 | 3260.1206 | 3260.1206 | 3260.1206 | 3260.1206 | 3260.1206 | 3260.1206 | 3260.1206 | 3260.1206 | 3260.1206 | 3260.1206 | 3260.1206 | 3260.1206 | 3260.1206
|  |  | EUE Value ($m, real $2024) | 0 | 1.5384e-05 | 5.3266e-06 | 2.6167e-05 | 0.0006088 | 0.0021446 | 0.0058262 | 0.027324 | 0.46739 | 2.9111 | 9.4996 | 31.2277 | 83.5145 | 293.1022 | 653.9266 | 653.9266 | 653.9266 | 653.9266 | 653.9266 | 653.9266 | 653.9266 | 653.9266 | 653.9266 | 653.9266 | 653.9266 | 653.9266 | 653.9266 | 653.9266 | 653.9266 | 653.9266
|  |  | Annualised capex | 0 | 0 | 2.2234 | 2.2234 | 2.2234 | 2.2234 | 2.2234 | 2.2234 | 2.2234 | 2.2234 | 2.2234 | 2.2234 | 2.2234 | 2.2234 | 2.2234 | 2.2234 | 2.2234 | 2.2234 | 2.2234 | 2.2234 | 2.2234 | 2.2234 | 2.2234 | 2.2234 | 2.2234 | 2.2234 | 2.2234 | 2.2234 | 2.2234 | 2.2234
|  |  | Annualised cost (capex+opex) | 0 | 0 | 2.2234 | 2.63 | 2.63 | 2.63 | 2.63 | 2.63 | 2.63 | 2.63 | 2.63 | 2.63 | 2.63 | 2.63 | 2.63 | 2.63 | 2.63 | 2.63 | 2.63 | 2.63 | 2.63 | 2.63 | 2.63 | 2.63 | 2.63 | 2.63 | 2.63 | 2.63 | 2.63 | 2.63
|  |  | Optimal timing (interim calc) | 0 | 0 | 0 | 1 | 1 | 1 | 1 | [19 empty] | 1 | 1 | 1 | 1 | bar: 1 to 19
|  |  | Optimal timing | - | - | - | Yes | - | - | - | [19 empty] | - | - | - | - | bar: 1 to 19
Adjusted For Optimal Timing: | 36.4859 | 40.6559 | Capex | 0 | 0 | 40.6559 | 0 | 0 | 0 | 0 | 0 | 0 | 0 | 0 | 0 | 0 | 0 | 0 | 0 | 0 | 0 | 0 | 0 | 0 | 0 | 0 | 0 | 0 | 0 | 0 | 0 | 0 | 0
| 5.0397 | 10.9771 | Opex | 0 | 0 | 0 | 0.40656 | 0.40656 | 0.40656 | 0.40656 | 0.40656 | 0.40656 | 0.40656 | 0.40656 | 0.40656 | 0.40656 | 0.40656 | 0.40656 | 0.40656 | 0.40656 | 0.40656 | 0.40656 | 0.40656 | 0.40656 | 0.40656 | 0.40656 | 0.40656 | 0.40656 | 0.40656 | 0.40656 | 0.40656 | 0.40656 | 0.40656
| 19777.6151 | 57694.1217 | Reduction in unserved energy | 0 | 0 | 0 | 3.211 | 11.8977 | 27.2182 | 54.9397 | 102.9967 | 178.097 | 283.1002 | 497.5062 | 835.5883 | 1299.7919 | 2231.341 | 3260.5271 | 3260.5271 | 3260.5271 | 3260.5271 | 3260.5271 | 3260.5271 | 3260.5271 | 3260.5271 | 3260.5271 | 3260.5271 | 3260.5271 | 3260.5271 | 3260.5271 | 3260.5271 | 3260.5271 | 3260.5271
| 19736.0896 | 57642.4887 | Net benefit | 0 | 0 | -40.6559 | 2.8044 | 11.4912 | 26.8116 | 54.5331 | 102.5901 | 177.6905 | 282.6937 | 497.0996 | 835.1817 | 1299.3853 | 2230.9344 | 3260.1206 | 3260.1206 | 3260.1206 | 3260.1206 | 3260.1206 | 3260.1206 | 3260.1206 | 3260.1206 | 3260.1206 | 3260.1206 | 3260.1206 | 3260.1206 | 3260.1206 | 3260.1206 | 3260.1206 | 3260.1206
Option 7
Determining Optimal Timing: | Discounted | Undiscounted
| 0 | 0 | Capex | 0 | 0 | 0 | 0 | 0 | 0 | 0 | 0 | 0 | 0 | 0 | 0 | 0 | 0 | 0 | 0 | 0 | 0 | 0 | 0 | 0 | 0 | 0 | 0 | 0 | 0 | 0 | 0 | 0 | 0
| 0 | 0 | Opex | 0 | 0 | 0 | 0 | 0 | 0 | 0 | 0 | 0 | 0 | 0 | 0 | 0 | 0 | 0 | 0 | 0 | 0 | 0 | 0 | 0 | 0 | 0 | 0 | 0 | 0 | 0 | 0 | 0 | 0
| 0 | 0 | Reduction in unserved energy | 0 | 0 | 0 | 0 | 0 | 0 | 0 | 0 | 0 | 0 | 0 | 0 | 0 | 0 | 0 | 0 | 0 | 0 | 0 | 0 | 0 | 0 | 0 | 0 | 0 | 0 | 0 | 0 | 0 | 0
| 0 | 0 | Net benefit | 0 | 0 | 0 | 0 | 0 | 0 | 0 | 0 | 0 | 0 | 0 | 0 | 0 | 0 | 0 | 0 | 0 | 0 | 0 | 0 | 0 | 0 | 0 | 0 | 0 | 0 | 0 | 0 | 0 | 0
|  |  | EUE Value ($m, real $2024) | 0 | 0 | 0 | 0 | 0 | 0 | 0 | 0 | 0 | 0 | 0 | 0 | 0 | 0 | 0 | 0 | 0 | 0 | 0 | 0 | 0 | 0 | 0 | 0 | 0 | 0 | 0 | 0 | 0 | 0
|  |  | Annualised capex | 0 | 0 | 0 | 0 | 0 | 0 | 0 | 0 | 0 | 0 | 0 | 0 | 0 | 0 | 0 | 0 | 0 | 0 | 0 | 0 | 0 | 0 | 0 | 0 | 0 | 0 | 0 | 0 | 0 | 0
|  |  | Annualised cost (capex+opex) | 0 | 0 | 0 | 0 | 0 | 0 | 0 | 0 | 0 | 0 | 0 | 0 | 0 | 0 | 0 | 0 | 0 | 0 | 0 | 0 | 0 | 0 | 0 | 0 | 0 | 0 | 0 | 0 | 0 | 0
|  |  | Optimal timing (interim calc) | 0 | 0 | 0 | 0 | 0 | 0 | 0 | 0 | 0 | 0 | 0 | 0 | 0 | 0 | 0 | 0 | 0 | 0 | 0 | 0 | 0 | 0 | 0 | 0 | 0 | 0 | 0 | 0 | 0 | 0
|  |  | Optimal timing | - | - | - | - | - | - | - | [19 empty] | - | - | - | - | bar: 1 to 19
Adjusted For Optimal Timing: | 0 | 0 | Capex | 0 | 0 | 0 | 0 | 0 | 0 | 0 | 0 | 0 | 0 | 0 | 0 | 0 | 0 | 0 | 0 | 0 | 0 | 0 | 0 | 0 | 0 | 0 | 0 | 0 | 0 | 0 | 0 | 0 | 0
| 0 | 0 | Opex | 0 | 0 | 0 | 0 | 0 | 0 | 0 | 0 | 0 | 0 | 0 | 0 | 0 | 0 | 0 | 0 | 0 | 0 | 0 | 0 | 0 | 0 | 0 | 0 | 0 | 0 | 0 | 0 | 0 | 0
| 0 | 0 | Reduction in unserved energy | 0 | 0 | 0 | 0 | 0 | 0 | 0 | 0 | 0 | 0 | 0 | 0 | 0 | 0 | 0 | 0 | 0 | 0 | 0 | 0 | 0 | 0 | 0 | 0 | 0 | 0 | 0 | 0 | 0 | 0
| 0 | 0 | Net benefit | 0 | 0 | 0 | 0 | 0 | 0 | 0 | 0 | 0 | 0 | 0 | 0 | 0 | 0 | 0 | 0 | 0 | 0 | 0 | 0 | 0 | 0 | 0 | 0 | 0 | 0 | 0 | 0 | 0 | 0
Option 8
Determining Optimal Timing: | Discounted | Undiscounted
| 0 | 0 | Capex | 0 | 0 | 0 | 0 | 0 | 0 | 0 | 0 | 0 | 0 | 0 | 0 | 0 | 0 | 0 | 0 | 0 | 0 | 0 | 0 | 0 | 0 | 0 | 0 | 0 | 0 | 0 | 0 | 0 | 0
| 0 | 0 | Opex | 0 | 0 | 0 | 0 | 0 | 0 | 0 | 0 | 0 | 0 | 0 | 0 | 0 | 0 | 0 | 0 | 0 | 0 | 0 | 0 | 0 | 0 | 0 | 0 | 0 | 0 | 0 | 0 | 0 | 0
| 0 | 0 | Reduction in unserved energy | 0 | 0 | 0 | 0 | 0 | 0 | 0 | 0 | 0 | 0 | 0 | 0 | 0 | 0 | 0 | 0 | 0 | 0 | 0 | 0 | 0 | 0 | 0 | 0 | 0 | 0 | 0 | 0 | 0 | 0
| 0 | 0 | Net benefit | 0 | 0 | 0 | 0 | 0 | 0 | 0 | 0 | 0 | 0 | 0 | 0 | 0 | 0 | 0 | 0 | 0 | 0 | 0 | 0 | 0 | 0 | 0 | 0 | 0 | 0 | 0 | 0 | 0 | 0
|  |  | EUE Value ($m, real $2024) | 0 | 0 | 0 | 0 | 0 | 0 | 0 | 0 | 0 | 0 | 0 | 0 | 0 | 0 | 0 | 0 | 0 | 0 | 0 | 0 | 0 | 0 | 0 | 0 | 0 | 0 | 0 | 0 | 0 | 0
|  |  | Annualised capex | 0 | 0 | 0 | 0 | 0 | 0 | 0 | 0 | 0 | 0 | 0 | 0 | 0 | 0 | 0 | 0 | 0 | 0 | 0 | 0 | 0 | 0 | 0 | 0 | 0 | 0 | 0 | 0 | 0 | 0
|  |  | Annualised cost (capex+opex) | 0 | 0 | 0 | 0 | 0 | 0 | 0 | 0 | 0 | 0 | 0 | 0 | 0 | 0 | 0 | 0 | 0 | 0 | 0 | 0 | 0 | 0 | 0 | 0 | 0 | 0 | 0 | 0 | 0 | 0
|  |  | Optimal timing (interim calc) | 0 | 0 | 0 | 0 | 0 | 0 | 0 | 0 | 0 | 0 | 0 | 0 | 0 | 0 | 0 | 0 | 0 | 0 | 0 | 0 | 0 | 0 | 0 | 0 | 0 | 0 | 0 | 0 | 0 | 0
|  |  | Optimal timing | - | - | - | - | - | - | - | [19 empty] | - | - | - | - | bar: 1 to 19
Adjusted For Optimal Timing: | 0 | 0 | Capex | 0 | 0 | 0 | 0 | 0 | 0 | 0 | 0 | 0 | 0 | 0 | 0 | 0 | 0 | 0 | 0 | 0 | 0 | 0 | 0 | 0 | 0 | 0 | 0 | 0 | 0 | 0 | 0 | 0 | 0
| 0 | 0 | Opex | 0 | 0 | 0 | 0 | 0 | 0 | 0 | 0 | 0 | 0 | 0 | 0 | 0 | 0 | 0 | 0 | 0 | 0 | 0 | 0 | 0 | 0 | 0 | 0 | 0 | 0 | 0 | 0 | 0 | 0
| 0 | 0 | Reduction in unserved energy | 0 | 0 | 0 | 0 | 0 | 0 | 0 | 0 | 0 | 0 | 0 | 0 | 0 | 0 | 0 | 0 | 0 | 0 | 0 | 0 | 0 | 0 | 0 | 0 | 0 | 0 | 0 | 0 | 0 | 0
| 0 | 0 | Net benefit | 0 | 0 | 0 | 0 | 0 | 0 | 0 | 0 | 0 | 0 | 0 | 0 | 0 | 0 | 0 | 0 | 0 | 0 | 0 | 0 | 0 | 0 | 0 | 0 | 0 | 0 | 0 | 0 | 0 | 0
Option 9
Determining Optimal Timing: | Discounted | Undiscounted
| 0 | 0 | Capex | 0 | 0 | 0 | 0 | 0 | 0 | 0 | 0 | 0 | 0 | 0 | 0 | 0 | 0 | 0 | 0 | 0 | 0 | 0 | 0 | 0 | 0 | 0 | 0 | 0 | 0 | 0 | 0 | 0 | 0
| 0 | 0 | Opex | 0 | 0 | 0 | 0 | 0 | 0 | 0 | 0 | 0 | 0 | 0 | 0 | 0 | 0 | 0 | 0 | 0 | 0 | 0 | 0 | 0 | 0 | 0 | 0 | 0 | 0 | 0 | 0 | 0 | 0
| 0 | 0 | Reduction in unserved energy | 0 | 0 | 0 | 0 | 0 | 0 | 0 | 0 | 0 | 0 | 0 | 0 | 0 | 0 | 0 | 0 | 0 | 0 | 0 | 0 | 0 | 0 | 0 | 0 | 0 | 0 | 0 | 0 | 0 | 0
| 0 | 0 | Net benefit | 0 | 0 | 0 | 0 | 0 | 0 | 0 | 0 | 0 | 0 | 0 | 0 | 0 | 0 | 0 | 0 | 0 | 0 | 0 | 0 | 0 | 0 | 0 | 0 | 0 | 0 | 0 | 0 | 0 | 0
|  |  | EUE Value ($m, real $2024) | 0 | 0 | 0 | 0 | 0 | 0 | 0 | 0 | 0 | 0 | 0 | 0 | 0 | 0 | 0 | 0 | 0 | 0 | 0 | 0 | 0 | 0 | 0 | 0 | 0 | 0 | 0 | 0 | 0 | 0
|  |  | Annualised capex | 0 | 0 | 0 | 0 | 0 | 0 | 0 | 0 | 0 | 0 | 0 | 0 | 0 | 0 | 0 | 0 | 0 | 0 | 0 | 0 | 0 | 0 | 0 | 0 | 0 | 0 | 0 | 0 | 0 | 0
|  |  | Annualised cost (capex+opex) | 0 | 0 | 0 | 0 | 0 | 0 | 0 | 0 | 0 | 0 | 0 | 0 | 0 | 0 | 0 | 0 | 0 | 0 | 0 | 0 | 0 | 0 | 0 | 0 | 0 | 0 | 0 | 0 | 0 | 0
|  |  | Optimal timing (interim calc) | 0 | 0 | 0 | 0 | 0 | 0 | 0 | 0 | 0 | 0 | 0 | 0 | 0 | 0 | 0 | 0 | 0 | 0 | 0 | 0 | 0 | 0 | 0 | 0 | 0 | 0 | 0 | 0 | 0 | 0
|  |  | Optimal timing | - | - | - | - | - | - | - | [19 empty] | - | - | - | - | bar: 1 to 19
Adjusted For Optimal Timing: | 0 | 0 | Capex | 0 | 0 | 0 | 0 | 0 | 0 | 0 | 0 | 0 | 0 | 0 | 0 | 0 | 0 | 0 | 0 | 0 | 0 | 0 | 0 | 0 | 0 | 0 | 0 | 0 | 0 | 0 | 0 | 0 | 0
| 0 | 0 | Opex | 0 | 0 | 0 | 0 | 0 | 0 | 0 | 0 | 0 | 0 | 0 | 0 | 0 | 0 | 0 | 0 | 0 | 0 | 0 | 0 | 0 | 0 | 0 | 0 | 0 | 0 | 0 | 0 | 0 | 0
| 0 | 0 | Reduction in unserved energy | 0 | 0 | 0 | 0 | 0 | 0 | 0 | 0 | 0 | 0 | 0 | 0 | 0 | 0 | 0 | 0 | 0 | 0 | 0 | 0 | 0 | 0 | 0 | 0 | 0 | 0 | 0 | 0 | 0 | 0
| 0 | 0 | Net benefit | 0 | 0 | 0 | 0 | 0 | 0 | 0 | 0 | 0 | 0 | 0 | 0 | 0 | 0 | 0 | 0 | 0 | 0 | 0 | 0 | 0 | 0 | 0 | 0 | 0 | 0 | 0 | 0 | 0 | 0
Option 10
Determining Optimal Timing: | Discounted | Undiscounted
| 0 | 0 | Capex | 0 | 0 | 0 | 0 | 0 | 0 | 0 | 0 | 0 | 0 | 0 | 0 | 0 | 0 | 0 | 0 | 0 | 0 | 0 | 0 | 0 | 0 | 0 | 0 | 0 | 0 | 0 | 0 | 0 | 0
| 0 | 0 | Opex | 0 | 0 | 0 | 0 | 0 | 0 | 0 | 0 | 0 | 0 | 0 | 0 | 0 | 0 | 0 | 0 | 0 | 0 | 0 | 0 | 0 | 0 | 0 | 0 | 0 | 0 | 0 | 0 | 0 | 0
| 0 | 0 | Reduction in unserved energy | 0 | 0 | 0 | 0 | 0 | 0 | 0 | 0 | 0 | 0 | 0 | 0 | 0 | 0 | 0 | 0 | 0 | 0 | 0 | 0 | 0 | 0 | 0 | 0 | 0 | 0 | 0 | 0 | 0 | 0
| 0 | 0 | Net benefit | 0 | 0 | 0 | 0 | 0 | 0 | 0 | 0 | 0 | 0 | 0 | 0 | 0 | 0 | 0 | 0 | 0 | 0 | 0 | 0 | 0 | 0 | 0 | 0 | 0 | 0 | 0 | 0 | 0 | 0
|  |  | EUE Value ($m, real $2024) | 0 | 0 | 0 | 0 | 0 | 0 | 0 | 0 | 0 | 0 | 0 | 0 | 0 | 0 | 0 | 0 | 0 | 0 | 0 | 0 | 0 | 0 | 0 | 0 | 0 | 0 | 0 | 0 | 0 | 0
|  |  | Annualised capex | 0 | 0 | 0 | 0 | 0 | 0 | 0 | 0 | 0 | 0 | 0 | 0 | 0 | 0 | 0 | 0 | 0 | 0 | 0 | 0 | 0 | 0 | 0 | 0 | 0 | 0 | 0 | 0 | 0 | 0
|  |  | Annualised cost (capex+opex) | 0 | 0 | 0 | 0 | 0 | 0 | 0 | 0 | 0 | 0 | 0 | 0 | 0 | 0 | 0 | 0 | 0 | 0 | 0 | 0 | 0 | 0 | 0 | 0 | 0 | 0 | 0 | 0 | 0 | 0
|  |  | Optimal timing (interim calc) | 0 | 0 | 0 | 0 | 0 | 0 | 0 | 0 | 0 | 0 | 0 | 0 | 0 | 0 | 0 | 0 | 0 | 0 | 0 | 0 | 0 | 0 | 0 | 0 | 0 | 0 | 0 | 0 | 0 | 0
|  |  | Optimal timing | - | - | - | - | - | - | - | [19 empty] | - | - | - | - | bar: 1 to 19
Adjusted For Optimal Timing: | 0 | 0 | Capex | 0 | 0 | 0 | 0 | 0 | 0 | 0 | 0 | 0 | 0 | 0 | 0 | 0 | 0 | 0 | 0 | 0 | 0 | 0 | 0 | 0 | 0 | 0 | 0 | 0 | 0 | 0 | 0 | 0 | 0
| 0 | 0 | Opex | 0 | 0 | 0 | 0 | 0 | 0 | 0 | 0 | 0 | 0 | 0 | 0 | 0 | 0 | 0 | 0 | 0 | 0 | 0 | 0 | 0 | 0 | 0 | 0 | 0 | 0 | 0 | 0 | 0 | 0
| 0 | 0 | Reduction in unserved energy | 0 | 0 | 0 | 0 | 0 | 0 | 0 | 0 | 0 | 0 | 0 | 0 | 0 | 0 | 0 | 0 | 0 | 0 | 0 | 0 | 0 | 0 | 0 | 0 | 0 | 0 | 0 | 0 | 0 | 0
| 0 | 0 | Net benefit | 0 | 0 | 0 | 0 | 0 | 0 | 0 | 0 | 0 | 0 | 0 | 0 | 0 | 0 | 0 | 0 | 0 | 0 | 0 | 0 | 0 | 0 | 0 | 0 | 0 | 0 | 0 | 0 | 0 | 0

## 3.2.9 NPV (Low PoF)
Economic inputs and assumptions
Scenario | Discount rate | Central
| Cost | Central
| VCR | Central
|  | Central | Lower bound | Upper bound
| Discount rate | 5.56% | 4.11% | 7%
| Cost | 100% | 80% | 120%
| VCR | 100% | 80% | 120%
Asset life for calculating annualised capex (years) | Option 1 | 45
| Option 2 | 45
| Option 3 | 45
| Option 4 | 45
| Option 5 | 45
| Option 6 | 45
| Option 7 | 0
| Option 8 | 0
| Option 9 | 0
| Option 10 | 0
|  |  |  | 1 | 2 | 3 | 4 | 5 | 6 | 7 | 8 | 9 | 10 | 11 | 12 | 13 | 14 | 15 | 16 | 17 | 18 | 19 | 20 | 21 | 22 | 23 | 24 | 25 | 26 | 27 | 28 | 29 | 30
|  |  |  | FY25 | FY26 | FY27 | FY28 | FY29 | FY30 | FY31 | FY32 | FY33 | FY34 | FY35 | FY36 | FY37 | FY38 | FY39 | FY40 | FY41 | FY42 | FY43 | FY44 | FY45 | FY46 | FY47 | FY48 | FY49 | FY50 | FY51 | FY52 | FY53 | FY54
Outputs | bar: 3 FY27; 7 FY31
Option 1
| Discounted | Undiscounted
| 0 | 0 | Capex | 0 | 0 | 0 | 0 | 0 | 0 | 0 | 0 | 0 | 0 | 0 | 0 | 0 | 0 | 0 | 0 | 0 | 0 | 0 | 0 | 0 | 0 | 0 | 0 | 0 | 0 | 0 | 0 | 0 | 0
| 0 | 0 | Opex | 0 | 0 | 0 | 0 | 0 | 0 | 0 | 0 | 0 | 0 | 0 | 0 | 0 | 0 | 0 | 0 | 0 | 0 | 0 | 0 | 0 | 0 | 0 | 0 | 0 | 0 | 0 | 0 | 0 | 0
| 0 | 0 | Reduction in unserved energy | 0 | 0 | 0 | 0 | 0 | 0 | 0 | 0 | 0 | 0 | 0 | 0 | 0 | 0 | 0 | 0 | 0 | 0 | 0 | 0 | 0 | 0 | 0 | 0 | 0 | 0 | 0 | 0 | 0 | 0
| 0 | 0 | Net benefit | 0 | 0 | 0 | 0 | 0 | 0 | 0 | 0 | 0 | 0 | 0 | 0 | 0 | 0 | 0 | 0 | 0 | 0 | 0 | 0 | 0 | 0 | 0 | 0 | 0 | 0 | 0 | 0 | 0 | 0
|  |  | EUE Value ($m, real $2024) | 0 | 6.41e-06 | 0.0092634 | 2.635 | 9.8369 | 22.5567 | 45.5689 | 85.4396 | 148.0303 | 237.0951 | 420.5452 | 719.547 | 1148.9474 | 2098.1195 | 3254.6843 | 3254.6843 | 3254.6843 | 3254.6843 | 3254.6843 | 3254.6843 | 3254.6843 | 3254.6843 | 3254.6843 | 3254.6843 | 3254.6843 | 3254.6843 | 3254.6843 | 3254.6843 | 3254.6843 | 3254.6843
Option 2
Determining Optimal Timing: | Discounted | Undiscounted
| 27.9939 | 31.1934 | Capex | 0 | 0 | 31.1934 | 0 | 0 | 0 | 0 | 0 | 0 | 0 | 0 | 0 | 0 | 0 | 0 | 0 | 0 | 0 | 0 | 0 | 0 | 0 | 0 | 0 | 0 | 0 | 0 | 0 | 0 | 0
| 3.8667 | 8.4222 | Opex | 0 | 0 | 0 | 0.31193 | 0.31193 | 0.31193 | 0.31193 | 0.31193 | 0.31193 | 0.31193 | 0.31193 | 0.31193 | 0.31193 | 0.31193 | 0.31193 | 0.31193 | 0.31193 | 0.31193 | 0.31193 | 0.31193 | 0.31193 | 0.31193 | 0.31193 | 0.31193 | 0.31193 | 0.31193 | 0.31193 | 0.31193 | 0.31193 | 0.31193
| 18724.6562 | 54898.8945 | Reduction in unserved energy | 0 | 0 | 0 | 2.6275 | 9.8212 | 22.5321 | 45.5275 | 85.3538 | 147.8031 | 236.3793 | 417.3369 | 711.3028 | 1129.9581 | 2047.0959 | 3127.6973 | 3127.6973 | 3127.6973 | 3127.6973 | 3127.6973 | 3127.6973 | 3127.6973 | 3127.6973 | 3127.6973 | 3127.6973 | 3127.6973 | 3127.6973 | 3127.6973 | 3127.6973 | 3127.6973 | 3127.6973
| 18692.7956 | 54859.2789 | Net benefit | 0 | 0 | -31.1934 | 2.3156 | 9.5093 | 22.2201 | 45.2155 | 85.0419 | 147.4911 | 236.0674 | 417.0249 | 710.9909 | 1129.6462 | 2046.784 | 3127.3853 | 3127.3853 | 3127.3853 | 3127.3853 | 3127.3853 | 3127.3853 | 3127.3853 | 3127.3853 | 3127.3853 | 3127.3853 | 3127.3853 | 3127.3853 | 3127.3853 | 3127.3853 | 3127.3853 | 3127.3853
|  |  | EUE Value ($m, real $2024) | 0 | 6.41e-06 | 1.741e-06 | 0.0074628 | 0.015663 | 0.024623 | 0.0414 | 0.085739 | 0.22721 | 0.71576 | 3.2083 | 8.2442 | 18.9892 | 51.0236 | 126.9871 | 126.9871 | 126.9871 | 126.9871 | 126.9871 | 126.9871 | 126.9871 | 126.9871 | 126.9871 | 126.9871 | 126.9871 | 126.9871 | 126.9871 | 126.9871 | 126.9871 | 126.9871
|  |  | Annualised capex | 0 | 0 | 1.7059 | 1.7059 | 1.7059 | 1.7059 | 1.7059 | 1.7059 | 1.7059 | 1.7059 | 1.7059 | 1.7059 | 1.7059 | 1.7059 | 1.7059 | 1.7059 | 1.7059 | 1.7059 | 1.7059 | 1.7059 | 1.7059 | 1.7059 | 1.7059 | 1.7059 | 1.7059 | 1.7059 | 1.7059 | 1.7059 | 1.7059 | 1.7059
|  |  | Annualised cost (capex+opex) | 0 | 0 | 1.7059 | 2.0178 | 2.0178 | 2.0178 | 2.0178 | 2.0178 | 2.0178 | 2.0178 | 2.0178 | 2.0178 | 2.0178 | 2.0178 | 2.0178 | 2.0178 | 2.0178 | 2.0178 | 2.0178 | 2.0178 | 2.0178 | 2.0178 | 2.0178 | 2.0178 | 2.0178 | 2.0178 | 2.0178 | 2.0178 | 2.0178 | 2.0178
|  |  | Optimal timing (interim calc) | 0 | 0 | 0 | 1 | 1 | 1 | 1 | 1 | 1 | 1 | 1 | 1 | 1 | 1 | 1 | 1 | 1 | 1 | 1 | 1 | 1 | 1 | 1 | 1 | 1 | 1 | 1 | 1 | 1 | 1
|  |  | Optimal timing | - | - | - | Yes | - | - | - | - | - | - | - | - | - | - | - | - | - | - | - | - | - | - | - | - | - | - | - | - | - | -
Adjusted For Optimal Timing: | 27.9939 | 31.1934 | Capex | 0 | 0 | 31.1934 | 0 | 0 | 0 | 0 | 0 | 0 | 0 | 0 | 0 | 0 | 0 | 0 | 0 | 0 | 0 | 0 | 0 | 0 | 0 | 0 | 0 | 0 | 0 | 0 | 0 | 0 | 0
| 3.8667 | 8.4222 | Opex | 0 | 0 | 0 | 0.31193 | 0.31193 | 0.31193 | 0.31193 | 0.31193 | 0.31193 | 0.31193 | 0.31193 | 0.31193 | 0.31193 | 0.31193 | 0.31193 | 0.31193 | 0.31193 | 0.31193 | 0.31193 | 0.31193 | 0.31193 | 0.31193 | 0.31193 | 0.31193 | 0.31193 | 0.31193 | 0.31193 | 0.31193 | 0.31193 | 0.31193
| 18724.6562 | 54898.8945 | Reduction in unserved energy | 0 | 0 | 0 | 2.6275 | 9.8212 | 22.5321 | 45.5275 | 85.3538 | 147.8031 | 236.3793 | 417.3369 | 711.3028 | 1129.9581 | 2047.0959 | 3127.6973 | 3127.6973 | 3127.6973 | 3127.6973 | 3127.6973 | 3127.6973 | 3127.6973 | 3127.6973 | 3127.6973 | 3127.6973 | 3127.6973 | 3127.6973 | 3127.6973 | 3127.6973 | 3127.6973 | 3127.6973
| 18692.7956 | 54859.2789 | Net benefit | 0 | 0 | -31.1934 | 2.3156 | 9.5093 | 22.2201 | 45.2155 | 85.0419 | 147.4911 | 236.0674 | 417.0249 | 710.9909 | 1129.6462 | 2046.784 | 3127.3853 | 3127.3853 | 3127.3853 | 3127.3853 | 3127.3853 | 3127.3853 | 3127.3853 | 3127.3853 | 3127.3853 | 3127.3853 | 3127.3853 | 3127.3853 | 3127.3853 | 3127.3853 | 3127.3853 | 3127.3853
Option 3
Determining Optimal Timing: | Discounted | Undiscounted
| 13.6626 | 15.2241 | Capex | 0 | 0 | 15.2241 | 0 | 0 | 0 | 0 | 0 | 0 | 0 | 0 | 0 | 0 | 0 | 0 | 0 | 0 | 0 | 0 | 0 | 0 | 0 | 0 | 0 | 0 | 0 | 0 | 0 | 0 | 0
| 1.8872 | 4.1105 | Opex | 0 | 0 | 0 | 0.15224 | 0.15224 | 0.15224 | 0.15224 | 0.15224 | 0.15224 | 0.15224 | 0.15224 | 0.15224 | 0.15224 | 0.15224 | 0.15224 | 0.15224 | 0.15224 | 0.15224 | 0.15224 | 0.15224 | 0.15224 | 0.15224 | 0.15224 | 0.15224 | 0.15224 | 0.15224 | 0.15224 | 0.15224 | 0.15224 | 0.15224
| 17397.8963 | 50851.3555 | Reduction in unserved energy | 0 | 0 | 0 | 2.6275 | 9.8212 | 22.532 | 45.5277 | 85.3548 | 147.7338 | 235.808 | 415.6995 | 705.1647 | 1111.4891 | 1950.178 | 2882.4637 | 2882.4637 | 2882.4637 | 2882.4637 | 2882.4637 | 2882.4637 | 2882.4637 | 2882.4637 | 2882.4637 | 2882.4637 | 2882.4637 | 2882.4637 | 2882.4637 | 2882.4637 | 2882.4637 | 2882.4637
| 17382.3465 | 50832.0208 | Net benefit | 0 | 0 | -15.2241 | 2.4753 | 9.669 | 22.3798 | 45.3755 | 85.2026 | 147.5816 | 235.6557 | 415.5472 | 705.0124 | 1111.3369 | 1950.0257 | 2882.3115 | 2882.3115 | 2882.3115 | 2882.3115 | 2882.3115 | 2882.3115 | 2882.3115 | 2882.3115 | 2882.3115 | 2882.3115 | 2882.3115 | 2882.3115 | 2882.3115 | 2882.3115 | 2882.3115 | 2882.3115
|  |  | EUE Value ($m, real $2024) | 0 | 6.41e-06 | 2.4581e-06 | 0.0074662 | 0.0157 | 0.024656 | 0.041139 | 0.084731 | 0.29643 | 1.2871 | 4.8457 | 14.3823 | 37.4582 | 147.9415 | 372.2206 | 372.2206 | 372.2206 | 372.2206 | 372.2206 | 372.2206 | 372.2206 | 372.2206 | 372.2206 | 372.2206 | 372.2206 | 372.2206 | 372.2206 | 372.2206 | 372.2206 | 372.2206
|  |  | Annualised capex | 0 | 0 | 0.83258 | 0.83258 | 0.83258 | 0.83258 | 0.83258 | 0.83258 | 0.83258 | 0.83258 | 0.83258 | 0.83258 | 0.83258 | 0.83258 | 0.83258 | 0.83258 | 0.83258 | 0.83258 | 0.83258 | 0.83258 | 0.83258 | 0.83258 | 0.83258 | 0.83258 | 0.83258 | 0.83258 | 0.83258 | 0.83258 | 0.83258 | 0.83258
|  |  | Annualised cost (capex+opex) | 0 | 0 | 0.83258 | 0.98482 | 0.98482 | 0.98482 | 0.98482 | 0.98482 | 0.98482 | 0.98482 | 0.98482 | 0.98482 | 0.98482 | 0.98482 | 0.98482 | 0.98482 | 0.98482 | 0.98482 | 0.98482 | 0.98482 | 0.98482 | 0.98482 | 0.98482 | 0.98482 | 0.98482 | 0.98482 | 0.98482 | 0.98482 | 0.98482 | 0.98482
|  |  | Optimal timing (interim calc) | 0 | 0 | 0 | 1 | 1 | 1 | 1 | 1 | 1 | 1 | 1 | 1 | 1 | 1 | 1 | 1 | 1 | 1 | 1 | 1 | 1 | 1 | 1 | 1 | 1 | 1 | 1 | 1 | 1 | 1
|  |  | Optimal timing | - | - | - | Yes | - | - | - | - | - | - | - | - | - | - | - | - | - | - | - | - | - | - | - | - | - | - | - | - | - | -
Adjusted For Optimal Timing: | 13.6626 | 15.2241 | Capex | 0 | 0 | 15.2241 | 0 | 0 | 0 | 0 | 0 | 0 | 0 | 0 | 0 | 0 | 0 | 0 | 0 | 0 | 0 | 0 | 0 | 0 | 0 | 0 | 0 | 0 | 0 | 0 | 0 | 0 | 0
| 1.8872 | 4.1105 | Opex | 0 | 0 | 0 | 0.15224 | 0.15224 | 0.15224 | 0.15224 | 0.15224 | 0.15224 | 0.15224 | 0.15224 | 0.15224 | 0.15224 | 0.15224 | 0.15224 | 0.15224 | 0.15224 | 0.15224 | 0.15224 | 0.15224 | 0.15224 | 0.15224 | 0.15224 | 0.15224 | 0.15224 | 0.15224 | 0.15224 | 0.15224 | 0.15224 | 0.15224
| 17397.8963 | 50851.3555 | Reduction in unserved energy | 0 | 0 | 0 | 2.6275 | 9.8212 | 22.532 | 45.5277 | 85.3548 | 147.7338 | 235.808 | 415.6995 | 705.1647 | 1111.4891 | 1950.178 | 2882.4637 | 2882.4637 | 2882.4637 | 2882.4637 | 2882.4637 | 2882.4637 | 2882.4637 | 2882.4637 | 2882.4637 | 2882.4637 | 2882.4637 | 2882.4637 | 2882.4637 | 2882.4637 | 2882.4637 | 2882.4637
| 17382.3465 | 50832.0208 | Net benefit | 0 | 0 | -15.2241 | 2.4753 | 9.669 | 22.3798 | 45.3755 | 85.2026 | 147.5816 | 235.6557 | 415.5472 | 705.0124 | 1111.3369 | 1950.0257 | 2882.3115 | 2882.3115 | 2882.3115 | 2882.3115 | 2882.3115 | 2882.3115 | 2882.3115 | 2882.3115 | 2882.3115 | 2882.3115 | 2882.3115 | 2882.3115 | 2882.3115 | 2882.3115 | 2882.3115 | 2882.3115
Option 4
Determining Optimal Timing: | Discounted | Undiscounted
| 37.859 | 42.1859 | Capex | 0 | 0 | 42.1859 | 0 | 0 | 0 | 0 | 0 | 0 | 0 | 0 | 0 | 0 | 0 | 0 | 0 | 0 | 0 | 0 | 0 | 0 | 0 | 0 | 0 | 0 | 0 | 0 | 0 | 0 | 0
| 5.2293 | 11.3902 | Opex | 0 | 0 | 0 | 0.42186 | 0.42186 | 0.42186 | 0.42186 | 0.42186 | 0.42186 | 0.42186 | 0.42186 | 0.42186 | 0.42186 | 0.42186 | 0.42186 | 0.42186 | 0.42186 | 0.42186 | 0.42186 | 0.42186 | 0.42186 | 0.42186 | 0.42186 | 0.42186 | 0.42186 | 0.42186 | 0.42186 | 0.42186 | 0.42186 | 0.42186
| 18749.008 | 54971.3169 | Reduction in unserved energy | 0 | 0 | 0 | 2.635 | 9.8368 | 22.5561 | 45.5671 | 85.4347 | 147.977 | 236.6829 | 417.827 | 711.9963 | 1130.904 | 2048.9814 | 3131.9324 | 3131.9324 | 3131.9324 | 3131.9324 | 3131.9324 | 3131.9324 | 3131.9324 | 3131.9324 | 3131.9324 | 3131.9324 | 3131.9324 | 3131.9324 | 3131.9324 | 3131.9324 | 3131.9324 | 3131.9324
| 18705.9196 | 54917.7407 | Net benefit | 0 | 0 | -42.1859 | 2.2131 | 9.4149 | 22.1342 | 45.1452 | 85.0129 | 147.5551 | 236.2611 | 417.4052 | 711.5744 | 1130.4822 | 2048.5595 | 3131.5106 | 3131.5106 | 3131.5106 | 3131.5106 | 3131.5106 | 3131.5106 | 3131.5106 | 3131.5106 | 3131.5106 | 3131.5106 | 3131.5106 | 3131.5106 | 3131.5106 | 3131.5106 | 3131.5106 | 3131.5106
|  |  | EUE Value ($m, real $2024) | 0 | 6.41e-06 | 1.2617e-06 | 1.2084e-06 | 0.00013167 | 0.00062745 | 0.001817 | 0.004851 | 0.053271 | 0.41216 | 2.7181 | 7.5507 | 18.0433 | 49.1381 | 122.7519 | 122.7519 | 122.7519 | 122.7519 | 122.7519 | 122.7519 | 122.7519 | 122.7519 | 122.7519 | 122.7519 | 122.7519 | 122.7519 | 122.7519 | 122.7519 | 122.7519 | 122.7519
|  |  | Annualised capex | 0 | 0 | 2.3071 | 2.3071 | 2.3071 | 2.3071 | 2.3071 | 2.3071 | 2.3071 | 2.3071 | 2.3071 | 2.3071 | 2.3071 | 2.3071 | 2.3071 | 2.3071 | 2.3071 | 2.3071 | 2.3071 | 2.3071 | 2.3071 | 2.3071 | 2.3071 | 2.3071 | 2.3071 | 2.3071 | 2.3071 | 2.3071 | 2.3071 | 2.3071
|  |  | Annualised cost (capex+opex) | 0 | 0 | 2.3071 | 2.7289 | 2.7289 | 2.7289 | 2.7289 | 2.7289 | 2.7289 | 2.7289 | 2.7289 | 2.7289 | 2.7289 | 2.7289 | 2.7289 | 2.7289 | 2.7289 | 2.7289 | 2.7289 | 2.7289 | 2.7289 | 2.7289 | 2.7289 | 2.7289 | 2.7289 | 2.7289 | 2.7289 | 2.7289 | 2.7289 | 2.7289
|  |  | Optimal timing (interim calc) | 0 | 0 | 0 | 0 | 1 | 1 | 1 | 1 | 1 | 1 | 1 | 1 | 1 | 1 | 1 | 1 | 1 | 1 | 1 | 1 | 1 | 1 | 1 | 1 | 1 | 1 | 1 | 1 | 1 | 1
|  |  | Optimal timing | - | - | - | - | Yes | - | - | - | - | - | - | - | - | - | - | - | - | - | - | - | - | - | - | - | - | - | - | - | - | -
[11 empty] | 1 | 2 | 3 | 4 | 5 | 6 | 7 | 8 | 9 | 10 | 11 | 12 | 13 | 14 | 15 | 16 | 17 | 18 | 19
Adjusted For Optimal Timing: | 35.8649 | 42.1859 | Capex | 0 | 0 | 0 | 42.1859 | 0 | 0 | 0 | 0 | 0 | 0 | 0 | 0 | 0 | 0 | 0 | 0 | 0 | 0 | 0 | 0 | 0 | 0 | 0 | 0 | 0 | 0 | 0 | 0 | 0 | 0
| 4.8707 | 10.9683 | Opex | 0 | 0 | 0 | 0 | 0.42186 | 0.42186 | 0.42186 | 0.42186 | 0.42186 | 0.42186 | 0.42186 | 0.42186 | 0.42186 | 0.42186 | 0.42186 | 0.42186 | 0.42186 | 0.42186 | 0.42186 | 0.42186 | 0.42186 | 0.42186 | 0.42186 | 0.42186 | 0.42186 | 0.42186 | 0.42186 | 0.42186 | 0.42186 | 0.42186
| 18746.7678 | 54968.6819 | Reduction in unserved energy | 0 | 0 | 0 | 0 | 9.8368 | 22.5561 | 45.5671 | 85.4347 | 147.977 | 236.6829 | 417.827 | 711.9963 | 1130.904 | 2048.9814 | 3131.9324 | 3131.9324 | 3131.9324 | 3131.9324 | 3131.9324 | 3131.9324 | 3131.9324 | 3131.9324 | 3131.9324 | 3131.9324 | 3131.9324 | 3131.9324 | 3131.9324 | 3131.9324 | 3131.9324 | 3131.9324
| 18706.0322 | 54915.5276 | Net benefit | 0 | 0 | 0 | -42.1859 | 9.4149 | 22.1342 | 45.1452 | 85.0129 | 147.5551 | 236.2611 | 417.4052 | 711.5744 | 1130.4822 | 2048.5595 | 3131.5106 | 3131.5106 | 3131.5106 | 3131.5106 | 3131.5106 | 3131.5106 | 3131.5106 | 3131.5106 | 3131.5106 | 3131.5106 | 3131.5106 | 3131.5106 | 3131.5106 | 3131.5106 | 3131.5106 | 3131.5106
Option 5
Determining Optimal Timing: | Discounted | Undiscounted
| 8.1295 | 9.0586 | Capex | 0 | 0 | 9.0586 | 0 | 0 | 0 | 0 | 0 | 0 | 0 | 0 | 0 | 0 | 0 | 0 | 0 | 0 | 0 | 0 | 0 | 0 | 0 | 0 | 0 | 0 | 0 | 0 | 0 | 0 | 0
| 1.1229 | 2.4458 | Opex | 0 | 0 | 0 | 0.090586 | 0.090586 | 0.090586 | 0.090586 | 0.090586 | 0.090586 | 0.090586 | 0.090586 | 0.090586 | 0.090586 | 0.090586 | 0.090586 | 0.090586 | 0.090586 | 0.090586 | 0.090586 | 0.090586 | 0.090586 | 0.090586 | 0.090586 | 0.090586 | 0.090586 | 0.090586 | 0.090586 | 0.090586 | 0.090586 | 0.090586
| 11494.5877 | 33380.6361 | Reduction in unserved energy | 0 | 0 | 0 | 2.5956 | 9.6771 | 21.782 | 42.3914 | 76.8333 | 124.9357 | 189.6508 | 320.2852 | 516.6345 | 779.0741 | 1294.6096 | 1875.1354 | 1875.1354 | 1875.1354 | 1875.1354 | 1875.1354 | 1875.1354 | 1875.1354 | 1875.1354 | 1875.1354 | 1875.1354 | 1875.1354 | 1875.1354 | 1875.1354 | 1875.1354 | 1875.1354 | 1875.1354
| 11485.3353 | 33369.1317 | Net benefit | 0 | 0 | -9.0586 | 2.505 | 9.5865 | 21.6914 | 42.3008 | 76.7427 | 124.8451 | 189.5602 | 320.1946 | 516.5439 | 778.9835 | 1294.5191 | 1875.0448 | 1875.0448 | 1875.0448 | 1875.0448 | 1875.0448 | 1875.0448 | 1875.0448 | 1875.0448 | 1875.0448 | 1875.0448 | 1875.0448 | 1875.0448 | 1875.0448 | 1875.0448 | 1875.0448 | 1875.0448
|  |  | EUE Value ($m, real $2024) | 0 | 6.41e-06 | 0.03742 | 0.039417 | 0.1598 | 0.77468 | 3.1774 | 8.6063 | 23.0945 | 47.4442 | 100.2599 | 202.9124 | 369.8733 | 803.5098 | 1379.5489 | 1379.5489 | 1379.5489 | 1379.5489 | 1379.5489 | 1379.5489 | 1379.5489 | 1379.5489 | 1379.5489 | 1379.5489 | 1379.5489 | 1379.5489 | 1379.5489 | 1379.5489 | 1379.5489 | 1379.5489
|  |  | Annualised capex | 0 | 0 | 0.4954 | 0.4954 | 0.4954 | 0.4954 | 0.4954 | 0.4954 | 0.4954 | 0.4954 | 0.4954 | 0.4954 | 0.4954 | 0.4954 | 0.4954 | 0.4954 | 0.4954 | 0.4954 | 0.4954 | 0.4954 | 0.4954 | 0.4954 | 0.4954 | 0.4954 | 0.4954 | 0.4954 | 0.4954 | 0.4954 | 0.4954 | 0.4954
|  |  | Annualised cost (capex+opex) | 0 | 0 | 0.4954 | 0.58598 | 0.58598 | 0.58598 | 0.58598 | 0.58598 | 0.58598 | 0.58598 | 0.58598 | 0.58598 | 0.58598 | 0.58598 | 0.58598 | 0.58598 | 0.58598 | 0.58598 | 0.58598 | 0.58598 | 0.58598 | 0.58598 | 0.58598 | 0.58598 | 0.58598 | 0.58598 | 0.58598 | 0.58598 | 0.58598 | 0.58598
|  |  | Optimal timing (interim calc) | 0 | 0 | 0 | 1 | 1 | 1 | 1 | [19 empty] | 1 | 1 | 1 | 1 | bar: 1 to 19
|  |  | Optimal timing | - | - | - | Yes | - | - | - | [19 empty] | - | - | - | - | bar: 1 to 19
Adjusted For Optimal Timing: | 8.1295 | 9.0586 | Capex | 0 | 0 | 9.0586 | 0 | 0 | 0 | 0 | 0 | 0 | 0 | 0 | 0 | 0 | 0 | 0 | 0 | 0 | 0 | 0 | 0 | 0 | 0 | 0 | 0 | 0 | 0 | 0 | 0 | 0 | 0
| 1.1229 | 2.4458 | Opex | 0 | 0 | 0 | 0.090586 | 0.090586 | 0.090586 | 0.090586 | 0.090586 | 0.090586 | 0.090586 | 0.090586 | 0.090586 | 0.090586 | 0.090586 | 0.090586 | 0.090586 | 0.090586 | 0.090586 | 0.090586 | 0.090586 | 0.090586 | 0.090586 | 0.090586 | 0.090586 | 0.090586 | 0.090586 | 0.090586 | 0.090586 | 0.090586 | 0.090586
| 11494.5877 | 33380.6361 | Reduction in unserved energy | 0 | 0 | 0 | 2.5956 | 9.6771 | 21.782 | 42.3914 | 76.8333 | 124.9357 | 189.6508 | 320.2852 | 516.6345 | 779.0741 | 1294.6096 | 1875.1354 | 1875.1354 | 1875.1354 | 1875.1354 | 1875.1354 | 1875.1354 | 1875.1354 | 1875.1354 | 1875.1354 | 1875.1354 | 1875.1354 | 1875.1354 | 1875.1354 | 1875.1354 | 1875.1354 | 1875.1354
| 11485.3353 | 33369.1317 | Net benefit | 0 | 0 | -9.0586 | 2.505 | 9.5865 | 21.6914 | 42.3008 | 76.7427 | 124.8451 | 189.5602 | 320.1946 | 516.5439 | 778.9835 | 1294.5191 | 1875.0448 | 1875.0448 | 1875.0448 | 1875.0448 | 1875.0448 | 1875.0448 | 1875.0448 | 1875.0448 | 1875.0448 | 1875.0448 | 1875.0448 | 1875.0448 | 1875.0448 | 1875.0448 | 1875.0448 | 1875.0448
Option 6
Determining Optimal Timing: | Discounted | Undiscounted
| 36.4859 | 40.6559 | Capex | 0 | 0 | 40.6559 | 0 | 0 | 0 | 0 | 0 | 0 | 0 | 0 | 0 | 0 | 0 | 0 | 0 | 0 | 0 | 0 | 0 | 0 | 0 | 0 | 0 | 0 | 0 | 0 | 0 | 0 | 0
| 5.0397 | 10.9771 | Opex | 0 | 0 | 0 | 0.40656 | 0.40656 | 0.40656 | 0.40656 | 0.40656 | 0.40656 | 0.40656 | 0.40656 | 0.40656 | 0.40656 | 0.40656 | 0.40656 | 0.40656 | 0.40656 | 0.40656 | 0.40656 | 0.40656 | 0.40656 | 0.40656 | 0.40656 | 0.40656 | 0.40656 | 0.40656 | 0.40656 | 0.40656 | 0.40656 | 0.40656
| 16441.8554 | 47966.6042 | Reduction in unserved energy | 0 | 0 | 0 | 2.635 | 9.8366 | 22.5558 | 45.5664 | 85.4246 | 147.669 | 234.7413 | 412.7942 | 693.8265 | 1079.8363 | 1854.7357 | 2711.0614 | 2711.0614 | 2711.0614 | 2711.0614 | 2711.0614 | 2711.0614 | 2711.0614 | 2711.0614 | 2711.0614 | 2711.0614 | 2711.0614 | 2711.0614 | 2711.0614 | 2711.0614 | 2711.0614 | 2711.0614
| 16400.3299 | 47914.9712 | Net benefit | 0 | 0 | -40.6559 | 2.2284 | 9.4301 | 22.1492 | 45.1599 | 85.0181 | 147.2624 | 234.3348 | 412.3876 | 693.4199 | 1079.4297 | 1854.3291 | 2710.6549 | 2710.6549 | 2710.6549 | 2710.6549 | 2710.6549 | 2710.6549 | 2710.6549 | 2710.6549 | 2710.6549 | 2710.6549 | 2710.6549 | 2710.6549 | 2710.6549 | 2710.6549 | 2710.6549 | 2710.6549
|  |  | EUE Value ($m, real $2024) | 0 | 6.41e-06 | 2.2194e-06 | 1.0903e-05 | 0.00025367 | 0.0008936 | 0.0024276 | 0.014955 | 0.36127 | 2.3538 | 7.751 | 25.7205 | 69.1111 | 243.3838 | 543.6229 | 543.6229 | 543.6229 | 543.6229 | 543.6229 | 543.6229 | 543.6229 | 543.6229 | 543.6229 | 543.6229 | 543.6229 | 543.6229 | 543.6229 | 543.6229 | 543.6229 | 543.6229
|  |  | Annualised capex | 0 | 0 | 2.2234 | 2.2234 | 2.2234 | 2.2234 | 2.2234 | 2.2234 | 2.2234 | 2.2234 | 2.2234 | 2.2234 | 2.2234 | 2.2234 | 2.2234 | 2.2234 | 2.2234 | 2.2234 | 2.2234 | 2.2234 | 2.2234 | 2.2234 | 2.2234 | 2.2234 | 2.2234 | 2.2234 | 2.2234 | 2.2234 | 2.2234 | 2.2234
|  |  | Annualised cost (capex+opex) | 0 | 0 | 2.2234 | 2.63 | 2.63 | 2.63 | 2.63 | 2.63 | 2.63 | 2.63 | 2.63 | 2.63 | 2.63 | 2.63 | 2.63 | 2.63 | 2.63 | 2.63 | 2.63 | 2.63 | 2.63 | 2.63 | 2.63 | 2.63 | 2.63 | 2.63 | 2.63 | 2.63 | 2.63 | 2.63
|  |  | Optimal timing (interim calc) | 0 | 0 | 0 | 1 | 1 | 1 | 1 | [19 empty] | 1 | 1 | 1 | 1 | bar: 1 to 19
|  |  | Optimal timing | - | - | - | Yes | - | - | - | [19 empty] | - | - | - | - | bar: 1 to 19
Adjusted For Optimal Timing: | 36.4859 | 40.6559 | Capex | 0 | 0 | 40.6559 | 0 | 0 | 0 | 0 | 0 | 0 | 0 | 0 | 0 | 0 | 0 | 0 | 0 | 0 | 0 | 0 | 0 | 0 | 0 | 0 | 0 | 0 | 0 | 0 | 0 | 0 | 0
| 5.0397 | 10.9771 | Opex | 0 | 0 | 0 | 0.40656 | 0.40656 | 0.40656 | 0.40656 | 0.40656 | 0.40656 | 0.40656 | 0.40656 | 0.40656 | 0.40656 | 0.40656 | 0.40656 | 0.40656 | 0.40656 | 0.40656 | 0.40656 | 0.40656 | 0.40656 | 0.40656 | 0.40656 | 0.40656 | 0.40656 | 0.40656 | 0.40656 | 0.40656 | 0.40656 | 0.40656
| 16441.8554 | 47966.6042 | Reduction in unserved energy | 0 | 0 | 0 | 2.635 | 9.8366 | 22.5558 | 45.5664 | 85.4246 | 147.669 | 234.7413 | 412.7942 | 693.8265 | 1079.8363 | 1854.7357 | 2711.0614 | 2711.0614 | 2711.0614 | 2711.0614 | 2711.0614 | 2711.0614 | 2711.0614 | 2711.0614 | 2711.0614 | 2711.0614 | 2711.0614 | 2711.0614 | 2711.0614 | 2711.0614 | 2711.0614 | 2711.0614
| 16400.3299 | 47914.9712 | Net benefit | 0 | 0 | -40.6559 | 2.2284 | 9.4301 | 22.1492 | 45.1599 | 85.0181 | 147.2624 | 234.3348 | 412.3876 | 693.4199 | 1079.4297 | 1854.3291 | 2710.6549 | 2710.6549 | 2710.6549 | 2710.6549 | 2710.6549 | 2710.6549 | 2710.6549 | 2710.6549 | 2710.6549 | 2710.6549 | 2710.6549 | 2710.6549 | 2710.6549 | 2710.6549 | 2710.6549 | 2710.6549
Option 7
Determining Optimal Timing: | Discounted | Undiscounted
| 0 | 0 | Capex | 0 | 0 | 0 | 0 | 0 | 0 | 0 | 0 | 0 | 0 | 0 | 0 | 0 | 0 | 0 | 0 | 0 | 0 | 0 | 0 | 0 | 0 | 0 | 0 | 0 | 0 | 0 | 0 | 0 | 0
| 0 | 0 | Opex | 0 | 0 | 0 | 0 | 0 | 0 | 0 | 0 | 0 | 0 | 0 | 0 | 0 | 0 | 0 | 0 | 0 | 0 | 0 | 0 | 0 | 0 | 0 | 0 | 0 | 0 | 0 | 0 | 0 | 0
| 0 | 0 | Reduction in unserved energy | 0 | 0 | 0 | 0 | 0 | 0 | 0 | 0 | 0 | 0 | 0 | 0 | 0 | 0 | 0 | 0 | 0 | 0 | 0 | 0 | 0 | 0 | 0 | 0 | 0 | 0 | 0 | 0 | 0 | 0
| 0 | 0 | Net benefit | 0 | 0 | 0 | 0 | 0 | 0 | 0 | 0 | 0 | 0 | 0 | 0 | 0 | 0 | 0 | 0 | 0 | 0 | 0 | 0 | 0 | 0 | 0 | 0 | 0 | 0 | 0 | 0 | 0 | 0
|  |  | EUE Value ($m, real $2024) | 0 | 0 | 0 | 0 | 0 | 0 | 0 | 0 | 0 | 0 | 0 | 0 | 0 | 0 | 0 | 0 | 0 | 0 | 0 | 0 | 0 | 0 | 0 | 0 | 0 | 0 | 0 | 0 | 0 | 0
|  |  | Annualised capex | 0 | 0 | 0 | 0 | 0 | 0 | 0 | 0 | 0 | 0 | 0 | 0 | 0 | 0 | 0 | 0 | 0 | 0 | 0 | 0 | 0 | 0 | 0 | 0 | 0 | 0 | 0 | 0 | 0 | 0
|  |  | Annualised cost (capex+opex) | 0 | 0 | 0 | 0 | 0 | 0 | 0 | 0 | 0 | 0 | 0 | 0 | 0 | 0 | 0 | 0 | 0 | 0 | 0 | 0 | 0 | 0 | 0 | 0 | 0 | 0 | 0 | 0 | 0 | 0
|  |  | Optimal timing (interim calc) | 0 | 0 | 0 | 0 | 0 | 0 | 0 | 0 | 0 | 0 | 0 | 0 | 0 | 0 | 0 | 0 | 0 | 0 | 0 | 0 | 0 | 0 | 0 | 0 | 0 | 0 | 0 | 0 | 0 | 0
|  |  | Optimal timing | - | - | - | - | - | - | - | [19 empty] | - | - | - | - | bar: 1 to 19
Adjusted For Optimal Timing: | 0 | 0 | Capex | 0 | 0 | 0 | 0 | 0 | 0 | 0 | 0 | 0 | 0 | 0 | 0 | 0 | 0 | 0 | 0 | 0 | 0 | 0 | 0 | 0 | 0 | 0 | 0 | 0 | 0 | 0 | 0 | 0 | 0
| 0 | 0 | Opex | 0 | 0 | 0 | 0 | 0 | 0 | 0 | 0 | 0 | 0 | 0 | 0 | 0 | 0 | 0 | 0 | 0 | 0 | 0 | 0 | 0 | 0 | 0 | 0 | 0 | 0 | 0 | 0 | 0 | 0
| 0 | 0 | Reduction in unserved energy | 0 | 0 | 0 | 0 | 0 | 0 | 0 | 0 | 0 | 0 | 0 | 0 | 0 | 0 | 0 | 0 | 0 | 0 | 0 | 0 | 0 | 0 | 0 | 0 | 0 | 0 | 0 | 0 | 0 | 0
| 0 | 0 | Net benefit | 0 | 0 | 0 | 0 | 0 | 0 | 0 | 0 | 0 | 0 | 0 | 0 | 0 | 0 | 0 | 0 | 0 | 0 | 0 | 0 | 0 | 0 | 0 | 0 | 0 | 0 | 0 | 0 | 0 | 0
Option 8
Determining Optimal Timing: | Discounted | Undiscounted
| 0 | 0 | Capex | 0 | 0 | 0 | 0 | 0 | 0 | 0 | 0 | 0 | 0 | 0 | 0 | 0 | 0 | 0 | 0 | 0 | 0 | 0 | 0 | 0 | 0 | 0 | 0 | 0 | 0 | 0 | 0 | 0 | 0
| 0 | 0 | Opex | 0 | 0 | 0 | 0 | 0 | 0 | 0 | 0 | 0 | 0 | 0 | 0 | 0 | 0 | 0 | 0 | 0 | 0 | 0 | 0 | 0 | 0 | 0 | 0 | 0 | 0 | 0 | 0 | 0 | 0
| 0 | 0 | Reduction in unserved energy | 0 | 0 | 0 | 0 | 0 | 0 | 0 | 0 | 0 | 0 | 0 | 0 | 0 | 0 | 0 | 0 | 0 | 0 | 0 | 0 | 0 | 0 | 0 | 0 | 0 | 0 | 0 | 0 | 0 | 0
| 0 | 0 | Net benefit | 0 | 0 | 0 | 0 | 0 | 0 | 0 | 0 | 0 | 0 | 0 | 0 | 0 | 0 | 0 | 0 | 0 | 0 | 0 | 0 | 0 | 0 | 0 | 0 | 0 | 0 | 0 | 0 | 0 | 0
|  |  | EUE Value ($m, real $2024) | 0 | 0 | 0 | 0 | 0 | 0 | 0 | 0 | 0 | 0 | 0 | 0 | 0 | 0 | 0 | 0 | 0 | 0 | 0 | 0 | 0 | 0 | 0 | 0 | 0 | 0 | 0 | 0 | 0 | 0
|  |  | Annualised capex | 0 | 0 | 0 | 0 | 0 | 0 | 0 | 0 | 0 | 0 | 0 | 0 | 0 | 0 | 0 | 0 | 0 | 0 | 0 | 0 | 0 | 0 | 0 | 0 | 0 | 0 | 0 | 0 | 0 | 0
|  |  | Annualised cost (capex+opex) | 0 | 0 | 0 | 0 | 0 | 0 | 0 | 0 | 0 | 0 | 0 | 0 | 0 | 0 | 0 | 0 | 0 | 0 | 0 | 0 | 0 | 0 | 0 | 0 | 0 | 0 | 0 | 0 | 0 | 0
|  |  | Optimal timing (interim calc) | 0 | 0 | 0 | 0 | 0 | 0 | 0 | 0 | 0 | 0 | 0 | 0 | 0 | 0 | 0 | 0 | 0 | 0 | 0 | 0 | 0 | 0 | 0 | 0 | 0 | 0 | 0 | 0 | 0 | 0
|  |  | Optimal timing | - | - | - | - | - | - | - | [19 empty] | - | - | - | - | bar: 1 to 19
Adjusted For Optimal Timing: | 0 | 0 | Capex | 0 | 0 | 0 | 0 | 0 | 0 | 0 | 0 | 0 | 0 | 0 | 0 | 0 | 0 | 0 | 0 | 0 | 0 | 0 | 0 | 0 | 0 | 0 | 0 | 0 | 0 | 0 | 0 | 0 | 0
| 0 | 0 | Opex | 0 | 0 | 0 | 0 | 0 | 0 | 0 | 0 | 0 | 0 | 0 | 0 | 0 | 0 | 0 | 0 | 0 | 0 | 0 | 0 | 0 | 0 | 0 | 0 | 0 | 0 | 0 | 0 | 0 | 0
| 0 | 0 | Reduction in unserved energy | 0 | 0 | 0 | 0 | 0 | 0 | 0 | 0 | 0 | 0 | 0 | 0 | 0 | 0 | 0 | 0 | 0 | 0 | 0 | 0 | 0 | 0 | 0 | 0 | 0 | 0 | 0 | 0 | 0 | 0
| 0 | 0 | Net benefit | 0 | 0 | 0 | 0 | 0 | 0 | 0 | 0 | 0 | 0 | 0 | 0 | 0 | 0 | 0 | 0 | 0 | 0 | 0 | 0 | 0 | 0 | 0 | 0 | 0 | 0 | 0 | 0 | 0 | 0
Option 9
Determining Optimal Timing: | Discounted | Undiscounted
| 0 | 0 | Capex | 0 | 0 | 0 | 0 | 0 | 0 | 0 | 0 | 0 | 0 | 0 | 0 | 0 | 0 | 0 | 0 | 0 | 0 | 0 | 0 | 0 | 0 | 0 | 0 | 0 | 0 | 0 | 0 | 0 | 0
| 0 | 0 | Opex | 0 | 0 | 0 | 0 | 0 | 0 | 0 | 0 | 0 | 0 | 0 | 0 | 0 | 0 | 0 | 0 | 0 | 0 | 0 | 0 | 0 | 0 | 0 | 0 | 0 | 0 | 0 | 0 | 0 | 0
| 0 | 0 | Reduction in unserved energy | 0 | 0 | 0 | 0 | 0 | 0 | 0 | 0 | 0 | 0 | 0 | 0 | 0 | 0 | 0 | 0 | 0 | 0 | 0 | 0 | 0 | 0 | 0 | 0 | 0 | 0 | 0 | 0 | 0 | 0
| 0 | 0 | Net benefit | 0 | 0 | 0 | 0 | 0 | 0 | 0 | 0 | 0 | 0 | 0 | 0 | 0 | 0 | 0 | 0 | 0 | 0 | 0 | 0 | 0 | 0 | 0 | 0 | 0 | 0 | 0 | 0 | 0 | 0
|  |  | EUE Value ($m, real $2024) | 0 | 0 | 0 | 0 | 0 | 0 | 0 | 0 | 0 | 0 | 0 | 0 | 0 | 0 | 0 | 0 | 0 | 0 | 0 | 0 | 0 | 0 | 0 | 0 | 0 | 0 | 0 | 0 | 0 | 0
|  |  | Annualised capex | 0 | 0 | 0 | 0 | 0 | 0 | 0 | 0 | 0 | 0 | 0 | 0 | 0 | 0 | 0 | 0 | 0 | 0 | 0 | 0 | 0 | 0 | 0 | 0 | 0 | 0 | 0 | 0 | 0 | 0
|  |  | Annualised cost (capex+opex) | 0 | 0 | 0 | 0 | 0 | 0 | 0 | 0 | 0 | 0 | 0 | 0 | 0 | 0 | 0 | 0 | 0 | 0 | 0 | 0 | 0 | 0 | 0 | 0 | 0 | 0 | 0 | 0 | 0 | 0
|  |  | Optimal timing (interim calc) | 0 | 0 | 0 | 0 | 0 | 0 | 0 | 0 | 0 | 0 | 0 | 0 | 0 | 0 | 0 | 0 | 0 | 0 | 0 | 0 | 0 | 0 | 0 | 0 | 0 | 0 | 0 | 0 | 0 | 0
|  |  | Optimal timing | - | - | - | - | - | - | - | [19 empty] | - | - | - | - | bar: 1 to 19
Adjusted For Optimal Timing: | 0 | 0 | Capex | 0 | 0 | 0 | 0 | 0 | 0 | 0 | 0 | 0 | 0 | 0 | 0 | 0 | 0 | 0 | 0 | 0 | 0 | 0 | 0 | 0 | 0 | 0 | 0 | 0 | 0 | 0 | 0 | 0 | 0
| 0 | 0 | Opex | 0 | 0 | 0 | 0 | 0 | 0 | 0 | 0 | 0 | 0 | 0 | 0 | 0 | 0 | 0 | 0 | 0 | 0 | 0 | 0 | 0 | 0 | 0 | 0 | 0 | 0 | 0 | 0 | 0 | 0
| 0 | 0 | Reduction in unserved energy | 0 | 0 | 0 | 0 | 0 | 0 | 0 | 0 | 0 | 0 | 0 | 0 | 0 | 0 | 0 | 0 | 0 | 0 | 0 | 0 | 0 | 0 | 0 | 0 | 0 | 0 | 0 | 0 | 0 | 0
| 0 | 0 | Net benefit | 0 | 0 | 0 | 0 | 0 | 0 | 0 | 0 | 0 | 0 | 0 | 0 | 0 | 0 | 0 | 0 | 0 | 0 | 0 | 0 | 0 | 0 | 0 | 0 | 0 | 0 | 0 | 0 | 0 | 0
Option 10
Determining Optimal Timing: | Discounted | Undiscounted
| 0 | 0 | Capex | 0 | 0 | 0 | 0 | 0 | 0 | 0 | 0 | 0 | 0 | 0 | 0 | 0 | 0 | 0 | 0 | 0 | 0 | 0 | 0 | 0 | 0 | 0 | 0 | 0 | 0 | 0 | 0 | 0 | 0
| 0 | 0 | Opex | 0 | 0 | 0 | 0 | 0 | 0 | 0 | 0 | 0 | 0 | 0 | 0 | 0 | 0 | 0 | 0 | 0 | 0 | 0 | 0 | 0 | 0 | 0 | 0 | 0 | 0 | 0 | 0 | 0 | 0
| 0 | 0 | Reduction in unserved energy | 0 | 0 | 0 | 0 | 0 | 0 | 0 | 0 | 0 | 0 | 0 | 0 | 0 | 0 | 0 | 0 | 0 | 0 | 0 | 0 | 0 | 0 | 0 | 0 | 0 | 0 | 0 | 0 | 0 | 0
| 0 | 0 | Net benefit | 0 | 0 | 0 | 0 | 0 | 0 | 0 | 0 | 0 | 0 | 0 | 0 | 0 | 0 | 0 | 0 | 0 | 0 | 0 | 0 | 0 | 0 | 0 | 0 | 0 | 0 | 0 | 0 | 0 | 0
|  |  | EUE Value ($m, real $2024) | 0 | 0 | 0 | 0 | 0 | 0 | 0 | 0 | 0 | 0 | 0 | 0 | 0 | 0 | 0 | 0 | 0 | 0 | 0 | 0 | 0 | 0 | 0 | 0 | 0 | 0 | 0 | 0 | 0 | 0
|  |  | Annualised capex | 0 | 0 | 0 | 0 | 0 | 0 | 0 | 0 | 0 | 0 | 0 | 0 | 0 | 0 | 0 | 0 | 0 | 0 | 0 | 0 | 0 | 0 | 0 | 0 | 0 | 0 | 0 | 0 | 0 | 0
|  |  | Annualised cost (capex+opex) | 0 | 0 | 0 | 0 | 0 | 0 | 0 | 0 | 0 | 0 | 0 | 0 | 0 | 0 | 0 | 0 | 0 | 0 | 0 | 0 | 0 | 0 | 0 | 0 | 0 | 0 | 0 | 0 | 0 | 0
|  |  | Optimal timing (interim calc) | 0 | 0 | 0 | 0 | 0 | 0 | 0 | 0 | 0 | 0 | 0 | 0 | 0 | 0 | 0 | 0 | 0 | 0 | 0 | 0 | 0 | 0 | 0 | 0 | 0 | 0 | 0 | 0 | 0 | 0
|  |  | Optimal timing | - | - | - | - | - | - | - | [19 empty] | - | - | - | - | bar: 1 to 19
Adjusted For Optimal Timing: | 0 | 0 | Capex | 0 | 0 | 0 | 0 | 0 | 0 | 0 | 0 | 0 | 0 | 0 | 0 | 0 | 0 | 0 | 0 | 0 | 0 | 0 | 0 | 0 | 0 | 0 | 0 | 0 | 0 | 0 | 0 | 0 | 0
| 0 | 0 | Opex | 0 | 0 | 0 | 0 | 0 | 0 | 0 | 0 | 0 | 0 | 0 | 0 | 0 | 0 | 0 | 0 | 0 | 0 | 0 | 0 | 0 | 0 | 0 | 0 | 0 | 0 | 0 | 0 | 0 | 0
| 0 | 0 | Reduction in unserved energy | 0 | 0 | 0 | 0 | 0 | 0 | 0 | 0 | 0 | 0 | 0 | 0 | 0 | 0 | 0 | 0 | 0 | 0 | 0 | 0 | 0 | 0 | 0 | 0 | 0 | 0 | 0 | 0 | 0 | 0
| 0 | 0 | Net benefit | 0 | 0 | 0 | 0 | 0 | 0 | 0 | 0 | 0 | 0 | 0 | 0 | 0 | 0 | 0 | 0 | 0 | 0 | 0 | 0 | 0 | 0 | 0 | 0 | 0 | 0 | 0 | 0 | 0 | 0

## 3.2.10 NPV (High PoF)
Economic inputs and assumptions
Scenario | Discount rate | Central
| Cost | Central
| VCR | Central
|  | Central | Lower bound | Upper bound
| Discount rate | 5.56% | 4.11% | 7%
| Cost | 100% | 80% | 120%
| VCR | 100% | 80% | 120%
Asset life for calculating annualised capex (years) | Option 1 | 45
| Option 2 | 45
| Option 3 | 45
| Option 4 | 45
| Option 5 | 45
| Option 6 | 45
| Option 7 | 0
| Option 8 | 0
| Option 9 | 0
| Option 10 | 0
|  |  |  | 1 | 2 | 3 | 4 | 5 | 6 | 7 | 8 | 9 | 10 | 11 | 12 | 13 | 14 | 15 | 16 | 17 | 18 | 19 | 20 | 21 | 22 | 23 | 24 | 25 | 26 | 27 | 28 | 29 | 30
|  |  |  | FY25 | FY26 | FY27 | FY28 | FY29 | FY30 | FY31 | FY32 | FY33 | FY34 | FY35 | FY36 | FY37 | FY38 | FY39 | FY40 | FY41 | FY42 | FY43 | FY44 | FY45 | FY46 | FY47 | FY48 | FY49 | FY50 | FY51 | FY52 | FY53 | FY54
Outputs | bar: 3 FY27; 7 FY31
Option 1
| Discounted | Undiscounted
| 0 | 0 | Capex | 0 | 0 | 0 | 0 | 0 | 0 | 0 | 0 | 0 | 0 | 0 | 0 | 0 | 0 | 0 | 0 | 0 | 0 | 0 | 0 | 0 | 0 | 0 | 0 | 0 | 0 | 0 | 0 | 0 | 0
| 0 | 0 | Opex | 0 | 0 | 0 | 0 | 0 | 0 | 0 | 0 | 0 | 0 | 0 | 0 | 0 | 0 | 0 | 0 | 0 | 0 | 0 | 0 | 0 | 0 | 0 | 0 | 0 | 0 | 0 | 0 | 0 | 0
| 0 | 0 | Reduction in unserved energy | 0 | 0 | 0 | 0 | 0 | 0 | 0 | 0 | 0 | 0 | 0 | 0 | 0 | 0 | 0 | 0 | 0 | 0 | 0 | 0 | 0 | 0 | 0 | 0 | 0 | 0 | 0 | 0 | 0 | 0
| 0 | 0 | Net benefit | 0 | 0 | 0 | 0 | 0 | 0 | 0 | 0 | 0 | 0 | 0 | 0 | 0 | 0 | 0 | 0 | 0 | 0 | 0 | 0 | 0 | 0 | 0 | 0 | 0 | 0 | 0 | 0 | 0 | 0
|  |  | EUE Value ($m, real $2024) | 0 | 1.923e-05 | 0.02779 | 2.7167 | 9.9937 | 22.8105 | 46.007 | 86.2671 | 149.5771 | 239.5904 | 424.4645 | 725.1462 | 1156.5633 | 2109.2859 | 3269.4051 | 3269.4051 | 3269.4051 | 3269.4051 | 3269.4051 | 3269.4051 | 3269.4051 | 3269.4051 | 3269.4051 | 3269.4051 | 3269.4051 | 3269.4051 | 3269.4051 | 3269.4051 | 3269.4051 | 3269.4051
Option 2
Determining Optimal Timing: | Discounted | Undiscounted
| 27.9939 | 31.1934 | Capex | 0 | 0 | 31.1934 | 0 | 0 | 0 | 0 | 0 | 0 | 0 | 0 | 0 | 0 | 0 | 0 | 0 | 0 | 0 | 0 | 0 | 0 | 0 | 0 | 0 | 0 | 0 | 0 | 0 | 0 | 0
| 3.8667 | 8.4222 | Opex | 0 | 0 | 0 | 0.31193 | 0.31193 | 0.31193 | 0.31193 | 0.31193 | 0.31193 | 0.31193 | 0.31193 | 0.31193 | 0.31193 | 0.31193 | 0.31193 | 0.31193 | 0.31193 | 0.31193 | 0.31193 | 0.31193 | 0.31193 | 0.31193 | 0.31193 | 0.31193 | 0.31193 | 0.31193 | 0.31193 | 0.31193 | 0.31193 | 0.31193
| 18783.6018 | 55065.3569 | Reduction in unserved energy | 0 | 0 | 0 | 2.6943 | 9.9467 | 22.7366 | 45.8828 | 86.0099 | 148.9746 | 238.1993 | 420.0942 | 715.121 | 1135.0119 | 2054.162 | 3136.6577 | 3136.6577 | 3136.6577 | 3136.6577 | 3136.6577 | 3136.6577 | 3136.6577 | 3136.6577 | 3136.6577 | 3136.6577 | 3136.6577 | 3136.6577 | 3136.6577 | 3136.6577 | 3136.6577 | 3136.6577
| 18751.7412 | 55025.7413 | Net benefit | 0 | 0 | -31.1934 | 2.3824 | 9.6348 | 22.4247 | 45.5708 | 85.698 | 148.6626 | 237.8873 | 419.7823 | 714.8091 | 1134.6999 | 2053.8501 | 3136.3458 | 3136.3458 | 3136.3458 | 3136.3458 | 3136.3458 | 3136.3458 | 3136.3458 | 3136.3458 | 3136.3458 | 3136.3458 | 3136.3458 | 3136.3458 | 3136.3458 | 3136.3458 | 3136.3458 | 3136.3458
|  |  | EUE Value ($m, real $2024) | 0 | 1.923e-05 | 5.2231e-06 | 0.022388 | 0.046988 | 0.073868 | 0.1242 | 0.25722 | 0.60255 | 1.3912 | 4.3703 | 10.0252 | 21.5514 | 55.1239 | 132.7474 | 132.7474 | 132.7474 | 132.7474 | 132.7474 | 132.7474 | 132.7474 | 132.7474 | 132.7474 | 132.7474 | 132.7474 | 132.7474 | 132.7474 | 132.7474 | 132.7474 | 132.7474
|  |  | Annualised capex | 0 | 0 | 1.7059 | 1.7059 | 1.7059 | 1.7059 | 1.7059 | 1.7059 | 1.7059 | 1.7059 | 1.7059 | 1.7059 | 1.7059 | 1.7059 | 1.7059 | 1.7059 | 1.7059 | 1.7059 | 1.7059 | 1.7059 | 1.7059 | 1.7059 | 1.7059 | 1.7059 | 1.7059 | 1.7059 | 1.7059 | 1.7059 | 1.7059 | 1.7059
|  |  | Annualised cost (capex+opex) | 0 | 0 | 1.7059 | 2.0178 | 2.0178 | 2.0178 | 2.0178 | 2.0178 | 2.0178 | 2.0178 | 2.0178 | 2.0178 | 2.0178 | 2.0178 | 2.0178 | 2.0178 | 2.0178 | 2.0178 | 2.0178 | 2.0178 | 2.0178 | 2.0178 | 2.0178 | 2.0178 | 2.0178 | 2.0178 | 2.0178 | 2.0178 | 2.0178 | 2.0178
|  |  | Optimal timing (interim calc) | 0 | 0 | 0 | 1 | 1 | 1 | 1 | 1 | 1 | 1 | 1 | 1 | 1 | 1 | 1 | 1 | 1 | 1 | 1 | 1 | 1 | 1 | 1 | 1 | 1 | 1 | 1 | 1 | 1 | 1
|  |  | Optimal timing | - | - | - | Yes | - | - | - | - | - | - | - | - | - | - | - | - | - | - | - | - | - | - | - | - | - | - | - | - | - | -
Adjusted For Optimal Timing: | 27.9939 | 31.1934 | Capex | 0 | 0 | 31.1934 | 0 | 0 | 0 | 0 | 0 | 0 | 0 | 0 | 0 | 0 | 0 | 0 | 0 | 0 | 0 | 0 | 0 | 0 | 0 | 0 | 0 | 0 | 0 | 0 | 0 | 0 | 0
| 3.8667 | 8.4222 | Opex | 0 | 0 | 0 | 0.31193 | 0.31193 | 0.31193 | 0.31193 | 0.31193 | 0.31193 | 0.31193 | 0.31193 | 0.31193 | 0.31193 | 0.31193 | 0.31193 | 0.31193 | 0.31193 | 0.31193 | 0.31193 | 0.31193 | 0.31193 | 0.31193 | 0.31193 | 0.31193 | 0.31193 | 0.31193 | 0.31193 | 0.31193 | 0.31193 | 0.31193
| 18783.6018 | 55065.3569 | Reduction in unserved energy | 0 | 0 | 0 | 2.6943 | 9.9467 | 22.7366 | 45.8828 | 86.0099 | 148.9746 | 238.1993 | 420.0942 | 715.121 | 1135.0119 | 2054.162 | 3136.6577 | 3136.6577 | 3136.6577 | 3136.6577 | 3136.6577 | 3136.6577 | 3136.6577 | 3136.6577 | 3136.6577 | 3136.6577 | 3136.6577 | 3136.6577 | 3136.6577 | 3136.6577 | 3136.6577 | 3136.6577
| 18751.7412 | 55025.7413 | Net benefit | 0 | 0 | -31.1934 | 2.3824 | 9.6348 | 22.4247 | 45.5708 | 85.698 | 148.6626 | 237.8873 | 419.7823 | 714.8091 | 1134.6999 | 2053.8501 | 3136.3458 | 3136.3458 | 3136.3458 | 3136.3458 | 3136.3458 | 3136.3458 | 3136.3458 | 3136.3458 | 3136.3458 | 3136.3458 | 3136.3458 | 3136.3458 | 3136.3458 | 3136.3458 | 3136.3458 | 3136.3458
Option 3
Determining Optimal Timing: | Discounted | Undiscounted
| 13.6626 | 15.2241 | Capex | 0 | 0 | 15.2241 | 0 | 0 | 0 | 0 | 0 | 0 | 0 | 0 | 0 | 0 | 0 | 0 | 0 | 0 | 0 | 0 | 0 | 0 | 0 | 0 | 0 | 0 | 0 | 0 | 0 | 0 | 0
| 1.8872 | 4.1105 | Opex | 0 | 0 | 0 | 0.15224 | 0.15224 | 0.15224 | 0.15224 | 0.15224 | 0.15224 | 0.15224 | 0.15224 | 0.15224 | 0.15224 | 0.15224 | 0.15224 | 0.15224 | 0.15224 | 0.15224 | 0.15224 | 0.15224 | 0.15224 | 0.15224 | 0.15224 | 0.15224 | 0.15224 | 0.15224 | 0.15224 | 0.15224 | 0.15224 | 0.15224
| 17453.5033 | 51007.9094 | Reduction in unserved energy | 0 | 0 | 0 | 2.6943 | 9.9466 | 22.7365 | 45.8836 | 86.0129 | 148.9051 | 237.6137 | 418.4055 | 708.8723 | 1116.3504 | 1956.8675 | 2890.8513 | 2890.8513 | 2890.8513 | 2890.8513 | 2890.8513 | 2890.8513 | 2890.8513 | 2890.8513 | 2890.8513 | 2890.8513 | 2890.8513 | 2890.8513 | 2890.8513 | 2890.8513 | 2890.8513 | 2890.8513
| 17437.9535 | 50988.5747 | Net benefit | 0 | 0 | -15.2241 | 2.5421 | 9.7943 | 22.5843 | 45.7313 | 85.8607 | 148.7529 | 237.4614 | 418.2533 | 708.72 | 1116.1981 | 1956.7153 | 2890.6991 | 2890.6991 | 2890.6991 | 2890.6991 | 2890.6991 | 2890.6991 | 2890.6991 | 2890.6991 | 2890.6991 | 2890.6991 | 2890.6991 | 2890.6991 | 2890.6991 | 2890.6991 | 2890.6991 | 2890.6991
|  |  | EUE Value ($m, real $2024) | 0 | 1.923e-05 | 7.3744e-06 | 0.022398 | 0.047099 | 0.073968 | 0.12342 | 0.25419 | 0.67203 | 1.9768 | 6.059 | 16.2739 | 40.2129 | 152.4184 | 378.5538 | 378.5538 | 378.5538 | 378.5538 | 378.5538 | 378.5538 | 378.5538 | 378.5538 | 378.5538 | 378.5538 | 378.5538 | 378.5538 | 378.5538 | 378.5538 | 378.5538 | 378.5538
|  |  | Annualised capex | 0 | 0 | 0.83258 | 0.83258 | 0.83258 | 0.83258 | 0.83258 | 0.83258 | 0.83258 | 0.83258 | 0.83258 | 0.83258 | 0.83258 | 0.83258 | 0.83258 | 0.83258 | 0.83258 | 0.83258 | 0.83258 | 0.83258 | 0.83258 | 0.83258 | 0.83258 | 0.83258 | 0.83258 | 0.83258 | 0.83258 | 0.83258 | 0.83258 | 0.83258
|  |  | Annualised cost (capex+opex) | 0 | 0 | 0.83258 | 0.98482 | 0.98482 | 0.98482 | 0.98482 | 0.98482 | 0.98482 | 0.98482 | 0.98482 | 0.98482 | 0.98482 | 0.98482 | 0.98482 | 0.98482 | 0.98482 | 0.98482 | 0.98482 | 0.98482 | 0.98482 | 0.98482 | 0.98482 | 0.98482 | 0.98482 | 0.98482 | 0.98482 | 0.98482 | 0.98482 | 0.98482
|  |  | Optimal timing (interim calc) | 0 | 0 | 0 | 1 | 1 | 1 | 1 | 1 | 1 | 1 | 1 | 1 | 1 | 1 | 1 | 1 | 1 | 1 | 1 | 1 | 1 | 1 | 1 | 1 | 1 | 1 | 1 | 1 | 1 | 1
|  |  | Optimal timing | - | - | - | Yes | - | - | - | - | - | - | - | - | - | - | - | - | - | - | - | - | - | - | - | - | - | - | - | - | - | -
Adjusted For Optimal Timing: | 13.6626 | 15.2241 | Capex | 0 | 0 | 15.2241 | 0 | 0 | 0 | 0 | 0 | 0 | 0 | 0 | 0 | 0 | 0 | 0 | 0 | 0 | 0 | 0 | 0 | 0 | 0 | 0 | 0 | 0 | 0 | 0 | 0 | 0 | 0
| 1.8872 | 4.1105 | Opex | 0 | 0 | 0 | 0.15224 | 0.15224 | 0.15224 | 0.15224 | 0.15224 | 0.15224 | 0.15224 | 0.15224 | 0.15224 | 0.15224 | 0.15224 | 0.15224 | 0.15224 | 0.15224 | 0.15224 | 0.15224 | 0.15224 | 0.15224 | 0.15224 | 0.15224 | 0.15224 | 0.15224 | 0.15224 | 0.15224 | 0.15224 | 0.15224 | 0.15224
| 17453.5033 | 51007.9094 | Reduction in unserved energy | 0 | 0 | 0 | 2.6943 | 9.9466 | 22.7365 | 45.8836 | 86.0129 | 148.9051 | 237.6137 | 418.4055 | 708.8723 | 1116.3504 | 1956.8675 | 2890.8513 | 2890.8513 | 2890.8513 | 2890.8513 | 2890.8513 | 2890.8513 | 2890.8513 | 2890.8513 | 2890.8513 | 2890.8513 | 2890.8513 | 2890.8513 | 2890.8513 | 2890.8513 | 2890.8513 | 2890.8513
| 17437.9535 | 50988.5747 | Net benefit | 0 | 0 | -15.2241 | 2.5421 | 9.7943 | 22.5843 | 45.7313 | 85.8607 | 148.7529 | 237.4614 | 418.2533 | 708.72 | 1116.1981 | 1956.7153 | 2890.6991 | 2890.6991 | 2890.6991 | 2890.6991 | 2890.6991 | 2890.6991 | 2890.6991 | 2890.6991 | 2890.6991 | 2890.6991 | 2890.6991 | 2890.6991 | 2890.6991 | 2890.6991 | 2890.6991 | 2890.6991
Option 4
Determining Optimal Timing: | Discounted | Undiscounted
| 37.859 | 42.1859 | Capex | 0 | 0 | 42.1859 | 0 | 0 | 0 | 0 | 0 | 0 | 0 | 0 | 0 | 0 | 0 | 0 | 0 | 0 | 0 | 0 | 0 | 0 | 0 | 0 | 0 | 0 | 0 | 0 | 0 | 0 | 0
| 5.2293 | 11.3902 | Opex | 0 | 0 | 0 | 0.42186 | 0.42186 | 0.42186 | 0.42186 | 0.42186 | 0.42186 | 0.42186 | 0.42186 | 0.42186 | 0.42186 | 0.42186 | 0.42186 | 0.42186 | 0.42186 | 0.42186 | 0.42186 | 0.42186 | 0.42186 | 0.42186 | 0.42186 | 0.42186 | 0.42186 | 0.42186 | 0.42186 | 0.42186 | 0.42186 | 0.42186
| 18829.3835 | 55198.6505 | Reduction in unserved energy | 0 | 0 | 0 | 2.7167 | 9.9933 | 22.8086 | 46.0015 | 86.2526 | 149.4964 | 239.11 | 421.5647 | 717.1996 | 1137.8012 | 2058.641 | 3144.1916 | 3144.1916 | 3144.1916 | 3144.1916 | 3144.1916 | 3144.1916 | 3144.1916 | 3144.1916 | 3144.1916 | 3144.1916 | 3144.1916 | 3144.1916 | 3144.1916 | 3144.1916 | 3144.1916 | 3144.1916
| 18786.2952 | 55145.0744 | Net benefit | 0 | 0 | -42.1859 | 2.2948 | 9.5714 | 22.3868 | 45.5797 | 85.8307 | 149.0745 | 238.6882 | 421.1428 | 716.7777 | 1137.3793 | 2058.2191 | 3143.7697 | 3143.7697 | 3143.7697 | 3143.7697 | 3143.7697 | 3143.7697 | 3143.7697 | 3143.7697 | 3143.7697 | 3143.7697 | 3143.7697 | 3143.7697 | 3143.7697 | 3143.7697 | 3143.7697 | 3143.7697
|  |  | EUE Value ($m, real $2024) | 0 | 1.923e-05 | 3.7852e-06 | 3.6252e-06 | 0.000395 | 0.0018823 | 0.0054511 | 0.014553 | 0.080749 | 0.48038 | 2.8998 | 7.9467 | 18.7621 | 50.6449 | 125.2136 | 125.2136 | 125.2136 | 125.2136 | 125.2136 | 125.2136 | 125.2136 | 125.2136 | 125.2136 | 125.2136 | 125.2136 | 125.2136 | 125.2136 | 125.2136 | 125.2136 | 125.2136
|  |  | Annualised capex | 0 | 0 | 2.3071 | 2.3071 | 2.3071 | 2.3071 | 2.3071 | 2.3071 | 2.3071 | 2.3071 | 2.3071 | 2.3071 | 2.3071 | 2.3071 | 2.3071 | 2.3071 | 2.3071 | 2.3071 | 2.3071 | 2.3071 | 2.3071 | 2.3071 | 2.3071 | 2.3071 | 2.3071 | 2.3071 | 2.3071 | 2.3071 | 2.3071 | 2.3071
|  |  | Annualised cost (capex+opex) | 0 | 0 | 2.3071 | 2.7289 | 2.7289 | 2.7289 | 2.7289 | 2.7289 | 2.7289 | 2.7289 | 2.7289 | 2.7289 | 2.7289 | 2.7289 | 2.7289 | 2.7289 | 2.7289 | 2.7289 | 2.7289 | 2.7289 | 2.7289 | 2.7289 | 2.7289 | 2.7289 | 2.7289 | 2.7289 | 2.7289 | 2.7289 | 2.7289 | 2.7289
|  |  | Optimal timing (interim calc) | 0 | 0 | 0 | 0 | 1 | 1 | 1 | 1 | 1 | 1 | 1 | 1 | 1 | 1 | 1 | 1 | 1 | 1 | 1 | 1 | 1 | 1 | 1 | 1 | 1 | 1 | 1 | 1 | 1 | 1
|  |  | Optimal timing | - | - | - | - | Yes | - | - | - | - | - | - | - | - | - | - | - | - | - | - | - | - | - | - | - | - | - | - | - | - | -
[11 empty] | 1 | 2 | 3 | 4 | 5 | 6 | 7 | 8 | 9 | 10 | 11 | 12 | 13 | 14 | 15 | 16 | 17 | 18 | 19
Adjusted For Optimal Timing: | 35.8649 | 42.1859 | Capex | 0 | 0 | 0 | 42.1859 | 0 | 0 | 0 | 0 | 0 | 0 | 0 | 0 | 0 | 0 | 0 | 0 | 0 | 0 | 0 | 0 | 0 | 0 | 0 | 0 | 0 | 0 | 0 | 0 | 0 | 0
| 4.8707 | 10.9683 | Opex | 0 | 0 | 0 | 0 | 0.42186 | 0.42186 | 0.42186 | 0.42186 | 0.42186 | 0.42186 | 0.42186 | 0.42186 | 0.42186 | 0.42186 | 0.42186 | 0.42186 | 0.42186 | 0.42186 | 0.42186 | 0.42186 | 0.42186 | 0.42186 | 0.42186 | 0.42186 | 0.42186 | 0.42186 | 0.42186 | 0.42186 | 0.42186 | 0.42186
| 18827.0738 | 55195.9338 | Reduction in unserved energy | 0 | 0 | 0 | 0 | 9.9933 | 22.8086 | 46.0015 | 86.2526 | 149.4964 | 239.11 | 421.5647 | 717.1996 | 1137.8012 | 2058.641 | 3144.1916 | 3144.1916 | 3144.1916 | 3144.1916 | 3144.1916 | 3144.1916 | 3144.1916 | 3144.1916 | 3144.1916 | 3144.1916 | 3144.1916 | 3144.1916 | 3144.1916 | 3144.1916 | 3144.1916 | 3144.1916
| 18786.3383 | 55142.7795 | Net benefit | 0 | 0 | 0 | -42.1859 | 9.5714 | 22.3868 | 45.5797 | 85.8307 | 149.0745 | 238.6882 | 421.1428 | 716.7777 | 1137.3793 | 2058.2191 | 3143.7697 | 3143.7697 | 3143.7697 | 3143.7697 | 3143.7697 | 3143.7697 | 3143.7697 | 3143.7697 | 3143.7697 | 3143.7697 | 3143.7697 | 3143.7697 | 3143.7697 | 3143.7697 | 3143.7697 | 3143.7697
Option 5
Determining Optimal Timing: | Discounted | Undiscounted
| 8.1295 | 9.0586 | Capex | 0 | 0 | 9.0586 | 0 | 0 | 0 | 0 | 0 | 0 | 0 | 0 | 0 | 0 | 0 | 0 | 0 | 0 | 0 | 0 | 0 | 0 | 0 | 0 | 0 | 0 | 0 | 0 | 0 | 0 | 0
| 1.1229 | 2.4458 | Opex | 0 | 0 | 0 | 0.090586 | 0.090586 | 0.090586 | 0.090586 | 0.090586 | 0.090586 | 0.090586 | 0.090586 | 0.090586 | 0.090586 | 0.090586 | 0.090586 | 0.090586 | 0.090586 | 0.090586 | 0.090586 | 0.090586 | 0.090586 | 0.090586 | 0.090586 | 0.090586 | 0.090586 | 0.090586 | 0.090586 | 0.090586 | 0.090586 | 0.090586
| 11513.2937 | 33434.6195 | Reduction in unserved energy | 0 | 0 | 0 | 2.5984 | 9.6875 | 21.7955 | 42.4105 | 76.8963 | 125.137 | 190.0548 | 320.9818 | 517.6631 | 780.5029 | 1296.8132 | 1878.1299 | 1878.1299 | 1878.1299 | 1878.1299 | 1878.1299 | 1878.1299 | 1878.1299 | 1878.1299 | 1878.1299 | 1878.1299 | 1878.1299 | 1878.1299 | 1878.1299 | 1878.1299 | 1878.1299 | 1878.1299
| 11504.0413 | 33423.1151 | Net benefit | 0 | 0 | -9.0586 | 2.5079 | 9.5969 | 21.7049 | 42.3199 | 76.8058 | 125.0464 | 189.9643 | 320.8913 | 517.5725 | 780.4123 | 1296.7226 | 1878.0393 | 1878.0393 | 1878.0393 | 1878.0393 | 1878.0393 | 1878.0393 | 1878.0393 | 1878.0393 | 1878.0393 | 1878.0393 | 1878.0393 | 1878.0393 | 1878.0393 | 1878.0393 | 1878.0393 | 1878.0393
|  |  | EUE Value ($m, real $2024) | 0 | 1.923e-05 | 0.11226 | 0.11825 | 0.30617 | 1.015 | 3.5965 | 9.3708 | 24.4401 | 49.5356 | 103.4827 | 207.4832 | 376.0604 | 812.4727 | 1391.2752 | 1391.2752 | 1391.2752 | 1391.2752 | 1391.2752 | 1391.2752 | 1391.2752 | 1391.2752 | 1391.2752 | 1391.2752 | 1391.2752 | 1391.2752 | 1391.2752 | 1391.2752 | 1391.2752 | 1391.2752
|  |  | Annualised capex | 0 | 0 | 0.4954 | 0.4954 | 0.4954 | 0.4954 | 0.4954 | 0.4954 | 0.4954 | 0.4954 | 0.4954 | 0.4954 | 0.4954 | 0.4954 | 0.4954 | 0.4954 | 0.4954 | 0.4954 | 0.4954 | 0.4954 | 0.4954 | 0.4954 | 0.4954 | 0.4954 | 0.4954 | 0.4954 | 0.4954 | 0.4954 | 0.4954 | 0.4954
|  |  | Annualised cost (capex+opex) | 0 | 0 | 0.4954 | 0.58598 | 0.58598 | 0.58598 | 0.58598 | 0.58598 | 0.58598 | 0.58598 | 0.58598 | 0.58598 | 0.58598 | 0.58598 | 0.58598 | 0.58598 | 0.58598 | 0.58598 | 0.58598 | 0.58598 | 0.58598 | 0.58598 | 0.58598 | 0.58598 | 0.58598 | 0.58598 | 0.58598 | 0.58598 | 0.58598 | 0.58598
|  |  | Optimal timing (interim calc) | 0 | 0 | 0 | 1 | 1 | 1 | 1 | [19 empty] | 1 | 1 | 1 | 1 | bar: 1 to 19
|  |  | Optimal timing | - | - | - | Yes | - | - | - | [19 empty] | - | - | - | - | bar: 1 to 19
Adjusted For Optimal Timing: | 8.1295 | 9.0586 | Capex | 0 | 0 | 9.0586 | 0 | 0 | 0 | 0 | 0 | 0 | 0 | 0 | 0 | 0 | 0 | 0 | 0 | 0 | 0 | 0 | 0 | 0 | 0 | 0 | 0 | 0 | 0 | 0 | 0 | 0 | 0
| 1.1229 | 2.4458 | Opex | 0 | 0 | 0 | 0.090586 | 0.090586 | 0.090586 | 0.090586 | 0.090586 | 0.090586 | 0.090586 | 0.090586 | 0.090586 | 0.090586 | 0.090586 | 0.090586 | 0.090586 | 0.090586 | 0.090586 | 0.090586 | 0.090586 | 0.090586 | 0.090586 | 0.090586 | 0.090586 | 0.090586 | 0.090586 | 0.090586 | 0.090586 | 0.090586 | 0.090586
| 11513.2937 | 33434.6195 | Reduction in unserved energy | 0 | 0 | 0 | 2.5984 | 9.6875 | 21.7955 | 42.4105 | 76.8963 | 125.137 | 190.0548 | 320.9818 | 517.6631 | 780.5029 | 1296.8132 | 1878.1299 | 1878.1299 | 1878.1299 | 1878.1299 | 1878.1299 | 1878.1299 | 1878.1299 | 1878.1299 | 1878.1299 | 1878.1299 | 1878.1299 | 1878.1299 | 1878.1299 | 1878.1299 | 1878.1299 | 1878.1299
| 11504.0413 | 33423.1151 | Net benefit | 0 | 0 | -9.0586 | 2.5079 | 9.5969 | 21.7049 | 42.3199 | 76.8058 | 125.0464 | 189.9643 | 320.8913 | 517.5725 | 780.4123 | 1296.7226 | 1878.0393 | 1878.0393 | 1878.0393 | 1878.0393 | 1878.0393 | 1878.0393 | 1878.0393 | 1878.0393 | 1878.0393 | 1878.0393 | 1878.0393 | 1878.0393 | 1878.0393 | 1878.0393 | 1878.0393 | 1878.0393
Option 6
Determining Optimal Timing: | Discounted | Undiscounted
| 36.4859 | 40.6559 | Capex | 0 | 0 | 40.6559 | 0 | 0 | 0 | 0 | 0 | 0 | 0 | 0 | 0 | 0 | 0 | 0 | 0 | 0 | 0 | 0 | 0 | 0 | 0 | 0 | 0 | 0 | 0 | 0 | 0 | 0 | 0
| 5.0397 | 10.9771 | Opex | 0 | 0 | 0 | 0.40656 | 0.40656 | 0.40656 | 0.40656 | 0.40656 | 0.40656 | 0.40656 | 0.40656 | 0.40656 | 0.40656 | 0.40656 | 0.40656 | 0.40656 | 0.40656 | 0.40656 | 0.40656 | 0.40656 | 0.40656 | 0.40656 | 0.40656 | 0.40656 | 0.40656 | 0.40656 | 0.40656 | 0.40656 | 0.40656 | 0.40656
| 16520.8365 | 48190.2652 | Reduction in unserved energy | 0 | 0 | 0 | 2.7167 | 9.9929 | 22.8078 | 45.9997 | 86.2365 | 149.1594 | 237.0924 | 416.3828 | 698.8206 | 1086.4835 | 1864.166 | 2723.1504 | 2723.1504 | 2723.1504 | 2723.1504 | 2723.1504 | 2723.1504 | 2723.1504 | 2723.1504 | 2723.1504 | 2723.1504 | 2723.1504 | 2723.1504 | 2723.1504 | 2723.1504 | 2723.1504 | 2723.1504
| 16479.3109 | 48138.6322 | Net benefit | 0 | 0 | -40.6559 | 2.3101 | 9.5864 | 22.4013 | 45.5931 | 85.83 | 148.7529 | 236.6858 | 415.9762 | 698.4141 | 1086.077 | 1863.7595 | 2722.7439 | 2722.7439 | 2722.7439 | 2722.7439 | 2722.7439 | 2722.7439 | 2722.7439 | 2722.7439 | 2722.7439 | 2722.7439 | 2722.7439 | 2722.7439 | 2722.7439 | 2722.7439 | 2722.7439 | 2722.7439
|  |  | EUE Value ($m, real $2024) | 0 | 1.923e-05 | 6.6583e-06 | 3.2709e-05 | 0.00076101 | 0.0026808 | 0.0072827 | 0.030585 | 0.41772 | 2.4981 | 8.0817 | 26.3256 | 70.0798 | 245.1199 | 546.2547 | 546.2547 | 546.2547 | 546.2547 | 546.2547 | 546.2547 | 546.2547 | 546.2547 | 546.2547 | 546.2547 | 546.2547 | 546.2547 | 546.2547 | 546.2547 | 546.2547 | 546.2547
|  |  | Annualised capex | 0 | 0 | 2.2234 | 2.2234 | 2.2234 | 2.2234 | 2.2234 | 2.2234 | 2.2234 | 2.2234 | 2.2234 | 2.2234 | 2.2234 | 2.2234 | 2.2234 | 2.2234 | 2.2234 | 2.2234 | 2.2234 | 2.2234 | 2.2234 | 2.2234 | 2.2234 | 2.2234 | 2.2234 | 2.2234 | 2.2234 | 2.2234 | 2.2234 | 2.2234
|  |  | Annualised cost (capex+opex) | 0 | 0 | 2.2234 | 2.63 | 2.63 | 2.63 | 2.63 | 2.63 | 2.63 | 2.63 | 2.63 | 2.63 | 2.63 | 2.63 | 2.63 | 2.63 | 2.63 | 2.63 | 2.63 | 2.63 | 2.63 | 2.63 | 2.63 | 2.63 | 2.63 | 2.63 | 2.63 | 2.63 | 2.63 | 2.63
|  |  | Optimal timing (interim calc) | 0 | 0 | 0 | 1 | 1 | 1 | 1 | [19 empty] | 1 | 1 | 1 | 1 | bar: 1 to 19
|  |  | Optimal timing | - | - | - | Yes | - | - | - | [19 empty] | - | - | - | - | bar: 1 to 19
Adjusted For Optimal Timing: | 36.4859 | 40.6559 | Capex | 0 | 0 | 40.6559 | 0 | 0 | 0 | 0 | 0 | 0 | 0 | 0 | 0 | 0 | 0 | 0 | 0 | 0 | 0 | 0 | 0 | 0 | 0 | 0 | 0 | 0 | 0 | 0 | 0 | 0 | 0
| 5.0397 | 10.9771 | Opex | 0 | 0 | 0 | 0.40656 | 0.40656 | 0.40656 | 0.40656 | 0.40656 | 0.40656 | 0.40656 | 0.40656 | 0.40656 | 0.40656 | 0.40656 | 0.40656 | 0.40656 | 0.40656 | 0.40656 | 0.40656 | 0.40656 | 0.40656 | 0.40656 | 0.40656 | 0.40656 | 0.40656 | 0.40656 | 0.40656 | 0.40656 | 0.40656 | 0.40656
| 16520.8365 | 48190.2652 | Reduction in unserved energy | 0 | 0 | 0 | 2.7167 | 9.9929 | 22.8078 | 45.9997 | 86.2365 | 149.1594 | 237.0924 | 416.3828 | 698.8206 | 1086.4835 | 1864.166 | 2723.1504 | 2723.1504 | 2723.1504 | 2723.1504 | 2723.1504 | 2723.1504 | 2723.1504 | 2723.1504 | 2723.1504 | 2723.1504 | 2723.1504 | 2723.1504 | 2723.1504 | 2723.1504 | 2723.1504 | 2723.1504
| 16479.3109 | 48138.6322 | Net benefit | 0 | 0 | -40.6559 | 2.3101 | 9.5864 | 22.4013 | 45.5931 | 85.83 | 148.7529 | 236.6858 | 415.9762 | 698.4141 | 1086.077 | 1863.7595 | 2722.7439 | 2722.7439 | 2722.7439 | 2722.7439 | 2722.7439 | 2722.7439 | 2722.7439 | 2722.7439 | 2722.7439 | 2722.7439 | 2722.7439 | 2722.7439 | 2722.7439 | 2722.7439 | 2722.7439 | 2722.7439
Option 7
Determining Optimal Timing: | Discounted | Undiscounted
| 0 | 0 | Capex | 0 | 0 | 0 | 0 | 0 | 0 | 0 | 0 | 0 | 0 | 0 | 0 | 0 | 0 | 0 | 0 | 0 | 0 | 0 | 0 | 0 | 0 | 0 | 0 | 0 | 0 | 0 | 0 | 0 | 0
| 0 | 0 | Opex | 0 | 0 | 0 | 0 | 0 | 0 | 0 | 0 | 0 | 0 | 0 | 0 | 0 | 0 | 0 | 0 | 0 | 0 | 0 | 0 | 0 | 0 | 0 | 0 | 0 | 0 | 0 | 0 | 0 | 0
| 0 | 0 | Reduction in unserved energy | 0 | 0 | 0 | 0 | 0 | 0 | 0 | 0 | 0 | 0 | 0 | 0 | 0 | 0 | 0 | 0 | 0 | 0 | 0 | 0 | 0 | 0 | 0 | 0 | 0 | 0 | 0 | 0 | 0 | 0
| 0 | 0 | Net benefit | 0 | 0 | 0 | 0 | 0 | 0 | 0 | 0 | 0 | 0 | 0 | 0 | 0 | 0 | 0 | 0 | 0 | 0 | 0 | 0 | 0 | 0 | 0 | 0 | 0 | 0 | 0 | 0 | 0 | 0
|  |  | EUE Value ($m, real $2024) | 0 | 0 | 0 | 0 | 0 | 0 | 0 | 0 | 0 | 0 | 0 | 0 | 0 | 0 | 0 | 0 | 0 | 0 | 0 | 0 | 0 | 0 | 0 | 0 | 0 | 0 | 0 | 0 | 0 | 0
|  |  | Annualised capex | 0 | 0 | 0 | 0 | 0 | 0 | 0 | 0 | 0 | 0 | 0 | 0 | 0 | 0 | 0 | 0 | 0 | 0 | 0 | 0 | 0 | 0 | 0 | 0 | 0 | 0 | 0 | 0 | 0 | 0
|  |  | Annualised cost (capex+opex) | 0 | 0 | 0 | 0 | 0 | 0 | 0 | 0 | 0 | 0 | 0 | 0 | 0 | 0 | 0 | 0 | 0 | 0 | 0 | 0 | 0 | 0 | 0 | 0 | 0 | 0 | 0 | 0 | 0 | 0
|  |  | Optimal timing (interim calc) | 0 | 0 | 0 | 0 | 0 | 0 | 0 | 0 | 0 | 0 | 0 | 0 | 0 | 0 | 0 | 0 | 0 | 0 | 0 | 0 | 0 | 0 | 0 | 0 | 0 | 0 | 0 | 0 | 0 | 0
|  |  | Optimal timing | - | - | - | - | - | - | - | [19 empty] | - | - | - | - | bar: 1 to 19
Adjusted For Optimal Timing: | 0 | 0 | Capex | 0 | 0 | 0 | 0 | 0 | 0 | 0 | 0 | 0 | 0 | 0 | 0 | 0 | 0 | 0 | 0 | 0 | 0 | 0 | 0 | 0 | 0 | 0 | 0 | 0 | 0 | 0 | 0 | 0 | 0
| 0 | 0 | Opex | 0 | 0 | 0 | 0 | 0 | 0 | 0 | 0 | 0 | 0 | 0 | 0 | 0 | 0 | 0 | 0 | 0 | 0 | 0 | 0 | 0 | 0 | 0 | 0 | 0 | 0 | 0 | 0 | 0 | 0
| 0 | 0 | Reduction in unserved energy | 0 | 0 | 0 | 0 | 0 | 0 | 0 | 0 | 0 | 0 | 0 | 0 | 0 | 0 | 0 | 0 | 0 | 0 | 0 | 0 | 0 | 0 | 0 | 0 | 0 | 0 | 0 | 0 | 0 | 0
| 0 | 0 | Net benefit | 0 | 0 | 0 | 0 | 0 | 0 | 0 | 0 | 0 | 0 | 0 | 0 | 0 | 0 | 0 | 0 | 0 | 0 | 0 | 0 | 0 | 0 | 0 | 0 | 0 | 0 | 0 | 0 | 0 | 0
Option 8
Determining Optimal Timing: | Discounted | Undiscounted
| 0 | 0 | Capex | 0 | 0 | 0 | 0 | 0 | 0 | 0 | 0 | 0 | 0 | 0 | 0 | 0 | 0 | 0 | 0 | 0 | 0 | 0 | 0 | 0 | 0 | 0 | 0 | 0 | 0 | 0 | 0 | 0 | 0
| 0 | 0 | Opex | 0 | 0 | 0 | 0 | 0 | 0 | 0 | 0 | 0 | 0 | 0 | 0 | 0 | 0 | 0 | 0 | 0 | 0 | 0 | 0 | 0 | 0 | 0 | 0 | 0 | 0 | 0 | 0 | 0 | 0
| 0 | 0 | Reduction in unserved energy | 0 | 0 | 0 | 0 | 0 | 0 | 0 | 0 | 0 | 0 | 0 | 0 | 0 | 0 | 0 | 0 | 0 | 0 | 0 | 0 | 0 | 0 | 0 | 0 | 0 | 0 | 0 | 0 | 0 | 0
| 0 | 0 | Net benefit | 0 | 0 | 0 | 0 | 0 | 0 | 0 | 0 | 0 | 0 | 0 | 0 | 0 | 0 | 0 | 0 | 0 | 0 | 0 | 0 | 0 | 0 | 0 | 0 | 0 | 0 | 0 | 0 | 0 | 0
|  |  | EUE Value ($m, real $2024) | 0 | 0 | 0 | 0 | 0 | 0 | 0 | 0 | 0 | 0 | 0 | 0 | 0 | 0 | 0 | 0 | 0 | 0 | 0 | 0 | 0 | 0 | 0 | 0 | 0 | 0 | 0 | 0 | 0 | 0
|  |  | Annualised capex | 0 | 0 | 0 | 0 | 0 | 0 | 0 | 0 | 0 | 0 | 0 | 0 | 0 | 0 | 0 | 0 | 0 | 0 | 0 | 0 | 0 | 0 | 0 | 0 | 0 | 0 | 0 | 0 | 0 | 0
|  |  | Annualised cost (capex+opex) | 0 | 0 | 0 | 0 | 0 | 0 | 0 | 0 | 0 | 0 | 0 | 0 | 0 | 0 | 0 | 0 | 0 | 0 | 0 | 0 | 0 | 0 | 0 | 0 | 0 | 0 | 0 | 0 | 0 | 0
|  |  | Optimal timing (interim calc) | 0 | 0 | 0 | 0 | 0 | 0 | 0 | 0 | 0 | 0 | 0 | 0 | 0 | 0 | 0 | 0 | 0 | 0 | 0 | 0 | 0 | 0 | 0 | 0 | 0 | 0 | 0 | 0 | 0 | 0
|  |  | Optimal timing | - | - | - | - | - | - | - | [19 empty] | - | - | - | - | bar: 1 to 19
Adjusted For Optimal Timing: | 0 | 0 | Capex | 0 | 0 | 0 | 0 | 0 | 0 | 0 | 0 | 0 | 0 | 0 | 0 | 0 | 0 | 0 | 0 | 0 | 0 | 0 | 0 | 0 | 0 | 0 | 0 | 0 | 0 | 0 | 0 | 0 | 0
| 0 | 0 | Opex | 0 | 0 | 0 | 0 | 0 | 0 | 0 | 0 | 0 | 0 | 0 | 0 | 0 | 0 | 0 | 0 | 0 | 0 | 0 | 0 | 0 | 0 | 0 | 0 | 0 | 0 | 0 | 0 | 0 | 0
| 0 | 0 | Reduction in unserved energy | 0 | 0 | 0 | 0 | 0 | 0 | 0 | 0 | 0 | 0 | 0 | 0 | 0 | 0 | 0 | 0 | 0 | 0 | 0 | 0 | 0 | 0 | 0 | 0 | 0 | 0 | 0 | 0 | 0 | 0
| 0 | 0 | Net benefit | 0 | 0 | 0 | 0 | 0 | 0 | 0 | 0 | 0 | 0 | 0 | 0 | 0 | 0 | 0 | 0 | 0 | 0 | 0 | 0 | 0 | 0 | 0 | 0 | 0 | 0 | 0 | 0 | 0 | 0
Option 9
Determining Optimal Timing: | Discounted | Undiscounted
| 0 | 0 | Capex | 0 | 0 | 0 | 0 | 0 | 0 | 0 | 0 | 0 | 0 | 0 | 0 | 0 | 0 | 0 | 0 | 0 | 0 | 0 | 0 | 0 | 0 | 0 | 0 | 0 | 0 | 0 | 0 | 0 | 0
| 0 | 0 | Opex | 0 | 0 | 0 | 0 | 0 | 0 | 0 | 0 | 0 | 0 | 0 | 0 | 0 | 0 | 0 | 0 | 0 | 0 | 0 | 0 | 0 | 0 | 0 | 0 | 0 | 0 | 0 | 0 | 0 | 0
| 0 | 0 | Reduction in unserved energy | 0 | 0 | 0 | 0 | 0 | 0 | 0 | 0 | 0 | 0 | 0 | 0 | 0 | 0 | 0 | 0 | 0 | 0 | 0 | 0 | 0 | 0 | 0 | 0 | 0 | 0 | 0 | 0 | 0 | 0
| 0 | 0 | Net benefit | 0 | 0 | 0 | 0 | 0 | 0 | 0 | 0 | 0 | 0 | 0 | 0 | 0 | 0 | 0 | 0 | 0 | 0 | 0 | 0 | 0 | 0 | 0 | 0 | 0 | 0 | 0 | 0 | 0 | 0
|  |  | EUE Value ($m, real $2024) | 0 | 0 | 0 | 0 | 0 | 0 | 0 | 0 | 0 | 0 | 0 | 0 | 0 | 0 | 0 | 0 | 0 | 0 | 0 | 0 | 0 | 0 | 0 | 0 | 0 | 0 | 0 | 0 | 0 | 0
|  |  | Annualised capex | 0 | 0 | 0 | 0 | 0 | 0 | 0 | 0 | 0 | 0 | 0 | 0 | 0 | 0 | 0 | 0 | 0 | 0 | 0 | 0 | 0 | 0 | 0 | 0 | 0 | 0 | 0 | 0 | 0 | 0
|  |  | Annualised cost (capex+opex) | 0 | 0 | 0 | 0 | 0 | 0 | 0 | 0 | 0 | 0 | 0 | 0 | 0 | 0 | 0 | 0 | 0 | 0 | 0 | 0 | 0 | 0 | 0 | 0 | 0 | 0 | 0 | 0 | 0 | 0
|  |  | Optimal timing (interim calc) | 0 | 0 | 0 | 0 | 0 | 0 | 0 | 0 | 0 | 0 | 0 | 0 | 0 | 0 | 0 | 0 | 0 | 0 | 0 | 0 | 0 | 0 | 0 | 0 | 0 | 0 | 0 | 0 | 0 | 0
|  |  | Optimal timing | - | - | - | - | - | - | - | [19 empty] | - | - | - | - | bar: 1 to 19
Adjusted For Optimal Timing: | 0 | 0 | Capex | 0 | 0 | 0 | 0 | 0 | 0 | 0 | 0 | 0 | 0 | 0 | 0 | 0 | 0 | 0 | 0 | 0 | 0 | 0 | 0 | 0 | 0 | 0 | 0 | 0 | 0 | 0 | 0 | 0 | 0
| 0 | 0 | Opex | 0 | 0 | 0 | 0 | 0 | 0 | 0 | 0 | 0 | 0 | 0 | 0 | 0 | 0 | 0 | 0 | 0 | 0 | 0 | 0 | 0 | 0 | 0 | 0 | 0 | 0 | 0 | 0 | 0 | 0
| 0 | 0 | Reduction in unserved energy | 0 | 0 | 0 | 0 | 0 | 0 | 0 | 0 | 0 | 0 | 0 | 0 | 0 | 0 | 0 | 0 | 0 | 0 | 0 | 0 | 0 | 0 | 0 | 0 | 0 | 0 | 0 | 0 | 0 | 0
| 0 | 0 | Net benefit | 0 | 0 | 0 | 0 | 0 | 0 | 0 | 0 | 0 | 0 | 0 | 0 | 0 | 0 | 0 | 0 | 0 | 0 | 0 | 0 | 0 | 0 | 0 | 0 | 0 | 0 | 0 | 0 | 0 | 0
Option 10
Determining Optimal Timing: | Discounted | Undiscounted
| 0 | 0 | Capex | 0 | 0 | 0 | 0 | 0 | 0 | 0 | 0 | 0 | 0 | 0 | 0 | 0 | 0 | 0 | 0 | 0 | 0 | 0 | 0 | 0 | 0 | 0 | 0 | 0 | 0 | 0 | 0 | 0 | 0
| 0 | 0 | Opex | 0 | 0 | 0 | 0 | 0 | 0 | 0 | 0 | 0 | 0 | 0 | 0 | 0 | 0 | 0 | 0 | 0 | 0 | 0 | 0 | 0 | 0 | 0 | 0 | 0 | 0 | 0 | 0 | 0 | 0
| 0 | 0 | Reduction in unserved energy | 0 | 0 | 0 | 0 | 0 | 0 | 0 | 0 | 0 | 0 | 0 | 0 | 0 | 0 | 0 | 0 | 0 | 0 | 0 | 0 | 0 | 0 | 0 | 0 | 0 | 0 | 0 | 0 | 0 | 0
| 0 | 0 | Net benefit | 0 | 0 | 0 | 0 | 0 | 0 | 0 | 0 | 0 | 0 | 0 | 0 | 0 | 0 | 0 | 0 | 0 | 0 | 0 | 0 | 0 | 0 | 0 | 0 | 0 | 0 | 0 | 0 | 0 | 0
|  |  | EUE Value ($m, real $2024) | 0 | 0 | 0 | 0 | 0 | 0 | 0 | 0 | 0 | 0 | 0 | 0 | 0 | 0 | 0 | 0 | 0 | 0 | 0 | 0 | 0 | 0 | 0 | 0 | 0 | 0 | 0 | 0 | 0 | 0
|  |  | Annualised capex | 0 | 0 | 0 | 0 | 0 | 0 | 0 | 0 | 0 | 0 | 0 | 0 | 0 | 0 | 0 | 0 | 0 | 0 | 0 | 0 | 0 | 0 | 0 | 0 | 0 | 0 | 0 | 0 | 0 | 0
|  |  | Annualised cost (capex+opex) | 0 | 0 | 0 | 0 | 0 | 0 | 0 | 0 | 0 | 0 | 0 | 0 | 0 | 0 | 0 | 0 | 0 | 0 | 0 | 0 | 0 | 0 | 0 | 0 | 0 | 0 | 0 | 0 | 0 | 0
|  |  | Optimal timing (interim calc) | 0 | 0 | 0 | 0 | 0 | 0 | 0 | 0 | 0 | 0 | 0 | 0 | 0 | 0 | 0 | 0 | 0 | 0 | 0 | 0 | 0 | 0 | 0 | 0 | 0 | 0 | 0 | 0 | 0 | 0
|  |  | Optimal timing | - | - | - | - | - | - | - | [19 empty] | - | - | - | - | bar: 1 to 19
Adjusted For Optimal Timing: | 0 | 0 | Capex | 0 | 0 | 0 | 0 | 0 | 0 | 0 | 0 | 0 | 0 | 0 | 0 | 0 | 0 | 0 | 0 | 0 | 0 | 0 | 0 | 0 | 0 | 0 | 0 | 0 | 0 | 0 | 0 | 0 | 0
| 0 | 0 | Opex | 0 | 0 | 0 | 0 | 0 | 0 | 0 | 0 | 0 | 0 | 0 | 0 | 0 | 0 | 0 | 0 | 0 | 0 | 0 | 0 | 0 | 0 | 0 | 0 | 0 | 0 | 0 | 0 | 0 | 0
| 0 | 0 | Reduction in unserved energy | 0 | 0 | 0 | 0 | 0 | 0 | 0 | 0 | 0 | 0 | 0 | 0 | 0 | 0 | 0 | 0 | 0 | 0 | 0 | 0 | 0 | 0 | 0 | 0 | 0 | 0 | 0 | 0 | 0 | 0
| 0 | 0 | Net benefit | 0 | 0 | 0 | 0 | 0 | 0 | 0 | 0 | 0 | 0 | 0 | 0 | 0 | 0 | 0 | 0 | 0 | 0 | 0 | 0 | 0 | 0 | 0 | 0 | 0 | 0 | 0 | 0 | 0 | 0

## 3.3 Adjustments
PREFERRED OPTION
|  |  | FY25 | FY26 | FY27 | FY28 | FY29 | FY30 | FY31 | FY32 | FY33 | FY34 | FY35 | FY36 | Total
| $real $2024 (thousands) | Input capex (excl mgmt reserve and indirect) | 0 | 0 | 35329.7866 | 0 | 0 | 0 | 0 | 0 | 0 | 0 | 0 | 0 | 35329.7866
|  | Post modelling adjustment | 0 | 0 | -36000.2773 | 15000 | 11000 | 10000 | 0 | 0 | 0 | 0 | 0 | 0 | -0.27726
|  | Revised reg proposal capex | 0 | 0 | -670.4907 | 15000 | 11000 | 10000 | 0 | 0 | 0 | 0 | 0 | 0 | 35329.5093