## Lists
yes/No List
Yes
No

## Intro
Navigation Dashboard
| Model Overview |  | Description
|  | 0.1 Model Steps | Overview of the NPV modelling process.
|  | 0.2 QA | Automated quality assurance checks.
Output
|  | 1.1 BC Summary | Business Case summary of NPV analysis, including the ranking of assessed options and optimal commissioning timing based on NPV.
Inputs
|  | 2.1 KMA | Key model inputs and assumptions.
|  | 2.2.1 Supply Risk $ Base Demand | Collects the Supply Risk or Value of EUE (in $) calculated in linked Energy at Risk calculators.
|  | 2.2.2 Supply Risk $ Low Demand | Collects the Supply Risk or Value of EUE (in $) calculated in linked Energy at Risk calculators for the Low Demand sensitivity.
|  | 2.2.3 Supply Risk $ High Demand | Collects the Supply Risk or Value of EUE (in $) calculated in linked Energy at Risk calculators for the High Demand sensitivity.
|  | 2.2.4 Supply Risk $ Low PoF | Collects the Supply Risk or Value of EUE (in $) calculated in linked Energy at Risk calculators for the Low Transformer Probability of Failure sensitivity.
|  | 2.2.5 Supply Risk $ High PoF | Collects the Supply Risk or Value of EUE (in $) calculated in linked Energy at Risk calculators for the High Transformer Probability of Failure sensitivity.
|  | 2.3.1 Cost Summary | Collects costs from cost sheets and converts estimates to $2024.
|  | 2.3.2 Option 2 Cost | Cost estimate of Option 2.
|  | 2.3.3 Option 3 Cost | Cost estimate of Option 3.
|  | 2.3.4 Option 4 Cost | Cost estimate of Option 4.
|  | 2.3.5 Option 5 Cost | Cost estimate of Option 5.
|  | 2.3.6 Option 6 Cost | Cost estimate of Option 6.
|  | 2.3.7 Option 7 Cost | Cost estimate of Option 7.
|  | 2.3.8 Option 8 Cost | Cost estimate of Option 8.
|  | 2.3.9 Option 9 Cost | Cost estimate of Option 9.
|  | 2.3.10 Option 10 Cost | Cost estimate of Option 10.
Analysis & NPV Calculations
|  | 3.1 NPV | NPV calculator using central/base case assumptions.
|  | 3.2.1 NPV (LoDiscount) | NPV calculator using a lower discount rate.
|  | 3.2.2 NPV (HiDiscount) | NPV calculator using a higher discount rate.
|  | 3.2.3 NPV (LoCost) | NPV calculator using lower capital cost.
|  | 3.2.4 NPV (HiCost) | NPV calculator using higher capital cost.
|  | 3.2.5 NPV (Low Demand) | NPV calculator using a lower demand forecast
|  | 3.2.6 NPV (High Demand) | NPV calculator using a higher demand forecast
|  | 3.2.7 NPV (Low VCR) | NPV calculator using a lower VCR.
|  | 3.2.8 NPV (High VCR) | NPV calculator using a higher VCR.
|  | 3.2.9 NPV (Low Tx PoF's) | NPV calculator using a lower Transformer PoF.
|  | 3.2.10 NPV (High Tx PoF's) | NPV calculator using a Higher Transformer Po.
|  | 3.3 Adjustments | Post modelling adjustments
Glossary
| Term | Full Form | Description | Where Used in Model
| NPV | Net Present Value | A financial metric that calculates the present value of future cash flows minus initial investment. | 3.x NPV sheets, 1.1 BC Summary
| VCR | Value of Customer Reliability | Represents the cost of electricity outages per customer, used to quantify reliability benefits. | 2.1 KMA, 3.2.x Sensitivity tabs
| PoF | Probability of Failure | Likelihood that an asset will fail within a given time period. | 2.1 KMA, 3.2.x Sensitivity tabs
| EaR | Energy at Risk | Expected unserved energy due to network constraints or asset failure. | 2.2.x Supply Risk tabs
| WACC | Weighted Average Cost of Capital | The average rate of return a company is expected to pay its investors; used as discount rate. | 2.1 KMA
| Capex | Capital Expenditure | Funds used by a company to acquire or upgrade physical assets such as equipment or infrastructure. | 2.3.x Cost Summary, 3.x NPV sheets
| Opex | Operational Expenditure | Ongoing costs for running a product, business, or system. | 2.3.x Cost Summary, 3.x NPV sheets
| Sensitivity Analysis | Sensitivity Analysis | Technique used to determine how different values of an input affect a particular output under a given set of assumptions. | 3.2.x Sensitivity tabs
| Discount Rate (WACC) | Discount Rate | Rate used to discount future cash flows to their present value. | 2.1 KMA, 3.x NPV sheets
| Business Case | Business Case | A justification for a proposed project or investment, including benefits, costs, and risks. | Info tab, 1.1 BC Summary
| Optimal Timing | Optimal Timing | Optimal timing of the preferred project option, which is the year the annual benefits exceed the annual costs. | 1.1 BC Summary
External Links
Main External Files
Variants for Sensitivities
Other External Reference

## Change Log
Revision Table
Date | Editted by | Comment
2025-09-03 | BO | Draft version for circulation
2025-09-23 | HT | Added additional options
2025-09-30 | HT | Added Demand Sensitivities
2025-10-09 | BO / HT | Updated info page; added modelling process diagram and QA checks
2025-10-28 | HT | Updated Info page , Added VCR & Pof Sensitivities

## 0.1 Model Steps
|  |  | Asset EaR Inputs | Data Inputs |  | Calculations |  |  |  | Outputs
Eq1. Annual Risk Reducion Benefit
Value of EUE (feeder)
Eq2. Annulised CAPEX |  |  | Value of EUE (distribution substation)
[5 empty] | BAU / Do Nothing Supply Risk $M |  | Eq1.
| Using the PMT function in excel |  | Value of EUE (LV circuits)
Annual Risk Reduction Benfit $M
Eq3. Opex
|  |  | N/A | [5 empty] | Eq5. & Eq6.
Option Supply Risk $M (after augmentation)
Eq4. Annual Total Cost | [8 empty] | Net Present Value & Optimal Timing | Outputs / BC Summaries
N/A
Eq3.
Eq5. Net Present Value Benefits & Optimal Timing = (Annual risk reduction benfit > annual cost) |  |  | N/A
Opex
Eq6. NPV calculated with Capex one year before optimal timing; Benefits and Opex start one year after. |  |  | N/A |  |  |  |  | Eq4.
|  | Using the NPV formula in excel |  |  | Option Cost Estimates |  |  | Annualised Total Cost
N/A
Eq2.
|  |  | N/A |  |  |  | Annualised Capex
WACC
N/A

## 0.2 QA
Overall Status
Good
Number | Check Name | Status | Info |  | FY25 | FY26 | FY27 | FY28 | FY29 | FY30 | FY31 | FY32 | FY33 | FY34 | FY35 | FY36 | FY37 | FY38 | FY39 | FY40 | FY41 | FY42 | FY43 | FY44 | FY45 | FY46 | FY47 | FY48 | FY49 | FY50 | FY51 | FY52 | FY53 | FY54
1 | Opex start | Good | Confirm Opex only starts after the Capex investment is completed and commissioned | Input costs check | 1 | 1 | 0 | 1 | 0 | 0 | 0 | 0 | 0 | 0 | 0 | 0 | 0 | 0 | 0 | 0 | 0 | 0 | 0 | 0 | 0 | 0 | 0 | 0 | 0 | 0 | 0 | 0 | 0 | 0
2 | Risk assessment period | Good | Confirm BAU / Do Nothing Supply Risk or Option Risk Reduction Benefit is capped at 15 years | Benfits checks | 0 | 0 | 1 | 1 | 0 | 0 | 0 | 0 | 0 | 0 | 0 | 0 | 0 | 0 | 0 | 0 | 0 | 0 | 0 | 0 | 0 | 0 | 0 | 0 | 0 | 0 | 0 | 0 | 0 | 0

## 1.1 BC Summary
Outputs for executive summary
Include in Assesment | Option | Description | PV benefits | PV costs | NPV | Rank Input | Optimal year | [26 empty] | Yes
No
Yes | 1 | Do Nothing / Base Case | 0 | 0 | 0 | 2
Yes | 2 | Implement summer prep | 13.1903 | 4.7029 | 8.4874 | 1 | FY27
No | 3 | [5 empty] | -
No | 4 | [5 empty] | -
No | 5 | [5 empty] | -
No | 6 | [5 empty] | -
No | 7 | [5 empty] | -
No | 8 | [5 empty] | -
No | 9 | [5 empty] | -
No | 10 | [5 empty] | -
Optimal Timing
| Option 1 | Do Nothing / Base Case
|  |  |  | FY25 | FY26 | FY27 | FY28 | FY29 | FY30 | FY31 | FY32 | FY33 | FY34 | FY35 | FY36 | FY37 | FY38 | FY39 | FY40 | FY41 | FY42 | FY43 | FY44 | FY45 | FY46 | FY47 | FY48 | FY49 | FY50 | FY51 | FY52 | FY53 | FY54
|  | Undiscounted | EUE Value ($m, real $2024) | 0.99225 | 0.99225 | 0.99225 | 0.99225 | 0.99225 | 0.99225 | 0.99225 | 0.99225 | 0.99225 | 0.99225 | 0.99225 | 0.99225 | 0.99225 | 0.99225 | 0.99225 | 0.99225 | 0.99225 | 0.99225 | 0.99225 | 0.99225 | 0.99225 | 0.99225 | 0.99225 | 0.99225 | 0.99225 | 0.99225 | 0.99225 | 0.99225 | 0.99225 | 0.99225
| Option 2 | Implement summer prep
|  |  |  | FY25 | FY26 | FY27 | FY28 | FY29 | FY30 | FY31 | FY32 | FY33 | FY34 | FY35 | FY36 | FY37 | FY38 | FY39 | FY40 | FY41 | FY42 | FY43 | FY44 | FY45 | FY46 | FY47 | FY48 | FY49 | FY50 | FY51 | FY52 | FY53 | FY54
|  | Undiscounted | EUE Value ($m, real $2024) | 0 | 0 | 0 | 0 | 0 | 0 | 0 | 0 | 0 | 0 | 0 | 0 | 0 | 0 | 0 | 0 | 0 | 0 | 0 | 0 | 0 | 0 | 0 | 0 | 0 | 0 | 0 | 0 | 0 | 0
|  |  | $m, real $2024 | FY25 | FY26 | FY27 | FY28 | FY29 | FY30 | FY31 | FY32 | FY33 | FY34 | FY35 | FY36 | FY37 | FY38 | FY39 | FY40 | FY41 | FY42 | FY43 | FY44 | FY45 | FY46 | FY47 | FY48 | FY49 | FY50 | FY51 | FY52 | FY53 | FY54
|  | Undiscounted | Capex | 0 | 0 | 1.1523 | 1.1523 | 1.1523 | 1.1523 | 1.1523 | 0 | 0 | 0 | 0 | 0 | 0 | 0 | 0 | 0 | 0 | 0 | 0 | 0 | 0 | 0 | 0 | 0 | 0 | 0 | 0 | 0 | 0 | 0
|  | Undiscounted | Opex | 0 | 0 | 0 | 0.057616 | 0 | 0 | 0 | 0 | 0 | 0 | 0 | 0 | 0 | 0 | 0 | 0 | 0 | 0 | 0 | 0 | 0 | 0 | 0 | 0 | 0 | 0 | 0 | 0 | 0 | 0
|  | Undiscounted | Total costs | 0 | 0 | 1.1523 | 1.2099 | 1.1523 | 1.1523 | 1.1523 | 0 | 0 | 0 | 0 | 0 | 0 | 0 | 0 | 0 | 0 | 0 | 0 | 0 | 0 | 0 | 0 | 0 | 0 | 0 | 0 | 0 | 0 | 0
|  |  | $m, real $2024 | FY25 | FY26 | FY27 | FY28 | FY29 | FY30 | FY31 | FY32 | FY33 | FY34 | FY35 | FY36 | FY37 | FY38 | FY39 | FY40 | FY41 | FY42 | FY43 | FY44 | FY45 | FY46 | FY47 | FY48 | FY49 | FY50 | FY51 | FY52 | FY53 | FY54
|  | Undiscounted | Benefits (reduction in EUE relative to Option 0) | 0 | 0 | 0.99225 | 0.99225 | 0.99225 | 0.99225 | 0.99225 | 0.99225 | 0.99225 | 0.99225 | 0.99225 | 0.99225 | 0.99225 | 0.99225 | 0.99225 | 0.99225 | 0.99225 | 0.99225 | 0.99225 | 0.99225 | 0.99225 | 0.99225 | 0.99225 | 0.99225 | 0.99225 | 0.99225 | 0.99225 | 0.99225 | 0.99225 | 0.99225
|  |  | Optimal Timing | FY25: FY27
FY31
FY31
|  |  | Option 2 | FY25: FY31
Option 3
|  |  |  | FY25 | FY26 | FY27 | FY28 | FY29 | FY30 | FY31 | FY32 | FY33 | FY34 | FY35 | FY36 | FY37 | FY38 | FY39 | FY40 | FY41 | FY42 | FY43 | FY44 | FY45 | FY46 | FY47 | FY48 | FY49 | FY50 | FY51 | FY52 | FY53 | FY54
|  | Undiscounted | EUE Value ($m, real $2024) | 0 | 0 | 0 | 0 | 0 | 0 | 0 | 0 | 0 | 0 | 0 | 0 | 0 | 0 | 0 | 0 | 0 | 0 | 0 | 0 | 0 | 0 | 0 | 0 | 0 | 0 | 0 | 0 | 0 | 0
|  |  | $m, real $2024 | FY25 | FY26 | FY27 | FY28 | FY29 | FY30 | FY31 | FY32 | FY33 | FY34 | FY35 | FY36 | FY37 | FY38 | FY39 | FY40 | FY41 | FY42 | FY43 | FY44 | FY45 | FY46 | FY47 | FY48 | FY49 | FY50 | FY51 | FY52 | FY53 | FY54
|  | Undiscounted | Capex | 0 | 0 | 0 | 0 | 0 | 0 | 0 | 0 | 0 | 0 | 0 | 0 | 0 | 0 | 0 | 0 | 0 | 0 | 0 | 0 | 0 | 0 | 0 | 0 | 0 | 0 | 0 | 0 | 0 | 0
|  | Undiscounted | Opex | 0 | 0 | 0 | 0 | 0 | 0 | 0 | 0 | 0 | 0 | 0 | 0 | 0 | 0 | 0 | 0 | 0 | 0 | 0 | 0 | 0 | 0 | 0 | 0 | 0 | 0 | 0 | 0 | 0 | 0
|  | Undiscounted | Total costs | 0 | 0 | 0 | 0 | 0 | 0 | 0 | 0 | 0 | 0 | 0 | 0 | 0 | 0 | 0 | 0 | 0 | 0 | 0 | 0 | 0 | 0 | 0 | 0 | 0 | 0 | 0 | 0 | 0 | 0
|  |  | $m, real $2024 | FY25 | FY26 | FY27 | FY28 | FY29 | FY30 | FY31 | FY32 | FY33 | FY34 | FY35 | FY36 | FY37 | FY38 | FY39 | FY40 | FY41 | FY42 | FY43 | FY44 | FY45 | FY46 | FY47 | FY48 | FY49 | FY50 | FY51 | FY52 | FY53 | FY54
|  | Undiscounted | Benefits (reduction in EUE relative to Option 0) | 0 | 0 | 0 | 0 | 0 | 0 | 0 | 0 | 0 | 0 | 0 | 0 | 0 | 0 | 0 | 0 | 0 | 0 | 0 | 0 | 0 | 0 | 0 | 0 | 0 | 0 | 0 | 0 | 0 | 0
Optimal Timing | bar: FY25
FY30
FY30
|  |  | Option 3 | FY25: FY30
Option 4
|  |  |  | FY25 | FY26 | FY27 | FY28 | FY29 | FY30 | FY31 | FY32 | FY33 | FY34 | FY35 | FY36 | FY37 | FY38 | FY39 | FY40 | FY41 | FY42 | FY43 | FY44 | FY45 | FY46 | FY47 | FY48 | FY49 | FY50 | FY51 | FY52 | FY53 | FY54
|  | Undiscounted | EUE Value ($m, real $2024) | 0 | 0 | 0 | 0 | 0 | 0 | 0 | 0 | 0 | 0 | 0 | 0 | 0 | 0 | 0 | 0 | 0 | 0 | 0 | 0 | 0 | 0 | 0 | 0 | 0 | 0 | 0 | 0 | 0 | 0
|  |  | $m, real $2024 | FY25 | FY26 | FY27 | FY28 | FY29 | FY30 | FY31 | FY32 | FY33 | FY34 | FY35 | FY36 | FY37 | FY38 | FY39 | FY40 | FY41 | FY42 | FY43 | FY44 | FY45 | FY46 | FY47 | FY48 | FY49 | FY50 | FY51 | FY52 | FY53 | FY54
|  | Undiscounted | Capex | 0 | 0 | 0 | 0 | 0 | 0 | 0 | 0 | 0 | 0 | 0 | 0 | 0 | 0 | 0 | 0 | 0 | 0 | 0 | 0 | 0 | 0 | 0 | 0 | 0 | 0 | 0 | 0 | 0 | 0
|  | Undiscounted | Opex | 0 | 0 | 0 | 0 | 0 | 0 | 0 | 0 | 0 | 0 | 0 | 0 | 0 | 0 | 0 | 0 | 0 | 0 | 0 | 0 | 0 | 0 | 0 | 0 | 0 | 0 | 0 | 0 | 0 | 0
|  | Undiscounted | Total costs | 0 | 0 | 0 | 0 | 0 | 0 | 0 | 0 | 0 | 0 | 0 | 0 | 0 | 0 | 0 | 0 | 0 | 0 | 0 | 0 | 0 | 0 | 0 | 0 | 0 | 0 | 0 | 0 | 0 | 0
|  |  | $m, real $2024 | FY25 | FY26 | FY27 | FY28 | FY29 | FY30 | FY31 | FY32 | FY33 | FY34 | FY35 | FY36 | FY37 | FY38 | FY39 | FY40 | FY41 | FY42 | FY43 | FY44 | FY45 | FY46 | FY47 | FY48 | FY49 | FY50 | FY51 | FY52 | FY53 | FY54
|  | Undiscounted | Benefits (reduction in EUE relative to Option 0) | 0 | 0 | 0 | 0 | 0 | 0 | 0 | 0 | 0 | 0 | 0 | 0 | 0 | 0 | 0 | 0 | 0 | 0 | 0 | 0 | 0 | 0 | 0 | 0 | 0 | 0 | 0 | 0 | 0 | 0
Optimal Timing | bar: FY25
FY33
FY33
|  |  | Option 4 | FY25: FY33
Option 5
|  |  |  | FY25 | FY26 | FY27 | FY28 | FY29 | FY30 | FY31 | FY32 | FY33 | FY34 | FY35 | FY36 | FY37 | FY38 | FY39 | FY40 | FY41 | FY42 | FY43 | FY44 | FY45 | FY46 | FY47 | FY48 | FY49 | FY50 | FY51 | FY52 | FY53 | FY54
|  | Undiscounted | EUE Value ($m, real $2024) | 0 | 0 | 0 | 0 | 0 | 0 | 0 | 0 | 0 | 0 | 0 | 0 | 0 | 0 | 0 | 0 | 0 | 0 | 0 | 0 | 0 | 0 | 0 | 0 | 0 | 0 | 0 | 0 | 0 | 0
|  |  | $m, real $2024 | FY25 | FY26 | FY27 | FY28 | FY29 | FY30 | FY31 | FY32 | FY33 | FY34 | FY35 | FY36 | FY37 | FY38 | FY39 | FY40 | FY41 | FY42 | FY43 | FY44 | FY45 | FY46 | FY47 | FY48 | FY49 | FY50 | FY51 | FY52 | FY53 | FY54
|  | Undiscounted | Capex | 0 | 0 | 0 | 0 | 0 | 0 | 0 | 0 | 0 | 0 | 0 | 0 | 0 | 0 | 0 | 0 | 0 | 0 | 0 | 0 | 0 | 0 | 0 | 0 | 0 | 0 | 0 | 0 | 0 | 0
|  | Undiscounted | Opex | 0.99225 | 0.99225 | 0.99225 | 0.99225 | 0.99225 | 0.99225 | 0.99225 | 0.99225 | 0.99225 | 0.99225 | 0.99225 | 0.99225 | 0.99225 | 0.99225 | 0.99225 | 0.99225 | 0.99225 | 0.99225 | 0.99225 | 0.99225 | 0.99225 | 0.99225 | 0.99225 | 0.99225 | 0.99225 | 0.99225 | 0.99225 | 0.99225 | 0.99225 | 0.99225
|  | Undiscounted | Total costs | 0.99225 | 0.99225 | 0.99225 | 0.99225 | 0.99225 | 0.99225 | 0.99225 | 0.99225 | 0.99225 | 0.99225 | 0.99225 | 0.99225 | 0.99225 | 0.99225 | 0.99225 | 0.99225 | 0.99225 | 0.99225 | 0.99225 | 0.99225 | 0.99225 | 0.99225 | 0.99225 | 0.99225 | 0.99225 | 0.99225 | 0.99225 | 0.99225 | 0.99225 | 0.99225
|  |  | $m, real $2024 | FY25 | FY26 | FY27 | FY28 | FY29 | FY30 | FY31 | FY32 | FY33 | FY34 | FY35 | FY36 | FY37 | FY38 | FY39 | FY40 | FY41 | FY42 | FY43 | FY44 | FY45 | FY46 | FY47 | FY48 | FY49 | FY50 | FY51 | FY52 | FY53 | FY54
|  | Undiscounted | Benefits (reduction in EUE relative to Option 0) | 0.99225 | 0.99225 | 0.99225 | 0.99225 | 0.99225 | 0.99225 | 0.99225 | 0.99225 | 0.99225 | 0.99225 | 0.99225 | 0.99225 | 0.99225 | 0.99225 | 0.99225 | 0.99225 | 0.99225 | 0.99225 | 0.99225 | 0.99225 | 0.99225 | 0.99225 | 0.99225 | 0.99225 | 0.99225 | 0.99225 | 0.99225 | 0.99225 | 0.99225 | 0.99225
Optimal Timing | bar: FY25
-
-
Option 5 | bar: FY25
Option 6
|  |  |  | FY25 | FY26 | FY27 | FY28 | FY29 | FY30 | FY31 | FY32 | FY33 | FY34 | FY35 | FY36 | FY37 | FY38 | FY39 | FY40 | FY41 | FY42 | FY43 | FY44 | FY45 | FY46 | FY47 | FY48 | FY49 | FY50 | FY51 | FY52 | FY53 | FY54
|  | Undiscounted | EUE Value ($m, real $2024) | 0 | 0 | 0 | 0 | 0 | 0 | 0 | 0 | 0 | 0 | 0 | 0 | 0 | 0 | 0 | 0 | 0 | 0 | 0 | 0 | 0 | 0 | 0 | 0 | 0 | 0 | 0 | 0 | 0 | 0
|  |  | $m, real $2024 | FY25 | FY26 | FY27 | FY28 | FY29 | FY30 | FY31 | FY32 | FY33 | FY34 | FY35 | FY36 | FY37 | FY38 | FY39 | FY40 | FY41 | FY42 | FY43 | FY44 | FY45 | FY46 | FY47 | FY48 | FY49 | FY50 | FY51 | FY52 | FY53 | FY54
|  | Undiscounted | Capex | 0 | 0 | 0 | 0 | 0 | 0 | 0 | 0 | 0 | 0 | 0 | 0 | 0 | 0 | 0 | 0 | 0 | 0 | 0 | 0 | 0 | 0 | 0 | 0 | 0 | 0 | 0 | 0 | 0 | 0
|  | Undiscounted | Opex | 0 | 0 | 0 | 0 | 0 | 0 | 0 | 0 | 0 | 0 | 0 | 0 | 0 | 0 | 0 | 0 | 0 | 0 | 0 | 0 | 0 | 0 | 0 | 0 | 0 | 0 | 0 | 0 | 0 | 0
|  | Undiscounted | Total costs | 0 | 0 | 0 | 0 | 0 | 0 | 0 | 0 | 0 | 0 | 0 | 0 | 0 | 0 | 0 | 0 | 0 | 0 | 0 | 0 | 0 | 0 | 0 | 0 | 0 | 0 | 0 | 0 | 0 | 0
|  |  | $m, real $2024 | FY25 | FY26 | FY27 | FY28 | FY29 | FY30 | FY31 | FY32 | FY33 | FY34 | FY35 | FY36 | FY37 | FY38 | FY39 | FY40 | FY41 | FY42 | FY43 | FY44 | FY45 | FY46 | FY47 | FY48 | FY49 | FY50 | FY51 | FY52 | FY53 | FY54
|  | Undiscounted | Benefits (reduction in EUE relative to Option 0) | 0 | 0 | 0 | 0 | 0 | 0 | 0 | 0 | 0 | 0 | 0 | 0 | 0 | 0 | 0 | 0 | 0 | 0 | 0 | 0 | 0 | 0 | 0 | 0 | 0 | 0 | 0 | 0 | 0 | 0
Optimal Timing | bar: FY25
FY33
FY33
|  |  | Option 6 | FY25: FY33
Option 7
|  |  |  | FY25 | FY26 | FY27 | FY28 | FY29 | FY30 | FY31 | FY32 | FY33 | FY34 | FY35 | FY36 | FY37 | FY38 | FY39 | FY40 | FY41 | FY42 | FY43 | FY44 | FY45 | FY46 | FY47 | FY48 | FY49 | FY50 | FY51 | FY52 | FY53 | FY54
|  | Undiscounted | EUE Value ($m, real $2024) | 0 | 0 | 0 | 0 | 0 | 0 | 0 | 0 | 0 | 0 | 0 | 0 | 0 | 0 | 0 | 0 | 0 | 0 | 0 | 0 | 0 | 0 | 0 | 0 | 0 | 0 | 0 | 0 | 0 | 0
|  |  | $m, real $2024 | FY25 | FY26 | FY27 | FY28 | FY29 | FY30 | FY31 | FY32 | FY33 | FY34 | FY35 | FY36 | FY37 | FY38 | FY39 | FY40 | FY41 | FY42 | FY43 | FY44 | FY45 | FY46 | FY47 | FY48 | FY49 | FY50 | FY51 | FY52 | FY53 | FY54
|  | Undiscounted | Capex | 0 | 0 | 0 | 0 | 0 | 0 | 0 | 0 | 0 | 0 | 0 | 0 | 0 | 0 | 0 | 0 | 0 | 0 | 0 | 0 | 0 | 0 | 0 | 0 | 0 | 0 | 0 | 0 | 0 | 0
|  | Undiscounted | Opex | 0 | 0 | 0 | 0 | 0 | 0 | 0 | 0 | 0 | 0 | 0 | 0 | 0 | 0 | 0 | 0 | 0 | 0 | 0 | 0 | 0 | 0 | 0 | 0 | 0 | 0 | 0 | 0 | 0 | 0
|  | Undiscounted | Total costs | 0 | 0 | 0 | 0 | 0 | 0 | 0 | 0 | 0 | 0 | 0 | 0 | 0 | 0 | 0 | 0 | 0 | 0 | 0 | 0 | 0 | 0 | 0 | 0 | 0 | 0 | 0 | 0 | 0 | 0
|  |  | $m, real $2024 | FY25 | FY26 | FY27 | FY28 | FY29 | FY30 | FY31 | FY32 | FY33 | FY34 | FY35 | FY36 | FY37 | FY38 | FY39 | FY40 | FY41 | FY42 | FY43 | FY44 | FY45 | FY46 | FY47 | FY48 | FY49 | FY50 | FY51 | FY52 | FY53 | FY54
|  | Undiscounted | Benefits (reduction in EUE relative to Option 0) | 0 | 0 | 0 | 0 | 0 | 0 | 0 | 0 | 0 | 0 | 0 | 0 | 0 | 0 | 0 | 0 | 0 | 0 | 0 | 0 | 0 | 0 | 0 | 0 | 0 | 0 | 0 | 0 | 0 | 0
Optimal Timing | bar: FY25
-
-
Option 7 | bar: FY25
Option 8
|  |  |  | FY25 | FY26 | FY27 | FY28 | FY29 | FY30 | FY31 | FY32 | FY33 | FY34 | FY35 | FY36 | FY37 | FY38 | FY39 | FY40 | FY41 | FY42 | FY43 | FY44 | FY45 | FY46 | FY47 | FY48 | FY49 | FY50 | FY51 | FY52 | FY53 | FY54
|  | Undiscounted | EUE Value ($m, real $2024) | 0 | 0 | 0 | 0 | 0 | 0 | 0 | 0 | 0 | 0 | 0 | 0 | 0 | 0 | 0 | 0 | 0 | 0 | 0 | 0 | 0 | 0 | 0 | 0 | 0 | 0 | 0 | 0 | 0 | 0
|  |  | $m, real $2024 | FY25 | FY26 | FY27 | FY28 | FY29 | FY30 | FY31 | FY32 | FY33 | FY34 | FY35 | FY36 | FY37 | FY38 | FY39 | FY40 | FY41 | FY42 | FY43 | FY44 | FY45 | FY46 | FY47 | FY48 | FY49 | FY50 | FY51 | FY52 | FY53 | FY54
|  | Undiscounted | Capex | 0 | 0 | 0 | 0 | 0 | 0 | 0 | 0 | 0 | 0 | 0 | 0 | 0 | 0 | 0 | 0 | 0 | 0 | 0 | 0 | 0 | 0 | 0 | 0 | 0 | 0 | 0 | 0 | 0 | 0
|  | Undiscounted | Opex | 0 | 0 | 0 | 0 | 0 | 0 | 0 | 0 | 0 | 0 | 0 | 0 | 0 | 0 | 0 | 0 | 0 | 0 | 0 | 0 | 0 | 0 | 0 | 0 | 0 | 0 | 0 | 0 | 0 | 0
|  | Undiscounted | Total costs | 0 | 0 | 0 | 0 | 0 | 0 | 0 | 0 | 0 | 0 | 0 | 0 | 0 | 0 | 0 | 0 | 0 | 0 | 0 | 0 | 0 | 0 | 0 | 0 | 0 | 0 | 0 | 0 | 0 | 0
|  |  | $m, real $2024 | FY25 | FY26 | FY27 | FY28 | FY29 | FY30 | FY31 | FY32 | FY33 | FY34 | FY35 | FY36 | FY37 | FY38 | FY39 | FY40 | FY41 | FY42 | FY43 | FY44 | FY45 | FY46 | FY47 | FY48 | FY49 | FY50 | FY51 | FY52 | FY53 | FY54
|  | Undiscounted | Benefits (reduction in EUE relative to Option 0) | 0 | 0 | 0 | 0 | 0 | 0 | 0 | 0 | 0 | 0 | 0 | 0 | 0 | 0 | 0 | 0 | 0 | 0 | 0 | 0 | 0 | 0 | 0 | 0 | 0 | 0 | 0 | 0 | 0 | 0
Optimal Timing | bar: FY25
-
-
Option 8 | bar: FY25
Option 9
|  |  |  | FY25 | FY26 | FY27 | FY28 | FY29 | FY30 | FY31 | FY32 | FY33 | FY34 | FY35 | FY36 | FY37 | FY38 | FY39 | FY40 | FY41 | FY42 | FY43 | FY44 | FY45 | FY46 | FY47 | FY48 | FY49 | FY50 | FY51 | FY52 | FY53 | FY54
|  | Undiscounted | EUE Value ($m, real $2024) | 0 | 0 | 0 | 0 | 0 | 0 | 0 | 0 | 0 | 0 | 0 | 0 | 0 | 0 | 0 | 0 | 0 | 0 | 0 | 0 | 0 | 0 | 0 | 0 | 0 | 0 | 0 | 0 | 0 | 0
|  |  | $m, real $2024 | FY25 | FY26 | FY27 | FY28 | FY29 | FY30 | FY31 | FY32 | FY33 | FY34 | FY35 | FY36 | FY37 | FY38 | FY39 | FY40 | FY41 | FY42 | FY43 | FY44 | FY45 | FY46 | FY47 | FY48 | FY49 | FY50 | FY51 | FY52 | FY53 | FY54
|  | Undiscounted | Capex | 0 | 0 | 0 | 0 | 0 | 0 | 0 | 0 | 0 | 0 | 0 | 0 | 0 | 0 | 0 | 0 | 0 | 0 | 0 | 0 | 0 | 0 | 0 | 0 | 0 | 0 | 0 | 0 | 0 | 0
|  | Undiscounted | Opex | 0 | 0 | 0 | 0 | 0 | 0 | 0 | 0 | 0 | 0 | 0 | 0 | 0 | 0 | 0 | 0 | 0 | 0 | 0 | 0 | 0 | 0 | 0 | 0 | 0 | 0 | 0 | 0 | 0 | 0
|  | Undiscounted | Total costs | 0 | 0 | 0 | 0 | 0 | 0 | 0 | 0 | 0 | 0 | 0 | 0 | 0 | 0 | 0 | 0 | 0 | 0 | 0 | 0 | 0 | 0 | 0 | 0 | 0 | 0 | 0 | 0 | 0 | 0
|  |  | $m, real $2024 | FY25 | FY26 | FY27 | FY28 | FY29 | FY30 | FY31 | FY32 | FY33 | FY34 | FY35 | FY36 | FY37 | FY38 | FY39 | FY40 | FY41 | FY42 | FY43 | FY44 | FY45 | FY46 | FY47 | FY48 | FY49 | FY50 | FY51 | FY52 | FY53 | FY54
|  | Undiscounted | Benefits (reduction in EUE relative to Option 0) | 0 | 0 | 0 | 0 | 0 | 0 | 0 | 0 | 0 | 0 | 0 | 0 | 0 | 0 | 0 | 0 | 0 | 0 | 0 | 0 | 0 | 0 | 0 | 0 | 0 | 0 | 0 | 0 | 0 | 0
Optimal Timing | bar: FY25
-
-
Option 9 | bar: FY25
Option 10
|  |  |  | FY25 | FY26 | FY27 | FY28 | FY29 | FY30 | FY31 | FY32 | FY33 | FY34 | FY35 | FY36 | FY37 | FY38 | FY39 | FY40 | FY41 | FY42 | FY43 | FY44 | FY45 | FY46 | FY47 | FY48 | FY49 | FY50 | FY51 | FY52 | FY53 | FY54
|  | Undiscounted | EUE Value ($m, real $2024) | 0 | 0 | 0 | 0 | 0 | 0 | 0 | 0 | 0 | 0 | 0 | 0 | 0 | 0 | 0 | 0 | 0 | 0 | 0 | 0 | 0 | 0 | 0 | 0 | 0 | 0 | 0 | 0 | 0 | 0
|  |  | $m, real $2024 | FY25 | FY26 | FY27 | FY28 | FY29 | FY30 | FY31 | FY32 | FY33 | FY34 | FY35 | FY36 | FY37 | FY38 | FY39 | FY40 | FY41 | FY42 | FY43 | FY44 | FY45 | FY46 | FY47 | FY48 | FY49 | FY50 | FY51 | FY52 | FY53 | FY54
|  | Undiscounted | Capex | 0 | 0 | 0 | 0 | 0 | 0 | 0 | 0 | 0 | 0 | 0 | 0 | 0 | 0 | 0 | 0 | 0 | 0 | 0 | 0 | 0 | 0 | 0 | 0 | 0 | 0 | 0 | 0 | 0 | 0
|  | Undiscounted | Opex | 0 | 0 | 0 | 0 | 0 | 0 | 0 | 0 | 0 | 0 | 0 | 0 | 0 | 0 | 0 | 0 | 0 | 0 | 0 | 0 | 0 | 0 | 0 | 0 | 0 | 0 | 0 | 0 | 0 | 0
|  | Undiscounted | Total costs | 0 | 0 | 0 | 0 | 0 | 0 | 0 | 0 | 0 | 0 | 0 | 0 | 0 | 0 | 0 | 0 | 0 | 0 | 0 | 0 | 0 | 0 | 0 | 0 | 0 | 0 | 0 | 0 | 0 | 0
|  |  | $m, real $2024 | FY25 | FY26 | FY27 | FY28 | FY29 | FY30 | FY31 | FY32 | FY33 | FY34 | FY35 | FY36 | FY37 | FY38 | FY39 | FY40 | FY41 | FY42 | FY43 | FY44 | FY45 | FY46 | FY47 | FY48 | FY49 | FY50 | FY51 | FY52 | FY53 | FY54
|  | Undiscounted | Benefits (reduction in EUE relative to Option 0) | 0 | 0 | 0 | 0 | 0 | 0 | 0 | 0 | 0 | 0 | 0 | 0 | 0 | 0 | 0 | 0 | 0 | 0 | 0 | 0 | 0 | 0 | 0 | 0 | 0 | 0 | 0 | 0 | 0 | 0
Optimal Timing | bar: FY25
-
-
Option 10 | bar: FY25
NPV Analysis
| Option 1 | Do Nothing / Base Case
|  |  |  | FY25 | FY26 | FY27 | FY28 | FY29 | FY30 | FY31 | FY32 | FY33 | FY34 | FY35 | FY36 | FY37 | FY38 | FY39 | FY40 | FY41 | FY42 | FY43 | FY44 | FY45 | FY46 | FY47 | FY48 | FY49 | FY50 | FY51 | FY52 | FY53 | FY54
|  | Undiscounted | EUE Value ($m, real $2024) | 0.99225 | 0.99225 | 0.99225 | 0.99225 | 0.99225 | 0.99225 | 0.99225 | 0.99225 | 0.99225 | 0.99225 | 0.99225 | 0.99225 | 0.99225 | 0.99225 | 0.99225 | 0.99225 | 0.99225 | 0.99225 | 0.99225 | 0.99225 | 0.99225 | 0.99225 | 0.99225 | 0.99225 | 0.99225 | 0.99225 | 0.99225 | 0.99225 | 0.99225 | 0.99225
| Option 2 | Implement summer prep
|  |  | $m, real $2024 | FY25 | FY26 | FY27 | FY28 | FY29 | FY30 | FY31 | FY32 | FY33 | FY34 | FY35 | FY36 | FY37 | FY38 | FY39 | FY40 | FY41 | FY42 | FY43 | FY44 | FY45 | FY46 | FY47 | FY48 | FY49 | FY50 | FY51 | FY52 | FY53 | FY54
|  | Undiscounted | Capex | 0 | 0 | 1.1523 | 1.1523 | 1.1523 | 1.1523 | 1.1523 | 0 | 0 | 0 | 0 | 0 | 0 | 0 | 0 | 0 | 0 | 0 | 0 | 0 | 0 | 0 | 0 | 0 | 0 | 0 | 0 | 0 | 0 | 0
|  | Undiscounted | Opex | 0 | 0 | 0 | 0.057616 | 0 | 0 | 0 | 0 | 0 | 0 | 0 | 0 | 0 | 0 | 0 | 0 | 0 | 0 | 0 | 0 | 0 | 0 | 0 | 0 | 0 | 0 | 0 | 0 | 0 | 0
|  | Undiscounted | Total costs | 0 | 0 | 1.1523 | 1.2099 | 1.1523 | 1.1523 | 1.1523 | 0 | 0 | 0 | 0 | 0 | 0 | 0 | 0 | 0 | 0 | 0 | 0 | 0 | 0 | 0 | 0 | 0 | 0 | 0 | 0 | 0 | 0 | 0
|  |  | $m, real $2024 | FY25 | FY26 | FY27 | FY28 | FY29 | FY30 | FY31 | FY32 | FY33 | FY34 | FY35 | FY36 | FY37 | FY38 | FY39 | FY40 | FY41 | FY42 | FY43 | FY44 | FY45 | FY46 | FY47 | FY48 | FY49 | FY50 | FY51 | FY52 | FY53 | FY54
|  | Undiscounted | Benefits (reduction in EUE relative to Option 0) | 0 | 0 | 0.99225 | 0.99225 | 0.99225 | 0.99225 | 0.99225 | 0.99225 | 0.99225 | 0.99225 | 0.99225 | 0.99225 | 0.99225 | 0.99225 | 0.99225 | 0.99225 | 0.99225 | 0.99225 | 0.99225 | 0.99225 | 0.99225 | 0.99225 | 0.99225 | 0.99225 | 0.99225 | 0.99225 | 0.99225 | 0.99225 | 0.99225 | 0.99225
|  |  | ($m, real $2024) | FY25: Undiscounted; FY28: Discounted
|  |  |  | Benefits | Costs | Net benefits | PV benefits | PV costs | NPV
|  |  | Option 2 | FY25: 27.783; FY26: 5.8193; FY27: 21.9637; FY28: 13.1903; FY29: 4.7029; FY30: 8.4874
Option 3
|  |  | $m, real $2024 | FY25 | FY26 | FY27 | FY28 | FY29 | FY30 | FY31 | FY32 | FY33 | FY34 | FY35 | FY36 | FY37 | FY38 | FY39 | FY40 | FY41 | FY42 | FY43 | FY44 | FY45 | FY46 | FY47 | FY48 | FY49 | FY50 | FY51 | FY52 | FY53 | FY54
|  | Undiscounted | Capex | 0 | 0 | 0 | 0 | 0 | 0 | 0 | 0 | 0 | 0 | 0 | 0 | 0 | 0 | 0 | 0 | 0 | 0 | 0 | 0 | 0 | 0 | 0 | 0 | 0 | 0 | 0 | 0 | 0 | 0
|  | Undiscounted | Opex | 0 | 0 | 0 | 0 | 0 | 0 | 0 | 0 | 0 | 0 | 0 | 0 | 0 | 0 | 0 | 0 | 0 | 0 | 0 | 0 | 0 | 0 | 0 | 0 | 0 | 0 | 0 | 0 | 0 | 0
|  | Undiscounted | Total costs | 0 | 0 | 0 | 0 | 0 | 0 | 0 | 0 | 0 | 0 | 0 | 0 | 0 | 0 | 0 | 0 | 0 | 0 | 0 | 0 | 0 | 0 | 0 | 0 | 0 | 0 | 0 | 0 | 0 | 0
|  |  | $m, real $2024 | FY25 | FY26 | FY27 | FY28 | FY29 | FY30 | FY31 | FY32 | FY33 | FY34 | FY35 | FY36 | FY37 | FY38 | FY39 | FY40 | FY41 | FY42 | FY43 | FY44 | FY45 | FY46 | FY47 | FY48 | FY49 | FY50 | FY51 | FY52 | FY53 | FY54
|  | Undiscounted | Benefits (reduction in EUE relative to Option 0) | 0 | 0 | 0 | 0 | 0 | 0 | 0 | 0 | 0 | 0 | 0 | 0 | 0 | 0 | 0 | 0 | 0 | 0 | 0 | 0 | 0 | 0 | 0 | 0 | 0 | 0 | 0 | 0 | 0 | 0
|  |  | ($m, real $2024) | FY25: Undiscounted; FY28: Discounted
|  |  |  | Benefits | Costs | Net benefits | PV benefits | PV costs | NPV
|  |  | Option 3 | FY25: 0; FY26: 0; FY27: 0
Option 4
|  |  | $m, real $2024 | FY25 | FY26 | FY27 | FY28 | FY29 | FY30 | FY31 | FY32 | FY33 | FY34 | FY35 | FY36 | FY37 | FY38 | FY39 | FY40 | FY41 | FY42 | FY43 | FY44 | FY45 | FY46 | FY47 | FY48 | FY49 | FY50 | FY51 | FY52 | FY53 | FY54
|  | Undiscounted | Capex | 0 | 0 | 0 | 0 | 0 | 0 | 0 | 0 | 0 | 0 | 0 | 0 | 0 | 0 | 0 | 0 | 0 | 0 | 0 | 0 | 0 | 0 | 0 | 0 | 0 | 0 | 0 | 0 | 0 | 0
|  | Undiscounted | Opex | 0 | 0 | 0 | 0 | 0 | 0 | 0 | 0 | 0 | 0 | 0 | 0 | 0 | 0 | 0 | 0 | 0 | 0 | 0 | 0 | 0 | 0 | 0 | 0 | 0 | 0 | 0 | 0 | 0 | 0
|  | Undiscounted | Total costs | 0 | 0 | 0 | 0 | 0 | 0 | 0 | 0 | 0 | 0 | 0 | 0 | 0 | 0 | 0 | 0 | 0 | 0 | 0 | 0 | 0 | 0 | 0 | 0 | 0 | 0 | 0 | 0 | 0 | 0
|  |  | $m, real $2024 | FY25 | FY26 | FY27 | FY28 | FY29 | FY30 | FY31 | FY32 | FY33 | FY34 | FY35 | FY36 | FY37 | FY38 | FY39 | FY40 | FY41 | FY42 | FY43 | FY44 | FY45 | FY46 | FY47 | FY48 | FY49 | FY50 | FY51 | FY52 | FY53 | FY54
|  | Undiscounted | Benefits (reduction in EUE relative to Option 0) | 0 | 0 | 0 | 0 | 0 | 0 | 0 | 0 | 0 | 0 | 0 | 0 | 0 | 0 | 0 | 0 | 0 | 0 | 0 | 0 | 0 | 0 | 0 | 0 | 0 | 0 | 0 | 0 | 0 | 0
|  |  | ($m, real $2024) | FY25: Undiscounted; FY28: Discounted
|  |  |  | Benefits | Costs | Net benefits | PV benefits | PV costs | NPV
|  |  | Option 4 | FY25: 0; FY26: 0; FY27: 0
Option 5
|  |  | $m, real $2024 | FY25 | FY26 | FY27 | FY28 | FY29 | FY30 | FY31 | FY32 | FY33 | FY34 | FY35 | FY36 | FY37 | FY38 | FY39 | FY40 | FY41 | FY42 | FY43 | FY44 | FY45 | FY46 | FY47 | FY48 | FY49 | FY50 | FY51 | FY52 | FY53 | FY54
|  | Undiscounted | Capex | 0 | 0 | 0 | 0 | 0 | 0 | 0 | 0 | 0 | 0 | 0 | 0 | 0 | 0 | 0 | 0 | 0 | 0 | 0 | 0 | 0 | 0 | 0 | 0 | 0 | 0 | 0 | 0 | 0 | 0
|  | Undiscounted | Opex | 0.99225 | 0.99225 | 0.99225 | 0.99225 | 0.99225 | 0.99225 | 0.99225 | 0.99225 | 0.99225 | 0.99225 | 0.99225 | 0.99225 | 0.99225 | 0.99225 | 0.99225 | 0.99225 | 0.99225 | 0.99225 | 0.99225 | 0.99225 | 0.99225 | 0.99225 | 0.99225 | 0.99225 | 0.99225 | 0.99225 | 0.99225 | 0.99225 | 0.99225 | 0.99225
|  | Undiscounted | Total costs | 0.99225 | 0.99225 | 0.99225 | 0.99225 | 0.99225 | 0.99225 | 0.99225 | 0.99225 | 0.99225 | 0.99225 | 0.99225 | 0.99225 | 0.99225 | 0.99225 | 0.99225 | 0.99225 | 0.99225 | 0.99225 | 0.99225 | 0.99225 | 0.99225 | 0.99225 | 0.99225 | 0.99225 | 0.99225 | 0.99225 | 0.99225 | 0.99225 | 0.99225 | 0.99225
|  |  | $m, real $2024 | FY25 | FY26 | FY27 | FY28 | FY29 | FY30 | FY31 | FY32 | FY33 | FY34 | FY35 | FY36 | FY37 | FY38 | FY39 | FY40 | FY41 | FY42 | FY43 | FY44 | FY45 | FY46 | FY47 | FY48 | FY49 | FY50 | FY51 | FY52 | FY53 | FY54
|  | Undiscounted | Benefits (reduction in EUE relative to Option 0) | 0.99225 | 0.99225 | 0.99225 | 0.99225 | 0.99225 | 0.99225 | 0.99225 | 0.99225 | 0.99225 | 0.99225 | 0.99225 | 0.99225 | 0.99225 | 0.99225 | 0.99225 | 0.99225 | 0.99225 | 0.99225 | 0.99225 | 0.99225 | 0.99225 | 0.99225 | 0.99225 | 0.99225 | 0.99225 | 0.99225 | 0.99225 | 0.99225 | 0.99225 | 0.99225
|  |  | ($m, real $2024) | FY25: Undiscounted; FY28: Discounted
|  |  |  | Benefits | Costs | Net benefits | PV benefits | PV costs | NPV
|  |  | Option 5 | FY25: 29.7675; FY26: 29.7675; FY27: 0
Option 6
|  |  | $m, real $2024 | FY25 | FY26 | FY27 | FY28 | FY29 | FY30 | FY31 | FY32 | FY33 | FY34 | FY35 | FY36 | FY37 | FY38 | FY39 | FY40 | FY41 | FY42 | FY43 | FY44 | FY45 | FY46 | FY47 | FY48 | FY49 | FY50 | FY51 | FY52 | FY53 | FY54
|  | Undiscounted | Capex | 0 | 0 | 0 | 0 | 0 | 0 | 0 | 0 | 0 | 0 | 0 | 0 | 0 | 0 | 0 | 0 | 0 | 0 | 0 | 0 | 0 | 0 | 0 | 0 | 0 | 0 | 0 | 0 | 0 | 0
|  | Undiscounted | Opex | 0 | 0 | 0 | 0 | 0 | 0 | 0 | 0 | 0 | 0 | 0 | 0 | 0 | 0 | 0 | 0 | 0 | 0 | 0 | 0 | 0 | 0 | 0 | 0 | 0 | 0 | 0 | 0 | 0 | 0
|  | Undiscounted | Total costs | 0 | 0 | 0 | 0 | 0 | 0 | 0 | 0 | 0 | 0 | 0 | 0 | 0 | 0 | 0 | 0 | 0 | 0 | 0 | 0 | 0 | 0 | 0 | 0 | 0 | 0 | 0 | 0 | 0 | 0
|  |  | $m, real $2024 | FY25 | FY26 | FY27 | FY28 | FY29 | FY30 | FY31 | FY32 | FY33 | FY34 | FY35 | FY36 | FY37 | FY38 | FY39 | FY40 | FY41 | FY42 | FY43 | FY44 | FY45 | FY46 | FY47 | FY48 | FY49 | FY50 | FY51 | FY52 | FY53 | FY54
|  | Undiscounted | Benefits (reduction in EUE relative to Option 0) | 0 | 0 | 0 | 0 | 0 | 0 | 0 | 0 | 0 | 0 | 0 | 0 | 0 | 0 | 0 | 0 | 0 | 0 | 0 | 0 | 0 | 0 | 0 | 0 | 0 | 0 | 0 | 0 | 0 | 0
|  |  | ($m, real $2024) | FY25: Undiscounted; FY28: Discounted
|  |  |  | Benefits | Costs | Net benefits | PV benefits | PV costs | NPV
|  |  | Option 6 | FY25: 0; FY26: 0; FY27: 0
Option 7
|  |  | $m, real $2024 | FY25 | FY26 | FY27 | FY28 | FY29 | FY30 | FY31 | FY32 | FY33 | FY34 | FY35 | FY36 | FY37 | FY38 | FY39 | FY40 | FY41 | FY42 | FY43 | FY44 | FY45 | FY46 | FY47 | FY48 | FY49 | FY50 | FY51 | FY52 | FY53 | FY54
|  | Undiscounted | Capex | 0 | 0 | 0 | 0 | 0 | 0 | 0 | 0 | 0 | 0 | 0 | 0 | 0 | 0 | 0 | 0 | 0 | 0 | 0 | 0 | 0 | 0 | 0 | 0 | 0 | 0 | 0 | 0 | 0 | 0
|  | Undiscounted | Opex | 0 | 0 | 0 | 0 | 0 | 0 | 0 | 0 | 0 | 0 | 0 | 0 | 0 | 0 | 0 | 0 | 0 | 0 | 0 | 0 | 0 | 0 | 0 | 0 | 0 | 0 | 0 | 0 | 0 | 0
|  | Undiscounted | Total costs | 0 | 0 | 0 | 0 | 0 | 0 | 0 | 0 | 0 | 0 | 0 | 0 | 0 | 0 | 0 | 0 | 0 | 0 | 0 | 0 | 0 | 0 | 0 | 0 | 0 | 0 | 0 | 0 | 0 | 0
|  |  | $m, real $2024 | FY25 | FY26 | FY27 | FY28 | FY29 | FY30 | FY31 | FY32 | FY33 | FY34 | FY35 | FY36 | FY37 | FY38 | FY39 | FY40 | FY41 | FY42 | FY43 | FY44 | FY45 | FY46 | FY47 | FY48 | FY49 | FY50 | FY51 | FY52 | FY53 | FY54
|  | Undiscounted | Benefits (reduction in EUE relative to Option 0) | 0 | 0 | 0 | 0 | 0 | 0 | 0 | 0 | 0 | 0 | 0 | 0 | 0 | 0 | 0 | 0 | 0 | 0 | 0 | 0 | 0 | 0 | 0 | 0 | 0 | 0 | 0 | 0 | 0 | 0
|  |  | ($m, real $2024) | FY25: Undiscounted; FY28: Discounted
|  |  |  | Benefits | Costs | Net benefits | PV benefits | PV costs | NPV
|  |  | Option 7 | FY25: 0; FY26: 0; FY27: 0
Option 8
|  |  | $m, real $2024 | FY25 | FY26 | FY27 | FY28 | FY29 | FY30 | FY31 | FY32 | FY33 | FY34 | FY35 | FY36 | FY37 | FY38 | FY39 | FY40 | FY41 | FY42 | FY43 | FY44 | FY45 | FY46 | FY47 | FY48 | FY49 | FY50 | FY51 | FY52 | FY53 | FY54
|  | Undiscounted | Capex | 0 | 0 | 0 | 0 | 0 | 0 | 0 | 0 | 0 | 0 | 0 | 0 | 0 | 0 | 0 | 0 | 0 | 0 | 0 | 0 | 0 | 0 | 0 | 0 | 0 | 0 | 0 | 0 | 0 | 0
|  | Undiscounted | Opex | 0 | 0 | 0 | 0 | 0 | 0 | 0 | 0 | 0 | 0 | 0 | 0 | 0 | 0 | 0 | 0 | 0 | 0 | 0 | 0 | 0 | 0 | 0 | 0 | 0 | 0 | 0 | 0 | 0 | 0
|  | Undiscounted | Total costs | 0 | 0 | 0 | 0 | 0 | 0 | 0 | 0 | 0 | 0 | 0 | 0 | 0 | 0 | 0 | 0 | 0 | 0 | 0 | 0 | 0 | 0 | 0 | 0 | 0 | 0 | 0 | 0 | 0 | 0
|  |  | $m, real $2024 | FY25 | FY26 | FY27 | FY28 | FY29 | FY30 | FY31 | FY32 | FY33 | FY34 | FY35 | FY36 | FY37 | FY38 | FY39 | FY40 | FY41 | FY42 | FY43 | FY44 | FY45 | FY46 | FY47 | FY48 | FY49 | FY50 | FY51 | FY52 | FY53 | FY54
|  | Undiscounted | Benefits (reduction in EUE relative to Option 0) | 0 | 0 | 0 | 0 | 0 | 0 | 0 | 0 | 0 | 0 | 0 | 0 | 0 | 0 | 0 | 0 | 0 | 0 | 0 | 0 | 0 | 0 | 0 | 0 | 0 | 0 | 0 | 0 | 0 | 0
|  |  | ($m, real $2024) | FY25: Undiscounted; FY28: Discounted
|  |  |  | Benefits | Costs | Net benefits | PV benefits | PV costs | NPV
|  |  | Option 8 | FY25: 0; FY26: 0; FY27: 0
Option 9
|  |  | $m, real $2024 | FY25 | FY26 | FY27 | FY28 | FY29 | FY30 | FY31 | FY32 | FY33 | FY34 | FY35 | FY36 | FY37 | FY38 | FY39 | FY40 | FY41 | FY42 | FY43 | FY44 | FY45 | FY46 | FY47 | FY48 | FY49 | FY50 | FY51 | FY52 | FY53 | FY54
|  | Undiscounted | Capex | 0 | 0 | 0 | 0 | 0 | 0 | 0 | 0 | 0 | 0 | 0 | 0 | 0 | 0 | 0 | 0 | 0 | 0 | 0 | 0 | 0 | 0 | 0 | 0 | 0 | 0 | 0 | 0 | 0 | 0
|  | Undiscounted | Opex | 0 | 0 | 0 | 0 | 0 | 0 | 0 | 0 | 0 | 0 | 0 | 0 | 0 | 0 | 0 | 0 | 0 | 0 | 0 | 0 | 0 | 0 | 0 | 0 | 0 | 0 | 0 | 0 | 0 | 0
|  | Undiscounted | Total costs | 0 | 0 | 0 | 0 | 0 | 0 | 0 | 0 | 0 | 0 | 0 | 0 | 0 | 0 | 0 | 0 | 0 | 0 | 0 | 0 | 0 | 0 | 0 | 0 | 0 | 0 | 0 | 0 | 0 | 0
|  |  | $m, real $2024 | FY25 | FY26 | FY27 | FY28 | FY29 | FY30 | FY31 | FY32 | FY33 | FY34 | FY35 | FY36 | FY37 | FY38 | FY39 | FY40 | FY41 | FY42 | FY43 | FY44 | FY45 | FY46 | FY47 | FY48 | FY49 | FY50 | FY51 | FY52 | FY53 | FY54
|  | Undiscounted | Benefits (reduction in EUE relative to Option 0) | 0 | 0 | 0 | 0 | 0 | 0 | 0 | 0 | 0 | 0 | 0 | 0 | 0 | 0 | 0 | 0 | 0 | 0 | 0 | 0 | 0 | 0 | 0 | 0 | 0 | 0 | 0 | 0 | 0 | 0
|  |  | ($m, real $2024) | FY25: Undiscounted; FY28: Discounted
|  |  |  | Benefits | Costs | Net benefits | PV benefits | PV costs | NPV
|  |  | Option 9 | FY25: 0; FY26: 0; FY27: 0
Option 10
|  |  | $m, real $2024 | FY25 | FY26 | FY27 | FY28 | FY29 | FY30 | FY31 | FY32 | FY33 | FY34 | FY35 | FY36 | FY37 | FY38 | FY39 | FY40 | FY41 | FY42 | FY43 | FY44 | FY45 | FY46 | FY47 | FY48 | FY49 | FY50 | FY51 | FY52 | FY53 | FY54
|  | Undiscounted | Capex | 0 | 0 | 0 | 0 | 0 | 0 | 0 | 0 | 0 | 0 | 0 | 0 | 0 | 0 | 0 | 0 | 0 | 0 | 0 | 0 | 0 | 0 | 0 | 0 | 0 | 0 | 0 | 0 | 0 | 0
|  | Undiscounted | Opex | 0 | 0 | 0 | 0 | 0 | 0 | 0 | 0 | 0 | 0 | 0 | 0 | 0 | 0 | 0 | 0 | 0 | 0 | 0 | 0 | 0 | 0 | 0 | 0 | 0 | 0 | 0 | 0 | 0 | 0
|  | Undiscounted | Total costs | 0 | 0 | 0 | 0 | 0 | 0 | 0 | 0 | 0 | 0 | 0 | 0 | 0 | 0 | 0 | 0 | 0 | 0 | 0 | 0 | 0 | 0 | 0 | 0 | 0 | 0 | 0 | 0 | 0 | 0
|  |  | $m, real $2024 | FY25 | FY26 | FY27 | FY28 | FY29 | FY30 | FY31 | FY32 | FY33 | FY34 | FY35 | FY36 | FY37 | FY38 | FY39 | FY40 | FY41 | FY42 | FY43 | FY44 | FY45 | FY46 | FY47 | FY48 | FY49 | FY50 | FY51 | FY52 | FY53 | FY54
|  | Undiscounted | Benefits (reduction in EUE relative to Option 0) | 0 | 0 | 0 | 0 | 0 | 0 | 0 | 0 | 0 | 0 | 0 | 0 | 0 | 0 | 0 | 0 | 0 | 0 | 0 | 0 | 0 | 0 | 0 | 0 | 0 | 0 | 0 | 0 | 0 | 0
|  |  | ($m, real $2024) | FY25: Undiscounted; FY28: Discounted
|  |  |  | Benefits | Costs | Net benefits | PV benefits | PV costs | NPV
|  |  | Option 10 | FY25: 0; FY26: 0; FY27: 0
Sensitivity analysis
| Option | Description | PV benefits | FY25: PV Cost; FY26: NPV; FY27: Rank; FY28: Optimal timing
Central | 1 | Do Nothing / Base Case | 0 | FY25: 0; FY26: 0; FY27: 2
| 2 | Implement summer prep | 13.1903 | FY25: 4.7029; FY26: 8.4874; FY27: 1; FY28: FY27
| 3 |  | 0 | FY25: 0; FY26: 0; FY27: 2; FY28: -
| 4 |  | 0 | FY25: 0; FY26: 0; FY27: 2; FY28: -
| 5 |  | 15.1226 | FY25: 15.1226; FY26: 0; FY27: 2; FY28: -
| 6 |  | 0 | FY25: 0; FY26: 0; FY27: 2; FY28: -
| 7 |  | 0 | FY25: 0; FY26: 0; FY27: 2; FY28: -
| 8 |  | 0 | FY25: 0; FY26: 0; FY27: 2; FY28: -
| 9 |  | 0 | FY25: 0; FY26: 0; FY27: 2; FY28: -
| 10 |  | 0 | FY25: 0; FY26: 0; FY27: 2; FY28: -
Lower discount rate | 1 | Do Nothing / Base Case | 0 | FY25: 0; FY26: 0; FY27: 1
| 2 | Implement summer prep | 0.87931 | FY25: 4.9633; FY26: -4.084; FY27: 10; FY28: FY28
| 3 |  | 0 | FY25: 0; FY26: 0; FY27: 1; FY28: -
| 4 |  | 0 | FY25: 0; FY26: 0; FY27: 1; FY28: -
| 5 |  | 17.627 | FY25: 17.627; FY26: 0; FY27: 1; FY28: -
| 6 |  | 0 | FY25: 0; FY26: 0; FY27: 1; FY28: -
| 7 |  | 0 | FY25: 0; FY26: 0; FY27: 1; FY28: -
| 8 |  | 0 | FY25: 0; FY26: 0; FY27: 1; FY28: -
| 9 |  | 0 | FY25: 0; FY26: 0; FY27: 1; FY28: -
| 10 |  | 0 | FY25: 0; FY26: 0; FY27: 1; FY28: -
Higher discount rate | 1 | Do Nothing / Base Case | 0 | FY25: 0; FY26: 0; FY27: 1
| 2 | Implement summer prep | 0.80997 | FY25: 4.4627; FY26: -3.6527; FY27: 10; FY28: FY28
| 3 |  | 0 | FY25: 0; FY26: 0; FY27: 1; FY28: -
| 4 |  | 0 | FY25: 0; FY26: 0; FY27: 1; FY28: -
| 5 |  | 13.1748 | FY25: 13.1748; FY26: 0; FY27: 1; FY28: -
| 6 |  | 0 | FY25: 0; FY26: 0; FY27: 1; FY28: -
| 7 |  | 0 | FY25: 0; FY26: 0; FY27: 1; FY28: -
| 8 |  | 0 | FY25: 0; FY26: 0; FY27: 1; FY28: -
| 9 |  | 0 | FY25: 0; FY26: 0; FY27: 1; FY28: -
| 10 |  | 0 | FY25: 0; FY26: 0; FY27: 1; FY28: -
Lower cost | 1 | Do Nothing / Base Case | 0 | FY25: 0; FY26: 0; FY27: 2
| 2 | Implement summer prep | 0.84357 | FY25: 3.7623; FY26: -2.9188; FY27: 10; FY28: FY28
| 3 |  | 0 | FY25: 0; FY26: 0; FY27: 2; FY28: -
| 4 |  | 0 | FY25: 0; FY26: 0; FY27: 2; FY28: -
| 5 |  | 15.1226 | FY25: 12.098; FY26: 3.0245; FY27: 1; FY28: FY25
| 6 |  | 0 | FY25: 0; FY26: 0; FY27: 2; FY28: -
| 7 |  | 0 | FY25: 0; FY26: 0; FY27: 2; FY28: -
| 8 |  | 0 | FY25: 0; FY26: 0; FY27: 2; FY28: -
| 9 |  | 0 | FY25: 0; FY26: 0; FY27: 2; FY28: -
| 10 |  | 0 | FY25: 0; FY26: 0; FY27: 2; FY28: -
Higher cost | 1 | Do Nothing / Base Case | 0 | FY25: 0; FY26: 0; FY27: 1
| 2 | Implement summer prep | 0.84357 | FY25: 5.6435; FY26: -4.7999; FY27: 10; FY28: FY28
| 3 |  | 0 | FY25: 0; FY26: 0; FY27: 1; FY28: -
| 4 |  | 0 | FY25: 0; FY26: 0; FY27: 1; FY28: -
| 5 |  | 18.1471 | FY25: 18.1471; FY26: 0; FY27: 1; FY28: -
| 6 |  | 0 | FY25: 0; FY26: 0; FY27: 1; FY28: -
| 7 |  | 0 | FY25: 0; FY26: 0; FY27: 1; FY28: -
| 8 |  | 0 | FY25: 0; FY26: 0; FY27: 1; FY28: -
| 9 |  | 0 | FY25: 0; FY26: 0; FY27: 1; FY28: -
| 10 |  | 0 | FY25: 0; FY26: 0; FY27: 1; FY28: -
Low Demand | 1 | Do Nothing / Base Case | 0 | FY25: 0; FY26: 0; FY27: 1
| 2 | Implement summer prep | 0.048983 | FY25: 0.048983; FY26: 0; FY27: 1; FY28: -
| 3 |  | 0 | FY25: 0; FY26: 0; FY27: 1; FY28: -
| 4 |  | 0 | FY25: 0; FY26: 0; FY27: 1; FY28: -
| 5 |  | 15.1226 | FY25: 15.1226; FY26: 0; FY27: 1; FY28: -
| 6 |  | 0 | FY25: 0; FY26: 0; FY27: 1; FY28: -
| 7 |  | 0 | FY25: 0; FY26: 0; FY27: 1; FY28: -
| 8 |  | 0 | FY25: 0; FY26: 0; FY27: 1; FY28: -
| 9 |  | 0 | FY25: 0; FY26: 0; FY27: 1; FY28: -
| 10 |  | 0 | FY25: 0; FY26: 0; FY27: 1; FY28: -
High Demand | 1 | Do Nothing / Base Case | 0 | FY25: 0; FY26: 0; FY27: 1
| 2 | Implement summer prep | 0.048983 | FY25: 0.048983; FY26: 0; FY27: 1; FY28: -
| 3 |  | 0 | FY25: 0; FY26: 0; FY27: 1; FY28: -
| 4 |  | 0 | FY25: 0; FY26: 0; FY27: 1; FY28: -
| 5 |  | 15.1226 | FY25: 15.1226; FY26: 0; FY27: 1; FY28: -
| 6 |  | 0 | FY25: 0; FY26: 0; FY27: 1; FY28: -
| 7 |  | 0 | FY25: 0; FY26: 0; FY27: 1; FY28: -
| 8 |  | 0 | FY25: 0; FY26: 0; FY27: 1; FY28: -
| 9 |  | 0 | FY25: 0; FY26: 0; FY27: 1; FY28: -
| 10 |  | 0 | FY25: 0; FY26: 0; FY27: 1; FY28: -
Low VCR | 1 | Do Nothing / Base Case | 0 | FY25: 0; FY26: 0; FY27: 1
| 2 | Implement summer prep | 0.67486 | FY25: 4.7029; FY26: -4.0281; FY27: 10; FY28: FY28
| 3 |  | 0 | FY25: 0; FY26: 0; FY27: 1; FY28: -
| 4 |  | 0 | FY25: 0; FY26: 0; FY27: 1; FY28: -
| 5 |  | 15.1226 | FY25: 15.1226; FY26: 0; FY27: 1; FY28: -
| 6 |  | 0 | FY25: 0; FY26: 0; FY27: 1; FY28: -
| 7 |  | 0 | FY25: 0; FY26: 0; FY27: 1; FY28: -
| 8 |  | 0 | FY25: 0; FY26: 0; FY27: 1; FY28: -
| 9 |  | 0 | FY25: 0; FY26: 0; FY27: 1; FY28: -
| 10 |  | 0 | FY25: 0; FY26: 0; FY27: 1; FY28: -
High VCR | 1 | Do Nothing / Base Case | 0 | FY25: 0; FY26: 0; FY27: 2
| 2 | Implement summer prep | 1.0123 | FY25: 4.7029; FY26: -3.6906; FY27: 10; FY28: FY28
| 3 |  | 0 | FY25: 0; FY26: 0; FY27: 2; FY28: -
| 4 |  | 0 | FY25: 0; FY26: 0; FY27: 2; FY28: -
| 5 |  | 18.1471 | FY25: 15.1226; FY26: 3.0245; FY27: 1; FY28: FY25
| 6 |  | 0 | FY25: 0; FY26: 0; FY27: 2; FY28: -
| 7 |  | 0 | FY25: 0; FY26: 0; FY27: 2; FY28: -
| 8 |  | 0 | FY25: 0; FY26: 0; FY27: 2; FY28: -
| 9 |  | 0 | FY25: 0; FY26: 0; FY27: 2; FY28: -
| 10 |  | 0 | FY25: 0; FY26: 0; FY27: 2; FY28: -
Low Tx PoF | 1 | Do Nothing / Base Case | 0 | FY25: 0; FY26: 0; FY27: 1
| 2 | Implement summer prep | 0.048983 | FY25: 0.048983; FY26: 0; FY27: 1; FY28: -
| 3 |  | 0 | FY25: 0; FY26: 0; FY27: 1; FY28: -
| 4 |  | 0 | FY25: 0; FY26: 0; FY27: 1; FY28: -
| 5 |  | 15.1226 | FY25: 15.1226; FY26: 0; FY27: 1; FY28: -
| 6 |  | 0 | FY25: 0; FY26: 0; FY27: 1; FY28: -
| 7 |  | 0 | FY25: 0; FY26: 0; FY27: 1; FY28: -
| 8 |  | 0 | FY25: 0; FY26: 0; FY27: 1; FY28: -
| 9 |  | 0 | FY25: 0; FY26: 0; FY27: 1; FY28: -
| 10 |  | 0 | FY25: 0; FY26: 0; FY27: 1; FY28: -
High Tx PoF | 1 | Do Nothing / Base Case | 0 | FY25: 0; FY26: 0; FY27: 1
| 2 | Implement summer prep | 0.048983 | FY25: 0.048983; FY26: 0; FY27: 1; FY28: -
| 3 |  | 0 | FY25: 0; FY26: 0; FY27: 1; FY28: -
| 4 |  | 0 | FY25: 0; FY26: 0; FY27: 1; FY28: -
| 5 |  | 15.1226 | FY25: 15.1226; FY26: 0; FY27: 1; FY28: -
| 6 |  | 0 | FY25: 0; FY26: 0; FY27: 1; FY28: -
| 7 |  | 0 | FY25: 0; FY26: 0; FY27: 1; FY28: -
| 8 |  | 0 | FY25: 0; FY26: 0; FY27: 1; FY28: -
| 9 |  | 0 | FY25: 0; FY26: 0; FY27: 1; FY28: -
| 10 |  | 0 | FY25: 0; FY26: 0; FY27: 1; FY28: -

## 2.1 KMA
Asset and Option Inputs |  |  |  |  | Modelling Inputs
Assets at Risk | Name |  |  |  | Input | Value
Asset 1 | Value of EUE (feeder) |  |  |  | Discount Rate | 5.56%
Asset 2 | Value of EUE (distribution substation) |  |  |  | Discount Rate Lower Bound | 4.11%
Asset 3 | Value of EUE (LV circuits) |  |  |  | Discount Rate Upper Bound | 7%
Asset 4 |  |  |  |  | Cost Central | 100%
Asset 5 |  |  |  |  | Cost Upper Bound | 120%
Asset 6 |  |  |  |  | Cost Lower Bound | 80%
Asset 7 |  |  |  |  | Real $2025 to real $2024 conversion factor | 95.36%
Asset 8 |  |  |  |  | Start Financial Year (in FY format 2024-25 = FY25) | FY25
Asset 9 |  |  |  |  | Opex | 1%
Asset 10 |  |  |  |  | VCR Upper Bound | 120%
Options | Name | Asset Life (Years) | Replacement Material Reduction P.A % | Used In Analysis | VCR Central | 100%
Option 1 - Do Nothing / Base Case | Do Nothing / Base Case | 45 | N/A | Yes | VCR Lower Bound | 80%
Option 2 - Implement summer prep | Implement summer prep | 45 | N/A | Yes
Option 3 - |  |  | N/A | No
Option 4 - |  |  | N/A | No
Option 5 - |  |  | N/A | No
Option 6 - |  |  | N/A | No
Option 7 - |  |  | N/A | No
Option 8 - |  |  | N/A | No
Option 9 - |  |  | N/A | No
Option 10 - |  |  | N/A | No
Auto-populated
Inputs
Sources
Item | Link / Reference | Comments

## 2.2.1 SupplyRisk$ BaseD
Option 1 - Do Nothing / Base Case | [11 empty] | Option 2 - Implement summer prep | [11 empty] | Option 3 - | [11 empty] | Option 4 - | [11 empty] | Option 5 - | [11 empty] | Option 6 - | [11 empty] | Option 7 - | [11 empty] | Option 8 - | [11 empty] | Option 9 - | [11 empty] | Option 10 -
| Total Supply Risk $M by Asset and Year | [11 empty] | Total Supply Risk $M by Asset and Year | [11 empty] | Total Supply Risk $M by Asset and Year | [11 empty] | Total Supply Risk $M by Asset and Year | [11 empty] | Total Supply Risk $M by Asset and Year | [11 empty] | Total Supply Risk $M by Asset and Year | [11 empty] | Total Supply Risk $M by Asset and Year | [11 empty] | Total Supply Risk $M by Asset and Year | [11 empty] | Total Supply Risk $M by Asset and Year | [11 empty] | Total Supply Risk $M by Asset and Year
Source:
Year | Value of EUE (feeder) | Value of EUE (distribution substation) | Value of EUE (LV circuits) | 0 | 0 | 0 | 0 | 0 | 0 | 0 | Opt 1 Total | Year | Value of EUE (feeder) | Value of EUE (distribution substation) | Value of EUE (LV circuits) | 0 | 0 | 0 | 0 | 0 | 0 | 0 | Opt 2 Total | Year | Value of EUE (feeder) | Value of EUE (distribution substation) | Value of EUE (LV circuits) | 0 | 0 | 0 | 0 | 0 | 0 | 0 | Opt 3 Total | Year | Value of EUE (feeder) | Value of EUE (distribution substation) | Value of EUE (LV circuits) | 0 | 0 | 0 | 0 | 0 | 0 | 0 | Opt 4 Total | Year | Value of EUE (feeder) | Value of EUE (distribution substation) | Value of EUE (LV circuits) | 0 | 0 | 0 | 0 | 0 | 0 | 0 | Opt 5 Total | Year | Value of EUE (feeder) | Value of EUE (distribution substation) | Value of EUE (LV circuits) | 0 | 0 | 0 | 0 | 0 | 0 | 0 | Opt 6 Total | Year | Value of EUE (feeder) | Value of EUE (distribution substation) | Value of EUE (LV circuits) | 0 | 0 | 0 | 0 | 0 | 0 | 0 | Opt 7 Total | Year | Value of EUE (feeder) | Value of EUE (distribution substation) | Value of EUE (LV circuits) | 0 | 0 | 0 | 0 | 0 | 0 | 0 | Opt 8 Total | Year | Value of EUE (feeder) | Value of EUE (distribution substation) | Value of EUE (LV circuits) | 0 | 0 | 0 | 0 | 0 | 0 | 0 | Opt 9 Total | Year | Value of EUE (feeder) | Value of EUE (distribution substation) | Value of EUE (LV circuits) | 0 | 0 | 0 | 0 | 0 | 0 | 0 | Opt 10 Total
FY25 | 0.32643 | 0.41363 | 0.2522 | [7 empty] | 0.99225 | FY25 | 0 | [9 empty] | 0 | FY25 | 0 | [9 empty] | 0 | FY25 | 0 | [9 empty] | 0 | FY25 | 0 | [9 empty] | 0 | FY25 | 0 | [9 empty] | 0
FY26 | 0.32643 | 0.41363 | 0.2522 | [7 empty] | 0.99225 | FY26 | [10 empty] | 0 | FY26 | [11 empty] | FY26 | [11 empty] | FY26 | [11 empty] | FY26
FY27 | 0.32643 | 0.41363 | 0.2522 | [7 empty] | 0.99225 | FY27 | [10 empty] | 0 | FY27 | [11 empty] | FY27 | [11 empty] | FY27 | [11 empty] | FY27
FY28 | 0.32643 | 0.41363 | 0.2522 | [7 empty] | 0.99225 | FY28 | [10 empty] | 0 | FY28 | [11 empty] | FY28 | [11 empty] | FY28 | [11 empty] | FY28
FY29 | 0.32643 | 0.41363 | 0.2522 | [7 empty] | 0.99225 | FY29 | [10 empty] | 0 | FY29 | [11 empty] | FY29 | [11 empty] | FY29 | [11 empty] | FY29
FY30 | 0.32643 | 0.41363 | 0.2522 | [7 empty] | 0.99225 | FY30 | [10 empty] | 0 | FY30 | [11 empty] | FY30 | [11 empty] | FY30 | [11 empty] | FY30
FY31 | 0.32643 | 0.41363 | 0.2522 | [7 empty] | 0.99225 | FY31 | [10 empty] | 0 | FY31 | [11 empty] | FY31 | [11 empty] | FY31 | [11 empty] | FY31
FY32 | 0.32643 | 0.41363 | 0.2522 | [7 empty] | 0.99225 | FY32 | [10 empty] | 0 | FY32 | [11 empty] | FY32 | [11 empty] | FY32 | [11 empty] | FY32
FY33 | 0.32643 | 0.41363 | 0.2522 | [7 empty] | 0.99225 | FY33 | [10 empty] | 0 | FY33 | [11 empty] | FY33 | [11 empty] | FY33 | [11 empty] | FY33
FY34 | 0.32643 | 0.41363 | 0.2522 | [7 empty] | 0.99225 | FY34 | [10 empty] | 0 | FY34 | [11 empty] | FY34 | [11 empty] | FY34 | [11 empty] | FY34
FY35 | 0.32643 | 0.41363 | 0.2522 | [7 empty] | 0.99225 | FY35 | [10 empty] | 0 | FY35 | [11 empty] | FY35 | [11 empty] | FY35 | [11 empty] | FY35
FY36 | 0.32643 | 0.41363 | 0.2522 | [7 empty] | 0.99225 | FY36 | [10 empty] | 0 | FY36 | [11 empty] | FY36 | [11 empty] | FY36 | [11 empty] | FY36
FY37 | 0.32643 | 0.41363 | 0.2522 | [7 empty] | 0.99225 | FY37 | [10 empty] | 0 | FY37 | [11 empty] | FY37 | [11 empty] | FY37 | [11 empty] | FY37
FY38 | 0.32643 | 0.41363 | 0.2522 | [7 empty] | 0.99225 | FY38 | [10 empty] | 0 | FY38 | [11 empty] | FY38 | [11 empty] | FY38 | [11 empty] | FY38
FY39 | 0.32643 | 0.41363 | 0.2522 | [7 empty] | 0.99225 | FY39 | [10 empty] | 0 | FY39 | [11 empty] | FY39 | [11 empty] | FY39 | [11 empty] | FY39
FY40 | [10 empty] | 0.99225 | FY40 | [10 empty] | 0 | FY40 | [10 empty] | 0 | FY40 | [10 empty] | 0 | FY40 | [10 empty] | 0 | FY40 | [10 empty] | 0 | [11 empty] | 0 | [11 empty] | 0 | [11 empty] | 0 | [11 empty] | 0
FY41 | [10 empty] | 0.99225 | FY41 | [10 empty] | 0 | FY41 | [10 empty] | 0 | FY41 | [10 empty] | 0 | FY41 | [10 empty] | 0 | FY41 | [10 empty] | 0 | [11 empty] | 0 | [11 empty] | 0 | [11 empty] | 0 | [11 empty] | 0
FY42 | [10 empty] | 0.99225 | FY42 | [10 empty] | 0 | FY42 | [10 empty] | 0 | FY42 | [10 empty] | 0 | FY42 | [10 empty] | 0 | FY42 | [10 empty] | 0 | [11 empty] | 0 | [11 empty] | 0 | [11 empty] | 0 | [11 empty] | 0
FY43 | [10 empty] | 0.99225 | FY43 | [10 empty] | 0 | FY43 | [10 empty] | 0 | FY43 | [10 empty] | 0 | FY43 | [10 empty] | 0 | FY43 | [10 empty] | 0 | [11 empty] | 0 | [11 empty] | 0 | [11 empty] | 0 | [11 empty] | 0
FY44 | [10 empty] | 0.99225 | FY44 | [10 empty] | 0 | FY44 | [10 empty] | 0 | FY44 | [10 empty] | 0 | FY44 | [10 empty] | 0 | FY44 | [10 empty] | 0 | [11 empty] | 0 | [11 empty] | 0 | [11 empty] | 0 | [11 empty] | 0
FY45 | [10 empty] | 0.99225 | FY45 | [10 empty] | 0 | FY45 | [10 empty] | 0 | FY45 | [10 empty] | 0 | FY45 | [10 empty] | 0 | FY45 | [10 empty] | 0 | [11 empty] | 0 | [11 empty] | 0 | [11 empty] | 0 | [11 empty] | 0
FY46 | [10 empty] | 0.99225 | FY46 | [10 empty] | 0 | FY46 | [10 empty] | 0 | FY46 | [10 empty] | 0 | FY46 | [10 empty] | 0 | FY46 | [10 empty] | 0 | [11 empty] | 0 | [11 empty] | 0 | [11 empty] | 0 | [11 empty] | 0
FY47 | [10 empty] | 0.99225 | FY47 | [10 empty] | 0 | FY47 | [10 empty] | 0 | FY47 | [10 empty] | 0 | FY47 | [10 empty] | 0 | FY47 | [10 empty] | 0 | [11 empty] | 0 | [11 empty] | 0 | [11 empty] | 0 | [11 empty] | 0
FY48 | [10 empty] | 0.99225 | FY48 | [10 empty] | 0 | FY48 | [10 empty] | 0 | FY48 | [10 empty] | 0 | FY48 | [10 empty] | 0 | FY48 | [10 empty] | 0 | [11 empty] | 0 | [11 empty] | 0 | [11 empty] | 0 | [11 empty] | 0
FY49 | [10 empty] | 0.99225 | FY49 | [10 empty] | 0 | FY49 | [10 empty] | 0 | FY49 | [10 empty] | 0 | FY49 | [10 empty] | 0 | FY49 | [10 empty] | 0 | [11 empty] | 0 | [11 empty] | 0 | [11 empty] | 0 | [11 empty] | 0
FY50 | [10 empty] | 0.99225 | FY50 | [10 empty] | 0 | FY50 | [10 empty] | 0 | FY50 | [10 empty] | 0 | FY50 | [10 empty] | 0 | FY50 | [10 empty] | 0 | [11 empty] | 0 | [11 empty] | 0 | [11 empty] | 0 | [11 empty] | 0
FY51 | [10 empty] | 0.99225 | FY51 | [10 empty] | 0 | FY51 | [10 empty] | 0 | FY51 | [10 empty] | 0 | FY51 | [10 empty] | 0 | FY51 | [10 empty] | 0 | [11 empty] | 0 | [11 empty] | 0 | [11 empty] | 0 | [11 empty] | 0
FY52 | [10 empty] | 0.99225 | FY52 | [10 empty] | 0 | FY52 | [10 empty] | 0 | FY52 | [10 empty] | 0 | FY52 | [10 empty] | 0 | FY52 | [10 empty] | 0 | [11 empty] | 0 | [11 empty] | 0 | [11 empty] | 0 | [11 empty] | 0
FY53 | [10 empty] | 0.99225 | FY53 | [10 empty] | 0 | FY53 | [10 empty] | 0 | FY53 | [10 empty] | 0 | FY53 | [10 empty] | 0 | FY53 | [10 empty] | 0 | [11 empty] | 0 | [11 empty] | 0 | [11 empty] | 0 | [11 empty] | 0
FY54 | [10 empty] | 0.99225 | FY54 | [10 empty] | 0 | FY54 | [10 empty] | 0 | FY54 | [10 empty] | 0 | FY54 | [10 empty] | 0 | FY54 | [10 empty] | 0 | [11 empty] | 0 | [11 empty] | 0 | [11 empty] | 0 | [11 empty] | 0

## 2.3.6 Supply Risk Calculation
Do Nothing Risk / Expected Unserved Energy (EUE)
Feeder |  |  |  | Distribution Substation |  |  |  | LV Circuits
Item | Value | Unit | Comment | Item | Value | Unit | Comment | Item | Value | Unit | Comment
No. of overloaded feeders | 2 |  | Average number of overloaded feeders per summer | No of overloaded substations | 10 |  | Average number of overloaded dist subs per summer | No of overloaded LV Circuits | 15 |  | Average number of overloaded LV ccts per summer
Average Feeder Capacity | 353 | A |  | Average customers | 70 |  |  | Overloaded fuse size | 200 | A | Assumed as 200A is a standard size
Overload | 35.3 | A | Average overload of 10% | Average rating | 236 | kVA |  | Load to blow fuse | 300 | A
Load shedding event | 3 | hr |  | Overload to fail (130%) | 306.8 | kVA | 110% of kiosk and 150% for unenclosed | Time to replace fuse | 2 | hr
|  |  |  | Average load | 102.2667 | kVA | Assume average load is 1/3 of peak | EAR | 415.6922 | kWh | Assume full load due to short timeframe to replace fuse.
|  |  |  | Repair time | 10 | hrs
Energy at risk | 4035.332 | kWh |  | Energy at risk | 1022.6667 | kWh
EUE per feeder | 163.2128 | $k |  | EUE per distribution sub | 41.3627 | $k |  | EUE per circuit | 16.8131 | $k
EUE total per year | 326.4257 | $k |  | EUE total per year | 413.6272 | $k |  | EUE total per year | 252.196 | $k
2024 AusNet Average VCR
40.4459 | $/kWh
Whole Network Annual Energy Usage
Customer Group | Annual Energy Usage (kWh) | Annual Energy Usage (%) | Dec 24 AER VCR ($/kWh)
Commercial | 3032991285.6749 | 39.51% | 34.39
Farm / Agricultural | 407284730.3771 | 5.305% | 22.25
Industrial | 726471825.1292 | 9.463% | 33.49
Residential | 3509983836.3324 | 45.72% | 49.23
Grand Total | 7676731677.5135 | 100%

## 2.2.2 SupplyRisk$ LowD (hidden)
Option 1 - Do Nothing / Base Case | [11 empty] | Option 2 - Implement summer prep | [11 empty] | Option 3 - | [11 empty] | Option 4 - | [11 empty] | Option 5 - | [11 empty] | Option 6 - | [11 empty] | Option 7 - | [11 empty] | Option 8 - | [11 empty] | Option 9 - | [11 empty] | Option 10 -
| Total Supply Risk $M by Asset and Year | [11 empty] | Total Supply Risk $M by Asset and Year | [11 empty] | Total Supply Risk $M by Asset and Year | [11 empty] | Total Supply Risk $M by Asset and Year | [11 empty] | Total Supply Risk $M by Asset and Year | [11 empty] | Total Supply Risk $M by Asset and Year | [11 empty] | Total Supply Risk $M by Asset and Year | [11 empty] | Total Supply Risk $M by Asset and Year | [11 empty] | Total Supply Risk $M by Asset and Year | [11 empty] | Total Supply Risk $M by Asset and Year
Source:
Year | Value of EUE (feeder) | Value of EUE (distribution substation) | Value of EUE (LV circuits) | 0 | 0 | 0 | 0 | 0 | 0 | 0 | Opt 1 Total | Year | Value of EUE (feeder) | Value of EUE (distribution substation) | Value of EUE (LV circuits) | 0 | 0 | 0 | 0 | 0 | 0 | 0 | Opt 2 Total | Year | Value of EUE (feeder) | Value of EUE (distribution substation) | Value of EUE (LV circuits) | 0 | 0 | 0 | 0 | 0 | 0 | 0 | Opt 3 Total | Year | Value of EUE (feeder) | Value of EUE (distribution substation) | Value of EUE (LV circuits) | 0 | 0 | 0 | 0 | 0 | 0 | 0 | Opt 4 Total | Year | Value of EUE (feeder) | Value of EUE (distribution substation) | Value of EUE (LV circuits) | 0 | 0 | 0 | 0 | 0 | 0 | 0 | Opt 5 Total | Year | Value of EUE (feeder) | Value of EUE (distribution substation) | Value of EUE (LV circuits) | 0 | 0 | 0 | 0 | 0 | 0 | 0 | Opt 6 Total | Year | Value of EUE (feeder) | Value of EUE (distribution substation) | Value of EUE (LV circuits) | 0 | 0 | 0 | 0 | 0 | 0 | 0 | Opt 7 Total | Year | Value of EUE (feeder) | Value of EUE (distribution substation) | Value of EUE (LV circuits) | 0 | 0 | 0 | 0 | 0 | 0 | 0 | Opt 8 Total | Year | Value of EUE (feeder) | Value of EUE (distribution substation) | Value of EUE (LV circuits) | 0 | 0 | 0 | 0 | 0 | 0 | 0 | Opt 9 Total | Year | Value of EUE (feeder) | Value of EUE (distribution substation) | Value of EUE (LV circuits) | 0 | 0 | 0 | 0 | 0 | 0 | 0 | Opt 10 Total
FY25 | 0 | [9 empty] | 0 | FY25 | 0 | [9 empty] | 0 | FY25 | 0 | [9 empty] | 0 | FY25 | 0 | [9 empty] | 0 | FY25 | 0 | [9 empty] | 0 | FY25 | 0 | [9 empty] | 0 | FY25 | 0 | [9 empty] | 0 | FY25 | 0 | [9 empty] | 0 | FY25 | 0 | [9 empty] | 0 | FY25 | 0 | [9 empty] | 0
FY26 | [11 empty] | FY26 | [11 empty] | FY26 | [11 empty] | FY26 | [11 empty] | FY26 | [11 empty] | FY26 | [11 empty] | FY26 | [11 empty] | FY26 | [11 empty] | FY26 | [11 empty] | FY26
FY27 | [11 empty] | FY27 | [11 empty] | FY27 | [11 empty] | FY27 | [11 empty] | FY27 | [11 empty] | FY27 | [11 empty] | FY27 | [11 empty] | FY27 | [11 empty] | FY27 | [11 empty] | FY27
FY28 | [11 empty] | FY28 | [11 empty] | FY28 | [11 empty] | FY28 | [11 empty] | FY28 | [11 empty] | FY28 | [11 empty] | FY28 | [11 empty] | FY28 | [11 empty] | FY28 | [11 empty] | FY28
FY29 | [11 empty] | FY29 | [11 empty] | FY29 | [11 empty] | FY29 | [11 empty] | FY29 | [11 empty] | FY29 | [11 empty] | FY29 | [11 empty] | FY29 | [11 empty] | FY29 | [11 empty] | FY29
FY30 | [11 empty] | FY30 | [11 empty] | FY30 | [11 empty] | FY30 | [11 empty] | FY30 | [11 empty] | FY30 | [11 empty] | FY30 | [11 empty] | FY30 | [11 empty] | FY30 | [11 empty] | FY30
FY31 | [11 empty] | FY31 | [11 empty] | FY31 | [11 empty] | FY31 | [11 empty] | FY31 | [11 empty] | FY31 | [11 empty] | FY31 | [11 empty] | FY31 | [11 empty] | FY31 | [11 empty] | FY31
FY32 | [11 empty] | FY32 | [11 empty] | FY32 | [11 empty] | FY32 | [11 empty] | FY32 | [11 empty] | FY32 | [11 empty] | FY32 | [11 empty] | FY32 | [11 empty] | FY32 | [11 empty] | FY32
FY33 | [11 empty] | FY33 | [11 empty] | FY33 | [11 empty] | FY33 | [11 empty] | FY33 | [11 empty] | FY33 | [11 empty] | FY33 | [11 empty] | FY33 | [11 empty] | FY33 | [11 empty] | FY33
FY34 | [11 empty] | FY34 | [11 empty] | FY34 | [11 empty] | FY34 | [11 empty] | FY34 | [11 empty] | FY34 | [11 empty] | FY34 | [11 empty] | FY34 | [11 empty] | FY34 | [11 empty] | FY34
FY35 | [11 empty] | FY35 | [11 empty] | FY35 | [11 empty] | FY35 | [11 empty] | FY35 | [11 empty] | FY35 | [11 empty] | FY35 | [11 empty] | FY35 | [11 empty] | FY35 | [11 empty] | FY35
FY36 | [11 empty] | FY36 | [11 empty] | FY36 | [11 empty] | FY36 | [11 empty] | FY36 | [11 empty] | FY36 | [11 empty] | FY36 | [11 empty] | FY36 | [11 empty] | FY36 | [11 empty] | FY36
FY37 | [11 empty] | FY37 | [11 empty] | FY37 | [11 empty] | FY37 | [11 empty] | FY37 | [11 empty] | FY37 | [11 empty] | FY37 | [11 empty] | FY37 | [11 empty] | FY37 | [11 empty] | FY37
FY38 | [11 empty] | FY38 | [11 empty] | FY38 | [11 empty] | FY38 | [11 empty] | FY38 | [11 empty] | FY38 | [11 empty] | FY38 | [11 empty] | FY38 | [11 empty] | FY38 | [11 empty] | FY38
FY39 | [11 empty] | FY39 | [11 empty] | FY39 | [11 empty] | FY39 | [11 empty] | FY39 | [11 empty] | FY39 | [11 empty] | FY39 | [11 empty] | FY39 | [11 empty] | FY39 | [11 empty] | FY39
FY40 | [10 empty] | 0 | FY40 | [10 empty] | 0 | FY40 | [10 empty] | 0 | FY40 | [10 empty] | 0 | FY40 | [10 empty] | 0 | FY40 | [10 empty] | 0 | FY40 | [10 empty] | 0 | FY40 | [10 empty] | 0 | FY40 | [10 empty] | 0 | FY40 | [10 empty] | 0
FY41 | [10 empty] | 0 | FY41 | [10 empty] | 0 | FY41 | [10 empty] | 0 | FY41 | [10 empty] | 0 | FY41 | [10 empty] | 0 | FY41 | [10 empty] | 0 | FY41 | [10 empty] | 0 | FY41 | [10 empty] | 0 | FY41 | [10 empty] | 0 | FY41 | [10 empty] | 0
FY42 | [10 empty] | 0 | FY42 | [10 empty] | 0 | FY42 | [10 empty] | 0 | FY42 | [10 empty] | 0 | FY42 | [10 empty] | 0 | FY42 | [10 empty] | 0 | FY42 | [10 empty] | 0 | FY42 | [10 empty] | 0 | FY42 | [10 empty] | 0 | FY42 | [10 empty] | 0
FY43 | [10 empty] | 0 | FY43 | [10 empty] | 0 | FY43 | [10 empty] | 0 | FY43 | [10 empty] | 0 | FY43 | [10 empty] | 0 | FY43 | [10 empty] | 0 | FY43 | [10 empty] | 0 | FY43 | [10 empty] | 0 | FY43 | [10 empty] | 0 | FY43 | [10 empty] | 0
FY44 | [10 empty] | 0 | FY44 | [10 empty] | 0 | FY44 | [10 empty] | 0 | FY44 | [10 empty] | 0 | FY44 | [10 empty] | 0 | FY44 | [10 empty] | 0 | FY44 | [10 empty] | 0 | FY44 | [10 empty] | 0 | FY44 | [10 empty] | 0 | FY44 | [10 empty] | 0
FY45 | [10 empty] | 0 | FY45 | [10 empty] | 0 | FY45 | [10 empty] | 0 | FY45 | [10 empty] | 0 | FY45 | [10 empty] | 0 | FY45 | [10 empty] | 0 | FY45 | [10 empty] | 0 | FY45 | [10 empty] | 0 | FY45 | [10 empty] | 0 | FY45 | [10 empty] | 0
FY46 | [10 empty] | 0 | FY46 | [10 empty] | 0 | FY46 | [10 empty] | 0 | FY46 | [10 empty] | 0 | FY46 | [10 empty] | 0 | FY46 | [10 empty] | 0 | FY46 | [10 empty] | 0 | FY46 | [10 empty] | 0 | FY46 | [10 empty] | 0 | FY46 | [10 empty] | 0
FY47 | [10 empty] | 0 | FY47 | [10 empty] | 0 | FY47 | [10 empty] | 0 | FY47 | [10 empty] | 0 | FY47 | [10 empty] | 0 | FY47 | [10 empty] | 0 | FY47 | [10 empty] | 0 | FY47 | [10 empty] | 0 | FY47 | [10 empty] | 0 | FY47 | [10 empty] | 0
FY48 | [10 empty] | 0 | FY48 | [10 empty] | 0 | FY48 | [10 empty] | 0 | FY48 | [10 empty] | 0 | FY48 | [10 empty] | 0 | FY48 | [10 empty] | 0 | FY48 | [10 empty] | 0 | FY48 | [10 empty] | 0 | FY48 | [10 empty] | 0 | FY48 | [10 empty] | 0
FY49 | [10 empty] | 0 | FY49 | [10 empty] | 0 | FY49 | [10 empty] | 0 | FY49 | [10 empty] | 0 | FY49 | [10 empty] | 0 | FY49 | [10 empty] | 0 | FY49 | [10 empty] | 0 | FY49 | [10 empty] | 0 | FY49 | [10 empty] | 0 | FY49 | [10 empty] | 0
FY50 | [10 empty] | 0 | FY50 | [10 empty] | 0 | FY50 | [10 empty] | 0 | FY50 | [10 empty] | 0 | FY50 | [10 empty] | 0 | FY50 | [10 empty] | 0 | FY50 | [10 empty] | 0 | FY50 | [10 empty] | 0 | FY50 | [10 empty] | 0 | FY50 | [10 empty] | 0
FY51 | [10 empty] | 0 | FY51 | [10 empty] | 0 | FY51 | [10 empty] | 0 | FY51 | [10 empty] | 0 | FY51 | [10 empty] | 0 | FY51 | [10 empty] | 0 | FY51 | [10 empty] | 0 | FY51 | [10 empty] | 0 | FY51 | [10 empty] | 0 | FY51 | [10 empty] | 0
FY52 | [10 empty] | 0 | FY52 | [10 empty] | 0 | FY52 | [10 empty] | 0 | FY52 | [10 empty] | 0 | FY52 | [10 empty] | 0 | FY52 | [10 empty] | 0 | FY52 | [10 empty] | 0 | FY52 | [10 empty] | 0 | FY52 | [10 empty] | 0 | FY52 | [10 empty] | 0
FY53 | [10 empty] | 0 | FY53 | [10 empty] | 0 | FY53 | [10 empty] | 0 | FY53 | [10 empty] | 0 | FY53 | [10 empty] | 0 | FY53 | [10 empty] | 0 | FY53 | [10 empty] | 0 | FY53 | [10 empty] | 0 | FY53 | [10 empty] | 0 | FY53 | [10 empty] | 0
FY54 | [10 empty] | 0 | FY54 | [10 empty] | 0 | FY54 | [10 empty] | 0 | FY54 | [10 empty] | 0 | FY54 | [10 empty] | 0 | FY54 | [10 empty] | 0 | FY54 | [10 empty] | 0 | FY54 | [10 empty] | 0 | FY54 | [10 empty] | 0 | FY54 | [10 empty] | 0

## 2.2.3 SupplyRisk$ HighD (hidden)
Option 1 - Do Nothing / Base Case | [11 empty] | Option 2 - Implement summer prep | [11 empty] | Option 3 - | [11 empty] | Option 4 - | [11 empty] | Option 5 - | [11 empty] | Option 6 - | [11 empty] | Option 7 - | [11 empty] | Option 8 - | [11 empty] | Option 9 - | [11 empty] | Option 10 -
| Total Supply Risk $M by Asset and Year | [11 empty] | Total Supply Risk $M by Asset and Year | [11 empty] | Total Supply Risk $M by Asset and Year | [11 empty] | Total Supply Risk $M by Asset and Year | [11 empty] | Total Supply Risk $M by Asset and Year | [11 empty] | Total Supply Risk $M by Asset and Year | [11 empty] | Total Supply Risk $M by Asset and Year | [11 empty] | Total Supply Risk $M by Asset and Year | [11 empty] | Total Supply Risk $M by Asset and Year | [11 empty] | Total Supply Risk $M by Asset and Year
Source:
Year | Value of EUE (feeder) | Value of EUE (distribution substation) | Value of EUE (LV circuits) | 0 | 0 | 0 | 0 | 0 | 0 | 0 | Opt 1 Total | Year | Value of EUE (feeder) | Value of EUE (distribution substation) | Value of EUE (LV circuits) | 0 | 0 | 0 | 0 | 0 | 0 | 0 | Opt 2 Total | Year | Value of EUE (feeder) | Value of EUE (distribution substation) | Value of EUE (LV circuits) | 0 | 0 | 0 | 0 | 0 | 0 | 0 | Opt 3 Total | Year | Value of EUE (feeder) | Value of EUE (distribution substation) | Value of EUE (LV circuits) | 0 | 0 | 0 | 0 | 0 | 0 | 0 | Opt 4 Total | Year | Value of EUE (feeder) | Value of EUE (distribution substation) | Value of EUE (LV circuits) | 0 | 0 | 0 | 0 | 0 | 0 | 0 | Opt 5 Total | Year | Value of EUE (feeder) | Value of EUE (distribution substation) | Value of EUE (LV circuits) | 0 | 0 | 0 | 0 | 0 | 0 | 0 | Opt 6 Total | Year | Value of EUE (feeder) | Value of EUE (distribution substation) | Value of EUE (LV circuits) | 0 | 0 | 0 | 0 | 0 | 0 | 0 | Opt 7 Total | Year | Value of EUE (feeder) | Value of EUE (distribution substation) | Value of EUE (LV circuits) | 0 | 0 | 0 | 0 | 0 | 0 | 0 | Opt 8 Total | Year | Value of EUE (feeder) | Value of EUE (distribution substation) | Value of EUE (LV circuits) | 0 | 0 | 0 | 0 | 0 | 0 | 0 | Opt 9 Total | Year | Value of EUE (feeder) | Value of EUE (distribution substation) | Value of EUE (LV circuits) | 0 | 0 | 0 | 0 | 0 | 0 | 0 | Opt 10 Total
FY25 | 0 | [9 empty] | 0 | FY25 | 0 | [9 empty] | 0 | FY25 | 0 | [9 empty] | 0 | FY25 | 0 | [9 empty] | 0 | FY25 | 0 | [9 empty] | 0 | FY25 | 0 | [9 empty] | 0 | FY25 | 0 | [9 empty] | 0 | FY25 | 0 | [9 empty] | 0 | FY25 | 0 | [9 empty] | 0 | FY25 | 0 | [9 empty] | 0
FY26 | [11 empty] | FY26 | [11 empty] | FY26 | [11 empty] | FY26 | [11 empty] | FY26 | [11 empty] | FY26 | [11 empty] | FY26 | [11 empty] | FY26 | [11 empty] | FY26 | [11 empty] | FY26
FY27 | [11 empty] | FY27 | [11 empty] | FY27 | [11 empty] | FY27 | [11 empty] | FY27 | [11 empty] | FY27 | [11 empty] | FY27 | [11 empty] | FY27 | [11 empty] | FY27 | [11 empty] | FY27
FY28 | [11 empty] | FY28 | [11 empty] | FY28 | [11 empty] | FY28 | [11 empty] | FY28 | [11 empty] | FY28 | [11 empty] | FY28 | [11 empty] | FY28 | [11 empty] | FY28 | [11 empty] | FY28
FY29 | [11 empty] | FY29 | [11 empty] | FY29 | [11 empty] | FY29 | [11 empty] | FY29 | [11 empty] | FY29 | [11 empty] | FY29 | [11 empty] | FY29 | [11 empty] | FY29 | [11 empty] | FY29
FY30 | [11 empty] | FY30 | [11 empty] | FY30 | [11 empty] | FY30 | [11 empty] | FY30 | [11 empty] | FY30 | [11 empty] | FY30 | [11 empty] | FY30 | [11 empty] | FY30 | [11 empty] | FY30
FY31 | [11 empty] | FY31 | [11 empty] | FY31 | [11 empty] | FY31 | [11 empty] | FY31 | [11 empty] | FY31 | [11 empty] | FY31 | [11 empty] | FY31 | [11 empty] | FY31 | [11 empty] | FY31
FY32 | [11 empty] | FY32 | [11 empty] | FY32 | [11 empty] | FY32 | [11 empty] | FY32 | [11 empty] | FY32 | [11 empty] | FY32 | [11 empty] | FY32 | [11 empty] | FY32 | [11 empty] | FY32
FY33 | [11 empty] | FY33 | [11 empty] | FY33 | [11 empty] | FY33 | [11 empty] | FY33 | [11 empty] | FY33 | [11 empty] | FY33 | [11 empty] | FY33 | [11 empty] | FY33 | [11 empty] | FY33
FY34 | [11 empty] | FY34 | [11 empty] | FY34 | [11 empty] | FY34 | [11 empty] | FY34 | [11 empty] | FY34 | [11 empty] | FY34 | [11 empty] | FY34 | [11 empty] | FY34 | [11 empty] | FY34
FY35 | [11 empty] | FY35 | [11 empty] | FY35 | [11 empty] | FY35 | [11 empty] | FY35 | [11 empty] | FY35 | [11 empty] | FY35 | [11 empty] | FY35 | [11 empty] | FY35 | [11 empty] | FY35
FY36 | [11 empty] | FY36 | [11 empty] | FY36 | [11 empty] | FY36 | [11 empty] | FY36 | [11 empty] | FY36 | [11 empty] | FY36 | [11 empty] | FY36 | [11 empty] | FY36 | [11 empty] | FY36
FY37 | [11 empty] | FY37 | [11 empty] | FY37 | [11 empty] | FY37 | [11 empty] | FY37 | [11 empty] | FY37 | [11 empty] | FY37 | [11 empty] | FY37 | [11 empty] | FY37 | [11 empty] | FY37
FY38 | [11 empty] | FY38 | [11 empty] | FY38 | [11 empty] | FY38 | [11 empty] | FY38 | [11 empty] | FY38 | [11 empty] | FY38 | [11 empty] | FY38 | [11 empty] | FY38 | [11 empty] | FY38
FY39 | [11 empty] | FY39 | [11 empty] | FY39 | [11 empty] | FY39 | [11 empty] | FY39 | [11 empty] | FY39 | [11 empty] | FY39 | [11 empty] | FY39 | [11 empty] | FY39 | [11 empty] | FY39
FY40 | [10 empty] | 0 | FY40 | [10 empty] | 0 | FY40 | [10 empty] | 0 | FY40 | [10 empty] | 0 | FY40 | [10 empty] | 0 | FY40 | [10 empty] | 0 | FY40 | [10 empty] | 0 | FY40 | [10 empty] | 0 | FY40 | [10 empty] | 0 | FY40 | [10 empty] | 0
FY41 | [10 empty] | 0 | FY41 | [10 empty] | 0 | FY41 | [10 empty] | 0 | FY41 | [10 empty] | 0 | FY41 | [10 empty] | 0 | FY41 | [10 empty] | 0 | FY41 | [10 empty] | 0 | FY41 | [10 empty] | 0 | FY41 | [10 empty] | 0 | FY41 | [10 empty] | 0
FY42 | [10 empty] | 0 | FY42 | [10 empty] | 0 | FY42 | [10 empty] | 0 | FY42 | [10 empty] | 0 | FY42 | [10 empty] | 0 | FY42 | [10 empty] | 0 | FY42 | [10 empty] | 0 | FY42 | [10 empty] | 0 | FY42 | [10 empty] | 0 | FY42 | [10 empty] | 0
FY43 | [10 empty] | 0 | FY43 | [10 empty] | 0 | FY43 | [10 empty] | 0 | FY43 | [10 empty] | 0 | FY43 | [10 empty] | 0 | FY43 | [10 empty] | 0 | FY43 | [10 empty] | 0 | FY43 | [10 empty] | 0 | FY43 | [10 empty] | 0 | FY43 | [10 empty] | 0
FY44 | [10 empty] | 0 | FY44 | [10 empty] | 0 | FY44 | [10 empty] | 0 | FY44 | [10 empty] | 0 | FY44 | [10 empty] | 0 | FY44 | [10 empty] | 0 | FY44 | [10 empty] | 0 | FY44 | [10 empty] | 0 | FY44 | [10 empty] | 0 | FY44 | [10 empty] | 0
FY45 | [10 empty] | 0 | FY45 | [10 empty] | 0 | FY45 | [10 empty] | 0 | FY45 | [10 empty] | 0 | FY45 | [10 empty] | 0 | FY45 | [10 empty] | 0 | FY45 | [10 empty] | 0 | FY45 | [10 empty] | 0 | FY45 | [10 empty] | 0 | FY45 | [10 empty] | 0
FY46 | [10 empty] | 0 | FY46 | [10 empty] | 0 | FY46 | [10 empty] | 0 | FY46 | [10 empty] | 0 | FY46 | [10 empty] | 0 | FY46 | [10 empty] | 0 | FY46 | [10 empty] | 0 | FY46 | [10 empty] | 0 | FY46 | [10 empty] | 0 | FY46 | [10 empty] | 0
FY47 | [10 empty] | 0 | FY47 | [10 empty] | 0 | FY47 | [10 empty] | 0 | FY47 | [10 empty] | 0 | FY47 | [10 empty] | 0 | FY47 | [10 empty] | 0 | FY47 | [10 empty] | 0 | FY47 | [10 empty] | 0 | FY47 | [10 empty] | 0 | FY47 | [10 empty] | 0
FY48 | [10 empty] | 0 | FY48 | [10 empty] | 0 | FY48 | [10 empty] | 0 | FY48 | [10 empty] | 0 | FY48 | [10 empty] | 0 | FY48 | [10 empty] | 0 | FY48 | [10 empty] | 0 | FY48 | [10 empty] | 0 | FY48 | [10 empty] | 0 | FY48 | [10 empty] | 0
FY49 | [10 empty] | 0 | FY49 | [10 empty] | 0 | FY49 | [10 empty] | 0 | FY49 | [10 empty] | 0 | FY49 | [10 empty] | 0 | FY49 | [10 empty] | 0 | FY49 | [10 empty] | 0 | FY49 | [10 empty] | 0 | FY49 | [10 empty] | 0 | FY49 | [10 empty] | 0
FY50 | [10 empty] | 0 | FY50 | [10 empty] | 0 | FY50 | [10 empty] | 0 | FY50 | [10 empty] | 0 | FY50 | [10 empty] | 0 | FY50 | [10 empty] | 0 | FY50 | [10 empty] | 0 | FY50 | [10 empty] | 0 | FY50 | [10 empty] | 0 | FY50 | [10 empty] | 0
FY51 | [10 empty] | 0 | FY51 | [10 empty] | 0 | FY51 | [10 empty] | 0 | FY51 | [10 empty] | 0 | FY51 | [10 empty] | 0 | FY51 | [10 empty] | 0 | FY51 | [10 empty] | 0 | FY51 | [10 empty] | 0 | FY51 | [10 empty] | 0 | FY51 | [10 empty] | 0
FY52 | [10 empty] | 0 | FY52 | [10 empty] | 0 | FY52 | [10 empty] | 0 | FY52 | [10 empty] | 0 | FY52 | [10 empty] | 0 | FY52 | [10 empty] | 0 | FY52 | [10 empty] | 0 | FY52 | [10 empty] | 0 | FY52 | [10 empty] | 0 | FY52 | [10 empty] | 0
FY53 | [10 empty] | 0 | FY53 | [10 empty] | 0 | FY53 | [10 empty] | 0 | FY53 | [10 empty] | 0 | FY53 | [10 empty] | 0 | FY53 | [10 empty] | 0 | FY53 | [10 empty] | 0 | FY53 | [10 empty] | 0 | FY53 | [10 empty] | 0 | FY53 | [10 empty] | 0
FY54 | [10 empty] | 0 | FY54 | [10 empty] | 0 | FY54 | [10 empty] | 0 | FY54 | [10 empty] | 0 | FY54 | [10 empty] | 0 | FY54 | [10 empty] | 0 | FY54 | [10 empty] | 0 | FY54 | [10 empty] | 0 | FY54 | [10 empty] | 0 | FY54 | [10 empty] | 0

## 2.2.4 SupplyRisk$ Low PoF (hidden)
Option 1 - Do Nothing / Base Case | [11 empty] | Option 2 - Implement summer prep | [11 empty] | Option 3 - | [11 empty] | Option 4 - | [11 empty] | Option 5 - | [11 empty] | Option 6 - | [11 empty] | Option 7 - | [11 empty] | Option 8 - | [11 empty] | Option 9 - | [11 empty] | Option 10 -
| Total Supply Risk $M by Asset and Year | [11 empty] | Total Supply Risk $M by Asset and Year | [11 empty] | Total Supply Risk $M by Asset and Year | [11 empty] | Total Supply Risk $M by Asset and Year | [11 empty] | Total Supply Risk $M by Asset and Year | [11 empty] | Total Supply Risk $M by Asset and Year | [11 empty] | Total Supply Risk $M by Asset and Year | [11 empty] | Total Supply Risk $M by Asset and Year | [11 empty] | Total Supply Risk $M by Asset and Year | [11 empty] | Total Supply Risk $M by Asset and Year
Source:
Year | Value of EUE (feeder) | Value of EUE (distribution substation) | Value of EUE (LV circuits) | 0 | 0 | 0 | 0 | 0 | 0 | 0 | Opt 1 Total | Year | Value of EUE (feeder) | Value of EUE (distribution substation) | Value of EUE (LV circuits) | 0 | 0 | 0 | 0 | 0 | 0 | 0 | Opt 2 Total | Year | Value of EUE (feeder) | Value of EUE (distribution substation) | Value of EUE (LV circuits) | 0 | 0 | 0 | 0 | 0 | 0 | 0 | Opt 3 Total | Year | Value of EUE (feeder) | Value of EUE (distribution substation) | Value of EUE (LV circuits) | 0 | 0 | 0 | 0 | 0 | 0 | 0 | Opt 4 Total | Year | Value of EUE (feeder) | Value of EUE (distribution substation) | Value of EUE (LV circuits) | 0 | 0 | 0 | 0 | 0 | 0 | 0 | Opt 5 Total | Year | Value of EUE (feeder) | Value of EUE (distribution substation) | Value of EUE (LV circuits) | 0 | 0 | 0 | 0 | 0 | 0 | 0 | Opt 6 Total | Year | Value of EUE (feeder) | Value of EUE (distribution substation) | Value of EUE (LV circuits) | 0 | 0 | 0 | 0 | 0 | 0 | 0 | Opt 7 Total | Year | Value of EUE (feeder) | Value of EUE (distribution substation) | Value of EUE (LV circuits) | 0 | 0 | 0 | 0 | 0 | 0 | 0 | Opt 8 Total | Year | Value of EUE (feeder) | Value of EUE (distribution substation) | Value of EUE (LV circuits) | 0 | 0 | 0 | 0 | 0 | 0 | 0 | Opt 9 Total | Year | Value of EUE (feeder) | Value of EUE (distribution substation) | Value of EUE (LV circuits) | 0 | 0 | 0 | 0 | 0 | 0 | 0 | Opt 10 Total
FY25 | 0 | [9 empty] | 0 | FY25 | 0 | [9 empty] | 0 | FY25 | 0 | [9 empty] | 0 | FY25 | 0 | [9 empty] | 0 | FY25 | 0 | [9 empty] | 0 | FY25 | 0 | [9 empty] | 0 | FY25 | 0 | [9 empty] | 0 | FY25 | 0 | [9 empty] | 0 | FY25 | 0 | [9 empty] | 0 | FY25 | 0 | [9 empty] | 0
FY26 | [11 empty] | FY26 | [11 empty] | FY26 | [11 empty] | FY26 | [11 empty] | FY26 | [11 empty] | FY26 | [11 empty] | FY26 | [11 empty] | FY26 | [11 empty] | FY26 | [11 empty] | FY26
FY27 | [11 empty] | FY27 | [11 empty] | FY27 | [11 empty] | FY27 | [11 empty] | FY27 | [11 empty] | FY27 | [11 empty] | FY27 | [11 empty] | FY27 | [11 empty] | FY27 | [11 empty] | FY27
FY28 | [11 empty] | FY28 | [11 empty] | FY28 | [11 empty] | FY28 | [11 empty] | FY28 | [11 empty] | FY28 | [11 empty] | FY28 | [11 empty] | FY28 | [11 empty] | FY28 | [11 empty] | FY28
FY29 | [11 empty] | FY29 | [11 empty] | FY29 | [11 empty] | FY29 | [11 empty] | FY29 | [11 empty] | FY29 | [11 empty] | FY29 | [11 empty] | FY29 | [11 empty] | FY29 | [11 empty] | FY29
FY30 | [11 empty] | FY30 | [11 empty] | FY30 | [11 empty] | FY30 | [11 empty] | FY30 | [11 empty] | FY30 | [11 empty] | FY30 | [11 empty] | FY30 | [11 empty] | FY30 | [11 empty] | FY30
FY31 | [11 empty] | FY31 | [11 empty] | FY31 | [11 empty] | FY31 | [11 empty] | FY31 | [11 empty] | FY31 | [11 empty] | FY31 | [11 empty] | FY31 | [11 empty] | FY31 | [11 empty] | FY31
FY32 | [11 empty] | FY32 | [11 empty] | FY32 | [11 empty] | FY32 | [11 empty] | FY32 | [11 empty] | FY32 | [11 empty] | FY32 | [11 empty] | FY32 | [11 empty] | FY32 | [11 empty] | FY32
FY33 | [11 empty] | FY33 | [11 empty] | FY33 | [11 empty] | FY33 | [11 empty] | FY33 | [11 empty] | FY33 | [11 empty] | FY33 | [11 empty] | FY33 | [11 empty] | FY33 | [11 empty] | FY33
FY34 | [11 empty] | FY34 | [11 empty] | FY34 | [11 empty] | FY34 | [11 empty] | FY34 | [11 empty] | FY34 | [11 empty] | FY34 | [11 empty] | FY34 | [11 empty] | FY34 | [11 empty] | FY34
FY35 | [11 empty] | FY35 | [11 empty] | FY35 | [11 empty] | FY35 | [11 empty] | FY35 | [11 empty] | FY35 | [11 empty] | FY35 | [11 empty] | FY35 | [11 empty] | FY35 | [11 empty] | FY35
FY36 | [11 empty] | FY36 | [11 empty] | FY36 | [11 empty] | FY36 | [11 empty] | FY36 | [11 empty] | FY36 | [11 empty] | FY36 | [11 empty] | FY36 | [11 empty] | FY36 | [11 empty] | FY36
FY37 | [11 empty] | FY37 | [11 empty] | FY37 | [11 empty] | FY37 | [11 empty] | FY37 | [11 empty] | FY37 | [11 empty] | FY37 | [11 empty] | FY37 | [11 empty] | FY37 | [11 empty] | FY37
FY38 | [11 empty] | FY38 | [11 empty] | FY38 | [11 empty] | FY38 | [11 empty] | FY38 | [11 empty] | FY38 | [11 empty] | FY38 | [11 empty] | FY38 | [11 empty] | FY38 | [11 empty] | FY38
FY39 | [11 empty] | FY39 | [11 empty] | FY39 | [11 empty] | FY39 | [11 empty] | FY39 | [11 empty] | FY39 | [11 empty] | FY39 | [11 empty] | FY39 | [11 empty] | FY39 | [11 empty] | FY39
FY40 | [10 empty] | 0 | FY40 | [10 empty] | 0 | FY40 | [10 empty] | 0 | FY40 | [10 empty] | 0 | FY40 | [10 empty] | 0 | FY40 | [10 empty] | 0 | FY40 | [10 empty] | 0 | FY40 | [10 empty] | 0 | FY40 | [10 empty] | 0 | FY40 | [10 empty] | 0
FY41 | [10 empty] | 0 | FY41 | [10 empty] | 0 | FY41 | [10 empty] | 0 | FY41 | [10 empty] | 0 | FY41 | [10 empty] | 0 | FY41 | [10 empty] | 0 | FY41 | [10 empty] | 0 | FY41 | [10 empty] | 0 | FY41 | [10 empty] | 0 | FY41 | [10 empty] | 0
FY42 | [10 empty] | 0 | FY42 | [10 empty] | 0 | FY42 | [10 empty] | 0 | FY42 | [10 empty] | 0 | FY42 | [10 empty] | 0 | FY42 | [10 empty] | 0 | FY42 | [10 empty] | 0 | FY42 | [10 empty] | 0 | FY42 | [10 empty] | 0 | FY42 | [10 empty] | 0
FY43 | [10 empty] | 0 | FY43 | [10 empty] | 0 | FY43 | [10 empty] | 0 | FY43 | [10 empty] | 0 | FY43 | [10 empty] | 0 | FY43 | [10 empty] | 0 | FY43 | [10 empty] | 0 | FY43 | [10 empty] | 0 | FY43 | [10 empty] | 0 | FY43 | [10 empty] | 0
FY44 | [10 empty] | 0 | FY44 | [10 empty] | 0 | FY44 | [10 empty] | 0 | FY44 | [10 empty] | 0 | FY44 | [10 empty] | 0 | FY44 | [10 empty] | 0 | FY44 | [10 empty] | 0 | FY44 | [10 empty] | 0 | FY44 | [10 empty] | 0 | FY44 | [10 empty] | 0
FY45 | [10 empty] | 0 | FY45 | [10 empty] | 0 | FY45 | [10 empty] | 0 | FY45 | [10 empty] | 0 | FY45 | [10 empty] | 0 | FY45 | [10 empty] | 0 | FY45 | [10 empty] | 0 | FY45 | [10 empty] | 0 | FY45 | [10 empty] | 0 | FY45 | [10 empty] | 0
FY46 | [10 empty] | 0 | FY46 | [10 empty] | 0 | FY46 | [10 empty] | 0 | FY46 | [10 empty] | 0 | FY46 | [10 empty] | 0 | FY46 | [10 empty] | 0 | FY46 | [10 empty] | 0 | FY46 | [10 empty] | 0 | FY46 | [10 empty] | 0 | FY46 | [10 empty] | 0
FY47 | [10 empty] | 0 | FY47 | [10 empty] | 0 | FY47 | [10 empty] | 0 | FY47 | [10 empty] | 0 | FY47 | [10 empty] | 0 | FY47 | [10 empty] | 0 | FY47 | [10 empty] | 0 | FY47 | [10 empty] | 0 | FY47 | [10 empty] | 0 | FY47 | [10 empty] | 0
FY48 | [10 empty] | 0 | FY48 | [10 empty] | 0 | FY48 | [10 empty] | 0 | FY48 | [10 empty] | 0 | FY48 | [10 empty] | 0 | FY48 | [10 empty] | 0 | FY48 | [10 empty] | 0 | FY48 | [10 empty] | 0 | FY48 | [10 empty] | 0 | FY48 | [10 empty] | 0
FY49 | [10 empty] | 0 | FY49 | [10 empty] | 0 | FY49 | [10 empty] | 0 | FY49 | [10 empty] | 0 | FY49 | [10 empty] | 0 | FY49 | [10 empty] | 0 | FY49 | [10 empty] | 0 | FY49 | [10 empty] | 0 | FY49 | [10 empty] | 0 | FY49 | [10 empty] | 0
FY50 | [10 empty] | 0 | FY50 | [10 empty] | 0 | FY50 | [10 empty] | 0 | FY50 | [10 empty] | 0 | FY50 | [10 empty] | 0 | FY50 | [10 empty] | 0 | FY50 | [10 empty] | 0 | FY50 | [10 empty] | 0 | FY50 | [10 empty] | 0 | FY50 | [10 empty] | 0
FY51 | [10 empty] | 0 | FY51 | [10 empty] | 0 | FY51 | [10 empty] | 0 | FY51 | [10 empty] | 0 | FY51 | [10 empty] | 0 | FY51 | [10 empty] | 0 | FY51 | [10 empty] | 0 | FY51 | [10 empty] | 0 | FY51 | [10 empty] | 0 | FY51 | [10 empty] | 0
FY52 | [10 empty] | 0 | FY52 | [10 empty] | 0 | FY52 | [10 empty] | 0 | FY52 | [10 empty] | 0 | FY52 | [10 empty] | 0 | FY52 | [10 empty] | 0 | FY52 | [10 empty] | 0 | FY52 | [10 empty] | 0 | FY52 | [10 empty] | 0 | FY52 | [10 empty] | 0
FY53 | [10 empty] | 0 | FY53 | [10 empty] | 0 | FY53 | [10 empty] | 0 | FY53 | [10 empty] | 0 | FY53 | [10 empty] | 0 | FY53 | [10 empty] | 0 | FY53 | [10 empty] | 0 | FY53 | [10 empty] | 0 | FY53 | [10 empty] | 0 | FY53 | [10 empty] | 0
FY54 | [10 empty] | 0 | FY54 | [10 empty] | 0 | FY54 | [10 empty] | 0 | FY54 | [10 empty] | 0 | FY54 | [10 empty] | 0 | FY54 | [10 empty] | 0 | FY54 | [10 empty] | 0 | FY54 | [10 empty] | 0 | FY54 | [10 empty] | 0 | FY54 | [10 empty] | 0

## 2.2.4 SupplyRisk$ High PoF (hidden)
Option 1 - Do Nothing / Base Case | [11 empty] | Option 2 - Implement summer prep | [11 empty] | Option 3 - | [11 empty] | Option 4 - | [11 empty] | Option 5 - | [11 empty] | Option 6 - | [11 empty] | Option 7 - | [11 empty] | Option 8 - | [11 empty] | Option 9 - | [11 empty] | Option 10 -
| Total Supply Risk $M by Asset and Year | [11 empty] | Total Supply Risk $M by Asset and Year | [11 empty] | Total Supply Risk $M by Asset and Year | [11 empty] | Total Supply Risk $M by Asset and Year | [11 empty] | Total Supply Risk $M by Asset and Year | [11 empty] | Total Supply Risk $M by Asset and Year | [11 empty] | Total Supply Risk $M by Asset and Year | [11 empty] | Total Supply Risk $M by Asset and Year | [11 empty] | Total Supply Risk $M by Asset and Year | [11 empty] | Total Supply Risk $M by Asset and Year
Source:
Year | Value of EUE (feeder) | Value of EUE (distribution substation) | Value of EUE (LV circuits) | 0 | 0 | 0 | 0 | 0 | 0 | 0 | Opt 1 Total | Year | Value of EUE (feeder) | Value of EUE (distribution substation) | Value of EUE (LV circuits) | 0 | 0 | 0 | 0 | 0 | 0 | 0 | Opt 2 Total | Year | Value of EUE (feeder) | Value of EUE (distribution substation) | Value of EUE (LV circuits) | 0 | 0 | 0 | 0 | 0 | 0 | 0 | Opt 3 Total | Year | Value of EUE (feeder) | Value of EUE (distribution substation) | Value of EUE (LV circuits) | 0 | 0 | 0 | 0 | 0 | 0 | 0 | Opt 4 Total | Year | Value of EUE (feeder) | Value of EUE (distribution substation) | Value of EUE (LV circuits) | 0 | 0 | 0 | 0 | 0 | 0 | 0 | Opt 5 Total | Year | Value of EUE (feeder) | Value of EUE (distribution substation) | Value of EUE (LV circuits) | 0 | 0 | 0 | 0 | 0 | 0 | 0 | Opt 6 Total | Year | Value of EUE (feeder) | Value of EUE (distribution substation) | Value of EUE (LV circuits) | 0 | 0 | 0 | 0 | 0 | 0 | 0 | Opt 7 Total | Year | Value of EUE (feeder) | Value of EUE (distribution substation) | Value of EUE (LV circuits) | 0 | 0 | 0 | 0 | 0 | 0 | 0 | Opt 8 Total | Year | Value of EUE (feeder) | Value of EUE (distribution substation) | Value of EUE (LV circuits) | 0 | 0 | 0 | 0 | 0 | 0 | 0 | Opt 9 Total | Year | Value of EUE (feeder) | Value of EUE (distribution substation) | Value of EUE (LV circuits) | 0 | 0 | 0 | 0 | 0 | 0 | 0 | Opt 10 Total
FY25 | 0 | [9 empty] | 0 | FY25 | 0 | [9 empty] | 0 | FY25 | 0 | [9 empty] | 0 | FY25 | 0 | [9 empty] | 0 | FY25 | 0 | [9 empty] | 0 | FY25 | 0 | [9 empty] | 0 | FY25 | 0 | [9 empty] | 0 | FY25 | 0 | [9 empty] | 0 | FY25 | 0 | [9 empty] | 0 | FY25 | 0 | [9 empty] | 0
FY26 | [11 empty] | FY26 | [11 empty] | FY26 | [11 empty] | FY26 | [11 empty] | FY26 | [11 empty] | FY26 | [11 empty] | FY26 | [11 empty] | FY26 | [11 empty] | FY26 | [11 empty] | FY26
FY27 | [11 empty] | FY27 | [11 empty] | FY27 | [11 empty] | FY27 | [11 empty] | FY27 | [11 empty] | FY27 | [11 empty] | FY27 | [11 empty] | FY27 | [11 empty] | FY27 | [11 empty] | FY27
FY28 | [11 empty] | FY28 | [11 empty] | FY28 | [11 empty] | FY28 | [11 empty] | FY28 | [11 empty] | FY28 | [11 empty] | FY28 | [11 empty] | FY28 | [11 empty] | FY28 | [11 empty] | FY28
FY29 | [11 empty] | FY29 | [11 empty] | FY29 | [11 empty] | FY29 | [11 empty] | FY29 | [11 empty] | FY29 | [11 empty] | FY29 | [11 empty] | FY29 | [11 empty] | FY29 | [11 empty] | FY29
FY30 | [11 empty] | FY30 | [11 empty] | FY30 | [11 empty] | FY30 | [11 empty] | FY30 | [11 empty] | FY30 | [11 empty] | FY30 | [11 empty] | FY30 | [11 empty] | FY30 | [11 empty] | FY30
FY31 | [11 empty] | FY31 | [11 empty] | FY31 | [11 empty] | FY31 | [11 empty] | FY31 | [11 empty] | FY31 | [11 empty] | FY31 | [11 empty] | FY31 | [11 empty] | FY31 | [11 empty] | FY31
FY32 | [11 empty] | FY32 | [11 empty] | FY32 | [11 empty] | FY32 | [11 empty] | FY32 | [11 empty] | FY32 | [11 empty] | FY32 | [11 empty] | FY32 | [11 empty] | FY32 | [11 empty] | FY32
FY33 | [11 empty] | FY33 | [11 empty] | FY33 | [11 empty] | FY33 | [11 empty] | FY33 | [11 empty] | FY33 | [11 empty] | FY33 | [11 empty] | FY33 | [11 empty] | FY33 | [11 empty] | FY33
FY34 | [11 empty] | FY34 | [11 empty] | FY34 | [11 empty] | FY34 | [11 empty] | FY34 | [11 empty] | FY34 | [11 empty] | FY34 | [11 empty] | FY34 | [11 empty] | FY34 | [11 empty] | FY34
FY35 | [11 empty] | FY35 | [11 empty] | FY35 | [11 empty] | FY35 | [11 empty] | FY35 | [11 empty] | FY35 | [11 empty] | FY35 | [11 empty] | FY35 | [11 empty] | FY35 | [11 empty] | FY35
FY36 | [11 empty] | FY36 | [11 empty] | FY36 | [11 empty] | FY36 | [11 empty] | FY36 | [11 empty] | FY36 | [11 empty] | FY36 | [11 empty] | FY36 | [11 empty] | FY36 | [11 empty] | FY36
FY37 | [11 empty] | FY37 | [11 empty] | FY37 | [11 empty] | FY37 | [11 empty] | FY37 | [11 empty] | FY37 | [11 empty] | FY37 | [11 empty] | FY37 | [11 empty] | FY37 | [11 empty] | FY37
FY38 | [11 empty] | FY38 | [11 empty] | FY38 | [11 empty] | FY38 | [11 empty] | FY38 | [11 empty] | FY38 | [11 empty] | FY38 | [11 empty] | FY38 | [11 empty] | FY38 | [11 empty] | FY38
FY39 | [11 empty] | FY39 | [11 empty] | FY39 | [11 empty] | FY39 | [11 empty] | FY39 | [11 empty] | FY39 | [11 empty] | FY39 | [11 empty] | FY39 | [11 empty] | FY39 | [11 empty] | FY39
FY40 | [10 empty] | 0 | FY40 | [10 empty] | 0 | FY40 | [10 empty] | 0 | FY40 | [10 empty] | 0 | FY40 | [10 empty] | 0 | FY40 | [10 empty] | 0 | FY40 | [10 empty] | 0 | FY40 | [10 empty] | 0 | FY40 | [10 empty] | 0 | FY40 | [10 empty] | 0
FY41 | [10 empty] | 0 | FY41 | [10 empty] | 0 | FY41 | [10 empty] | 0 | FY41 | [10 empty] | 0 | FY41 | [10 empty] | 0 | FY41 | [10 empty] | 0 | FY41 | [10 empty] | 0 | FY41 | [10 empty] | 0 | FY41 | [10 empty] | 0 | FY41 | [10 empty] | 0
FY42 | [10 empty] | 0 | FY42 | [10 empty] | 0 | FY42 | [10 empty] | 0 | FY42 | [10 empty] | 0 | FY42 | [10 empty] | 0 | FY42 | [10 empty] | 0 | FY42 | [10 empty] | 0 | FY42 | [10 empty] | 0 | FY42 | [10 empty] | 0 | FY42 | [10 empty] | 0
FY43 | [10 empty] | 0 | FY43 | [10 empty] | 0 | FY43 | [10 empty] | 0 | FY43 | [10 empty] | 0 | FY43 | [10 empty] | 0 | FY43 | [10 empty] | 0 | FY43 | [10 empty] | 0 | FY43 | [10 empty] | 0 | FY43 | [10 empty] | 0 | FY43 | [10 empty] | 0
FY44 | [10 empty] | 0 | FY44 | [10 empty] | 0 | FY44 | [10 empty] | 0 | FY44 | [10 empty] | 0 | FY44 | [10 empty] | 0 | FY44 | [10 empty] | 0 | FY44 | [10 empty] | 0 | FY44 | [10 empty] | 0 | FY44 | [10 empty] | 0 | FY44 | [10 empty] | 0
FY45 | [10 empty] | 0 | FY45 | [10 empty] | 0 | FY45 | [10 empty] | 0 | FY45 | [10 empty] | 0 | FY45 | [10 empty] | 0 | FY45 | [10 empty] | 0 | FY45 | [10 empty] | 0 | FY45 | [10 empty] | 0 | FY45 | [10 empty] | 0 | FY45 | [10 empty] | 0
FY46 | [10 empty] | 0 | FY46 | [10 empty] | 0 | FY46 | [10 empty] | 0 | FY46 | [10 empty] | 0 | FY46 | [10 empty] | 0 | FY46 | [10 empty] | 0 | FY46 | [10 empty] | 0 | FY46 | [10 empty] | 0 | FY46 | [10 empty] | 0 | FY46 | [10 empty] | 0
FY47 | [10 empty] | 0 | FY47 | [10 empty] | 0 | FY47 | [10 empty] | 0 | FY47 | [10 empty] | 0 | FY47 | [10 empty] | 0 | FY47 | [10 empty] | 0 | FY47 | [10 empty] | 0 | FY47 | [10 empty] | 0 | FY47 | [10 empty] | 0 | FY47 | [10 empty] | 0
FY48 | [10 empty] | 0 | FY48 | [10 empty] | 0 | FY48 | [10 empty] | 0 | FY48 | [10 empty] | 0 | FY48 | [10 empty] | 0 | FY48 | [10 empty] | 0 | FY48 | [10 empty] | 0 | FY48 | [10 empty] | 0 | FY48 | [10 empty] | 0 | FY48 | [10 empty] | 0
FY49 | [10 empty] | 0 | FY49 | [10 empty] | 0 | FY49 | [10 empty] | 0 | FY49 | [10 empty] | 0 | FY49 | [10 empty] | 0 | FY49 | [10 empty] | 0 | FY49 | [10 empty] | 0 | FY49 | [10 empty] | 0 | FY49 | [10 empty] | 0 | FY49 | [10 empty] | 0
FY50 | [10 empty] | 0 | FY50 | [10 empty] | 0 | FY50 | [10 empty] | 0 | FY50 | [10 empty] | 0 | FY50 | [10 empty] | 0 | FY50 | [10 empty] | 0 | FY50 | [10 empty] | 0 | FY50 | [10 empty] | 0 | FY50 | [10 empty] | 0 | FY50 | [10 empty] | 0
FY51 | [10 empty] | 0 | FY51 | [10 empty] | 0 | FY51 | [10 empty] | 0 | FY51 | [10 empty] | 0 | FY51 | [10 empty] | 0 | FY51 | [10 empty] | 0 | FY51 | [10 empty] | 0 | FY51 | [10 empty] | 0 | FY51 | [10 empty] | 0 | FY51 | [10 empty] | 0
FY52 | [10 empty] | 0 | FY52 | [10 empty] | 0 | FY52 | [10 empty] | 0 | FY52 | [10 empty] | 0 | FY52 | [10 empty] | 0 | FY52 | [10 empty] | 0 | FY52 | [10 empty] | 0 | FY52 | [10 empty] | 0 | FY52 | [10 empty] | 0 | FY52 | [10 empty] | 0
FY53 | [10 empty] | 0 | FY53 | [10 empty] | 0 | FY53 | [10 empty] | 0 | FY53 | [10 empty] | 0 | FY53 | [10 empty] | 0 | FY53 | [10 empty] | 0 | FY53 | [10 empty] | 0 | FY53 | [10 empty] | 0 | FY53 | [10 empty] | 0 | FY53 | [10 empty] | 0
FY54 | [10 empty] | 0 | FY54 | [10 empty] | 0 | FY54 | [10 empty] | 0 | FY54 | [10 empty] | 0 | FY54 | [10 empty] | 0 | FY54 | [10 empty] | 0 | FY54 | [10 empty] | 0 | FY54 | [10 empty] | 0 | FY54 | [10 empty] | 0 | FY54 | [10 empty] | 0

## 2.3.1 Cost_Sum
$millions (real $2024) |  |  |  |  | 1 | 2 | 3 | 4 | 5 | 6 | 7 | 8 | 9 | 10 | 11 | 12 | 13 | 14 | 15 | 16 | 17 | 18 | 19 | 20 | 21 | 22 | 23 | 24 | 25 | 26 | 27 | 28 | 29 | 30
Real $2025 to real $2024 conversion factor |  | 95.36% |  |  | FY25 | FY26 | FY27 | FY28 | FY29 | FY30 | FY31 | FY32 | FY33 | FY34 | FY35 | FY36 | FY37 | FY38 | FY39 | FY40 | FY41 | FY42 | FY43 | FY44 | FY45 | FY46 | FY47 | FY48 | FY49 | FY50 | FY51 | FY52 | FY53 | FY54
Option 1 | bar: 3 FY27 to 4 FY28; 7 FY31
Build up
| Capex |  |  |  | 3 FY27: 0; 4 FY28: 0; 5 FY29: 0; 6 FY30: 0; 7 FY31: 0
| Opex |  |  |  | 3 FY27: 0; 4 FY28: 0; 5 FY29: 0; 6 FY30: 0; 7 FY31: 0
Summary
| Capex total |  |  |  | 3 FY27: 0; 4 FY28: 0; 5 FY29: 0; 6 FY30: 0; 7 FY31: 0
Opex total | bar: 3 FY27 to 7 FY31
Option 2 | bar: 3 FY27 to 4 FY28; 7 FY31
Capex build up
|  | Incl in capex forecast | Incl in economic analysis | Inc in Lifecycle Replacment | bar: 3 FY27 to 7 FY31
| Design | 1 | 1 | 0 | 3 FY27: C-I-C; 4 FY28: C-I-C; 5 FY29: C-I-C; 6 FY30: C-I-C; 7 FY31: C-I-C
| Internal labour | 1 | 1 | 1 | 3 FY27: C-I-C; 4 FY28: C-I-C; 5 FY29: C-I-C; 6 FY30: C-I-C; 7 FY31: C-I-C
| Materials | 1 | 1 | 0 | 3 FY27: C-I-C; 4 FY28: C-I-C; 5 FY29: C-I-C; 6 FY30: C-I-C; 7 FY31: C-I-C
| Contract costs | 1 | 1 | 1 | 3 FY27: C-I-C; 4 FY28: C-I-C; 5 FY29: C-I-C; 6 FY30: C-I-C; 7 FY31: C-I-C
| P(50) risk allowance | 1 | 1 | 1 | 3 FY27: C-I-C; 4 FY28: C-I-C; 5 FY29: C-I-C; 6 FY30: C-I-C; 7 FY31: C-I-C
| Overheads | 0 | 1 | 1 | 3 FY27: C-I-C; 4 FY28: C-I-C; 5 FY29: C-I-C; 6 FY30: C-I-C; 7 FY31: C-I-C
| Finance charges | 0 | 1 | 1 | 3 FY27: C-I-C; 4 FY28: C-I-C; 5 FY29: C-I-C; 6 FY30: C-I-C; 7 FY31: C-I-C
Capex Timing
[7 empty] | 1 | 1 | 1 | 1 | 1
Estimated Lifecycle Replacment Cost
[12 empty] | 0 | 0 | 0 | 0 | 0 | 0 | 0 | 0 | 0 | 0 | 0 | 0 | 0 | 0 | 0 | 0 | 0 | 0 | 0 | 0 | 0 | 0 | 0
Opex build up
| Item 1 | [5 empty] | 0.011523 | 0.011523 | 0.011523 | 0.011523 | 0.011523 | 0 | 0 | 0 | 0 | 0 | 0 | 0 | 0 | 0 | 0 | 0 | 0 | 0 | 0 | 0 | 0 | 0 | 0 | 0 | 0 | 0 | 0 | 0
Item 2 | bar: 3 FY27 to 7 FY31
Item 3 | bar: 3 FY27 to 7 FY31
Summary
| Capex total |  |  |  | 0 | 0 | 1.1523 | 1.1523 | 1.1523 | 1.1523 | 1.1523 | 0 | 0 | 0 | 0 | 0 | 0 | 0 | 0 | 0 | 0 | 0 | 0 | 0 | 0 | 0 | 0 | 0 | 0 | 0 | 0 | 0 | 0 | 0
| Opex total |  |  |  | 0 | 0 | 0 | 0.057616 | 0 | 0 | 0 | 0 | 0 | 0 | 0 | 0 | 0 | 0 | 0 | 0 | 0 | 0 | 0 | 0 | 0 | 0 | 0 | 0 | 0 | 0 | 0 | 0 | 0 | 0
Option 3 | bar: 3 FY27 to 4 FY28; 7 FY31
Capex build up
|  | Incl in capex forecast | Incl in economic analysis | Inc in Lifecycle Replacment | bar: 3 FY27 to 7 FY31
| Design | 1 | 1 | 0 | 3 FY27: 0; 4 FY28: 0; 5 FY29: 0; 6 FY30: 0; 7 FY31: 0
| Internal labour | 1 | 1 | 1 | 3 FY27: 0; 4 FY28: 0; 5 FY29: 0; 6 FY30: 0; 7 FY31: 0
| Materials | 1 | 1 | 0 | 3 FY27: 0; 4 FY28: 0; 5 FY29: 0; 6 FY30: 0; 7 FY31: 0
| Contract costs | 1 | 1 | 1 | 3 FY27: 0; 4 FY28: 0; 5 FY29: 0; 6 FY30: 0; 7 FY31: 0
| P(50) risk allowance | 1 | 1 | 1 | 3 FY27: 0; 4 FY28: 0; 5 FY29: 0; 6 FY30: 0; 7 FY31: 0
| Overheads | 0 | 1 | 1 | 3 FY27: 0; 4 FY28: 0; 5 FY29: 0; 6 FY30: 0; 7 FY31: 0
| Finance charges | 0 | 1 | 1 | 3 FY27: 0; 4 FY28: 0; 5 FY29: 0; 6 FY30: 0; 7 FY31: 0
Capex Timing
[7 empty] | 1 | 0 | 0 | 0 | 0
Estimated Lifecycle Replacment Cost
[12 empty] | 0 | 0 | 0 | 0 | 0 | 0 | 0 | 0 | 0 | 0 | 0 | 0 | 0 | 0 | 0 | 0 | 0 | 0 | 0 | 0 | 0 | 0 | 0
Opex build up
| Item 1 | [5 empty] | 0 | 0 | 0 | 0 | 0 | 0 | 0 | 0 | 0 | 0 | 0 | 0 | 0 | 0 | 0 | 0 | 0 | 0 | 0 | 0 | 0 | 0 | 0 | 0 | 0 | 0 | 0 | 0
Item 2 | bar: 3 FY27 to 7 FY31
Item 3 | bar: 3 FY27 to 7 FY31
Summary
| Capex total |  |  |  | 0 | 0 | 0 | 0 | 0 | 0 | 0 | 0 | 0 | 0 | 0 | 0 | 0 | 0 | 0 | 0 | 0 | 0 | 0 | 0 | 0 | 0 | 0 | 0 | 0 | 0 | 0 | 0 | 0 | 0
| Opex total |  |  |  | 0 | 0 | 0 | 0 | 0 | 0 | 0 | 0 | 0 | 0 | 0 | 0 | 0 | 0 | 0 | 0 | 0 | 0 | 0 | 0 | 0 | 0 | 0 | 0 | 0 | 0 | 0 | 0 | 0 | 0
Option 4 | bar: 3 FY27 to 4 FY28; 7 FY31
Capex build up
|  | Incl in capex forecast | Incl in economic analysis | Inc in Lifecycle Replacment | bar: 3 FY27 to 7 FY31
| Design | 1 | 1 | 0 | 3 FY27: 0; 4 FY28: 0; 5 FY29: 0; 6 FY30: 0; 7 FY31: 0
| Internal labour | 1 | 1 | 1 | 3 FY27: 0; 4 FY28: 0; 5 FY29: 0; 6 FY30: 0; 7 FY31: 0
| Materials | 1 | 1 | 0 | 3 FY27: 0; 4 FY28: 0; 5 FY29: 0; 6 FY30: 0; 7 FY31: 0
| Contract costs | 1 | 1 | 1 | 3 FY27: 0; 4 FY28: 0; 5 FY29: 0; 6 FY30: 0; 7 FY31: 0
| P(50) risk allowance | 1 | 1 | 1 | 3 FY27: 0; 4 FY28: 0; 5 FY29: 0; 6 FY30: 0; 7 FY31: 0
| Overheads | 0 | 1 | 1 | 3 FY27: 0; 4 FY28: 0; 5 FY29: 0; 6 FY30: 0; 7 FY31: 0
| Finance charges | 0 | 1 | 1 | 3 FY27: 0; 4 FY28: 0; 5 FY29: 0; 6 FY30: 0; 7 FY31: 0
Capex Timing
[7 empty] | 1 | 0 | 0 | 0 | 0
Estimated Lifecycle Replacment Cost
[12 empty] | 0 | 0 | 0 | 0 | 0 | 0 | 0 | 0 | 0 | 0 | 0 | 0 | 0 | 0 | 0 | 0 | 0 | 0 | 0 | 0 | 0 | 0 | 0
Opex build up
| Item 1 | [5 empty] | 0 | 0 | 0 | 0 | 0 | 0 | 0 | 0 | 0 | 0 | 0 | 0 | 0 | 0 | 0 | 0 | 0 | 0 | 0 | 0 | 0 | 0 | 0 | 0 | 0 | 0 | 0 | 0
Item 2 | bar: 3 FY27 to 7 FY31
Item 3 | bar: 3 FY27 to 7 FY31
Summary
| Capex total |  |  |  | 0 | 0 | 0 | 0 | 0 | 0 | 0 | 0 | 0 | 0 | 0 | 0 | 0 | 0 | 0 | 0 | 0 | 0 | 0 | 0 | 0 | 0 | 0 | 0 | 0 | 0 | 0 | 0 | 0 | 0
| Opex total |  |  |  | 0 | 0 | 0 | 0 | 0 | 0 | 0 | 0 | 0 | 0 | 0 | 0 | 0 | 0 | 0 | 0 | 0 | 0 | 0 | 0 | 0 | 0 | 0 | 0 | 0 | 0 | 0 | 0 | 0 | 0
Option 5 | bar: 3 FY27 to 4 FY28; 7 FY31
Capex build up
|  | Incl in capex forecast | Incl in economic analysis | Inc in Lifecycle Replacment | bar: 3 FY27 to 7 FY31
| Design | 1 | 1 | 0 | 3 FY27: 0; 4 FY28: 0; 5 FY29: 0; 6 FY30: 0; 7 FY31: 0
| Internal labour | 1 | 1 | 1 | 3 FY27: 0; 4 FY28: 0; 5 FY29: 0; 6 FY30: 0; 7 FY31: 0
| Materials | 1 | 1 | 0 | 3 FY27: 0; 4 FY28: 0; 5 FY29: 0; 6 FY30: 0; 7 FY31: 0
| Contract costs | 1 | 1 | 1 | 3 FY27: 0; 4 FY28: 0; 5 FY29: 0; 6 FY30: 0; 7 FY31: 0
| P(50) risk allowance | 1 | 1 | 1 | 3 FY27: 0; 4 FY28: 0; 5 FY29: 0; 6 FY30: 0; 7 FY31: 0
| Overheads | 0 | 1 | 1 | 3 FY27: 0; 4 FY28: 0; 5 FY29: 0; 6 FY30: 0; 7 FY31: 0
| Finance charges | 0 | 1 | 1 | 3 FY27: 0; 4 FY28: 0; 5 FY29: 0; 6 FY30: 0; 7 FY31: 0
Capex Timing
[7 empty] | 1 | 0 | 0 | 0 | 0
Estimated Lifecycle Replacment Cost
[12 empty] | 0 | 0 | 0 | 0 | 0 | 0 | 0 | 0 | 0 | 0 | 0 | 0 | 0 | 0 | 0 | 0 | 0 | 0 | 0 | 0 | 0 | 0 | 0
Opex build up
| Item 1 | [5 empty] | 0 | 0 | 0 | 0 | 0 | 0 | 0 | 0 | 0 | 0 | 0 | 0 | 0 | 0 | 0 | 0 | 0 | 0 | 0 | 0 | 0 | 0 | 0 | 0 | 0 | 0 | 0 | 0
| Item 2 |  |  |  | 0.99225 | 0.99225 | 0.99225 | 0.99225 | 0.99225 | 0.99225 | 0.99225 | 0.99225 | 0.99225 | 0.99225 | 0.99225 | 0.99225 | 0.99225 | 0.99225 | 0.99225 | 0.99225 | 0.99225 | 0.99225 | 0.99225 | 0.99225 | 0.99225 | 0.99225 | 0.99225 | 0.99225 | 0.99225 | 0.99225 | 0.99225 | 0.99225 | 0.99225 | 0.99225
Item 3 | bar: 3 FY27 to 7 FY31
Summary
| Capex total |  |  |  | 0 | 0 | 0 | 0 | 0 | 0 | 0 | 0 | 0 | 0 | 0 | 0 | 0 | 0 | 0 | 0 | 0 | 0 | 0 | 0 | 0 | 0 | 0 | 0 | 0 | 0 | 0 | 0 | 0 | 0
| Opex total |  |  |  | 0.99225 | 0.99225 | 0.99225 | 0.99225 | 0.99225 | 0.99225 | 0.99225 | 0.99225 | 0.99225 | 0.99225 | 0.99225 | 0.99225 | 0.99225 | 0.99225 | 0.99225 | 0.99225 | 0.99225 | 0.99225 | 0.99225 | 0.99225 | 0.99225 | 0.99225 | 0.99225 | 0.99225 | 0.99225 | 0.99225 | 0.99225 | 0.99225 | 0.99225 | 0.99225
Option 6 | bar: 3 FY27 to 4 FY28; 7 FY31
Capex build up
|  | Incl in capex forecast | Incl in economic analysis | Inc in Lifecycle Replacment | bar: 3 FY27 to 7 FY31
| Design | 1 | 1 | 0 | 3 FY27: 0; 4 FY28: 0; 5 FY29: 0; 6 FY30: 0; 7 FY31: 0
| Internal labour | 1 | 1 | 1 | 3 FY27: 0; 4 FY28: 0; 5 FY29: 0; 6 FY30: 0; 7 FY31: 0
| Materials | 1 | 1 | 0 | 3 FY27: 0; 4 FY28: 0; 5 FY29: 0; 6 FY30: 0; 7 FY31: 0
| Contract costs | 1 | 1 | 1 | 3 FY27: 0; 4 FY28: 0; 5 FY29: 0; 6 FY30: 0; 7 FY31: 0
| P(50) risk allowance | 1 | 1 | 1 | 3 FY27: 0; 4 FY28: 0; 5 FY29: 0; 6 FY30: 0; 7 FY31: 0
| Overheads | 0 | 1 | 1 | 3 FY27: 0; 4 FY28: 0; 5 FY29: 0; 6 FY30: 0; 7 FY31: 0
| Finance charges | 0 | 1 | 1 | 3 FY27: 0; 4 FY28: 0; 5 FY29: 0; 6 FY30: 0; 7 FY31: 0
Capex Timing
[7 empty] | 1 | 0 | 0 | 0 | 0
Estimated Lifecycle Replacment Cost
[12 empty] | 0 | 0 | 0 | 0 | 0 | 0 | 0 | 0 | 0 | 0 | 0 | 0 | 0 | 0 | 0 | 0 | 0 | 0 | 0 | 0 | 0 | 0 | 0
Opex build up
| Item 1 | [5 empty] | 0 | 0 | 0 | 0 | 0 | 0 | 0 | 0 | 0 | 0 | 0 | 0 | 0 | 0 | 0 | 0 | 0 | 0 | 0 | 0 | 0 | 0 | 0 | 0 | 0 | 0 | 0 | 0
Item 2 | bar: 3 FY27 to 7 FY31
Item 3 | bar: 3 FY27 to 7 FY31
Summary
| Capex total |  |  |  | 0 | 0 | 0 | 0 | 0 | 0 | 0 | 0 | 0 | 0 | 0 | 0 | 0 | 0 | 0 | 0 | 0 | 0 | 0 | 0 | 0 | 0 | 0 | 0 | 0 | 0 | 0 | 0 | 0 | 0
| Opex total |  |  |  | 0 | 0 | 0 | 0 | 0 | 0 | 0 | 0 | 0 | 0 | 0 | 0 | 0 | 0 | 0 | 0 | 0 | 0 | 0 | 0 | 0 | 0 | 0 | 0 | 0 | 0 | 0 | 0 | 0 | 0
Option 7
Capex build up
|  | Incl in capex forecast | Incl in economic analysis | Inc in Lifecycle Replacment | bar: 3 FY27 to 7 FY31
| Design | 1 | 1 | 0 | 3 FY27: 0; 4 FY28: 0; 5 FY29: 0; 6 FY30: 0; 7 FY31: 0
| Internal labour | 1 | 1 | 1 | 3 FY27: 0; 4 FY28: 0; 5 FY29: 0; 6 FY30: 0; 7 FY31: 0
| Materials | 1 | 1 | 0 | 3 FY27: 0; 4 FY28: 0; 5 FY29: 0; 6 FY30: 0; 7 FY31: 0
| Contract costs | 1 | 1 | 1 | 3 FY27: 0; 4 FY28: 0; 5 FY29: 0; 6 FY30: 0; 7 FY31: 0
| P(50) risk allowance | 1 | 1 | 1 | 3 FY27: 0; 4 FY28: 0; 5 FY29: 0; 6 FY30: 0; 7 FY31: 0
| Overheads | 0 | 1 | 1 | 3 FY27: 0; 4 FY28: 0; 5 FY29: 0; 6 FY30: 0; 7 FY31: 0
| Finance charges | 0 | 1 | 1 | 3 FY27: 0; 4 FY28: 0; 5 FY29: 0; 6 FY30: 0; 7 FY31: 0
Capex Timing
[7 empty] | 1 | 0 | 0 | 0 | 0
Estimated Lifecycle Replacment Cost
[12 empty] | 0 | 0 | 0 | 0 | 0 | 0 | 0 | 0 | 0 | 0 | 0 | 0 | 0 | 0 | 0 | 0 | 0 | 0 | 0 | 0 | 0 | 0 | 0
Opex build up
| Item 1 | [5 empty] | 0 | 0 | 0 | 0 | 0 | 0 | 0 | 0 | 0 | 0 | 0 | 0 | 0 | 0 | 0 | 0 | 0 | 0 | 0 | 0 | 0 | 0 | 0 | 0 | 0 | 0 | 0 | 0
Item 2 | bar: 3 FY27 to 7 FY31
Item 3 | bar: 3 FY27 to 7 FY31
Summary
| Capex total |  |  |  | 0 | 0 | 0 | 0 | 0 | 0 | 0 | 0 | 0 | 0 | 0 | 0 | 0 | 0 | 0 | 0 | 0 | 0 | 0 | 0 | 0 | 0 | 0 | 0 | 0 | 0 | 0 | 0 | 0 | 0
| Opex total |  |  |  | 0 | 0 | 0 | 0 | 0 | 0 | 0 | 0 | 0 | 0 | 0 | 0 | 0 | 0 | 0 | 0 | 0 | 0 | 0 | 0 | 0 | 0 | 0 | 0 | 0 | 0 | 0 | 0 | 0 | 0
Option 8
Capex build up
|  | Incl in capex forecast | Incl in economic analysis | Inc in Lifecycle Replacment | bar: 3 FY27 to 7 FY31
| Design | 1 | 1 | 0 | 3 FY27: 0; 4 FY28: 0; 5 FY29: 0; 6 FY30: 0; 7 FY31: 0
| Internal labour | 1 | 1 | 1 | 3 FY27: 0; 4 FY28: 0; 5 FY29: 0; 6 FY30: 0; 7 FY31: 0
| Materials | 1 | 1 | 0 | 3 FY27: 0; 4 FY28: 0; 5 FY29: 0; 6 FY30: 0; 7 FY31: 0
| Contract costs | 1 | 1 | 1 | 3 FY27: 0; 4 FY28: 0; 5 FY29: 0; 6 FY30: 0; 7 FY31: 0
| P(50) risk allowance | 1 | 1 | 1 | 3 FY27: 0; 4 FY28: 0; 5 FY29: 0; 6 FY30: 0; 7 FY31: 0
| Overheads | 0 | 1 | 1 | 3 FY27: 0; 4 FY28: 0; 5 FY29: 0; 6 FY30: 0; 7 FY31: 0
| Finance charges | 0 | 1 | 1 | 3 FY27: 0; 4 FY28: 0; 5 FY29: 0; 6 FY30: 0; 7 FY31: 0
Capex Timing
[7 empty] | 1 | 0 | 0 | 0 | 0
Estimated Lifecycle Replacment Cost
[12 empty] | 0 | 0 | 0 | 0 | 0 | 0 | 0 | 0 | 0 | 0 | 0 | 0 | 0 | 0 | 0 | 0 | 0 | 0 | 0 | 0 | 0 | 0 | 0
Opex build up
| Item 1 | [5 empty] | 0 | 0 | 0 | 0 | 0 | 0 | 0 | 0 | 0 | 0 | 0 | 0 | 0 | 0 | 0 | 0 | 0 | 0 | 0 | 0 | 0 | 0 | 0 | 0 | 0 | 0 | 0 | 0
Item 2 | bar: 3 FY27 to 7 FY31
Item 3 | bar: 3 FY27 to 7 FY31
Summary
| Capex total |  |  |  | 0 | 0 | 0 | 0 | 0 | 0 | 0 | 0 | 0 | 0 | 0 | 0 | 0 | 0 | 0 | 0 | 0 | 0 | 0 | 0 | 0 | 0 | 0 | 0 | 0 | 0 | 0 | 0 | 0 | 0
| Opex total |  |  |  | 0 | 0 | 0 | 0 | 0 | 0 | 0 | 0 | 0 | 0 | 0 | 0 | 0 | 0 | 0 | 0 | 0 | 0 | 0 | 0 | 0 | 0 | 0 | 0 | 0 | 0 | 0 | 0 | 0 | 0
Option 9
Capex build up
|  | Incl in capex forecast | Incl in economic analysis | Inc in Lifecycle Replacment | bar: 3 FY27 to 7 FY31
| Design | 1 | 1 | 0 | 3 FY27: 0; 4 FY28: 0; 5 FY29: 0; 6 FY30: 0; 7 FY31: 0
| Internal labour | 1 | 1 | 1 | 3 FY27: 0; 4 FY28: 0; 5 FY29: 0; 6 FY30: 0; 7 FY31: 0
| Materials | 1 | 1 | 0 | 3 FY27: 0; 4 FY28: 0; 5 FY29: 0; 6 FY30: 0; 7 FY31: 0
| Contract costs | 1 | 1 | 1 | 3 FY27: 0; 4 FY28: 0; 5 FY29: 0; 6 FY30: 0; 7 FY31: 0
| P(50) risk allowance | 1 | 1 | 1 | 3 FY27: 0; 4 FY28: 0; 5 FY29: 0; 6 FY30: 0; 7 FY31: 0
| Overheads | 0 | 1 | 1 | 3 FY27: 0; 4 FY28: 0; 5 FY29: 0; 6 FY30: 0; 7 FY31: 0
| Finance charges | 0 | 1 | 1 | 3 FY27: 0; 4 FY28: 0; 5 FY29: 0; 6 FY30: 0; 7 FY31: 0
Capex Timing
[7 empty] | 1 | 0 | 0 | 0 | 0
Estimated Lifecycle Replacment Cost
[12 empty] | 0 | 0 | 0 | 0 | 0 | 0 | 0 | 0 | 0 | 0 | 0 | 0 | 0 | 0 | 0 | 0 | 0 | 0 | 0 | 0 | 0 | 0 | 0
Opex build up
| Item 1 | [5 empty] | 0 | 0 | 0 | 0 | 0 | 0 | 0 | 0 | 0 | 0 | 0 | 0 | 0 | 0 | 0 | 0 | 0 | 0 | 0 | 0 | 0 | 0 | 0 | 0 | 0 | 0 | 0 | 0
Item 2 | bar: 3 FY27 to 7 FY31
Item 3 | bar: 3 FY27 to 7 FY31
Summary
| Capex total |  |  |  | 0 | 0 | 0 | 0 | 0 | 0 | 0 | 0 | 0 | 0 | 0 | 0 | 0 | 0 | 0 | 0 | 0 | 0 | 0 | 0 | 0 | 0 | 0 | 0 | 0 | 0 | 0 | 0 | 0 | 0
| Opex total |  |  |  | 0 | 0 | 0 | 0 | 0 | 0 | 0 | 0 | 0 | 0 | 0 | 0 | 0 | 0 | 0 | 0 | 0 | 0 | 0 | 0 | 0 | 0 | 0 | 0 | 0 | 0 | 0 | 0 | 0 | 0
Option 10
Capex build up
|  | Incl in capex forecast | Incl in economic analysis | Inc in Lifecycle Replacment | bar: 3 FY27 to 7 FY31
| Design | 1 | 1 | 0 | 3 FY27: 0; 4 FY28: 0; 5 FY29: 0; 6 FY30: 0; 7 FY31: 0
| Internal labour | 1 | 1 | 1 | 3 FY27: 0; 4 FY28: 0; 5 FY29: 0; 6 FY30: 0; 7 FY31: 0
| Materials | 1 | 1 | 0 | 3 FY27: 0; 4 FY28: 0; 5 FY29: 0; 6 FY30: 0; 7 FY31: 0
| Contract costs | 1 | 1 | 1 | 3 FY27: 0; 4 FY28: 0; 5 FY29: 0; 6 FY30: 0; 7 FY31: 0
| P(50) risk allowance | 1 | 1 | 1 | 3 FY27: 0; 4 FY28: 0; 5 FY29: 0; 6 FY30: 0; 7 FY31: 0
| Overheads | 0 | 1 | 1 | 3 FY27: 0; 4 FY28: 0; 5 FY29: 0; 6 FY30: 0; 7 FY31: 0
| Finance charges | 0 | 1 | 1 | 3 FY27: 0; 4 FY28: 0; 5 FY29: 0; 6 FY30: 0; 7 FY31: 0
Capex Timing
[7 empty] | 1 | 0 | 0 | 0 | 0
Estimated Lifecycle Replacment Cost
[12 empty] | 0 | 0 | 0 | 0 | 0 | 0 | 0 | 0 | 0 | 0 | 0 | 0 | 0 | 0 | 0 | 0 | 0 | 0 | 0 | 0 | 0 | 0 | 0
Opex build up
| Item 1 | [5 empty] | 0 | 0 | 0 | 0 | 0 | 0 | 0 | 0 | 0 | 0 | 0 | 0 | 0 | 0 | 0 | 0 | 0 | 0 | 0 | 0 | 0 | 0 | 0 | 0 | 0 | 0 | 0 | 0
Item 2 | bar: 3 FY27 to 7 FY31
Item 3 | bar: 3 FY27 to 7 FY31
Summary
| Capex total |  |  |  | 0 | 0 | 0 | 0 | 0 | 0 | 0 | 0 | 0 | 0 | 0 | 0 | 0 | 0 | 0 | 0 | 0 | 0 | 0 | 0 | 0 | 0 | 0 | 0 | 0 | 0 | 0 | 0 | 0 | 0
| Opex total |  |  |  | 0 | 0 | 0 | 0 | 0 | 0 | 0 | 0 | 0 | 0 | 0 | 0 | 0 | 0 | 0 | 0 | 0 | 0 | 0 | 0 | 0 | 0 | 0 | 0 | 0 | 0 | 0 | 0 | 0 | 0

## 2.3.2 Option2 Cost
Dollar Basis
Summer / Winter Readiness | Real $2025
PROJECT EXPENDITURE FORECASTS | 2025 | 2026 | 2027 | 2028 | 2029 | 2030 | TOTAL | Design | 1 | 1 | C-I-C
DESIGN | 0 | 0 | 0 | 0 | 0 | 0 | C-I-C | Internal labour | 1 | 1 | C-I-C
INTERNAL LABOUR | 0 | 0 | 0 | 0 | 0 | 0 | C-I-C | Materials | 1 | 1 | C-I-C
MATERIALS | 0 | 0 | 0 | 0 | 0 | 0 | C-I-C | Contract costs | 1 | 1 | C-I-C
CONTRACT COSTS | 0 | 0 | 0 | 0 | 0 | 0 | C-I-C | P(50) risk allowance | 1 | 1 | C-I-C
PROJECT DIRECT EXPENDITURE | 0 | 0 | 0 | 0 | 0 | 0 | C-I-C | Overheads | 1 | 1 | C-I-C
P50 RISK | 0 | 0 | 0 | 0 | 0 | 0 | C-I-C | Finance charges | 0 | 0 | C-I-C
DIRECT + P50 RISK | 0 | 0 | 0 | 0 | 0 | 0 | C-I-C
OVERHEADS | 0 | 0 | 0 | 0 | 0 | 0 | C-I-C
FINANCE CHARGES | 0 | 0 | 0 | 0 | 0 | 0 | C-I-C
Direct + P50 RISK + INDIRECTS | 0 | 0 | 0 | 0 | 0 | 0 | C-I-C
P90-P50 RISK | 0 | 0 | 0 | 0 | 0 | 0 | C-I-C
DIRECT + P90 RISK + INDIRECTS | 0 | 0 | 0 | 0 | 0 | 0 | C-I-C | Total annual cost | C-I-C
Unit | Unit Cost ($) | Quantities (per year) | Cost ($2024 per year)
Small pole type substations | C-I-C | 2.32 | C-I-C
Larger pole type substations | C-I-C | 2.32 | C-I-C
LV circuits (per 1km) | C-I-C | 3.48 | C-I-C
HV feeders (per 1km) | C-I-C | 0.774 | C-I-C
Total Annual CAPEX |  |  | C-I-C

## 2.3.3 Option3 Cost (hidden)
Dollar Basis
Not Used | Real $2025
PROJECT EXPENDITURE FORECASTS | 2025 | 2026 | 2027 | 2028 | 2029 | 2030 | TOTAL | Design | 1 | 1 | 0
DESIGN | 0 | 0 | 0 | 0 | 0 | 0 |  | Internal labour | 1 | 1 | 0
INTERNAL LABOUR | 0 | 0 | 0 | 0 | 0 | 0 |  | Materials | 1 | 1 | 0
MATERIALS | 0 | 0 | 0 | 0 | 0 | 0 |  | Contract costs | 1 | 1 | 0
CONTRACT COSTS | 0 | 0 | 0 | 0 | 0 | 0 |  | P(50) risk allowance | 1 | 1 | 0
PROJECT DIRECT EXPENDITURE | 0 | 0 | 0 | 0 | 0 | 0 |  | Overheads | 1 | 1 | 0
P50 RISK | 0 | 0 | 0 | 0 | 0 | 0 |  | Finance charges | 0 | 0 | 0
DIRECT + P50 RISK | 0 | 0 | 0 | 0 | 0 | 0
OVERHEADS | 0 | 0 | 0 | 0 | 0 | 0
FINANCE CHARGES | 0 | 0 | 0 | 0 | 0 | 0
Direct + P50 RISK + INDIRECTS | 0 | 0 | 0 | 0 | 0 | 0
P90-P50 RISK | 0 | 0 | 0 | 0 | 0 | 0
DIRECT + P90 RISK + INDIRECTS | 0 | 0 | 0 | 0 | 0 | 0

## 2.3.4 Option4 Cost (hidden)
Dollar Basis
Not Used | Real $2025
PROJECT EXPENDITURE FORECASTS | 2025 | 2026 | 2027 | 2028 | 2029 | 2030 | TOTAL | Design | 1 | 1 | 0
DESIGN | 0 | 0 | 0 | 0 | 0 | 0 |  | Internal labour | 1 | 1 | 0
INTERNAL LABOUR | 0 | 0 | 0 | 0 | 0 | 0 |  | Materials | 1 | 1 | 0
MATERIALS | 0 | 0 | 0 | 0 | 0 | 0 |  | Contract costs | 1 | 1 | 0
CONTRACT COSTS | 0 | 0 | 0 | 0 | 0 | 0 |  | P(50) risk allowance | 1 | 1 | 0
PROJECT DIRECT EXPENDITURE | 0 | 0 | 0 | 0 | 0 | 0 |  | Overheads | 1 | 1 | 0
P50 RISK | 0 | 0 | 0 | 0 | 0 | 0 |  | Finance charges | 0 | 0 | 0
DIRECT + P50 RISK | 0 | 0 | 0 | 0 | 0 | 0
OVERHEADS | 0 | 0 | 0 | 0 | 0 | 0
FINANCE CHARGES | 0 | 0 | 0 | 0 | 0 | 0
Direct + P50 RISK + INDIRECTS | 0 | 0 | 0 | 0 | 0 | 0
P90-P50 RISK | 0 | 0 | 0 | 0 | 0 | 0
DIRECT + P90 RISK + INDIRECTS | 0 | 0 | 0 | 0 | 0 | 0

## 2.3.5 Option5 Cost (hidden)
Dollar Basis
Not Used | Real $2025
PROJECT EXPENDITURE FORECASTS | 2025 | 2026 | 2027 | 2028 | 2029 | 2030 | TOTAL | Design | 1 | 1 | 0
DESIGN | 0 | 0 | 0 | 0 | 0 | 0 |  | Internal labour | 1 | 1 | 0
INTERNAL LABOUR | 0 | 0 | 0 | 0 | 0 | 0 |  | Materials | 1 | 1 | 0
MATERIALS | 0 | 0 | 0 | 0 | 0 | 0 |  | Contract costs | 1 | 1 | 0
CONTRACT COSTS | 0 | 0 | 0 | 0 | 0 | 0 |  | P(50) risk allowance | 1 | 1 | 0
PROJECT DIRECT EXPENDITURE | 0 | 0 | 0 | 0 | 0 | 0 |  | Overheads | 1 | 1 | 0
P50 RISK | 0 | 0 | 0 | 0 | 0 | 0 |  | Finance charges | 0 | 0 | 0
DIRECT + P50 RISK | 0 | 0 | 0 | 0 | 0 | 0
OVERHEADS | 0 | 0 | 0 | 0 | 0 | 0
FINANCE CHARGES | 0 | 0 | 0 | 0 | 0 | 0
Direct + P50 RISK + INDIRECTS | 0 | 0 | 0 | 0 | 0 | 0
P90-P50 RISK | 0 | 0 | 0 | 0 | 0 | 0
DIRECT + P90 RISK + INDIRECTS | 0 | 0 | 0 | 0 | 0 | 0

## 2.3.6 Option6 Cost (hidden)
Dollar Basis
Not Used | Real $2025
PROJECT EXPENDITURE FORECASTS | 2025 | 2026 | 2027 | 2028 | 2029 | 2030 | TOTAL | Design | 1 | 1 | 0
DESIGN | 0 | 0 | 0 | 0 | 0 | 0 |  | Internal labour | 1 | 1 | 0
INTERNAL LABOUR | 0 | 0 | 0 | 0 | 0 | 0 |  | Materials | 1 | 1 | 0
MATERIALS | 0 | 0 | 0 | 0 | 0 | 0 |  | Contract costs | 1 | 1 | 0
CONTRACT COSTS | 0 | 0 | 0 | 0 | 0 | 0 |  | P(50) risk allowance | 1 | 1 | 0
PROJECT DIRECT EXPENDITURE | 0 | 0 | 0 | 0 | 0 | 0 |  | Overheads | 1 | 1 | 0
P50 RISK | 0 | 0 | 0 | 0 | 0 | 0 |  | Finance charges | 0 | 0 | 0
DIRECT + P50 RISK | 0 | 0 | 0 | 0 | 0 | 0
OVERHEADS | 0 | 0 | 0 | 0 | 0 | 0
FINANCE CHARGES | 0 | 0 | 0 | 0 | 0 | 0
Direct + P50 RISK + INDIRECTS | 0 | 0 | 0 | 0 | 0 | 0
P90-P50 RISK | 0 | 0 | 0 | 0 | 0 | 0
DIRECT + P90 RISK + INDIRECTS | 0 | 0 | 0 | 0 | 0 | 0

## 2.3.7 Option7 Cost (hidden)
Dollar Basis
Not Used | Real $2025
PROJECT EXPENDITURE FORECASTS | 2025 | 2026 | 2027 | 2028 | 2029 | 2030 | TOTAL | Design | 1 | 1 | 0
DESIGN | 0 | 0 | 0 | 0 | 0 | 0 |  | Internal labour | 1 | 1 | 0
INTERNAL LABOUR | 0 | 0 | 0 | 0 | 0 | 0 |  | Materials | 1 | 1 | 0
MATERIALS | 0 | 0 | 0 | 0 | 0 | 0 |  | Contract costs | 1 | 1 | 0
CONTRACT COSTS | 0 | 0 | 0 | 0 | 0 | 0 |  | P(50) risk allowance | 1 | 1 | 0
PROJECT DIRECT EXPENDITURE | 0 | 0 | 0 | 0 | 0 | 0 |  | Overheads | 1 | 1 | 0
P50 RISK | 0 | 0 | 0 | 0 | 0 | 0 |  | Finance charges | 0 | 0 | 0
DIRECT + P50 RISK | 0 | 0 | 0 | 0 | 0 | 0
OVERHEADS | 0 | 0 | 0 | 0 | 0 | 0
FINANCE CHARGES | 0 | 0 | 0 | 0 | 0 | 0
Direct + P50 RISK + INDIRECTS | 0 | 0 | 0 | 0 | 0 | 0
P90-P50 RISK | 0 | 0 | 0 | 0 | 0 | 0
DIRECT + P90 RISK + INDIRECTS | 0 | 0 | 0 | 0 | 0 | 0

## 2.3.8 Option8 Cost (hidden)
Dollar Basis
Not Used | Real $2025
PROJECT EXPENDITURE FORECASTS | 2025 | 2026 | 2027 | 2028 | 2029 | 2030 | TOTAL | Design | 1 | 1 | 0
DESIGN | 0 | 0 | 0 | 0 | 0 | 0 |  | Internal labour | 1 | 1 | 0
INTERNAL LABOUR | 0 | 0 | 0 | 0 | 0 | 0 |  | Materials | 1 | 1 | 0
MATERIALS | 0 | 0 | 0 | 0 | 0 | 0 |  | Contract costs | 1 | 1 | 0
CONTRACT COSTS | 0 | 0 | 0 | 0 | 0 | 0 |  | P(50) risk allowance | 1 | 1 | 0
PROJECT DIRECT EXPENDITURE | 0 | 0 | 0 | 0 | 0 | 0 |  | Overheads | 1 | 1 | 0
P50 RISK | 0 | 0 | 0 | 0 | 0 | 0 |  | Finance charges | 0 | 0 | 0
DIRECT + P50 RISK | 0 | 0 | 0 | 0 | 0 | 0
OVERHEADS | 0 | 0 | 0 | 0 | 0 | 0
FINANCE CHARGES | 0 | 0 | 0 | 0 | 0 | 0
Direct + P50 RISK + INDIRECTS | 0 | 0 | 0 | 0 | 0 | 0
P90-P50 RISK | 0 | 0 | 0 | 0 | 0 | 0
DIRECT + P90 RISK + INDIRECTS | 0 | 0 | 0 | 0 | 0 | 0

## 2.3.9 Option9 Cost (hidden)
Dollar Basis
Not Used | Real $2025
PROJECT EXPENDITURE FORECASTS | 2025 | 2026 | 2027 | 2028 | 2029 | 2030 | TOTAL | Design | 1 | 1 | 0
DESIGN | 0 | 0 | 0 | 0 | 0 | 0 |  | Internal labour | 1 | 1 | 0
INTERNAL LABOUR | 0 | 0 | 0 | 0 | 0 | 0 |  | Materials | 1 | 1 | 0
MATERIALS | 0 | 0 | 0 | 0 | 0 | 0 |  | Contract costs | 1 | 1 | 0
CONTRACT COSTS | 0 | 0 | 0 | 0 | 0 | 0 |  | P(50) risk allowance | 1 | 1 | 0
PROJECT DIRECT EXPENDITURE | 0 | 0 | 0 | 0 | 0 | 0 |  | Overheads | 1 | 1 | 0
P50 RISK | 0 | 0 | 0 | 0 | 0 | 0 |  | Finance charges | 0 | 0 | 0
DIRECT + P50 RISK | 0 | 0 | 0 | 0 | 0 | 0
OVERHEADS | 0 | 0 | 0 | 0 | 0 | 0
FINANCE CHARGES | 0 | 0 | 0 | 0 | 0 | 0
Direct + P50 RISK + INDIRECTS | 0 | 0 | 0 | 0 | 0 | 0
P90-P50 RISK | 0 | 0 | 0 | 0 | 0 | 0
DIRECT + P90 RISK + INDIRECTS | 0 | 0 | 0 | 0 | 0 | 0

## 2.3.10 Option10 Cost (hidden)
Dollar Basis
Not Used | Real $2025
PROJECT EXPENDITURE FORECASTS | 2025 | 2026 | 2027 | 2028 | 2029 | 2030 | TOTAL | Design | 1 | 1 | 0
DESIGN | 0 | 0 | 0 | 0 | 0 | 0 |  | Internal labour | 1 | 1 | 0
INTERNAL LABOUR | 0 | 0 | 0 | 0 | 0 | 0 |  | Materials | 1 | 1 | 0
MATERIALS | 0 | 0 | 0 | 0 | 0 | 0 |  | Contract costs | 1 | 1 | 0
CONTRACT COSTS | 0 | 0 | 0 | 0 | 0 | 0 |  | P(50) risk allowance | 1 | 1 | 0
PROJECT DIRECT EXPENDITURE | 0 | 0 | 0 | 0 | 0 | 0 |  | Overheads | 1 | 1 | 0
P50 RISK | 0 | 0 | 0 | 0 | 0 | 0 |  | Finance charges | 0 | 0 | 0
DIRECT + P50 RISK | 0 | 0 | 0 | 0 | 0 | 0
OVERHEADS | 0 | 0 | 0 | 0 | 0 | 0
FINANCE CHARGES | 0 | 0 | 0 | 0 | 0 | 0
Direct + P50 RISK + INDIRECTS | 0 | 0 | 0 | 0 | 0 | 0
P90-P50 RISK | 0 | 0 | 0 | 0 | 0 | 0
DIRECT + P90 RISK + INDIRECTS | 0 | 0 | 0 | 0 | 0 | 0

## 3.1 NPV
Economic inputs and assumptions
Scenario | Discount rate | Central
| Cost | Central
| VCR | Central
|  | Central | Lower bound | Upper bound
| Discount rate | 5.56% | 4.11% | 7%
| Cost | 100% | 80% | 120%
| VCR | 100% | 80% | 120%
Asset life for calculating annualised capex (years) | Option 1 | 45
| Option 2 | 45
| Option 3 | 0
| Option 4 | 0
| Option 5 | 0
| Option 6 | 0
| Option 7 | 0
| Option 8 | 0
| Option 9 | 0
| Option 10 | 0
|  |  |  | 1 | 2 | 3 | 4 | 5 | 6 | 7 | 8 | 9 | 10 | 11 | 12 | 13 | 14 | 15 | 16 | 17 | 18 | 19 | 20 | 21 | 22 | 23 | 24 | 25 | 26 | 27 | 28 | 29 | 30
|  |  |  | FY25 | FY26 | FY27 | FY28 | FY29 | FY30 | FY31 | FY32 | FY33 | FY34 | FY35 | FY36 | FY37 | FY38 | FY39 | FY40 | FY41 | FY42 | FY43 | FY44 | FY45 | FY46 | FY47 | FY48 | FY49 | FY50 | FY51 | FY52 | FY53 | FY54
Outputs | bar: 3 FY27; 7 FY31
Option 1
| Discounted | Undiscounted
| 0 | 0 | Capex | 0 | 0 | 0 | 0 | 0 | 0 | 0 | 0 | 0 | 0 | 0 | 0 | 0 | 0 | 0 | 0 | 0 | 0 | 0 | 0 | 0 | 0 | 0 | 0 | 0 | 0 | 0 | 0 | 0 | 0
| 0 | 0 | Opex | 0 | 0 | 0 | 0 | 0 | 0 | 0 | 0 | 0 | 0 | 0 | 0 | 0 | 0 | 0 | 0 | 0 | 0 | 0 | 0 | 0 | 0 | 0 | 0 | 0 | 0 | 0 | 0 | 0 | 0
| 0 | 0 | Reduction in unserved energy | 0 | 0 | 0 | 0 | 0 | 0 | 0 | 0 | 0 | 0 | 0 | 0 | 0 | 0 | 0 | 0 | 0 | 0 | 0 | 0 | 0 | 0 | 0 | 0 | 0 | 0 | 0 | 0 | 0 | 0
| 0 | 0 | Net benefit | 0 | 0 | 0 | 0 | 0 | 0 | 0 | 0 | 0 | 0 | 0 | 0 | 0 | 0 | 0 | 0 | 0 | 0 | 0 | 0 | 0 | 0 | 0 | 0 | 0 | 0 | 0 | 0 | 0 | 0
|  |  | EUE Value ($m, real $2024) | 0.99225 | 0.99225 | 0.99225 | 0.99225 | 0.99225 | 0.99225 | 0.99225 | 0.99225 | 0.99225 | 0.99225 | 0.99225 | 0.99225 | 0.99225 | 0.99225 | 0.99225 | 0.99225 | 0.99225 | 0.99225 | 0.99225 | 0.99225 | 0.99225 | 0.99225 | 0.99225 | 0.99225 | 0.99225 | 0.99225 | 0.99225 | 0.99225 | 0.99225 | 0.99225
Option 2
Determining Optimal Timing: | Discounted | Undiscounted
| 4.6539 | 5.7616 | Capex | 0 | 0 | 1.1523 | 1.1523 | 1.1523 | 1.1523 | 1.1523 | 0 | 0 | 0 | 0 | 0 | 0 | 0 | 0 | 0 | 0 | 0 | 0 | 0 | 0 | 0 | 0 | 0 | 0 | 0 | 0 | 0 | 0 | 0
| 0.048983 | 0.057616 | Opex | 0 | 0 | 0 | 0.057616 | 0 | 0 | 0 | 0 | 0 | 0 | 0 | 0 | 0 | 0 | 0 | 0 | 0 | 0 | 0 | 0 | 0 | 0 | 0 | 0 | 0 | 0 | 0 | 0 | 0 | 0
| 13.1903 | 27.783 | Reduction in unserved energy | 0 | 0 | 0.99225 | 0.99225 | 0.99225 | 0.99225 | 0.99225 | 0.99225 | 0.99225 | 0.99225 | 0.99225 | 0.99225 | 0.99225 | 0.99225 | 0.99225 | 0.99225 | 0.99225 | 0.99225 | 0.99225 | 0.99225 | 0.99225 | 0.99225 | 0.99225 | 0.99225 | 0.99225 | 0.99225 | 0.99225 | 0.99225 | 0.99225 | 0.99225
| 8.4874 | 21.9637 | Net benefit | 0 | 0 | -0.16008 | -0.2177 | -0.16008 | -0.16008 | -0.16008 | 0.99225 | 0.99225 | 0.99225 | 0.99225 | 0.99225 | 0.99225 | 0.99225 | 0.99225 | 0.99225 | 0.99225 | 0.99225 | 0.99225 | 0.99225 | 0.99225 | 0.99225 | 0.99225 | 0.99225 | 0.99225 | 0.99225 | 0.99225 | 0.99225 | 0.99225 | 0.99225
|  |  | EUE Value ($m, real $2024) | 0 | 0 | 0 | 0 | 0 | 0 | 0 | 0 | 0 | 0 | 0 | 0 | 0 | 0 | 0 | 0 | 0 | 0 | 0 | 0 | 0 | 0 | 0 | 0 | 0 | 0 | 0 | 0 | 0 | 0
|  |  | Annualised capex | 0 | 0 | 0.2836 | 0.2836 | 0.2836 | 0.2836 | 0.2836 | 0.2836 | 0.2836 | 0.2836 | 0.2836 | 0.2836 | 0.2836 | 0.2836 | 0.2836 | 0.2836 | 0.2836 | 0.2836 | 0.2836 | 0.2836 | 0.2836 | 0.2836 | 0.2836 | 0.2836 | 0.2836 | 0.2836 | 0.2836 | 0.2836 | 0.2836 | 0.2836
|  |  | Annualised cost (capex+opex) | 0 | 0 | 0.2836 | 0.34122 | 0.2836 | 0.2836 | 0.2836 | 0.2836 | 0.2836 | 0.2836 | 0.2836 | 0.2836 | 0.2836 | 0.2836 | 0.2836 | 0.2836 | 0.2836 | 0.2836 | 0.2836 | 0.2836 | 0.2836 | 0.2836 | 0.2836 | 0.2836 | 0.2836 | 0.2836 | 0.2836 | 0.2836 | 0.2836 | 0.2836
|  |  | Optimal timing (interim calc) | 0 | 0 | 1 | 1 | 1 | 1 | 1 | 1 | 1 | 1 | 1 | 1 | 1 | 1 | 1 | 1 | 1 | 1 | 1 | 1 | 1 | 1 | 1 | 1 | 1 | 1 | 1 | 1 | 1 | 1
|  |  | Optimal timing | - | - | Yes | - | - | - | - | - | - | - | - | - | - | - | - | - | - | - | - | - | - | - | - | - | - | - | - | - | - | -
Adjusted For Optimal Timing: | 4.6539 | 5.7616 | Capex | 0 | 0 | 1.1523 | 1.1523 | 1.1523 | 1.1523 | 1.1523 | 0 | 0 | 0 | 0 | 0 | 0 | 0 | 0 | 0 | 0 | 0 | 0 | 0 | 0 | 0 | 0 | 0 | 0 | 0 | 0 | 0 | 0 | 0
| 0.048983 | 0.057616 | Opex | 0 | 0 | 0 | 0.057616 | 0 | 0 | 0 | 0 | 0 | 0 | 0 | 0 | 0 | 0 | 0 | 0 | 0 | 0 | 0 | 0 | 0 | 0 | 0 | 0 | 0 | 0 | 0 | 0 | 0 | 0
| 13.1903 | 27.783 | Reduction in unserved energy | 0 | 0 | 0.99225 | 0.99225 | 0.99225 | 0.99225 | 0.99225 | 0.99225 | 0.99225 | 0.99225 | 0.99225 | 0.99225 | 0.99225 | 0.99225 | 0.99225 | 0.99225 | 0.99225 | 0.99225 | 0.99225 | 0.99225 | 0.99225 | 0.99225 | 0.99225 | 0.99225 | 0.99225 | 0.99225 | 0.99225 | 0.99225 | 0.99225 | 0.99225
| 8.4874 | 21.9637 | Net benefit | 0 | 0 | -0.16008 | -0.2177 | -0.16008 | -0.16008 | -0.16008 | 0.99225 | 0.99225 | 0.99225 | 0.99225 | 0.99225 | 0.99225 | 0.99225 | 0.99225 | 0.99225 | 0.99225 | 0.99225 | 0.99225 | 0.99225 | 0.99225 | 0.99225 | 0.99225 | 0.99225 | 0.99225 | 0.99225 | 0.99225 | 0.99225 | 0.99225 | 0.99225
Option 3
Determining Optimal Timing: | Discounted | Undiscounted
| 0 | 0 | Capex | 0 | 0 | 0 | 0 | 0 | 0 | 0 | 0 | 0 | 0 | 0 | 0 | 0 | 0 | 0 | 0 | 0 | 0 | 0 | 0 | 0 | 0 | 0 | 0 | 0 | 0 | 0 | 0 | 0 | 0
| 0 | 0 | Opex | 0 | 0 | 0 | 0 | 0 | 0 | 0 | 0 | 0 | 0 | 0 | 0 | 0 | 0 | 0 | 0 | 0 | 0 | 0 | 0 | 0 | 0 | 0 | 0 | 0 | 0 | 0 | 0 | 0 | 0
| 0 | 0 | Reduction in unserved energy | 0 | 0 | 0 | 0 | 0 | 0 | 0 | 0 | 0 | 0 | 0 | 0 | 0 | 0 | 0 | 0 | 0 | 0 | 0 | 0 | 0 | 0 | 0 | 0 | 0 | 0 | 0 | 0 | 0 | 0
| 0 | 0 | Net benefit | 0 | 0 | 0 | 0 | 0 | 0 | 0 | 0 | 0 | 0 | 0 | 0 | 0 | 0 | 0 | 0 | 0 | 0 | 0 | 0 | 0 | 0 | 0 | 0 | 0 | 0 | 0 | 0 | 0 | 0
|  |  | EUE Value ($m, real $2024) | 0 | 0 | 0 | 0 | 0 | 0 | 0 | 0 | 0 | 0 | 0 | 0 | 0 | 0 | 0 | 0 | 0 | 0 | 0 | 0 | 0 | 0 | 0 | 0 | 0 | 0 | 0 | 0 | 0 | 0
|  |  | Annualised capex | 0 | 0 | 0 | 0 | 0 | 0 | 0 | 0 | 0 | 0 | 0 | 0 | 0 | 0 | 0 | 0 | 0 | 0 | 0 | 0 | 0 | 0 | 0 | 0 | 0 | 0 | 0 | 0 | 0 | 0
|  |  | Annualised cost (capex+opex) | 0 | 0 | 0 | 0 | 0 | 0 | 0 | 0 | 0 | 0 | 0 | 0 | 0 | 0 | 0 | 0 | 0 | 0 | 0 | 0 | 0 | 0 | 0 | 0 | 0 | 0 | 0 | 0 | 0 | 0
|  |  | Optimal timing (interim calc) | 0 | 0 | 0 | 0 | 0 | 0 | 0 | 0 | 0 | 0 | 0 | 0 | 0 | 0 | 0 | 0 | 0 | 0 | 0 | 0 | 0 | 0 | 0 | 0 | 0 | 0 | 0 | 0 | 0 | 0
Optimal timing | bar: 1 FY25 to 30 FY54
Adjusted For Optimal Timing: | 0 | 0 | Capex | 0 | 0 | 0 | 0 | 0 | 0 | 0 | 0 | 0 | 0 | 0 | 0 | 0 | 0 | 0 | 0 | 0 | 0 | 0 | 0 | 0 | 0 | 0 | 0 | 0 | 0 | 0 | 0 | 0 | 0
| 0 | 0 | Opex | 0 | 0 | 0 | 0 | 0 | 0 | 0 | 0 | 0 | 0 | 0 | 0 | 0 | 0 | 0 | 0 | 0 | 0 | 0 | 0 | 0 | 0 | 0 | 0 | 0 | 0 | 0 | 0 | 0 | 0
| 0 | 0 | Reduction in unserved energy | 0 | 0 | 0 | 0 | 0 | 0 | 0 | 0 | 0 | 0 | 0 | 0 | 0 | 0 | 0 | 0 | 0 | 0 | 0 | 0 | 0 | 0 | 0 | 0 | 0 | 0 | 0 | 0 | 0 | 0
| 0 | 0 | Net benefit | 0 | 0 | 0 | 0 | 0 | 0 | 0 | 0 | 0 | 0 | 0 | 0 | 0 | 0 | 0 | 0 | 0 | 0 | 0 | 0 | 0 | 0 | 0 | 0 | 0 | 0 | 0 | 0 | 0 | 0
Option 4
Determining Optimal Timing: | Discounted | Undiscounted
| 0 | 0 | Capex | 0 | 0 | 0 | 0 | 0 | 0 | 0 | 0 | 0 | 0 | 0 | 0 | 0 | 0 | 0 | 0 | 0 | 0 | 0 | 0 | 0 | 0 | 0 | 0 | 0 | 0 | 0 | 0 | 0 | 0
| 0 | 0 | Opex | 0 | 0 | 0 | 0 | 0 | 0 | 0 | 0 | 0 | 0 | 0 | 0 | 0 | 0 | 0 | 0 | 0 | 0 | 0 | 0 | 0 | 0 | 0 | 0 | 0 | 0 | 0 | 0 | 0 | 0
| 0 | 0 | Reduction in unserved energy | 0 | 0 | 0 | 0 | 0 | 0 | 0 | 0 | 0 | 0 | 0 | 0 | 0 | 0 | 0 | 0 | 0 | 0 | 0 | 0 | 0 | 0 | 0 | 0 | 0 | 0 | 0 | 0 | 0 | 0
| 0 | 0 | Net benefit | 0 | 0 | 0 | 0 | 0 | 0 | 0 | 0 | 0 | 0 | 0 | 0 | 0 | 0 | 0 | 0 | 0 | 0 | 0 | 0 | 0 | 0 | 0 | 0 | 0 | 0 | 0 | 0 | 0 | 0
|  |  | EUE Value ($m, real $2024) | 0 | 0 | 0 | 0 | 0 | 0 | 0 | 0 | 0 | 0 | 0 | 0 | 0 | 0 | 0 | 0 | 0 | 0 | 0 | 0 | 0 | 0 | 0 | 0 | 0 | 0 | 0 | 0 | 0 | 0
|  |  | Annualised capex | 0 | 0 | 0 | 0 | 0 | 0 | 0 | 0 | 0 | 0 | 0 | 0 | 0 | 0 | 0 | 0 | 0 | 0 | 0 | 0 | 0 | 0 | 0 | 0 | 0 | 0 | 0 | 0 | 0 | 0
|  |  | Annualised cost (capex+opex) | 0 | 0 | 0 | 0 | 0 | 0 | 0 | 0 | 0 | 0 | 0 | 0 | 0 | 0 | 0 | 0 | 0 | 0 | 0 | 0 | 0 | 0 | 0 | 0 | 0 | 0 | 0 | 0 | 0 | 0
|  |  | Optimal timing (interim calc) | 0 | 0 | 0 | 0 | 0 | 0 | 0 | 0 | 0 | 0 | 0 | 0 | 0 | 0 | 0 | 0 | 0 | 0 | 0 | 0 | 0 | 0 | 0 | 0 | 0 | 0 | 0 | 0 | 0 | 0
Optimal timing | bar: 1 FY25 to 30 FY54
[11 empty] | 1 | 2 | 3 | 4 | 5 | 6 | 7 | 8 | 9 | 10 | 11 | 12 | 13 | 14 | 15 | 16 | 17 | 18 | 19
Adjusted For Optimal Timing: | 0 | 0 | Capex | 0 | 0 | 0 | 0 | 0 | 0 | 0 | 0 | 0 | 0 | 0 | 0 | 0 | 0 | 0 | 0 | 0 | 0 | 0 | 0 | 0 | 0 | 0 | 0 | 0 | 0 | 0 | 0 | 0 | 0
| 0 | 0 | Opex | 0 | 0 | 0 | 0 | 0 | 0 | 0 | 0 | 0 | 0 | 0 | 0 | 0 | 0 | 0 | 0 | 0 | 0 | 0 | 0 | 0 | 0 | 0 | 0 | 0 | 0 | 0 | 0 | 0 | 0
| 0 | 0 | Reduction in unserved energy | 0 | 0 | 0 | 0 | 0 | 0 | 0 | 0 | 0 | 0 | 0 | 0 | 0 | 0 | 0 | 0 | 0 | 0 | 0 | 0 | 0 | 0 | 0 | 0 | 0 | 0 | 0 | 0 | 0 | 0
| 0 | 0 | Net benefit | 0 | 0 | 0 | 0 | 0 | 0 | 0 | 0 | 0 | 0 | 0 | 0 | 0 | 0 | 0 | 0 | 0 | 0 | 0 | 0 | 0 | 0 | 0 | 0 | 0 | 0 | 0 | 0 | 0 | 0
Option 5
Determining Optimal Timing: | Discounted | Undiscounted
| 0 | 0 | Capex | 0 | 0 | 0 | 0 | 0 | 0 | 0 | 0 | 0 | 0 | 0 | 0 | 0 | 0 | 0 | 0 | 0 | 0 | 0 | 0 | 0 | 0 | 0 | 0 | 0 | 0 | 0 | 0 | 0 | 0
| 15.1226 | 29.7675 | Opex | 0.99225 | 0.99225 | 0.99225 | 0.99225 | 0.99225 | 0.99225 | 0.99225 | 0.99225 | 0.99225 | 0.99225 | 0.99225 | 0.99225 | 0.99225 | 0.99225 | 0.99225 | 0.99225 | 0.99225 | 0.99225 | 0.99225 | 0.99225 | 0.99225 | 0.99225 | 0.99225 | 0.99225 | 0.99225 | 0.99225 | 0.99225 | 0.99225 | 0.99225 | 0.99225
| 15.1226 | 29.7675 | Reduction in unserved energy | 0.99225 | 0.99225 | 0.99225 | 0.99225 | 0.99225 | 0.99225 | 0.99225 | 0.99225 | 0.99225 | 0.99225 | 0.99225 | 0.99225 | 0.99225 | 0.99225 | 0.99225 | 0.99225 | 0.99225 | 0.99225 | 0.99225 | 0.99225 | 0.99225 | 0.99225 | 0.99225 | 0.99225 | 0.99225 | 0.99225 | 0.99225 | 0.99225 | 0.99225 | 0.99225
| 0 | 0 | Net benefit | 0 | 0 | 0 | 0 | 0 | 0 | 0 | 0 | 0 | 0 | 0 | 0 | 0 | 0 | 0 | 0 | 0 | 0 | 0 | 0 | 0 | 0 | 0 | 0 | 0 | 0 | 0 | 0 | 0 | 0
|  |  | EUE Value ($m, real $2024) | 0 | 0 | 0 | 0 | 0 | 0 | 0 | 0 | 0 | 0 | 0 | 0 | 0 | 0 | 0 | 0 | 0 | 0 | 0 | 0 | 0 | 0 | 0 | 0 | 0 | 0 | 0 | 0 | 0 | 0
|  |  | Annualised capex | 0 | 0 | 0 | 0 | 0 | 0 | 0 | 0 | 0 | 0 | 0 | 0 | 0 | 0 | 0 | 0 | 0 | 0 | 0 | 0 | 0 | 0 | 0 | 0 | 0 | 0 | 0 | 0 | 0 | 0
|  |  | Annualised cost (capex+opex) | 0.99225 | 0.99225 | 0.99225 | 0.99225 | 0.99225 | 0.99225 | 0.99225 | 0.99225 | 0.99225 | 0.99225 | 0.99225 | 0.99225 | 0.99225 | 0.99225 | 0.99225 | 0.99225 | 0.99225 | 0.99225 | 0.99225 | 0.99225 | 0.99225 | 0.99225 | 0.99225 | 0.99225 | 0.99225 | 0.99225 | 0.99225 | 0.99225 | 0.99225 | 0.99225
|  |  | Optimal timing (interim calc) | 0 | 0 | 0 | 0 | 0 | 0 | 0 | 0 | 0 | 0 | 0 | 0 | 0 | 0 | 0 | 0 | 0 | 0 | 0 | 0 | 0 | 0 | 0 | 0 | 0 | 0 | 0 | 0 | 0 | 0
|  |  | Optimal timing | - | - | - | - | - | - | - | [19 empty] | - | - | - | - | bar: 1 to 19
Adjusted For Optimal Timing: | 0 | 0 | Capex | 0 | 0 | 0 | 0 | 0 | 0 | 0 | 0 | 0 | 0 | 0 | 0 | 0 | 0 | 0 | 0 | 0 | 0 | 0 | 0 | 0 | 0 | 0 | 0 | 0 | 0 | 0 | 0 | 0 | 0
| 15.1226 | 29.7675 | Opex | 0.99225 | 0.99225 | 0.99225 | 0.99225 | 0.99225 | 0.99225 | 0.99225 | 0.99225 | 0.99225 | 0.99225 | 0.99225 | 0.99225 | 0.99225 | 0.99225 | 0.99225 | 0.99225 | 0.99225 | 0.99225 | 0.99225 | 0.99225 | 0.99225 | 0.99225 | 0.99225 | 0.99225 | 0.99225 | 0.99225 | 0.99225 | 0.99225 | 0.99225 | 0.99225
| 15.1226 | 29.7675 | Reduction in unserved energy | 0.99225 | 0.99225 | 0.99225 | 0.99225 | 0.99225 | 0.99225 | 0.99225 | 0.99225 | 0.99225 | 0.99225 | 0.99225 | 0.99225 | 0.99225 | 0.99225 | 0.99225 | 0.99225 | 0.99225 | 0.99225 | 0.99225 | 0.99225 | 0.99225 | 0.99225 | 0.99225 | 0.99225 | 0.99225 | 0.99225 | 0.99225 | 0.99225 | 0.99225 | 0.99225
| 0 | 0 | Net benefit | 0 | 0 | 0 | 0 | 0 | 0 | 0 | 0 | 0 | 0 | 0 | 0 | 0 | 0 | 0 | 0 | 0 | 0 | 0 | 0 | 0 | 0 | 0 | 0 | 0 | 0 | 0 | 0 | 0 | 0
Option 6
Determining Optimal Timing: | Discounted | Undiscounted
| 0 | 0 | Capex | 0 | 0 | 0 | 0 | 0 | 0 | 0 | 0 | 0 | 0 | 0 | 0 | 0 | 0 | 0 | 0 | 0 | 0 | 0 | 0 | 0 | 0 | 0 | 0 | 0 | 0 | 0 | 0 | 0 | 0
| 0 | 0 | Opex | 0 | 0 | 0 | 0 | 0 | 0 | 0 | 0 | 0 | 0 | 0 | 0 | 0 | 0 | 0 | 0 | 0 | 0 | 0 | 0 | 0 | 0 | 0 | 0 | 0 | 0 | 0 | 0 | 0 | 0
| 0 | 0 | Reduction in unserved energy | 0 | 0 | 0 | 0 | 0 | 0 | 0 | 0 | 0 | 0 | 0 | 0 | 0 | 0 | 0 | 0 | 0 | 0 | 0 | 0 | 0 | 0 | 0 | 0 | 0 | 0 | 0 | 0 | 0 | 0
| 0 | 0 | Net benefit | 0 | 0 | 0 | 0 | 0 | 0 | 0 | 0 | 0 | 0 | 0 | 0 | 0 | 0 | 0 | 0 | 0 | 0 | 0 | 0 | 0 | 0 | 0 | 0 | 0 | 0 | 0 | 0 | 0 | 0
|  |  | EUE Value ($m, real $2024) | 0 | 0 | 0 | 0 | 0 | 0 | 0 | 0 | 0 | 0 | 0 | 0 | 0 | 0 | 0 | 0 | 0 | 0 | 0 | 0 | 0 | 0 | 0 | 0 | 0 | 0 | 0 | 0 | 0 | 0
|  |  | Annualised capex | 0 | 0 | 0 | 0 | 0 | 0 | 0 | 0 | 0 | 0 | 0 | 0 | 0 | 0 | 0 | 0 | 0 | 0 | 0 | 0 | 0 | 0 | 0 | 0 | 0 | 0 | 0 | 0 | 0 | 0
|  |  | Annualised cost (capex+opex) | 0 | 0 | 0 | 0 | 0 | 0 | 0 | 0 | 0 | 0 | 0 | 0 | 0 | 0 | 0 | 0 | 0 | 0 | 0 | 0 | 0 | 0 | 0 | 0 | 0 | 0 | 0 | 0 | 0 | 0
|  |  | Optimal timing (interim calc) | 0 | 0 | 0 | 0 | 0 | 0 | 0 | 0 | 0 | 0 | 0 | 0 | 0 | 0 | 0 | 0 | 0 | 0 | 0 | 0 | 0 | 0 | 0 | 0 | 0 | 0 | 0 | 0 | 0 | 0
|  |  | Optimal timing | - | - | - | - | - | - | - | [19 empty] | - | - | - | - | bar: 1 to 19
Adjusted For Optimal Timing: | 0 | 0 | Capex | 0 | 0 | 0 | 0 | 0 | 0 | 0 | 0 | 0 | 0 | 0 | 0 | 0 | 0 | 0 | 0 | 0 | 0 | 0 | 0 | 0 | 0 | 0 | 0 | 0 | 0 | 0 | 0 | 0 | 0
| 0 | 0 | Opex | 0 | 0 | 0 | 0 | 0 | 0 | 0 | 0 | 0 | 0 | 0 | 0 | 0 | 0 | 0 | 0 | 0 | 0 | 0 | 0 | 0 | 0 | 0 | 0 | 0 | 0 | 0 | 0 | 0 | 0
| 0 | 0 | Reduction in unserved energy | 0 | 0 | 0 | 0 | 0 | 0 | 0 | 0 | 0 | 0 | 0 | 0 | 0 | 0 | 0 | 0 | 0 | 0 | 0 | 0 | 0 | 0 | 0 | 0 | 0 | 0 | 0 | 0 | 0 | 0
| 0 | 0 | Net benefit | 0 | 0 | 0 | 0 | 0 | 0 | 0 | 0 | 0 | 0 | 0 | 0 | 0 | 0 | 0 | 0 | 0 | 0 | 0 | 0 | 0 | 0 | 0 | 0 | 0 | 0 | 0 | 0 | 0 | 0
Option 7
Determining Optimal Timing: | Discounted | Undiscounted
| 0 | 0 | Capex | 0 | 0 | 0 | 0 | 0 | 0 | 0 | 0 | 0 | 0 | 0 | 0 | 0 | 0 | 0 | 0 | 0 | 0 | 0 | 0 | 0 | 0 | 0 | 0 | 0 | 0 | 0 | 0 | 0 | 0
| 0 | 0 | Opex | 0 | 0 | 0 | 0 | 0 | 0 | 0 | 0 | 0 | 0 | 0 | 0 | 0 | 0 | 0 | 0 | 0 | 0 | 0 | 0 | 0 | 0 | 0 | 0 | 0 | 0 | 0 | 0 | 0 | 0
| 0 | 0 | Reduction in unserved energy | 0 | 0 | 0 | 0 | 0 | 0 | 0 | 0 | 0 | 0 | 0 | 0 | 0 | 0 | 0 | 0 | 0 | 0 | 0 | 0 | 0 | 0 | 0 | 0 | 0 | 0 | 0 | 0 | 0 | 0
| 0 | 0 | Net benefit | 0 | 0 | 0 | 0 | 0 | 0 | 0 | 0 | 0 | 0 | 0 | 0 | 0 | 0 | 0 | 0 | 0 | 0 | 0 | 0 | 0 | 0 | 0 | 0 | 0 | 0 | 0 | 0 | 0 | 0
|  |  | EUE Value ($m, real $2024) | 0 | 0 | 0 | 0 | 0 | 0 | 0 | 0 | 0 | 0 | 0 | 0 | 0 | 0 | 0 | 0 | 0 | 0 | 0 | 0 | 0 | 0 | 0 | 0 | 0 | 0 | 0 | 0 | 0 | 0
|  |  | Annualised capex | 0 | 0 | 0 | 0 | 0 | 0 | 0 | 0 | 0 | 0 | 0 | 0 | 0 | 0 | 0 | 0 | 0 | 0 | 0 | 0 | 0 | 0 | 0 | 0 | 0 | 0 | 0 | 0 | 0 | 0
|  |  | Annualised cost (capex+opex) | 0 | 0 | 0 | 0 | 0 | 0 | 0 | 0 | 0 | 0 | 0 | 0 | 0 | 0 | 0 | 0 | 0 | 0 | 0 | 0 | 0 | 0 | 0 | 0 | 0 | 0 | 0 | 0 | 0 | 0
|  |  | Optimal timing (interim calc) | 0 | 0 | 0 | 0 | 0 | 0 | 0 | 0 | 0 | 0 | 0 | 0 | 0 | 0 | 0 | 0 | 0 | 0 | 0 | 0 | 0 | 0 | 0 | 0 | 0 | 0 | 0 | 0 | 0 | 0
|  |  | Optimal timing | - | - | - | - | - | - | - | [19 empty] | - | - | - | - | bar: 1 to 19
Adjusted For Optimal Timing: | 0 | 0 | Capex | 0 | 0 | 0 | 0 | 0 | 0 | 0 | 0 | 0 | 0 | 0 | 0 | 0 | 0 | 0 | 0 | 0 | 0 | 0 | 0 | 0 | 0 | 0 | 0 | 0 | 0 | 0 | 0 | 0 | 0
| 0 | 0 | Opex | 0 | 0 | 0 | 0 | 0 | 0 | 0 | 0 | 0 | 0 | 0 | 0 | 0 | 0 | 0 | 0 | 0 | 0 | 0 | 0 | 0 | 0 | 0 | 0 | 0 | 0 | 0 | 0 | 0 | 0
| 0 | 0 | Reduction in unserved energy | 0 | 0 | 0 | 0 | 0 | 0 | 0 | 0 | 0 | 0 | 0 | 0 | 0 | 0 | 0 | 0 | 0 | 0 | 0 | 0 | 0 | 0 | 0 | 0 | 0 | 0 | 0 | 0 | 0 | 0
| 0 | 0 | Net benefit | 0 | 0 | 0 | 0 | 0 | 0 | 0 | 0 | 0 | 0 | 0 | 0 | 0 | 0 | 0 | 0 | 0 | 0 | 0 | 0 | 0 | 0 | 0 | 0 | 0 | 0 | 0 | 0 | 0 | 0
Option 8
Determining Optimal Timing: | Discounted | Undiscounted
| 0 | 0 | Capex | 0 | 0 | 0 | 0 | 0 | 0 | 0 | 0 | 0 | 0 | 0 | 0 | 0 | 0 | 0 | 0 | 0 | 0 | 0 | 0 | 0 | 0 | 0 | 0 | 0 | 0 | 0 | 0 | 0 | 0
| 0 | 0 | Opex | 0 | 0 | 0 | 0 | 0 | 0 | 0 | 0 | 0 | 0 | 0 | 0 | 0 | 0 | 0 | 0 | 0 | 0 | 0 | 0 | 0 | 0 | 0 | 0 | 0 | 0 | 0 | 0 | 0 | 0
| 0 | 0 | Reduction in unserved energy | 0 | 0 | 0 | 0 | 0 | 0 | 0 | 0 | 0 | 0 | 0 | 0 | 0 | 0 | 0 | 0 | 0 | 0 | 0 | 0 | 0 | 0 | 0 | 0 | 0 | 0 | 0 | 0 | 0 | 0
| 0 | 0 | Net benefit | 0 | 0 | 0 | 0 | 0 | 0 | 0 | 0 | 0 | 0 | 0 | 0 | 0 | 0 | 0 | 0 | 0 | 0 | 0 | 0 | 0 | 0 | 0 | 0 | 0 | 0 | 0 | 0 | 0 | 0
|  |  | EUE Value ($m, real $2024) | 0 | 0 | 0 | 0 | 0 | 0 | 0 | 0 | 0 | 0 | 0 | 0 | 0 | 0 | 0 | 0 | 0 | 0 | 0 | 0 | 0 | 0 | 0 | 0 | 0 | 0 | 0 | 0 | 0 | 0
|  |  | Annualised capex | 0 | 0 | 0 | 0 | 0 | 0 | 0 | 0 | 0 | 0 | 0 | 0 | 0 | 0 | 0 | 0 | 0 | 0 | 0 | 0 | 0 | 0 | 0 | 0 | 0 | 0 | 0 | 0 | 0 | 0
|  |  | Annualised cost (capex+opex) | 0 | 0 | 0 | 0 | 0 | 0 | 0 | 0 | 0 | 0 | 0 | 0 | 0 | 0 | 0 | 0 | 0 | 0 | 0 | 0 | 0 | 0 | 0 | 0 | 0 | 0 | 0 | 0 | 0 | 0
|  |  | Optimal timing (interim calc) | 0 | 0 | 0 | 0 | 0 | 0 | 0 | 0 | 0 | 0 | 0 | 0 | 0 | 0 | 0 | 0 | 0 | 0 | 0 | 0 | 0 | 0 | 0 | 0 | 0 | 0 | 0 | 0 | 0 | 0
|  |  | Optimal timing | - | - | - | - | - | - | - | [19 empty] | - | - | - | - | bar: 1 to 19
Adjusted For Optimal Timing: | 0 | 0 | Capex | 0 | 0 | 0 | 0 | 0 | 0 | 0 | 0 | 0 | 0 | 0 | 0 | 0 | 0 | 0 | 0 | 0 | 0 | 0 | 0 | 0 | 0 | 0 | 0 | 0 | 0 | 0 | 0 | 0 | 0
| 0 | 0 | Opex | 0 | 0 | 0 | 0 | 0 | 0 | 0 | 0 | 0 | 0 | 0 | 0 | 0 | 0 | 0 | 0 | 0 | 0 | 0 | 0 | 0 | 0 | 0 | 0 | 0 | 0 | 0 | 0 | 0 | 0
| 0 | 0 | Reduction in unserved energy | 0 | 0 | 0 | 0 | 0 | 0 | 0 | 0 | 0 | 0 | 0 | 0 | 0 | 0 | 0 | 0 | 0 | 0 | 0 | 0 | 0 | 0 | 0 | 0 | 0 | 0 | 0 | 0 | 0 | 0
| 0 | 0 | Net benefit | 0 | 0 | 0 | 0 | 0 | 0 | 0 | 0 | 0 | 0 | 0 | 0 | 0 | 0 | 0 | 0 | 0 | 0 | 0 | 0 | 0 | 0 | 0 | 0 | 0 | 0 | 0 | 0 | 0 | 0
Option 9
Determining Optimal Timing: | Discounted | Undiscounted
| 0 | 0 | Capex | 0 | 0 | 0 | 0 | 0 | 0 | 0 | 0 | 0 | 0 | 0 | 0 | 0 | 0 | 0 | 0 | 0 | 0 | 0 | 0 | 0 | 0 | 0 | 0 | 0 | 0 | 0 | 0 | 0 | 0
| 0 | 0 | Opex | 0 | 0 | 0 | 0 | 0 | 0 | 0 | 0 | 0 | 0 | 0 | 0 | 0 | 0 | 0 | 0 | 0 | 0 | 0 | 0 | 0 | 0 | 0 | 0 | 0 | 0 | 0 | 0 | 0 | 0
| 0 | 0 | Reduction in unserved energy | 0 | 0 | 0 | 0 | 0 | 0 | 0 | 0 | 0 | 0 | 0 | 0 | 0 | 0 | 0 | 0 | 0 | 0 | 0 | 0 | 0 | 0 | 0 | 0 | 0 | 0 | 0 | 0 | 0 | 0
| 0 | 0 | Net benefit | 0 | 0 | 0 | 0 | 0 | 0 | 0 | 0 | 0 | 0 | 0 | 0 | 0 | 0 | 0 | 0 | 0 | 0 | 0 | 0 | 0 | 0 | 0 | 0 | 0 | 0 | 0 | 0 | 0 | 0
|  |  | EUE Value ($m, real $2024) | 0 | 0 | 0 | 0 | 0 | 0 | 0 | 0 | 0 | 0 | 0 | 0 | 0 | 0 | 0 | 0 | 0 | 0 | 0 | 0 | 0 | 0 | 0 | 0 | 0 | 0 | 0 | 0 | 0 | 0
|  |  | Annualised capex | 0 | 0 | 0 | 0 | 0 | 0 | 0 | 0 | 0 | 0 | 0 | 0 | 0 | 0 | 0 | 0 | 0 | 0 | 0 | 0 | 0 | 0 | 0 | 0 | 0 | 0 | 0 | 0 | 0 | 0
|  |  | Annualised cost (capex+opex) | 0 | 0 | 0 | 0 | 0 | 0 | 0 | 0 | 0 | 0 | 0 | 0 | 0 | 0 | 0 | 0 | 0 | 0 | 0 | 0 | 0 | 0 | 0 | 0 | 0 | 0 | 0 | 0 | 0 | 0
|  |  | Optimal timing (interim calc) | 0 | 0 | 0 | 0 | 0 | 0 | 0 | 0 | 0 | 0 | 0 | 0 | 0 | 0 | 0 | 0 | 0 | 0 | 0 | 0 | 0 | 0 | 0 | 0 | 0 | 0 | 0 | 0 | 0 | 0
|  |  | Optimal timing | - | - | - | - | - | - | - | [19 empty] | - | - | - | - | bar: 1 to 19
Adjusted For Optimal Timing: | 0 | 0 | Capex | 0 | 0 | 0 | 0 | 0 | 0 | 0 | 0 | 0 | 0 | 0 | 0 | 0 | 0 | 0 | 0 | 0 | 0 | 0 | 0 | 0 | 0 | 0 | 0 | 0 | 0 | 0 | 0 | 0 | 0
| 0 | 0 | Opex | 0 | 0 | 0 | 0 | 0 | 0 | 0 | 0 | 0 | 0 | 0 | 0 | 0 | 0 | 0 | 0 | 0 | 0 | 0 | 0 | 0 | 0 | 0 | 0 | 0 | 0 | 0 | 0 | 0 | 0
| 0 | 0 | Reduction in unserved energy | 0 | 0 | 0 | 0 | 0 | 0 | 0 | 0 | 0 | 0 | 0 | 0 | 0 | 0 | 0 | 0 | 0 | 0 | 0 | 0 | 0 | 0 | 0 | 0 | 0 | 0 | 0 | 0 | 0 | 0
| 0 | 0 | Net benefit | 0 | 0 | 0 | 0 | 0 | 0 | 0 | 0 | 0 | 0 | 0 | 0 | 0 | 0 | 0 | 0 | 0 | 0 | 0 | 0 | 0 | 0 | 0 | 0 | 0 | 0 | 0 | 0 | 0 | 0
Option 10
Determining Optimal Timing: | Discounted | Undiscounted
| 0 | 0 | Capex | 0 | 0 | 0 | 0 | 0 | 0 | 0 | 0 | 0 | 0 | 0 | 0 | 0 | 0 | 0 | 0 | 0 | 0 | 0 | 0 | 0 | 0 | 0 | 0 | 0 | 0 | 0 | 0 | 0 | 0
| 0 | 0 | Opex | 0 | 0 | 0 | 0 | 0 | 0 | 0 | 0 | 0 | 0 | 0 | 0 | 0 | 0 | 0 | 0 | 0 | 0 | 0 | 0 | 0 | 0 | 0 | 0 | 0 | 0 | 0 | 0 | 0 | 0
| 0 | 0 | Reduction in unserved energy | 0 | 0 | 0 | 0 | 0 | 0 | 0 | 0 | 0 | 0 | 0 | 0 | 0 | 0 | 0 | 0 | 0 | 0 | 0 | 0 | 0 | 0 | 0 | 0 | 0 | 0 | 0 | 0 | 0 | 0
| 0 | 0 | Net benefit | 0 | 0 | 0 | 0 | 0 | 0 | 0 | 0 | 0 | 0 | 0 | 0 | 0 | 0 | 0 | 0 | 0 | 0 | 0 | 0 | 0 | 0 | 0 | 0 | 0 | 0 | 0 | 0 | 0 | 0
|  |  | EUE Value ($m, real $2024) | 0 | 0 | 0 | 0 | 0 | 0 | 0 | 0 | 0 | 0 | 0 | 0 | 0 | 0 | 0 | 0 | 0 | 0 | 0 | 0 | 0 | 0 | 0 | 0 | 0 | 0 | 0 | 0 | 0 | 0
|  |  | Annualised capex | 0 | 0 | 0 | 0 | 0 | 0 | 0 | 0 | 0 | 0 | 0 | 0 | 0 | 0 | 0 | 0 | 0 | 0 | 0 | 0 | 0 | 0 | 0 | 0 | 0 | 0 | 0 | 0 | 0 | 0
|  |  | Annualised cost (capex+opex) | 0 | 0 | 0 | 0 | 0 | 0 | 0 | 0 | 0 | 0 | 0 | 0 | 0 | 0 | 0 | 0 | 0 | 0 | 0 | 0 | 0 | 0 | 0 | 0 | 0 | 0 | 0 | 0 | 0 | 0
|  |  | Optimal timing (interim calc) | 0 | 0 | 0 | 0 | 0 | 0 | 0 | 0 | 0 | 0 | 0 | 0 | 0 | 0 | 0 | 0 | 0 | 0 | 0 | 0 | 0 | 0 | 0 | 0 | 0 | 0 | 0 | 0 | 0 | 0
|  |  | Optimal timing | - | - | - | - | - | - | - | [19 empty] | - | - | - | - | bar: 1 to 19
Adjusted For Optimal Timing: | 0 | 0 | Capex | 0 | 0 | 0 | 0 | 0 | 0 | 0 | 0 | 0 | 0 | 0 | 0 | 0 | 0 | 0 | 0 | 0 | 0 | 0 | 0 | 0 | 0 | 0 | 0 | 0 | 0 | 0 | 0 | 0 | 0
| 0 | 0 | Opex | 0 | 0 | 0 | 0 | 0 | 0 | 0 | 0 | 0 | 0 | 0 | 0 | 0 | 0 | 0 | 0 | 0 | 0 | 0 | 0 | 0 | 0 | 0 | 0 | 0 | 0 | 0 | 0 | 0 | 0
| 0 | 0 | Reduction in unserved energy | 0 | 0 | 0 | 0 | 0 | 0 | 0 | 0 | 0 | 0 | 0 | 0 | 0 | 0 | 0 | 0 | 0 | 0 | 0 | 0 | 0 | 0 | 0 | 0 | 0 | 0 | 0 | 0 | 0 | 0
| 0 | 0 | Net benefit | 0 | 0 | 0 | 0 | 0 | 0 | 0 | 0 | 0 | 0 | 0 | 0 | 0 | 0 | 0 | 0 | 0 | 0 | 0 | 0 | 0 | 0 | 0 | 0 | 0 | 0 | 0 | 0 | 0 | 0

## 3.2.1 NPV (LoDiscount) (hidden)
Economic inputs and assumptions
Scenario | Discount rate | Lower bound
| Cost | Central
| VCR | Central
|  | Central | Lower bound | Upper bound
| Discount rate | 5.56% | 4.11% | 7%
| Cost | 100% | 80% | 120%
| VCR | 100% | 80% | 120%
Asset life for calculating annualised capex (years) | Option 1 | 45
| Option 2 | 45
| Option 3 | 0
| Option 4 | 0
| Option 5 | 0
| Option 6 | 0
| Option 7 | 0
| Option 8 | 0
| Option 9 | 0
| Option 10 | 0
|  |  |  | 1 | 2 | 3 | 4 | 5 | 6 | 7 | 8 | 9 | 10 | 11 | 12 | 13 | 14 | 15 | 16 | 17 | 18 | 19 | 20 | 21 | 22 | 23 | 24 | 25 | 26 | 27 | 28 | 29 | 30
|  |  |  | FY25 | FY26 | FY27 | FY28 | FY29 | FY30 | FY31 | FY32 | FY33 | FY34 | FY35 | FY36 | FY37 | FY38 | FY39 | FY40 | FY41 | FY42 | FY43 | FY44 | FY45 | FY46 | FY47 | FY48 | FY49 | FY50 | FY51 | FY52 | FY53 | FY54
Outputs | bar: 3 FY27; 7 FY31
Option 1
| Discounted | Undiscounted
| 0 | 0 | Capex | 0 | 0 | 0 | 0 | 0 | 0 | 0 | 0 | 0 | 0 | 0 | 0 | 0 | 0 | 0 | 0 | 0 | 0 | 0 | 0 | 0 | 0 | 0 | 0 | 0 | 0 | 0 | 0 | 0 | 0
| 0 | 0 | Opex | 0 | 0 | 0 | 0 | 0 | 0 | 0 | 0 | 0 | 0 | 0 | 0 | 0 | 0 | 0 | 0 | 0 | 0 | 0 | 0 | 0 | 0 | 0 | 0 | 0 | 0 | 0 | 0 | 0 | 0
| 0 | 0 | Reduction in unserved energy | 0 | 0 | 0 | 0 | 0 | 0 | 0 | 0 | 0 | 0 | 0 | 0 | 0 | 0 | 0 | 0 | 0 | 0 | 0 | 0 | 0 | 0 | 0 | 0 | 0 | 0 | 0 | 0 | 0 | 0
| 0 | 0 | Net benefit | 0 | 0 | 0 | 0 | 0 | 0 | 0 | 0 | 0 | 0 | 0 | 0 | 0 | 0 | 0 | 0 | 0 | 0 | 0 | 0 | 0 | 0 | 0 | 0 | 0 | 0 | 0 | 0 | 0 | 0
|  |  | EUE Value ($m, real $2024) | 0.99225 | 0.99225 | 0.99225 | 0.99225 | 0.99225 | 0.99225 | 0.99225 | 0.99225 | 0.99225 | 0.99225 | 0.99225 | 0.99225 | 0.99225 | 0.99225 | 0.99225 | 0.99225 | 0.99225 | 0.99225 | 0.99225 | 0.99225 | 0.99225 | 0.99225 | 0.99225 | 0.99225 | 0.99225 | 0.99225 | 0.99225 | 0.99225 | 0.99225 | 0.99225
Option 2
Determining Optimal Timing: | Discounted | Undiscounted
| 4.9123 | 5.7616 | Capex | 0 | 0 | 1.1523 | 1.1523 | 1.1523 | 1.1523 | 1.1523 | 0 | 0 | 0 | 0 | 0 | 0 | 0 | 0 | 0 | 0 | 0 | 0 | 0 | 0 | 0 | 0 | 0 | 0 | 0 | 0 | 0 | 0 | 0
| 0.051059 | 0.057616 | Opex | 0 | 0 | 0 | 0.057616 | 0 | 0 | 0 | 0 | 0 | 0 | 0 | 0 | 0 | 0 | 0 | 0 | 0 | 0 | 0 | 0 | 0 | 0 | 0 | 0 | 0 | 0 | 0 | 0 | 0 | 0
| 0.87931 | 0.99225 | Reduction in unserved energy | 0 | 0 | 0 | 0.99225 | 0 | 0 | 0 | 0 | 0 | 0 | 0 | 0 | 0 | 0 | 0 | 0 | 0 | 0 | 0 | 0 | 0 | 0 | 0 | 0 | 0 | 0 | 0 | 0 | 0 | 0
| -4.084 | -4.827 | Net benefit | 0 | 0 | -1.1523 | -0.2177 | -1.1523 | -1.1523 | -1.1523 | 0 | 0 | 0 | 0 | 0 | 0 | 0 | 0 | 0 | 0 | 0 | 0 | 0 | 0 | 0 | 0 | 0 | 0 | 0 | 0 | 0 | 0 | 0
|  |  | EUE Value ($m, real $2024) | 0 | 0 | 0 | 0 | 0 | 0 | 0 | 0 | 0 | 0 | 0 | 0 | 0 | 0 | 0 | 0 | 0 | 0 | 0 | 0 | 0 | 0 | 0 | 0 | 0 | 0 | 0 | 0 | 0 | 0
|  |  | Annualised capex | 0 | 0 | 0.29935 | 0.29935 | 0.29935 | 0.29935 | 0.29935 | 0.29935 | 0.29935 | 0.29935 | 0.29935 | 0.29935 | 0.29935 | 0.29935 | 0.29935 | 0.29935 | 0.29935 | 0.29935 | 0.29935 | 0.29935 | 0.29935 | 0.29935 | 0.29935 | 0.29935 | 0.29935 | 0.29935 | 0.29935 | 0.29935 | 0.29935 | 0.29935
|  |  | Annualised cost (capex+opex) | 0 | 0 | 0.29935 | 0.35696 | 0.29935 | 0.29935 | 0.29935 | 0.29935 | 0.29935 | 0.29935 | 0.29935 | 0.29935 | 0.29935 | 0.29935 | 0.29935 | 0.29935 | 0.29935 | 0.29935 | 0.29935 | 0.29935 | 0.29935 | 0.29935 | 0.29935 | 0.29935 | 0.29935 | 0.29935 | 0.29935 | 0.29935 | 0.29935 | 0.29935
|  |  | Optimal timing (interim calc) | 0 | 0 | 0 | 1 | 0 | 0 | 0 | 0 | 0 | 0 | 0 | 0 | 0 | 0 | 0 | 0 | 0 | 0 | 0 | 0 | 0 | 0 | 0 | 0 | 0 | 0 | 0 | 0 | 0 | 0
|  |  | Optimal timing | - | - | - | Yes | - | - | - | - | - | - | - | - | - | - | - | - | - | - | - | - | - | - | - | - | - | - | - | - | - | -
Adjusted For Optimal Timing: | 4.9123 | 5.7616 | Capex | 0 | 0 | 1.1523 | 1.1523 | 1.1523 | 1.1523 | 1.1523 | 0 | 0 | 0 | 0 | 0 | 0 | 0 | 0 | 0 | 0 | 0 | 0 | 0 | 0 | 0 | 0 | 0 | 0 | 0 | 0 | 0 | 0 | 0
| 0.051059 | 0.057616 | Opex | 0 | 0 | 0 | 0.057616 | 0 | 0 | 0 | 0 | 0 | 0 | 0 | 0 | 0 | 0 | 0 | 0 | 0 | 0 | 0 | 0 | 0 | 0 | 0 | 0 | 0 | 0 | 0 | 0 | 0 | 0
| 0.87931 | 0.99225 | Reduction in unserved energy | 0 | 0 | 0 | 0.99225 | 0 | 0 | 0 | 0 | 0 | 0 | 0 | 0 | 0 | 0 | 0 | 0 | 0 | 0 | 0 | 0 | 0 | 0 | 0 | 0 | 0 | 0 | 0 | 0 | 0 | 0
| -4.084 | -4.827 | Net benefit | 0 | 0 | -1.1523 | -0.2177 | -1.1523 | -1.1523 | -1.1523 | 0 | 0 | 0 | 0 | 0 | 0 | 0 | 0 | 0 | 0 | 0 | 0 | 0 | 0 | 0 | 0 | 0 | 0 | 0 | 0 | 0 | 0 | 0
Option 3
Determining Optimal Timing: | Discounted | Undiscounted
| 0 | 0 | Capex | 0 | 0 | 0 | 0 | 0 | 0 | 0 | 0 | 0 | 0 | 0 | 0 | 0 | 0 | 0 | 0 | 0 | 0 | 0 | 0 | 0 | 0 | 0 | 0 | 0 | 0 | 0 | 0 | 0 | 0
| 0 | 0 | Opex | 0 | 0 | 0 | 0 | 0 | 0 | 0 | 0 | 0 | 0 | 0 | 0 | 0 | 0 | 0 | 0 | 0 | 0 | 0 | 0 | 0 | 0 | 0 | 0 | 0 | 0 | 0 | 0 | 0 | 0
| 0 | 0 | Reduction in unserved energy | 0 | 0 | 0 | 0 | 0 | 0 | 0 | 0 | 0 | 0 | 0 | 0 | 0 | 0 | 0 | 0 | 0 | 0 | 0 | 0 | 0 | 0 | 0 | 0 | 0 | 0 | 0 | 0 | 0 | 0
| 0 | 0 | Net benefit | 0 | 0 | 0 | 0 | 0 | 0 | 0 | 0 | 0 | 0 | 0 | 0 | 0 | 0 | 0 | 0 | 0 | 0 | 0 | 0 | 0 | 0 | 0 | 0 | 0 | 0 | 0 | 0 | 0 | 0
|  |  | EUE Value ($m, real $2024) | 0 | 0 | 0 | 0 | 0 | 0 | 0 | 0 | 0 | 0 | 0 | 0 | 0 | 0 | 0 | 0 | 0 | 0 | 0 | 0 | 0 | 0 | 0 | 0 | 0 | 0 | 0 | 0 | 0 | 0
|  |  | Annualised capex | 0 | 0 | 0 | 0 | 0 | 0 | 0 | 0 | 0 | 0 | 0 | 0 | 0 | 0 | 0 | 0 | 0 | 0 | 0 | 0 | 0 | 0 | 0 | 0 | 0 | 0 | 0 | 0 | 0 | 0
|  |  | Annualised cost (capex+opex) | 0 | 0 | 0 | 0 | 0 | 0 | 0 | 0 | 0 | 0 | 0 | 0 | 0 | 0 | 0 | 0 | 0 | 0 | 0 | 0 | 0 | 0 | 0 | 0 | 0 | 0 | 0 | 0 | 0 | 0
|  |  | Optimal timing (interim calc) | 0 | 0 | 0 | 0 | 0 | 0 | 0 | 0 | 0 | 0 | 0 | 0 | 0 | 0 | 0 | 0 | 0 | 0 | 0 | 0 | 0 | 0 | 0 | 0 | 0 | 0 | 0 | 0 | 0 | 0
Optimal timing | bar: 1 FY25 to 30 FY54
Adjusted For Optimal Timing: | 0 | 0 | Capex | 0 | 0 | 0 | 0 | 0 | 0 | 0 | 0 | 0 | 0 | 0 | 0 | 0 | 0 | 0 | 0 | 0 | 0 | 0 | 0 | 0 | 0 | 0 | 0 | 0 | 0 | 0 | 0 | 0 | 0
| 0 | 0 | Opex | 0 | 0 | 0 | 0 | 0 | 0 | 0 | 0 | 0 | 0 | 0 | 0 | 0 | 0 | 0 | 0 | 0 | 0 | 0 | 0 | 0 | 0 | 0 | 0 | 0 | 0 | 0 | 0 | 0 | 0
| 0 | 0 | Reduction in unserved energy | 0 | 0 | 0 | 0 | 0 | 0 | 0 | 0 | 0 | 0 | 0 | 0 | 0 | 0 | 0 | 0 | 0 | 0 | 0 | 0 | 0 | 0 | 0 | 0 | 0 | 0 | 0 | 0 | 0 | 0
| 0 | 0 | Net benefit | 0 | 0 | 0 | 0 | 0 | 0 | 0 | 0 | 0 | 0 | 0 | 0 | 0 | 0 | 0 | 0 | 0 | 0 | 0 | 0 | 0 | 0 | 0 | 0 | 0 | 0 | 0 | 0 | 0 | 0
Option 4
Determining Optimal Timing: | Discounted | Undiscounted
| 0 | 0 | Capex | 0 | 0 | 0 | 0 | 0 | 0 | 0 | 0 | 0 | 0 | 0 | 0 | 0 | 0 | 0 | 0 | 0 | 0 | 0 | 0 | 0 | 0 | 0 | 0 | 0 | 0 | 0 | 0 | 0 | 0
| 0 | 0 | Opex | 0 | 0 | 0 | 0 | 0 | 0 | 0 | 0 | 0 | 0 | 0 | 0 | 0 | 0 | 0 | 0 | 0 | 0 | 0 | 0 | 0 | 0 | 0 | 0 | 0 | 0 | 0 | 0 | 0 | 0
| 0 | 0 | Reduction in unserved energy | 0 | 0 | 0 | 0 | 0 | 0 | 0 | 0 | 0 | 0 | 0 | 0 | 0 | 0 | 0 | 0 | 0 | 0 | 0 | 0 | 0 | 0 | 0 | 0 | 0 | 0 | 0 | 0 | 0 | 0
| 0 | 0 | Net benefit | 0 | 0 | 0 | 0 | 0 | 0 | 0 | 0 | 0 | 0 | 0 | 0 | 0 | 0 | 0 | 0 | 0 | 0 | 0 | 0 | 0 | 0 | 0 | 0 | 0 | 0 | 0 | 0 | 0 | 0
|  |  | EUE Value ($m, real $2024) | 0 | 0 | 0 | 0 | 0 | 0 | 0 | 0 | 0 | 0 | 0 | 0 | 0 | 0 | 0 | 0 | 0 | 0 | 0 | 0 | 0 | 0 | 0 | 0 | 0 | 0 | 0 | 0 | 0 | 0
|  |  | Annualised capex | 0 | 0 | 0 | 0 | 0 | 0 | 0 | 0 | 0 | 0 | 0 | 0 | 0 | 0 | 0 | 0 | 0 | 0 | 0 | 0 | 0 | 0 | 0 | 0 | 0 | 0 | 0 | 0 | 0 | 0
|  |  | Annualised cost (capex+opex) | 0 | 0 | 0 | 0 | 0 | 0 | 0 | 0 | 0 | 0 | 0 | 0 | 0 | 0 | 0 | 0 | 0 | 0 | 0 | 0 | 0 | 0 | 0 | 0 | 0 | 0 | 0 | 0 | 0 | 0
|  |  | Optimal timing (interim calc) | 0 | 0 | 0 | 0 | 0 | 0 | 0 | 0 | 0 | 0 | 0 | 0 | 0 | 0 | 0 | 0 | 0 | 0 | 0 | 0 | 0 | 0 | 0 | 0 | 0 | 0 | 0 | 0 | 0 | 0
Optimal timing | bar: 1 FY25 to 30 FY54
[11 empty] | 1 | 2 | 3 | 4 | 5 | 6 | 7 | 8 | 9 | 10 | 11 | 12 | 13 | 14 | 15 | 16 | 17 | 18 | 19
Adjusted For Optimal Timing: | 0 | 0 | Capex | 0 | 0 | 0 | 0 | 0 | 0 | 0 | 0 | 0 | 0 | 0 | 0 | 0 | 0 | 0 | 0 | 0 | 0 | 0 | 0 | 0 | 0 | 0 | 0 | 0 | 0 | 0 | 0 | 0 | 0
| 0 | 0 | Opex | 0 | 0 | 0 | 0 | 0 | 0 | 0 | 0 | 0 | 0 | 0 | 0 | 0 | 0 | 0 | 0 | 0 | 0 | 0 | 0 | 0 | 0 | 0 | 0 | 0 | 0 | 0 | 0 | 0 | 0
| 0 | 0 | Reduction in unserved energy | 0 | 0 | 0 | 0 | 0 | 0 | 0 | 0 | 0 | 0 | 0 | 0 | 0 | 0 | 0 | 0 | 0 | 0 | 0 | 0 | 0 | 0 | 0 | 0 | 0 | 0 | 0 | 0 | 0 | 0
| 0 | 0 | Net benefit | 0 | 0 | 0 | 0 | 0 | 0 | 0 | 0 | 0 | 0 | 0 | 0 | 0 | 0 | 0 | 0 | 0 | 0 | 0 | 0 | 0 | 0 | 0 | 0 | 0 | 0 | 0 | 0 | 0 | 0
Option 5
Determining Optimal Timing: | Discounted | Undiscounted
| 0 | 0 | Capex | 0 | 0 | 0 | 0 | 0 | 0 | 0 | 0 | 0 | 0 | 0 | 0 | 0 | 0 | 0 | 0 | 0 | 0 | 0 | 0 | 0 | 0 | 0 | 0 | 0 | 0 | 0 | 0 | 0 | 0
| 17.627 | 29.7675 | Opex | 0.99225 | 0.99225 | 0.99225 | 0.99225 | 0.99225 | 0.99225 | 0.99225 | 0.99225 | 0.99225 | 0.99225 | 0.99225 | 0.99225 | 0.99225 | 0.99225 | 0.99225 | 0.99225 | 0.99225 | 0.99225 | 0.99225 | 0.99225 | 0.99225 | 0.99225 | 0.99225 | 0.99225 | 0.99225 | 0.99225 | 0.99225 | 0.99225 | 0.99225 | 0.99225
| 17.627 | 29.7675 | Reduction in unserved energy | 0.99225 | 0.99225 | 0.99225 | 0.99225 | 0.99225 | 0.99225 | 0.99225 | 0.99225 | 0.99225 | 0.99225 | 0.99225 | 0.99225 | 0.99225 | 0.99225 | 0.99225 | 0.99225 | 0.99225 | 0.99225 | 0.99225 | 0.99225 | 0.99225 | 0.99225 | 0.99225 | 0.99225 | 0.99225 | 0.99225 | 0.99225 | 0.99225 | 0.99225 | 0.99225
| 0 | 0 | Net benefit | 0 | 0 | 0 | 0 | 0 | 0 | 0 | 0 | 0 | 0 | 0 | 0 | 0 | 0 | 0 | 0 | 0 | 0 | 0 | 0 | 0 | 0 | 0 | 0 | 0 | 0 | 0 | 0 | 0 | 0
|  |  | EUE Value ($m, real $2024) | 0 | 0 | 0 | 0 | 0 | 0 | 0 | 0 | 0 | 0 | 0 | 0 | 0 | 0 | 0 | 0 | 0 | 0 | 0 | 0 | 0 | 0 | 0 | 0 | 0 | 0 | 0 | 0 | 0 | 0
|  |  | Annualised capex | 0 | 0 | 0 | 0 | 0 | 0 | 0 | 0 | 0 | 0 | 0 | 0 | 0 | 0 | 0 | 0 | 0 | 0 | 0 | 0 | 0 | 0 | 0 | 0 | 0 | 0 | 0 | 0 | 0 | 0
|  |  | Annualised cost (capex+opex) | 0.99225 | 0.99225 | 0.99225 | 0.99225 | 0.99225 | 0.99225 | 0.99225 | 0.99225 | 0.99225 | 0.99225 | 0.99225 | 0.99225 | 0.99225 | 0.99225 | 0.99225 | 0.99225 | 0.99225 | 0.99225 | 0.99225 | 0.99225 | 0.99225 | 0.99225 | 0.99225 | 0.99225 | 0.99225 | 0.99225 | 0.99225 | 0.99225 | 0.99225 | 0.99225
|  |  | Optimal timing (interim calc) | 0 | 0 | 0 | 0 | 0 | 0 | 0 | 0 | 0 | 0 | 0 | 0 | 0 | 0 | 0 | 0 | 0 | 0 | 0 | 0 | 0 | 0 | 0 | 0 | 0 | 0 | 0 | 0 | 0 | 0
|  |  | Optimal timing | - | - | - | - | - | - | - | [19 empty] | - | - | - | - | bar: 1 to 19
Adjusted For Optimal Timing: | 0 | 0 | Capex | 0 | 0 | 0 | 0 | 0 | 0 | 0 | 0 | 0 | 0 | 0 | 0 | 0 | 0 | 0 | 0 | 0 | 0 | 0 | 0 | 0 | 0 | 0 | 0 | 0 | 0 | 0 | 0 | 0 | 0
| 17.627 | 29.7675 | Opex | 0.99225 | 0.99225 | 0.99225 | 0.99225 | 0.99225 | 0.99225 | 0.99225 | 0.99225 | 0.99225 | 0.99225 | 0.99225 | 0.99225 | 0.99225 | 0.99225 | 0.99225 | 0.99225 | 0.99225 | 0.99225 | 0.99225 | 0.99225 | 0.99225 | 0.99225 | 0.99225 | 0.99225 | 0.99225 | 0.99225 | 0.99225 | 0.99225 | 0.99225 | 0.99225
| 17.627 | 29.7675 | Reduction in unserved energy | 0.99225 | 0.99225 | 0.99225 | 0.99225 | 0.99225 | 0.99225 | 0.99225 | 0.99225 | 0.99225 | 0.99225 | 0.99225 | 0.99225 | 0.99225 | 0.99225 | 0.99225 | 0.99225 | 0.99225 | 0.99225 | 0.99225 | 0.99225 | 0.99225 | 0.99225 | 0.99225 | 0.99225 | 0.99225 | 0.99225 | 0.99225 | 0.99225 | 0.99225 | 0.99225
| 0 | 0 | Net benefit | 0 | 0 | 0 | 0 | 0 | 0 | 0 | 0 | 0 | 0 | 0 | 0 | 0 | 0 | 0 | 0 | 0 | 0 | 0 | 0 | 0 | 0 | 0 | 0 | 0 | 0 | 0 | 0 | 0 | 0
Option 6
Determining Optimal Timing: | Discounted | Undiscounted
| 0 | 0 | Capex | 0 | 0 | 0 | 0 | 0 | 0 | 0 | 0 | 0 | 0 | 0 | 0 | 0 | 0 | 0 | 0 | 0 | 0 | 0 | 0 | 0 | 0 | 0 | 0 | 0 | 0 | 0 | 0 | 0 | 0
| 0 | 0 | Opex | 0 | 0 | 0 | 0 | 0 | 0 | 0 | 0 | 0 | 0 | 0 | 0 | 0 | 0 | 0 | 0 | 0 | 0 | 0 | 0 | 0 | 0 | 0 | 0 | 0 | 0 | 0 | 0 | 0 | 0
| 0 | 0 | Reduction in unserved energy | 0 | 0 | 0 | 0 | 0 | 0 | 0 | 0 | 0 | 0 | 0 | 0 | 0 | 0 | 0 | 0 | 0 | 0 | 0 | 0 | 0 | 0 | 0 | 0 | 0 | 0 | 0 | 0 | 0 | 0
| 0 | 0 | Net benefit | 0 | 0 | 0 | 0 | 0 | 0 | 0 | 0 | 0 | 0 | 0 | 0 | 0 | 0 | 0 | 0 | 0 | 0 | 0 | 0 | 0 | 0 | 0 | 0 | 0 | 0 | 0 | 0 | 0 | 0
|  |  | EUE Value ($m, real $2024) | 0 | 0 | 0 | 0 | 0 | 0 | 0 | 0 | 0 | 0 | 0 | 0 | 0 | 0 | 0 | 0 | 0 | 0 | 0 | 0 | 0 | 0 | 0 | 0 | 0 | 0 | 0 | 0 | 0 | 0
|  |  | Annualised capex | 0 | 0 | 0 | 0 | 0 | 0 | 0 | 0 | 0 | 0 | 0 | 0 | 0 | 0 | 0 | 0 | 0 | 0 | 0 | 0 | 0 | 0 | 0 | 0 | 0 | 0 | 0 | 0 | 0 | 0
|  |  | Annualised cost (capex+opex) | 0 | 0 | 0 | 0 | 0 | 0 | 0 | 0 | 0 | 0 | 0 | 0 | 0 | 0 | 0 | 0 | 0 | 0 | 0 | 0 | 0 | 0 | 0 | 0 | 0 | 0 | 0 | 0 | 0 | 0
|  |  | Optimal timing (interim calc) | 0 | 0 | 0 | 0 | 0 | 0 | 0 | 0 | 0 | 0 | 0 | 0 | 0 | 0 | 0 | 0 | 0 | 0 | 0 | 0 | 0 | 0 | 0 | 0 | 0 | 0 | 0 | 0 | 0 | 0
|  |  | Optimal timing | - | - | - | - | - | - | - | [19 empty] | - | - | - | - | bar: 1 to 19
Adjusted For Optimal Timing: | 0 | 0 | Capex | 0 | 0 | 0 | 0 | 0 | 0 | 0 | 0 | 0 | 0 | 0 | 0 | 0 | 0 | 0 | 0 | 0 | 0 | 0 | 0 | 0 | 0 | 0 | 0 | 0 | 0 | 0 | 0 | 0 | 0
| 0 | 0 | Opex | 0 | 0 | 0 | 0 | 0 | 0 | 0 | 0 | 0 | 0 | 0 | 0 | 0 | 0 | 0 | 0 | 0 | 0 | 0 | 0 | 0 | 0 | 0 | 0 | 0 | 0 | 0 | 0 | 0 | 0
| 0 | 0 | Reduction in unserved energy | 0 | 0 | 0 | 0 | 0 | 0 | 0 | 0 | 0 | 0 | 0 | 0 | 0 | 0 | 0 | 0 | 0 | 0 | 0 | 0 | 0 | 0 | 0 | 0 | 0 | 0 | 0 | 0 | 0 | 0
| 0 | 0 | Net benefit | 0 | 0 | 0 | 0 | 0 | 0 | 0 | 0 | 0 | 0 | 0 | 0 | 0 | 0 | 0 | 0 | 0 | 0 | 0 | 0 | 0 | 0 | 0 | 0 | 0 | 0 | 0 | 0 | 0 | 0
Option 7
Determining Optimal Timing: | Discounted | Undiscounted
| 0 | 0 | Capex | 0 | 0 | 0 | 0 | 0 | 0 | 0 | 0 | 0 | 0 | 0 | 0 | 0 | 0 | 0 | 0 | 0 | 0 | 0 | 0 | 0 | 0 | 0 | 0 | 0 | 0 | 0 | 0 | 0 | 0
| 0 | 0 | Opex | 0 | 0 | 0 | 0 | 0 | 0 | 0 | 0 | 0 | 0 | 0 | 0 | 0 | 0 | 0 | 0 | 0 | 0 | 0 | 0 | 0 | 0 | 0 | 0 | 0 | 0 | 0 | 0 | 0 | 0
| 0 | 0 | Reduction in unserved energy | 0 | 0 | 0 | 0 | 0 | 0 | 0 | 0 | 0 | 0 | 0 | 0 | 0 | 0 | 0 | 0 | 0 | 0 | 0 | 0 | 0 | 0 | 0 | 0 | 0 | 0 | 0 | 0 | 0 | 0
| 0 | 0 | Net benefit | 0 | 0 | 0 | 0 | 0 | 0 | 0 | 0 | 0 | 0 | 0 | 0 | 0 | 0 | 0 | 0 | 0 | 0 | 0 | 0 | 0 | 0 | 0 | 0 | 0 | 0 | 0 | 0 | 0 | 0
|  |  | EUE Value ($m, real $2024) | 0 | 0 | 0 | 0 | 0 | 0 | 0 | 0 | 0 | 0 | 0 | 0 | 0 | 0 | 0 | 0 | 0 | 0 | 0 | 0 | 0 | 0 | 0 | 0 | 0 | 0 | 0 | 0 | 0 | 0
|  |  | Annualised capex | 0 | 0 | 0 | 0 | 0 | 0 | 0 | 0 | 0 | 0 | 0 | 0 | 0 | 0 | 0 | 0 | 0 | 0 | 0 | 0 | 0 | 0 | 0 | 0 | 0 | 0 | 0 | 0 | 0 | 0
|  |  | Annualised cost (capex+opex) | 0 | 0 | 0 | 0 | 0 | 0 | 0 | 0 | 0 | 0 | 0 | 0 | 0 | 0 | 0 | 0 | 0 | 0 | 0 | 0 | 0 | 0 | 0 | 0 | 0 | 0 | 0 | 0 | 0 | 0
|  |  | Optimal timing (interim calc) | 0 | 0 | 0 | 0 | 0 | 0 | 0 | 0 | 0 | 0 | 0 | 0 | 0 | 0 | 0 | 0 | 0 | 0 | 0 | 0 | 0 | 0 | 0 | 0 | 0 | 0 | 0 | 0 | 0 | 0
|  |  | Optimal timing | - | - | - | - | - | - | - | [19 empty] | - | - | - | - | bar: 1 to 19
Adjusted For Optimal Timing: | 0 | 0 | Capex | 0 | 0 | 0 | 0 | 0 | 0 | 0 | 0 | 0 | 0 | 0 | 0 | 0 | 0 | 0 | 0 | 0 | 0 | 0 | 0 | 0 | 0 | 0 | 0 | 0 | 0 | 0 | 0 | 0 | 0
| 0 | 0 | Opex | 0 | 0 | 0 | 0 | 0 | 0 | 0 | 0 | 0 | 0 | 0 | 0 | 0 | 0 | 0 | 0 | 0 | 0 | 0 | 0 | 0 | 0 | 0 | 0 | 0 | 0 | 0 | 0 | 0 | 0
| 0 | 0 | Reduction in unserved energy | 0 | 0 | 0 | 0 | 0 | 0 | 0 | 0 | 0 | 0 | 0 | 0 | 0 | 0 | 0 | 0 | 0 | 0 | 0 | 0 | 0 | 0 | 0 | 0 | 0 | 0 | 0 | 0 | 0 | 0
| 0 | 0 | Net benefit | 0 | 0 | 0 | 0 | 0 | 0 | 0 | 0 | 0 | 0 | 0 | 0 | 0 | 0 | 0 | 0 | 0 | 0 | 0 | 0 | 0 | 0 | 0 | 0 | 0 | 0 | 0 | 0 | 0 | 0
Option 8
Determining Optimal Timing: | Discounted | Undiscounted
| 0 | 0 | Capex | 0 | 0 | 0 | 0 | 0 | 0 | 0 | 0 | 0 | 0 | 0 | 0 | 0 | 0 | 0 | 0 | 0 | 0 | 0 | 0 | 0 | 0 | 0 | 0 | 0 | 0 | 0 | 0 | 0 | 0
| 0 | 0 | Opex | 0 | 0 | 0 | 0 | 0 | 0 | 0 | 0 | 0 | 0 | 0 | 0 | 0 | 0 | 0 | 0 | 0 | 0 | 0 | 0 | 0 | 0 | 0 | 0 | 0 | 0 | 0 | 0 | 0 | 0
| 0 | 0 | Reduction in unserved energy | 0 | 0 | 0 | 0 | 0 | 0 | 0 | 0 | 0 | 0 | 0 | 0 | 0 | 0 | 0 | 0 | 0 | 0 | 0 | 0 | 0 | 0 | 0 | 0 | 0 | 0 | 0 | 0 | 0 | 0
| 0 | 0 | Net benefit | 0 | 0 | 0 | 0 | 0 | 0 | 0 | 0 | 0 | 0 | 0 | 0 | 0 | 0 | 0 | 0 | 0 | 0 | 0 | 0 | 0 | 0 | 0 | 0 | 0 | 0 | 0 | 0 | 0 | 0
|  |  | EUE Value ($m, real $2024) | 0 | 0 | 0 | 0 | 0 | 0 | 0 | 0 | 0 | 0 | 0 | 0 | 0 | 0 | 0 | 0 | 0 | 0 | 0 | 0 | 0 | 0 | 0 | 0 | 0 | 0 | 0 | 0 | 0 | 0
|  |  | Annualised capex | 0 | 0 | 0 | 0 | 0 | 0 | 0 | 0 | 0 | 0 | 0 | 0 | 0 | 0 | 0 | 0 | 0 | 0 | 0 | 0 | 0 | 0 | 0 | 0 | 0 | 0 | 0 | 0 | 0 | 0
|  |  | Annualised cost (capex+opex) | 0 | 0 | 0 | 0 | 0 | 0 | 0 | 0 | 0 | 0 | 0 | 0 | 0 | 0 | 0 | 0 | 0 | 0 | 0 | 0 | 0 | 0 | 0 | 0 | 0 | 0 | 0 | 0 | 0 | 0
|  |  | Optimal timing (interim calc) | 0 | 0 | 0 | 0 | 0 | 0 | 0 | 0 | 0 | 0 | 0 | 0 | 0 | 0 | 0 | 0 | 0 | 0 | 0 | 0 | 0 | 0 | 0 | 0 | 0 | 0 | 0 | 0 | 0 | 0
|  |  | Optimal timing | - | - | - | - | - | - | - | [19 empty] | - | - | - | - | bar: 1 to 19
Adjusted For Optimal Timing: | 0 | 0 | Capex | 0 | 0 | 0 | 0 | 0 | 0 | 0 | 0 | 0 | 0 | 0 | 0 | 0 | 0 | 0 | 0 | 0 | 0 | 0 | 0 | 0 | 0 | 0 | 0 | 0 | 0 | 0 | 0 | 0 | 0
| 0 | 0 | Opex | 0 | 0 | 0 | 0 | 0 | 0 | 0 | 0 | 0 | 0 | 0 | 0 | 0 | 0 | 0 | 0 | 0 | 0 | 0 | 0 | 0 | 0 | 0 | 0 | 0 | 0 | 0 | 0 | 0 | 0
| 0 | 0 | Reduction in unserved energy | 0 | 0 | 0 | 0 | 0 | 0 | 0 | 0 | 0 | 0 | 0 | 0 | 0 | 0 | 0 | 0 | 0 | 0 | 0 | 0 | 0 | 0 | 0 | 0 | 0 | 0 | 0 | 0 | 0 | 0
| 0 | 0 | Net benefit | 0 | 0 | 0 | 0 | 0 | 0 | 0 | 0 | 0 | 0 | 0 | 0 | 0 | 0 | 0 | 0 | 0 | 0 | 0 | 0 | 0 | 0 | 0 | 0 | 0 | 0 | 0 | 0 | 0 | 0
Option 9
Determining Optimal Timing: | Discounted | Undiscounted
| 0 | 0 | Capex | 0 | 0 | 0 | 0 | 0 | 0 | 0 | 0 | 0 | 0 | 0 | 0 | 0 | 0 | 0 | 0 | 0 | 0 | 0 | 0 | 0 | 0 | 0 | 0 | 0 | 0 | 0 | 0 | 0 | 0
| 0 | 0 | Opex | 0 | 0 | 0 | 0 | 0 | 0 | 0 | 0 | 0 | 0 | 0 | 0 | 0 | 0 | 0 | 0 | 0 | 0 | 0 | 0 | 0 | 0 | 0 | 0 | 0 | 0 | 0 | 0 | 0 | 0
| 0 | 0 | Reduction in unserved energy | 0 | 0 | 0 | 0 | 0 | 0 | 0 | 0 | 0 | 0 | 0 | 0 | 0 | 0 | 0 | 0 | 0 | 0 | 0 | 0 | 0 | 0 | 0 | 0 | 0 | 0 | 0 | 0 | 0 | 0
| 0 | 0 | Net benefit | 0 | 0 | 0 | 0 | 0 | 0 | 0 | 0 | 0 | 0 | 0 | 0 | 0 | 0 | 0 | 0 | 0 | 0 | 0 | 0 | 0 | 0 | 0 | 0 | 0 | 0 | 0 | 0 | 0 | 0
|  |  | EUE Value ($m, real $2024) | 0 | 0 | 0 | 0 | 0 | 0 | 0 | 0 | 0 | 0 | 0 | 0 | 0 | 0 | 0 | 0 | 0 | 0 | 0 | 0 | 0 | 0 | 0 | 0 | 0 | 0 | 0 | 0 | 0 | 0
|  |  | Annualised capex | 0 | 0 | 0 | 0 | 0 | 0 | 0 | 0 | 0 | 0 | 0 | 0 | 0 | 0 | 0 | 0 | 0 | 0 | 0 | 0 | 0 | 0 | 0 | 0 | 0 | 0 | 0 | 0 | 0 | 0
|  |  | Annualised cost (capex+opex) | 0 | 0 | 0 | 0 | 0 | 0 | 0 | 0 | 0 | 0 | 0 | 0 | 0 | 0 | 0 | 0 | 0 | 0 | 0 | 0 | 0 | 0 | 0 | 0 | 0 | 0 | 0 | 0 | 0 | 0
|  |  | Optimal timing (interim calc) | 0 | 0 | 0 | 0 | 0 | 0 | 0 | 0 | 0 | 0 | 0 | 0 | 0 | 0 | 0 | 0 | 0 | 0 | 0 | 0 | 0 | 0 | 0 | 0 | 0 | 0 | 0 | 0 | 0 | 0
|  |  | Optimal timing | - | - | - | - | - | - | - | [19 empty] | - | - | - | - | bar: 1 to 19
Adjusted For Optimal Timing: | 0 | 0 | Capex | 0 | 0 | 0 | 0 | 0 | 0 | 0 | 0 | 0 | 0 | 0 | 0 | 0 | 0 | 0 | 0 | 0 | 0 | 0 | 0 | 0 | 0 | 0 | 0 | 0 | 0 | 0 | 0 | 0 | 0
| 0 | 0 | Opex | 0 | 0 | 0 | 0 | 0 | 0 | 0 | 0 | 0 | 0 | 0 | 0 | 0 | 0 | 0 | 0 | 0 | 0 | 0 | 0 | 0 | 0 | 0 | 0 | 0 | 0 | 0 | 0 | 0 | 0
| 0 | 0 | Reduction in unserved energy | 0 | 0 | 0 | 0 | 0 | 0 | 0 | 0 | 0 | 0 | 0 | 0 | 0 | 0 | 0 | 0 | 0 | 0 | 0 | 0 | 0 | 0 | 0 | 0 | 0 | 0 | 0 | 0 | 0 | 0
| 0 | 0 | Net benefit | 0 | 0 | 0 | 0 | 0 | 0 | 0 | 0 | 0 | 0 | 0 | 0 | 0 | 0 | 0 | 0 | 0 | 0 | 0 | 0 | 0 | 0 | 0 | 0 | 0 | 0 | 0 | 0 | 0 | 0
Option 10
Determining Optimal Timing: | Discounted | Undiscounted
| 0 | 0 | Capex | 0 | 0 | 0 | 0 | 0 | 0 | 0 | 0 | 0 | 0 | 0 | 0 | 0 | 0 | 0 | 0 | 0 | 0 | 0 | 0 | 0 | 0 | 0 | 0 | 0 | 0 | 0 | 0 | 0 | 0
| 0 | 0 | Opex | 0 | 0 | 0 | 0 | 0 | 0 | 0 | 0 | 0 | 0 | 0 | 0 | 0 | 0 | 0 | 0 | 0 | 0 | 0 | 0 | 0 | 0 | 0 | 0 | 0 | 0 | 0 | 0 | 0 | 0
| 0 | 0 | Reduction in unserved energy | 0 | 0 | 0 | 0 | 0 | 0 | 0 | 0 | 0 | 0 | 0 | 0 | 0 | 0 | 0 | 0 | 0 | 0 | 0 | 0 | 0 | 0 | 0 | 0 | 0 | 0 | 0 | 0 | 0 | 0
| 0 | 0 | Net benefit | 0 | 0 | 0 | 0 | 0 | 0 | 0 | 0 | 0 | 0 | 0 | 0 | 0 | 0 | 0 | 0 | 0 | 0 | 0 | 0 | 0 | 0 | 0 | 0 | 0 | 0 | 0 | 0 | 0 | 0
|  |  | EUE Value ($m, real $2024) | 0 | 0 | 0 | 0 | 0 | 0 | 0 | 0 | 0 | 0 | 0 | 0 | 0 | 0 | 0 | 0 | 0 | 0 | 0 | 0 | 0 | 0 | 0 | 0 | 0 | 0 | 0 | 0 | 0 | 0
|  |  | Annualised capex | 0 | 0 | 0 | 0 | 0 | 0 | 0 | 0 | 0 | 0 | 0 | 0 | 0 | 0 | 0 | 0 | 0 | 0 | 0 | 0 | 0 | 0 | 0 | 0 | 0 | 0 | 0 | 0 | 0 | 0
|  |  | Annualised cost (capex+opex) | 0 | 0 | 0 | 0 | 0 | 0 | 0 | 0 | 0 | 0 | 0 | 0 | 0 | 0 | 0 | 0 | 0 | 0 | 0 | 0 | 0 | 0 | 0 | 0 | 0 | 0 | 0 | 0 | 0 | 0
|  |  | Optimal timing (interim calc) | 0 | 0 | 0 | 0 | 0 | 0 | 0 | 0 | 0 | 0 | 0 | 0 | 0 | 0 | 0 | 0 | 0 | 0 | 0 | 0 | 0 | 0 | 0 | 0 | 0 | 0 | 0 | 0 | 0 | 0
|  |  | Optimal timing | - | - | - | - | - | - | - | [19 empty] | - | - | - | - | bar: 1 to 19
Adjusted For Optimal Timing: | 0 | 0 | Capex | 0 | 0 | 0 | 0 | 0 | 0 | 0 | 0 | 0 | 0 | 0 | 0 | 0 | 0 | 0 | 0 | 0 | 0 | 0 | 0 | 0 | 0 | 0 | 0 | 0 | 0 | 0 | 0 | 0 | 0
| 0 | 0 | Opex | 0 | 0 | 0 | 0 | 0 | 0 | 0 | 0 | 0 | 0 | 0 | 0 | 0 | 0 | 0 | 0 | 0 | 0 | 0 | 0 | 0 | 0 | 0 | 0 | 0 | 0 | 0 | 0 | 0 | 0
| 0 | 0 | Reduction in unserved energy | 0 | 0 | 0 | 0 | 0 | 0 | 0 | 0 | 0 | 0 | 0 | 0 | 0 | 0 | 0 | 0 | 0 | 0 | 0 | 0 | 0 | 0 | 0 | 0 | 0 | 0 | 0 | 0 | 0 | 0
| 0 | 0 | Net benefit | 0 | 0 | 0 | 0 | 0 | 0 | 0 | 0 | 0 | 0 | 0 | 0 | 0 | 0 | 0 | 0 | 0 | 0 | 0 | 0 | 0 | 0 | 0 | 0 | 0 | 0 | 0 | 0 | 0 | 0

## 3.2.2 NPV (HiDiscount) (hidden)
Economic inputs and assumptions
Scenario | Discount rate | Upper bound
| Cost | Central
| VCR | Central
|  | Central | Lower bound | Upper bound
| Discount rate | 5.56% | 4.11% | 7%
| Cost | 100% | 80% | 120%
| VCR | 100% | 80% | 120%
Asset life for calculating annualised capex (years) | Option 1 | 45
| Option 2 | 45
| Option 3 | 0
| Option 4 | 0
| Option 5 | 0
| Option 6 | 0
| Option 7 | 0
| Option 8 | 0
| Option 9 | 0
| Option 10 | 0
|  |  |  | 1 | 2 | 3 | 4 | 5 | 6 | 7 | 8 | 9 | 10 | 11 | 12 | 13 | 14 | 15 | 16 | 17 | 18 | 19 | 20 | 21 | 22 | 23 | 24 | 25 | 26 | 27 | 28 | 29 | 30
|  |  |  | FY25 | FY26 | FY27 | FY28 | FY29 | FY30 | FY31 | FY32 | FY33 | FY34 | FY35 | FY36 | FY37 | FY38 | FY39 | FY40 | FY41 | FY42 | FY43 | FY44 | FY45 | FY46 | FY47 | FY48 | FY49 | FY50 | FY51 | FY52 | FY53 | FY54
Outputs | bar: 3 FY27; 7 FY31
Option 1
| Discounted | Undiscounted
| 0 | 0 | Capex | 0 | 0 | 0 | 0 | 0 | 0 | 0 | 0 | 0 | 0 | 0 | 0 | 0 | 0 | 0 | 0 | 0 | 0 | 0 | 0 | 0 | 0 | 0 | 0 | 0 | 0 | 0 | 0 | 0 | 0
| 0 | 0 | Opex | 0 | 0 | 0 | 0 | 0 | 0 | 0 | 0 | 0 | 0 | 0 | 0 | 0 | 0 | 0 | 0 | 0 | 0 | 0 | 0 | 0 | 0 | 0 | 0 | 0 | 0 | 0 | 0 | 0 | 0
| 0 | 0 | Reduction in unserved energy | 0 | 0 | 0 | 0 | 0 | 0 | 0 | 0 | 0 | 0 | 0 | 0 | 0 | 0 | 0 | 0 | 0 | 0 | 0 | 0 | 0 | 0 | 0 | 0 | 0 | 0 | 0 | 0 | 0 | 0
| 0 | 0 | Net benefit | 0 | 0 | 0 | 0 | 0 | 0 | 0 | 0 | 0 | 0 | 0 | 0 | 0 | 0 | 0 | 0 | 0 | 0 | 0 | 0 | 0 | 0 | 0 | 0 | 0 | 0 | 0 | 0 | 0 | 0
|  |  | EUE Value ($m, real $2024) | 0.99225 | 0.99225 | 0.99225 | 0.99225 | 0.99225 | 0.99225 | 0.99225 | 0.99225 | 0.99225 | 0.99225 | 0.99225 | 0.99225 | 0.99225 | 0.99225 | 0.99225 | 0.99225 | 0.99225 | 0.99225 | 0.99225 | 0.99225 | 0.99225 | 0.99225 | 0.99225 | 0.99225 | 0.99225 | 0.99225 | 0.99225 | 0.99225 | 0.99225 | 0.99225
Option 2
Determining Optimal Timing: | Discounted | Undiscounted
| 4.4157 | 5.7616 | Capex | 0 | 0 | 1.1523 | 1.1523 | 1.1523 | 1.1523 | 1.1523 | 0 | 0 | 0 | 0 | 0 | 0 | 0 | 0 | 0 | 0 | 0 | 0 | 0 | 0 | 0 | 0 | 0 | 0 | 0 | 0 | 0 | 0 | 0
| 0.047032 | 0.057616 | Opex | 0 | 0 | 0 | 0.057616 | 0 | 0 | 0 | 0 | 0 | 0 | 0 | 0 | 0 | 0 | 0 | 0 | 0 | 0 | 0 | 0 | 0 | 0 | 0 | 0 | 0 | 0 | 0 | 0 | 0 | 0
| 0.80997 | 0.99225 | Reduction in unserved energy | 0 | 0 | 0 | 0.99225 | 0 | 0 | 0 | 0 | 0 | 0 | 0 | 0 | 0 | 0 | 0 | 0 | 0 | 0 | 0 | 0 | 0 | 0 | 0 | 0 | 0 | 0 | 0 | 0 | 0 | 0
| -3.6527 | -4.827 | Net benefit | 0 | 0 | -1.1523 | -0.2177 | -1.1523 | -1.1523 | -1.1523 | 0 | 0 | 0 | 0 | 0 | 0 | 0 | 0 | 0 | 0 | 0 | 0 | 0 | 0 | 0 | 0 | 0 | 0 | 0 | 0 | 0 | 0 | 0
|  |  | EUE Value ($m, real $2024) | 0 | 0 | 0 | 0 | 0 | 0 | 0 | 0 | 0 | 0 | 0 | 0 | 0 | 0 | 0 | 0 | 0 | 0 | 0 | 0 | 0 | 0 | 0 | 0 | 0 | 0 | 0 | 0 | 0 | 0
|  |  | Annualised capex | 0 | 0 | 0.26908 | 0.26908 | 0.26908 | 0.26908 | 0.26908 | 0.26908 | 0.26908 | 0.26908 | 0.26908 | 0.26908 | 0.26908 | 0.26908 | 0.26908 | 0.26908 | 0.26908 | 0.26908 | 0.26908 | 0.26908 | 0.26908 | 0.26908 | 0.26908 | 0.26908 | 0.26908 | 0.26908 | 0.26908 | 0.26908 | 0.26908 | 0.26908
|  |  | Annualised cost (capex+opex) | 0 | 0 | 0.26908 | 0.3267 | 0.26908 | 0.26908 | 0.26908 | 0.26908 | 0.26908 | 0.26908 | 0.26908 | 0.26908 | 0.26908 | 0.26908 | 0.26908 | 0.26908 | 0.26908 | 0.26908 | 0.26908 | 0.26908 | 0.26908 | 0.26908 | 0.26908 | 0.26908 | 0.26908 | 0.26908 | 0.26908 | 0.26908 | 0.26908 | 0.26908
|  |  | Optimal timing (interim calc) | 0 | 0 | 0 | 1 | 0 | 0 | 0 | 0 | 0 | 0 | 0 | 0 | 0 | 0 | 0 | 0 | 0 | 0 | 0 | 0 | 0 | 0 | 0 | 0 | 0 | 0 | 0 | 0 | 0 | 0
|  |  | Optimal timing | - | - | - | Yes | - | - | - | - | - | - | - | - | - | - | - | - | - | - | - | - | - | - | - | - | - | - | - | - | - | -
Adjusted For Optimal Timing: | 4.4157 | 5.7616 | Capex | 0 | 0 | 1.1523 | 1.1523 | 1.1523 | 1.1523 | 1.1523 | 0 | 0 | 0 | 0 | 0 | 0 | 0 | 0 | 0 | 0 | 0 | 0 | 0 | 0 | 0 | 0 | 0 | 0 | 0 | 0 | 0 | 0 | 0
| 0.047032 | 0.057616 | Opex | 0 | 0 | 0 | 0.057616 | 0 | 0 | 0 | 0 | 0 | 0 | 0 | 0 | 0 | 0 | 0 | 0 | 0 | 0 | 0 | 0 | 0 | 0 | 0 | 0 | 0 | 0 | 0 | 0 | 0 | 0
| 0.80997 | 0.99225 | Reduction in unserved energy | 0 | 0 | 0 | 0.99225 | 0 | 0 | 0 | 0 | 0 | 0 | 0 | 0 | 0 | 0 | 0 | 0 | 0 | 0 | 0 | 0 | 0 | 0 | 0 | 0 | 0 | 0 | 0 | 0 | 0 | 0
| -3.6527 | -4.827 | Net benefit | 0 | 0 | -1.1523 | -0.2177 | -1.1523 | -1.1523 | -1.1523 | 0 | 0 | 0 | 0 | 0 | 0 | 0 | 0 | 0 | 0 | 0 | 0 | 0 | 0 | 0 | 0 | 0 | 0 | 0 | 0 | 0 | 0 | 0
Option 3
Determining Optimal Timing: | Discounted | Undiscounted
| 0 | 0 | Capex | 0 | 0 | 0 | 0 | 0 | 0 | 0 | 0 | 0 | 0 | 0 | 0 | 0 | 0 | 0 | 0 | 0 | 0 | 0 | 0 | 0 | 0 | 0 | 0 | 0 | 0 | 0 | 0 | 0 | 0
| 0 | 0 | Opex | 0 | 0 | 0 | 0 | 0 | 0 | 0 | 0 | 0 | 0 | 0 | 0 | 0 | 0 | 0 | 0 | 0 | 0 | 0 | 0 | 0 | 0 | 0 | 0 | 0 | 0 | 0 | 0 | 0 | 0
| 0 | 0 | Reduction in unserved energy | 0 | 0 | 0 | 0 | 0 | 0 | 0 | 0 | 0 | 0 | 0 | 0 | 0 | 0 | 0 | 0 | 0 | 0 | 0 | 0 | 0 | 0 | 0 | 0 | 0 | 0 | 0 | 0 | 0 | 0
| 0 | 0 | Net benefit | 0 | 0 | 0 | 0 | 0 | 0 | 0 | 0 | 0 | 0 | 0 | 0 | 0 | 0 | 0 | 0 | 0 | 0 | 0 | 0 | 0 | 0 | 0 | 0 | 0 | 0 | 0 | 0 | 0 | 0
|  |  | EUE Value ($m, real $2024) | 0 | 0 | 0 | 0 | 0 | 0 | 0 | 0 | 0 | 0 | 0 | 0 | 0 | 0 | 0 | 0 | 0 | 0 | 0 | 0 | 0 | 0 | 0 | 0 | 0 | 0 | 0 | 0 | 0 | 0
|  |  | Annualised capex | 0 | 0 | 0 | 0 | 0 | 0 | 0 | 0 | 0 | 0 | 0 | 0 | 0 | 0 | 0 | 0 | 0 | 0 | 0 | 0 | 0 | 0 | 0 | 0 | 0 | 0 | 0 | 0 | 0 | 0
|  |  | Annualised cost (capex+opex) | 0 | 0 | 0 | 0 | 0 | 0 | 0 | 0 | 0 | 0 | 0 | 0 | 0 | 0 | 0 | 0 | 0 | 0 | 0 | 0 | 0 | 0 | 0 | 0 | 0 | 0 | 0 | 0 | 0 | 0
|  |  | Optimal timing (interim calc) | 0 | 0 | 0 | 0 | 0 | 0 | 0 | 0 | 0 | 0 | 0 | 0 | 0 | 0 | 0 | 0 | 0 | 0 | 0 | 0 | 0 | 0 | 0 | 0 | 0 | 0 | 0 | 0 | 0 | 0
Optimal timing | bar: 1 FY25 to 30 FY54
Adjusted For Optimal Timing: | 0 | 0 | Capex | 0 | 0 | 0 | 0 | 0 | 0 | 0 | 0 | 0 | 0 | 0 | 0 | 0 | 0 | 0 | 0 | 0 | 0 | 0 | 0 | 0 | 0 | 0 | 0 | 0 | 0 | 0 | 0 | 0 | 0
| 0 | 0 | Opex | 0 | 0 | 0 | 0 | 0 | 0 | 0 | 0 | 0 | 0 | 0 | 0 | 0 | 0 | 0 | 0 | 0 | 0 | 0 | 0 | 0 | 0 | 0 | 0 | 0 | 0 | 0 | 0 | 0 | 0
| 0 | 0 | Reduction in unserved energy | 0 | 0 | 0 | 0 | 0 | 0 | 0 | 0 | 0 | 0 | 0 | 0 | 0 | 0 | 0 | 0 | 0 | 0 | 0 | 0 | 0 | 0 | 0 | 0 | 0 | 0 | 0 | 0 | 0 | 0
| 0 | 0 | Net benefit | 0 | 0 | 0 | 0 | 0 | 0 | 0 | 0 | 0 | 0 | 0 | 0 | 0 | 0 | 0 | 0 | 0 | 0 | 0 | 0 | 0 | 0 | 0 | 0 | 0 | 0 | 0 | 0 | 0 | 0
Option 4
Determining Optimal Timing: | Discounted | Undiscounted
| 0 | 0 | Capex | 0 | 0 | 0 | 0 | 0 | 0 | 0 | 0 | 0 | 0 | 0 | 0 | 0 | 0 | 0 | 0 | 0 | 0 | 0 | 0 | 0 | 0 | 0 | 0 | 0 | 0 | 0 | 0 | 0 | 0
| 0 | 0 | Opex | 0 | 0 | 0 | 0 | 0 | 0 | 0 | 0 | 0 | 0 | 0 | 0 | 0 | 0 | 0 | 0 | 0 | 0 | 0 | 0 | 0 | 0 | 0 | 0 | 0 | 0 | 0 | 0 | 0 | 0
| 0 | 0 | Reduction in unserved energy | 0 | 0 | 0 | 0 | 0 | 0 | 0 | 0 | 0 | 0 | 0 | 0 | 0 | 0 | 0 | 0 | 0 | 0 | 0 | 0 | 0 | 0 | 0 | 0 | 0 | 0 | 0 | 0 | 0 | 0
| 0 | 0 | Net benefit | 0 | 0 | 0 | 0 | 0 | 0 | 0 | 0 | 0 | 0 | 0 | 0 | 0 | 0 | 0 | 0 | 0 | 0 | 0 | 0 | 0 | 0 | 0 | 0 | 0 | 0 | 0 | 0 | 0 | 0
|  |  | EUE Value ($m, real $2024) | 0 | 0 | 0 | 0 | 0 | 0 | 0 | 0 | 0 | 0 | 0 | 0 | 0 | 0 | 0 | 0 | 0 | 0 | 0 | 0 | 0 | 0 | 0 | 0 | 0 | 0 | 0 | 0 | 0 | 0
|  |  | Annualised capex | 0 | 0 | 0 | 0 | 0 | 0 | 0 | 0 | 0 | 0 | 0 | 0 | 0 | 0 | 0 | 0 | 0 | 0 | 0 | 0 | 0 | 0 | 0 | 0 | 0 | 0 | 0 | 0 | 0 | 0
|  |  | Annualised cost (capex+opex) | 0 | 0 | 0 | 0 | 0 | 0 | 0 | 0 | 0 | 0 | 0 | 0 | 0 | 0 | 0 | 0 | 0 | 0 | 0 | 0 | 0 | 0 | 0 | 0 | 0 | 0 | 0 | 0 | 0 | 0
|  |  | Optimal timing (interim calc) | 0 | 0 | 0 | 0 | 0 | 0 | 0 | 0 | 0 | 0 | 0 | 0 | 0 | 0 | 0 | 0 | 0 | 0 | 0 | 0 | 0 | 0 | 0 | 0 | 0 | 0 | 0 | 0 | 0 | 0
Optimal timing | bar: 1 FY25 to 30 FY54
[11 empty] | 1 | 2 | 3 | 4 | 5 | 6 | 7 | 8 | 9 | 10 | 11 | 12 | 13 | 14 | 15 | 16 | 17 | 18 | 19
Adjusted For Optimal Timing: | 0 | 0 | Capex | 0 | 0 | 0 | 0 | 0 | 0 | 0 | 0 | 0 | 0 | 0 | 0 | 0 | 0 | 0 | 0 | 0 | 0 | 0 | 0 | 0 | 0 | 0 | 0 | 0 | 0 | 0 | 0 | 0 | 0
| 0 | 0 | Opex | 0 | 0 | 0 | 0 | 0 | 0 | 0 | 0 | 0 | 0 | 0 | 0 | 0 | 0 | 0 | 0 | 0 | 0 | 0 | 0 | 0 | 0 | 0 | 0 | 0 | 0 | 0 | 0 | 0 | 0
| 0 | 0 | Reduction in unserved energy | 0 | 0 | 0 | 0 | 0 | 0 | 0 | 0 | 0 | 0 | 0 | 0 | 0 | 0 | 0 | 0 | 0 | 0 | 0 | 0 | 0 | 0 | 0 | 0 | 0 | 0 | 0 | 0 | 0 | 0
| 0 | 0 | Net benefit | 0 | 0 | 0 | 0 | 0 | 0 | 0 | 0 | 0 | 0 | 0 | 0 | 0 | 0 | 0 | 0 | 0 | 0 | 0 | 0 | 0 | 0 | 0 | 0 | 0 | 0 | 0 | 0 | 0 | 0
Option 5
Determining Optimal Timing: | Discounted | Undiscounted
| 0 | 0 | Capex | 0 | 0 | 0 | 0 | 0 | 0 | 0 | 0 | 0 | 0 | 0 | 0 | 0 | 0 | 0 | 0 | 0 | 0 | 0 | 0 | 0 | 0 | 0 | 0 | 0 | 0 | 0 | 0 | 0 | 0
| 13.1748 | 29.7675 | Opex | 0.99225 | 0.99225 | 0.99225 | 0.99225 | 0.99225 | 0.99225 | 0.99225 | 0.99225 | 0.99225 | 0.99225 | 0.99225 | 0.99225 | 0.99225 | 0.99225 | 0.99225 | 0.99225 | 0.99225 | 0.99225 | 0.99225 | 0.99225 | 0.99225 | 0.99225 | 0.99225 | 0.99225 | 0.99225 | 0.99225 | 0.99225 | 0.99225 | 0.99225 | 0.99225
| 13.1748 | 29.7675 | Reduction in unserved energy | 0.99225 | 0.99225 | 0.99225 | 0.99225 | 0.99225 | 0.99225 | 0.99225 | 0.99225 | 0.99225 | 0.99225 | 0.99225 | 0.99225 | 0.99225 | 0.99225 | 0.99225 | 0.99225 | 0.99225 | 0.99225 | 0.99225 | 0.99225 | 0.99225 | 0.99225 | 0.99225 | 0.99225 | 0.99225 | 0.99225 | 0.99225 | 0.99225 | 0.99225 | 0.99225
| 0 | 0 | Net benefit | 0 | 0 | 0 | 0 | 0 | 0 | 0 | 0 | 0 | 0 | 0 | 0 | 0 | 0 | 0 | 0 | 0 | 0 | 0 | 0 | 0 | 0 | 0 | 0 | 0 | 0 | 0 | 0 | 0 | 0
|  |  | EUE Value ($m, real $2024) | 0 | 0 | 0 | 0 | 0 | 0 | 0 | 0 | 0 | 0 | 0 | 0 | 0 | 0 | 0 | 0 | 0 | 0 | 0 | 0 | 0 | 0 | 0 | 0 | 0 | 0 | 0 | 0 | 0 | 0
|  |  | Annualised capex | 0 | 0 | 0 | 0 | 0 | 0 | 0 | 0 | 0 | 0 | 0 | 0 | 0 | 0 | 0 | 0 | 0 | 0 | 0 | 0 | 0 | 0 | 0 | 0 | 0 | 0 | 0 | 0 | 0 | 0
|  |  | Annualised cost (capex+opex) | 0.99225 | 0.99225 | 0.99225 | 0.99225 | 0.99225 | 0.99225 | 0.99225 | 0.99225 | 0.99225 | 0.99225 | 0.99225 | 0.99225 | 0.99225 | 0.99225 | 0.99225 | 0.99225 | 0.99225 | 0.99225 | 0.99225 | 0.99225 | 0.99225 | 0.99225 | 0.99225 | 0.99225 | 0.99225 | 0.99225 | 0.99225 | 0.99225 | 0.99225 | 0.99225
|  |  | Optimal timing (interim calc) | 0 | 0 | 0 | 0 | 0 | 0 | 0 | 0 | 0 | 0 | 0 | 0 | 0 | 0 | 0 | 0 | 0 | 0 | 0 | 0 | 0 | 0 | 0 | 0 | 0 | 0 | 0 | 0 | 0 | 0
|  |  | Optimal timing | - | - | - | - | - | - | - | [19 empty] | - | - | - | - | bar: 1 to 19
Adjusted For Optimal Timing: | 0 | 0 | Capex | 0 | 0 | 0 | 0 | 0 | 0 | 0 | 0 | 0 | 0 | 0 | 0 | 0 | 0 | 0 | 0 | 0 | 0 | 0 | 0 | 0 | 0 | 0 | 0 | 0 | 0 | 0 | 0 | 0 | 0
| 13.1748 | 29.7675 | Opex | 0.99225 | 0.99225 | 0.99225 | 0.99225 | 0.99225 | 0.99225 | 0.99225 | 0.99225 | 0.99225 | 0.99225 | 0.99225 | 0.99225 | 0.99225 | 0.99225 | 0.99225 | 0.99225 | 0.99225 | 0.99225 | 0.99225 | 0.99225 | 0.99225 | 0.99225 | 0.99225 | 0.99225 | 0.99225 | 0.99225 | 0.99225 | 0.99225 | 0.99225 | 0.99225
| 13.1748 | 29.7675 | Reduction in unserved energy | 0.99225 | 0.99225 | 0.99225 | 0.99225 | 0.99225 | 0.99225 | 0.99225 | 0.99225 | 0.99225 | 0.99225 | 0.99225 | 0.99225 | 0.99225 | 0.99225 | 0.99225 | 0.99225 | 0.99225 | 0.99225 | 0.99225 | 0.99225 | 0.99225 | 0.99225 | 0.99225 | 0.99225 | 0.99225 | 0.99225 | 0.99225 | 0.99225 | 0.99225 | 0.99225
| 0 | 0 | Net benefit | 0 | 0 | 0 | 0 | 0 | 0 | 0 | 0 | 0 | 0 | 0 | 0 | 0 | 0 | 0 | 0 | 0 | 0 | 0 | 0 | 0 | 0 | 0 | 0 | 0 | 0 | 0 | 0 | 0 | 0
Option 6
Determining Optimal Timing: | Discounted | Undiscounted
| 0 | 0 | Capex | 0 | 0 | 0 | 0 | 0 | 0 | 0 | 0 | 0 | 0 | 0 | 0 | 0 | 0 | 0 | 0 | 0 | 0 | 0 | 0 | 0 | 0 | 0 | 0 | 0 | 0 | 0 | 0 | 0 | 0
| 0 | 0 | Opex | 0 | 0 | 0 | 0 | 0 | 0 | 0 | 0 | 0 | 0 | 0 | 0 | 0 | 0 | 0 | 0 | 0 | 0 | 0 | 0 | 0 | 0 | 0 | 0 | 0 | 0 | 0 | 0 | 0 | 0
| 0 | 0 | Reduction in unserved energy | 0 | 0 | 0 | 0 | 0 | 0 | 0 | 0 | 0 | 0 | 0 | 0 | 0 | 0 | 0 | 0 | 0 | 0 | 0 | 0 | 0 | 0 | 0 | 0 | 0 | 0 | 0 | 0 | 0 | 0
| 0 | 0 | Net benefit | 0 | 0 | 0 | 0 | 0 | 0 | 0 | 0 | 0 | 0 | 0 | 0 | 0 | 0 | 0 | 0 | 0 | 0 | 0 | 0 | 0 | 0 | 0 | 0 | 0 | 0 | 0 | 0 | 0 | 0
|  |  | EUE Value ($m, real $2024) | 0 | 0 | 0 | 0 | 0 | 0 | 0 | 0 | 0 | 0 | 0 | 0 | 0 | 0 | 0 | 0 | 0 | 0 | 0 | 0 | 0 | 0 | 0 | 0 | 0 | 0 | 0 | 0 | 0 | 0
|  |  | Annualised capex | 0 | 0 | 0 | 0 | 0 | 0 | 0 | 0 | 0 | 0 | 0 | 0 | 0 | 0 | 0 | 0 | 0 | 0 | 0 | 0 | 0 | 0 | 0 | 0 | 0 | 0 | 0 | 0 | 0 | 0
|  |  | Annualised cost (capex+opex) | 0 | 0 | 0 | 0 | 0 | 0 | 0 | 0 | 0 | 0 | 0 | 0 | 0 | 0 | 0 | 0 | 0 | 0 | 0 | 0 | 0 | 0 | 0 | 0 | 0 | 0 | 0 | 0 | 0 | 0
|  |  | Optimal timing (interim calc) | 0 | 0 | 0 | 0 | 0 | 0 | 0 | 0 | 0 | 0 | 0 | 0 | 0 | 0 | 0 | 0 | 0 | 0 | 0 | 0 | 0 | 0 | 0 | 0 | 0 | 0 | 0 | 0 | 0 | 0
|  |  | Optimal timing | - | - | - | - | - | - | - | [19 empty] | - | - | - | - | bar: 1 to 19
Adjusted For Optimal Timing: | 0 | 0 | Capex | 0 | 0 | 0 | 0 | 0 | 0 | 0 | 0 | 0 | 0 | 0 | 0 | 0 | 0 | 0 | 0 | 0 | 0 | 0 | 0 | 0 | 0 | 0 | 0 | 0 | 0 | 0 | 0 | 0 | 0
| 0 | 0 | Opex | 0 | 0 | 0 | 0 | 0 | 0 | 0 | 0 | 0 | 0 | 0 | 0 | 0 | 0 | 0 | 0 | 0 | 0 | 0 | 0 | 0 | 0 | 0 | 0 | 0 | 0 | 0 | 0 | 0 | 0
| 0 | 0 | Reduction in unserved energy | 0 | 0 | 0 | 0 | 0 | 0 | 0 | 0 | 0 | 0 | 0 | 0 | 0 | 0 | 0 | 0 | 0 | 0 | 0 | 0 | 0 | 0 | 0 | 0 | 0 | 0 | 0 | 0 | 0 | 0
| 0 | 0 | Net benefit | 0 | 0 | 0 | 0 | 0 | 0 | 0 | 0 | 0 | 0 | 0 | 0 | 0 | 0 | 0 | 0 | 0 | 0 | 0 | 0 | 0 | 0 | 0 | 0 | 0 | 0 | 0 | 0 | 0 | 0
Option 7
Determining Optimal Timing: | Discounted | Undiscounted
| 0 | 0 | Capex | 0 | 0 | 0 | 0 | 0 | 0 | 0 | 0 | 0 | 0 | 0 | 0 | 0 | 0 | 0 | 0 | 0 | 0 | 0 | 0 | 0 | 0 | 0 | 0 | 0 | 0 | 0 | 0 | 0 | 0
| 0 | 0 | Opex | 0 | 0 | 0 | 0 | 0 | 0 | 0 | 0 | 0 | 0 | 0 | 0 | 0 | 0 | 0 | 0 | 0 | 0 | 0 | 0 | 0 | 0 | 0 | 0 | 0 | 0 | 0 | 0 | 0 | 0
| 0 | 0 | Reduction in unserved energy | 0 | 0 | 0 | 0 | 0 | 0 | 0 | 0 | 0 | 0 | 0 | 0 | 0 | 0 | 0 | 0 | 0 | 0 | 0 | 0 | 0 | 0 | 0 | 0 | 0 | 0 | 0 | 0 | 0 | 0
| 0 | 0 | Net benefit | 0 | 0 | 0 | 0 | 0 | 0 | 0 | 0 | 0 | 0 | 0 | 0 | 0 | 0 | 0 | 0 | 0 | 0 | 0 | 0 | 0 | 0 | 0 | 0 | 0 | 0 | 0 | 0 | 0 | 0
|  |  | EUE Value ($m, real $2024) | 0 | 0 | 0 | 0 | 0 | 0 | 0 | 0 | 0 | 0 | 0 | 0 | 0 | 0 | 0 | 0 | 0 | 0 | 0 | 0 | 0 | 0 | 0 | 0 | 0 | 0 | 0 | 0 | 0 | 0
|  |  | Annualised capex | 0 | 0 | 0 | 0 | 0 | 0 | 0 | 0 | 0 | 0 | 0 | 0 | 0 | 0 | 0 | 0 | 0 | 0 | 0 | 0 | 0 | 0 | 0 | 0 | 0 | 0 | 0 | 0 | 0 | 0
|  |  | Annualised cost (capex+opex) | 0 | 0 | 0 | 0 | 0 | 0 | 0 | 0 | 0 | 0 | 0 | 0 | 0 | 0 | 0 | 0 | 0 | 0 | 0 | 0 | 0 | 0 | 0 | 0 | 0 | 0 | 0 | 0 | 0 | 0
|  |  | Optimal timing (interim calc) | 0 | 0 | 0 | 0 | 0 | 0 | 0 | 0 | 0 | 0 | 0 | 0 | 0 | 0 | 0 | 0 | 0 | 0 | 0 | 0 | 0 | 0 | 0 | 0 | 0 | 0 | 0 | 0 | 0 | 0
|  |  | Optimal timing | - | - | - | - | - | - | - | [19 empty] | - | - | - | - | bar: 1 to 19
Adjusted For Optimal Timing: | 0 | 0 | Capex | 0 | 0 | 0 | 0 | 0 | 0 | 0 | 0 | 0 | 0 | 0 | 0 | 0 | 0 | 0 | 0 | 0 | 0 | 0 | 0 | 0 | 0 | 0 | 0 | 0 | 0 | 0 | 0 | 0 | 0
| 0 | 0 | Opex | 0 | 0 | 0 | 0 | 0 | 0 | 0 | 0 | 0 | 0 | 0 | 0 | 0 | 0 | 0 | 0 | 0 | 0 | 0 | 0 | 0 | 0 | 0 | 0 | 0 | 0 | 0 | 0 | 0 | 0
| 0 | 0 | Reduction in unserved energy | 0 | 0 | 0 | 0 | 0 | 0 | 0 | 0 | 0 | 0 | 0 | 0 | 0 | 0 | 0 | 0 | 0 | 0 | 0 | 0 | 0 | 0 | 0 | 0 | 0 | 0 | 0 | 0 | 0 | 0
| 0 | 0 | Net benefit | 0 | 0 | 0 | 0 | 0 | 0 | 0 | 0 | 0 | 0 | 0 | 0 | 0 | 0 | 0 | 0 | 0 | 0 | 0 | 0 | 0 | 0 | 0 | 0 | 0 | 0 | 0 | 0 | 0 | 0
Option 8
Determining Optimal Timing: | Discounted | Undiscounted
| 0 | 0 | Capex | 0 | 0 | 0 | 0 | 0 | 0 | 0 | 0 | 0 | 0 | 0 | 0 | 0 | 0 | 0 | 0 | 0 | 0 | 0 | 0 | 0 | 0 | 0 | 0 | 0 | 0 | 0 | 0 | 0 | 0
| 0 | 0 | Opex | 0 | 0 | 0 | 0 | 0 | 0 | 0 | 0 | 0 | 0 | 0 | 0 | 0 | 0 | 0 | 0 | 0 | 0 | 0 | 0 | 0 | 0 | 0 | 0 | 0 | 0 | 0 | 0 | 0 | 0
| 0 | 0 | Reduction in unserved energy | 0 | 0 | 0 | 0 | 0 | 0 | 0 | 0 | 0 | 0 | 0 | 0 | 0 | 0 | 0 | 0 | 0 | 0 | 0 | 0 | 0 | 0 | 0 | 0 | 0 | 0 | 0 | 0 | 0 | 0
| 0 | 0 | Net benefit | 0 | 0 | 0 | 0 | 0 | 0 | 0 | 0 | 0 | 0 | 0 | 0 | 0 | 0 | 0 | 0 | 0 | 0 | 0 | 0 | 0 | 0 | 0 | 0 | 0 | 0 | 0 | 0 | 0 | 0
|  |  | EUE Value ($m, real $2024) | 0 | 0 | 0 | 0 | 0 | 0 | 0 | 0 | 0 | 0 | 0 | 0 | 0 | 0 | 0 | 0 | 0 | 0 | 0 | 0 | 0 | 0 | 0 | 0 | 0 | 0 | 0 | 0 | 0 | 0
|  |  | Annualised capex | 0 | 0 | 0 | 0 | 0 | 0 | 0 | 0 | 0 | 0 | 0 | 0 | 0 | 0 | 0 | 0 | 0 | 0 | 0 | 0 | 0 | 0 | 0 | 0 | 0 | 0 | 0 | 0 | 0 | 0
|  |  | Annualised cost (capex+opex) | 0 | 0 | 0 | 0 | 0 | 0 | 0 | 0 | 0 | 0 | 0 | 0 | 0 | 0 | 0 | 0 | 0 | 0 | 0 | 0 | 0 | 0 | 0 | 0 | 0 | 0 | 0 | 0 | 0 | 0
|  |  | Optimal timing (interim calc) | 0 | 0 | 0 | 0 | 0 | 0 | 0 | 0 | 0 | 0 | 0 | 0 | 0 | 0 | 0 | 0 | 0 | 0 | 0 | 0 | 0 | 0 | 0 | 0 | 0 | 0 | 0 | 0 | 0 | 0
|  |  | Optimal timing | - | - | - | - | - | - | - | [19 empty] | - | - | - | - | bar: 1 to 19
Adjusted For Optimal Timing: | 0 | 0 | Capex | 0 | 0 | 0 | 0 | 0 | 0 | 0 | 0 | 0 | 0 | 0 | 0 | 0 | 0 | 0 | 0 | 0 | 0 | 0 | 0 | 0 | 0 | 0 | 0 | 0 | 0 | 0 | 0 | 0 | 0
| 0 | 0 | Opex | 0 | 0 | 0 | 0 | 0 | 0 | 0 | 0 | 0 | 0 | 0 | 0 | 0 | 0 | 0 | 0 | 0 | 0 | 0 | 0 | 0 | 0 | 0 | 0 | 0 | 0 | 0 | 0 | 0 | 0
| 0 | 0 | Reduction in unserved energy | 0 | 0 | 0 | 0 | 0 | 0 | 0 | 0 | 0 | 0 | 0 | 0 | 0 | 0 | 0 | 0 | 0 | 0 | 0 | 0 | 0 | 0 | 0 | 0 | 0 | 0 | 0 | 0 | 0 | 0
| 0 | 0 | Net benefit | 0 | 0 | 0 | 0 | 0 | 0 | 0 | 0 | 0 | 0 | 0 | 0 | 0 | 0 | 0 | 0 | 0 | 0 | 0 | 0 | 0 | 0 | 0 | 0 | 0 | 0 | 0 | 0 | 0 | 0
Option 9
Determining Optimal Timing: | Discounted | Undiscounted
| 0 | 0 | Capex | 0 | 0 | 0 | 0 | 0 | 0 | 0 | 0 | 0 | 0 | 0 | 0 | 0 | 0 | 0 | 0 | 0 | 0 | 0 | 0 | 0 | 0 | 0 | 0 | 0 | 0 | 0 | 0 | 0 | 0
| 0 | 0 | Opex | 0 | 0 | 0 | 0 | 0 | 0 | 0 | 0 | 0 | 0 | 0 | 0 | 0 | 0 | 0 | 0 | 0 | 0 | 0 | 0 | 0 | 0 | 0 | 0 | 0 | 0 | 0 | 0 | 0 | 0
| 0 | 0 | Reduction in unserved energy | 0 | 0 | 0 | 0 | 0 | 0 | 0 | 0 | 0 | 0 | 0 | 0 | 0 | 0 | 0 | 0 | 0 | 0 | 0 | 0 | 0 | 0 | 0 | 0 | 0 | 0 | 0 | 0 | 0 | 0
| 0 | 0 | Net benefit | 0 | 0 | 0 | 0 | 0 | 0 | 0 | 0 | 0 | 0 | 0 | 0 | 0 | 0 | 0 | 0 | 0 | 0 | 0 | 0 | 0 | 0 | 0 | 0 | 0 | 0 | 0 | 0 | 0 | 0
|  |  | EUE Value ($m, real $2024) | 0 | 0 | 0 | 0 | 0 | 0 | 0 | 0 | 0 | 0 | 0 | 0 | 0 | 0 | 0 | 0 | 0 | 0 | 0 | 0 | 0 | 0 | 0 | 0 | 0 | 0 | 0 | 0 | 0 | 0
|  |  | Annualised capex | 0 | 0 | 0 | 0 | 0 | 0 | 0 | 0 | 0 | 0 | 0 | 0 | 0 | 0 | 0 | 0 | 0 | 0 | 0 | 0 | 0 | 0 | 0 | 0 | 0 | 0 | 0 | 0 | 0 | 0
|  |  | Annualised cost (capex+opex) | 0 | 0 | 0 | 0 | 0 | 0 | 0 | 0 | 0 | 0 | 0 | 0 | 0 | 0 | 0 | 0 | 0 | 0 | 0 | 0 | 0 | 0 | 0 | 0 | 0 | 0 | 0 | 0 | 0 | 0
|  |  | Optimal timing (interim calc) | 0 | 0 | 0 | 0 | 0 | 0 | 0 | 0 | 0 | 0 | 0 | 0 | 0 | 0 | 0 | 0 | 0 | 0 | 0 | 0 | 0 | 0 | 0 | 0 | 0 | 0 | 0 | 0 | 0 | 0
|  |  | Optimal timing | - | - | - | - | - | - | - | [19 empty] | - | - | - | - | bar: 1 to 19
Adjusted For Optimal Timing: | 0 | 0 | Capex | 0 | 0 | 0 | 0 | 0 | 0 | 0 | 0 | 0 | 0 | 0 | 0 | 0 | 0 | 0 | 0 | 0 | 0 | 0 | 0 | 0 | 0 | 0 | 0 | 0 | 0 | 0 | 0 | 0 | 0
| 0 | 0 | Opex | 0 | 0 | 0 | 0 | 0 | 0 | 0 | 0 | 0 | 0 | 0 | 0 | 0 | 0 | 0 | 0 | 0 | 0 | 0 | 0 | 0 | 0 | 0 | 0 | 0 | 0 | 0 | 0 | 0 | 0
| 0 | 0 | Reduction in unserved energy | 0 | 0 | 0 | 0 | 0 | 0 | 0 | 0 | 0 | 0 | 0 | 0 | 0 | 0 | 0 | 0 | 0 | 0 | 0 | 0 | 0 | 0 | 0 | 0 | 0 | 0 | 0 | 0 | 0 | 0
| 0 | 0 | Net benefit | 0 | 0 | 0 | 0 | 0 | 0 | 0 | 0 | 0 | 0 | 0 | 0 | 0 | 0 | 0 | 0 | 0 | 0 | 0 | 0 | 0 | 0 | 0 | 0 | 0 | 0 | 0 | 0 | 0 | 0
Option 10
Determining Optimal Timing: | Discounted | Undiscounted
| 0 | 0 | Capex | 0 | 0 | 0 | 0 | 0 | 0 | 0 | 0 | 0 | 0 | 0 | 0 | 0 | 0 | 0 | 0 | 0 | 0 | 0 | 0 | 0 | 0 | 0 | 0 | 0 | 0 | 0 | 0 | 0 | 0
| 0 | 0 | Opex | 0 | 0 | 0 | 0 | 0 | 0 | 0 | 0 | 0 | 0 | 0 | 0 | 0 | 0 | 0 | 0 | 0 | 0 | 0 | 0 | 0 | 0 | 0 | 0 | 0 | 0 | 0 | 0 | 0 | 0
| 0 | 0 | Reduction in unserved energy | 0 | 0 | 0 | 0 | 0 | 0 | 0 | 0 | 0 | 0 | 0 | 0 | 0 | 0 | 0 | 0 | 0 | 0 | 0 | 0 | 0 | 0 | 0 | 0 | 0 | 0 | 0 | 0 | 0 | 0
| 0 | 0 | Net benefit | 0 | 0 | 0 | 0 | 0 | 0 | 0 | 0 | 0 | 0 | 0 | 0 | 0 | 0 | 0 | 0 | 0 | 0 | 0 | 0 | 0 | 0 | 0 | 0 | 0 | 0 | 0 | 0 | 0 | 0
|  |  | EUE Value ($m, real $2024) | 0 | 0 | 0 | 0 | 0 | 0 | 0 | 0 | 0 | 0 | 0 | 0 | 0 | 0 | 0 | 0 | 0 | 0 | 0 | 0 | 0 | 0 | 0 | 0 | 0 | 0 | 0 | 0 | 0 | 0
|  |  | Annualised capex | 0 | 0 | 0 | 0 | 0 | 0 | 0 | 0 | 0 | 0 | 0 | 0 | 0 | 0 | 0 | 0 | 0 | 0 | 0 | 0 | 0 | 0 | 0 | 0 | 0 | 0 | 0 | 0 | 0 | 0
|  |  | Annualised cost (capex+opex) | 0 | 0 | 0 | 0 | 0 | 0 | 0 | 0 | 0 | 0 | 0 | 0 | 0 | 0 | 0 | 0 | 0 | 0 | 0 | 0 | 0 | 0 | 0 | 0 | 0 | 0 | 0 | 0 | 0 | 0
|  |  | Optimal timing (interim calc) | 0 | 0 | 0 | 0 | 0 | 0 | 0 | 0 | 0 | 0 | 0 | 0 | 0 | 0 | 0 | 0 | 0 | 0 | 0 | 0 | 0 | 0 | 0 | 0 | 0 | 0 | 0 | 0 | 0 | 0
|  |  | Optimal timing | - | - | - | - | - | - | - | [19 empty] | - | - | - | - | bar: 1 to 19
Adjusted For Optimal Timing: | 0 | 0 | Capex | 0 | 0 | 0 | 0 | 0 | 0 | 0 | 0 | 0 | 0 | 0 | 0 | 0 | 0 | 0 | 0 | 0 | 0 | 0 | 0 | 0 | 0 | 0 | 0 | 0 | 0 | 0 | 0 | 0 | 0
| 0 | 0 | Opex | 0 | 0 | 0 | 0 | 0 | 0 | 0 | 0 | 0 | 0 | 0 | 0 | 0 | 0 | 0 | 0 | 0 | 0 | 0 | 0 | 0 | 0 | 0 | 0 | 0 | 0 | 0 | 0 | 0 | 0
| 0 | 0 | Reduction in unserved energy | 0 | 0 | 0 | 0 | 0 | 0 | 0 | 0 | 0 | 0 | 0 | 0 | 0 | 0 | 0 | 0 | 0 | 0 | 0 | 0 | 0 | 0 | 0 | 0 | 0 | 0 | 0 | 0 | 0 | 0
| 0 | 0 | Net benefit | 0 | 0 | 0 | 0 | 0 | 0 | 0 | 0 | 0 | 0 | 0 | 0 | 0 | 0 | 0 | 0 | 0 | 0 | 0 | 0 | 0 | 0 | 0 | 0 | 0 | 0 | 0 | 0 | 0 | 0

## 3.2.3 NPV (LoCost) (hidden)
Economic inputs and assumptions
Scenario | Discount rate | Central
| Cost | Lower bound
| VCR | Central
|  | Central | Lower bound | Upper bound
| Discount rate | 5.56% | 4.11% | 7%
| Cost | 100% | 80% | 120%
| VCR | 100% | 80% | 120%
Asset life for calculating annualised capex (years) | Option 1 | 45
| Option 2 | 45
| Option 3 | 0
| Option 4 | 0
| Option 5 | 0
| Option 6 | 0
| Option 7 | 0
| Option 8 | 0
| Option 9 | 0
| Option 10 | 0
|  |  |  | 1 | 2 | 3 | 4 | 5 | 6 | 7 | 8 | 9 | 10 | 11 | 12 | 13 | 14 | 15 | 16 | 17 | 18 | 19 | 20 | 21 | 22 | 23 | 24 | 25 | 26 | 27 | 28 | 29 | 30
|  |  |  | FY25 | FY26 | FY27 | FY28 | FY29 | FY30 | FY31 | FY32 | FY33 | FY34 | FY35 | FY36 | FY37 | FY38 | FY39 | FY40 | FY41 | FY42 | FY43 | FY44 | FY45 | FY46 | FY47 | FY48 | FY49 | FY50 | FY51 | FY52 | FY53 | FY54
Outputs | bar: 3 FY27; 7 FY31
Option 1
| Discounted | Undiscounted
| 0 | 0 | Capex | 0 | 0 | 0 | 0 | 0 | 0 | 0 | 0 | 0 | 0 | 0 | 0 | 0 | 0 | 0 | 0 | 0 | 0 | 0 | 0 | 0 | 0 | 0 | 0 | 0 | 0 | 0 | 0 | 0 | 0
| 0 | 0 | Opex | 0 | 0 | 0 | 0 | 0 | 0 | 0 | 0 | 0 | 0 | 0 | 0 | 0 | 0 | 0 | 0 | 0 | 0 | 0 | 0 | 0 | 0 | 0 | 0 | 0 | 0 | 0 | 0 | 0 | 0
| 0 | 0 | Reduction in unserved energy | 0 | 0 | 0 | 0 | 0 | 0 | 0 | 0 | 0 | 0 | 0 | 0 | 0 | 0 | 0 | 0 | 0 | 0 | 0 | 0 | 0 | 0 | 0 | 0 | 0 | 0 | 0 | 0 | 0 | 0
| 0 | 0 | Net benefit | 0 | 0 | 0 | 0 | 0 | 0 | 0 | 0 | 0 | 0 | 0 | 0 | 0 | 0 | 0 | 0 | 0 | 0 | 0 | 0 | 0 | 0 | 0 | 0 | 0 | 0 | 0 | 0 | 0 | 0
|  |  | EUE Value ($m, real $2024) | 0.99225 | 0.99225 | 0.99225 | 0.99225 | 0.99225 | 0.99225 | 0.99225 | 0.99225 | 0.99225 | 0.99225 | 0.99225 | 0.99225 | 0.99225 | 0.99225 | 0.99225 | 0.99225 | 0.99225 | 0.99225 | 0.99225 | 0.99225 | 0.99225 | 0.99225 | 0.99225 | 0.99225 | 0.99225 | 0.99225 | 0.99225 | 0.99225 | 0.99225 | 0.99225
Option 2
Determining Optimal Timing: | Discounted | Undiscounted
| 3.7231 | 4.6093 | Capex | 0 | 0 | 0.92186 | 0.92186 | 0.92186 | 0.92186 | 0.92186 | 0 | 0 | 0 | 0 | 0 | 0 | 0 | 0 | 0 | 0 | 0 | 0 | 0 | 0 | 0 | 0 | 0 | 0 | 0 | 0 | 0 | 0 | 0
| 0.039187 | 0.046093 | Opex | 0 | 0 | 0 | 0.046093 | 0 | 0 | 0 | 0 | 0 | 0 | 0 | 0 | 0 | 0 | 0 | 0 | 0 | 0 | 0 | 0 | 0 | 0 | 0 | 0 | 0 | 0 | 0 | 0 | 0 | 0
| 0.84357 | 0.99225 | Reduction in unserved energy | 0 | 0 | 0 | 0.99225 | 0 | 0 | 0 | 0 | 0 | 0 | 0 | 0 | 0 | 0 | 0 | 0 | 0 | 0 | 0 | 0 | 0 | 0 | 0 | 0 | 0 | 0 | 0 | 0 | 0 | 0
| -2.9188 | -3.6632 | Net benefit | 0 | 0 | -0.92186 | 0.024293 | -0.92186 | -0.92186 | -0.92186 | 0 | 0 | 0 | 0 | 0 | 0 | 0 | 0 | 0 | 0 | 0 | 0 | 0 | 0 | 0 | 0 | 0 | 0 | 0 | 0 | 0 | 0 | 0
|  |  | EUE Value ($m, real $2024) | 0 | 0 | 0 | 0 | 0 | 0 | 0 | 0 | 0 | 0 | 0 | 0 | 0 | 0 | 0 | 0 | 0 | 0 | 0 | 0 | 0 | 0 | 0 | 0 | 0 | 0 | 0 | 0 | 0 | 0
|  |  | Annualised capex | 0 | 0 | 0.22688 | 0.22688 | 0.22688 | 0.22688 | 0.22688 | 0.22688 | 0.22688 | 0.22688 | 0.22688 | 0.22688 | 0.22688 | 0.22688 | 0.22688 | 0.22688 | 0.22688 | 0.22688 | 0.22688 | 0.22688 | 0.22688 | 0.22688 | 0.22688 | 0.22688 | 0.22688 | 0.22688 | 0.22688 | 0.22688 | 0.22688 | 0.22688
|  |  | Annualised cost (capex+opex) | 0 | 0 | 0.22688 | 0.27298 | 0.22688 | 0.22688 | 0.22688 | 0.22688 | 0.22688 | 0.22688 | 0.22688 | 0.22688 | 0.22688 | 0.22688 | 0.22688 | 0.22688 | 0.22688 | 0.22688 | 0.22688 | 0.22688 | 0.22688 | 0.22688 | 0.22688 | 0.22688 | 0.22688 | 0.22688 | 0.22688 | 0.22688 | 0.22688 | 0.22688
|  |  | Optimal timing (interim calc) | 0 | 0 | 0 | 1 | 0 | 0 | 0 | 0 | 0 | 0 | 0 | 0 | 0 | 0 | 0 | 0 | 0 | 0 | 0 | 0 | 0 | 0 | 0 | 0 | 0 | 0 | 0 | 0 | 0 | 0
|  |  | Optimal timing | - | - | - | Yes | - | - | - | - | - | - | - | - | - | - | - | - | - | - | - | - | - | - | - | - | - | - | - | - | - | -
Adjusted For Optimal Timing: | 3.7231 | 4.6093 | Capex | 0 | 0 | 0.92186 | 0.92186 | 0.92186 | 0.92186 | 0.92186 | 0 | 0 | 0 | 0 | 0 | 0 | 0 | 0 | 0 | 0 | 0 | 0 | 0 | 0 | 0 | 0 | 0 | 0 | 0 | 0 | 0 | 0 | 0
| 0.039187 | 0.046093 | Opex | 0 | 0 | 0 | 0.046093 | 0 | 0 | 0 | 0 | 0 | 0 | 0 | 0 | 0 | 0 | 0 | 0 | 0 | 0 | 0 | 0 | 0 | 0 | 0 | 0 | 0 | 0 | 0 | 0 | 0 | 0
| 0.84357 | 0.99225 | Reduction in unserved energy | 0 | 0 | 0 | 0.99225 | 0 | 0 | 0 | 0 | 0 | 0 | 0 | 0 | 0 | 0 | 0 | 0 | 0 | 0 | 0 | 0 | 0 | 0 | 0 | 0 | 0 | 0 | 0 | 0 | 0 | 0
| -2.9188 | -3.6632 | Net benefit | 0 | 0 | -0.92186 | 0.024293 | -0.92186 | -0.92186 | -0.92186 | 0 | 0 | 0 | 0 | 0 | 0 | 0 | 0 | 0 | 0 | 0 | 0 | 0 | 0 | 0 | 0 | 0 | 0 | 0 | 0 | 0 | 0 | 0
Option 3
Determining Optimal Timing: | Discounted | Undiscounted
| 0 | 0 | Capex | 0 | 0 | 0 | 0 | 0 | 0 | 0 | 0 | 0 | 0 | 0 | 0 | 0 | 0 | 0 | 0 | 0 | 0 | 0 | 0 | 0 | 0 | 0 | 0 | 0 | 0 | 0 | 0 | 0 | 0
| 0 | 0 | Opex | 0 | 0 | 0 | 0 | 0 | 0 | 0 | 0 | 0 | 0 | 0 | 0 | 0 | 0 | 0 | 0 | 0 | 0 | 0 | 0 | 0 | 0 | 0 | 0 | 0 | 0 | 0 | 0 | 0 | 0
| 0 | 0 | Reduction in unserved energy | 0 | 0 | 0 | 0 | 0 | 0 | 0 | 0 | 0 | 0 | 0 | 0 | 0 | 0 | 0 | 0 | 0 | 0 | 0 | 0 | 0 | 0 | 0 | 0 | 0 | 0 | 0 | 0 | 0 | 0
| 0 | 0 | Net benefit | 0 | 0 | 0 | 0 | 0 | 0 | 0 | 0 | 0 | 0 | 0 | 0 | 0 | 0 | 0 | 0 | 0 | 0 | 0 | 0 | 0 | 0 | 0 | 0 | 0 | 0 | 0 | 0 | 0 | 0
|  |  | EUE Value ($m, real $2024) | 0 | 0 | 0 | 0 | 0 | 0 | 0 | 0 | 0 | 0 | 0 | 0 | 0 | 0 | 0 | 0 | 0 | 0 | 0 | 0 | 0 | 0 | 0 | 0 | 0 | 0 | 0 | 0 | 0 | 0
|  |  | Annualised capex | 0 | 0 | 0 | 0 | 0 | 0 | 0 | 0 | 0 | 0 | 0 | 0 | 0 | 0 | 0 | 0 | 0 | 0 | 0 | 0 | 0 | 0 | 0 | 0 | 0 | 0 | 0 | 0 | 0 | 0
|  |  | Annualised cost (capex+opex) | 0 | 0 | 0 | 0 | 0 | 0 | 0 | 0 | 0 | 0 | 0 | 0 | 0 | 0 | 0 | 0 | 0 | 0 | 0 | 0 | 0 | 0 | 0 | 0 | 0 | 0 | 0 | 0 | 0 | 0
|  |  | Optimal timing (interim calc) | 0 | 0 | 0 | 0 | 0 | 0 | 0 | 0 | 0 | 0 | 0 | 0 | 0 | 0 | 0 | 0 | 0 | 0 | 0 | 0 | 0 | 0 | 0 | 0 | 0 | 0 | 0 | 0 | 0 | 0
Optimal timing | bar: 1 FY25 to 30 FY54
Adjusted For Optimal Timing: | 0 | 0 | Capex | 0 | 0 | 0 | 0 | 0 | 0 | 0 | 0 | 0 | 0 | 0 | 0 | 0 | 0 | 0 | 0 | 0 | 0 | 0 | 0 | 0 | 0 | 0 | 0 | 0 | 0 | 0 | 0 | 0 | 0
| 0 | 0 | Opex | 0 | 0 | 0 | 0 | 0 | 0 | 0 | 0 | 0 | 0 | 0 | 0 | 0 | 0 | 0 | 0 | 0 | 0 | 0 | 0 | 0 | 0 | 0 | 0 | 0 | 0 | 0 | 0 | 0 | 0
| 0 | 0 | Reduction in unserved energy | 0 | 0 | 0 | 0 | 0 | 0 | 0 | 0 | 0 | 0 | 0 | 0 | 0 | 0 | 0 | 0 | 0 | 0 | 0 | 0 | 0 | 0 | 0 | 0 | 0 | 0 | 0 | 0 | 0 | 0
| 0 | 0 | Net benefit | 0 | 0 | 0 | 0 | 0 | 0 | 0 | 0 | 0 | 0 | 0 | 0 | 0 | 0 | 0 | 0 | 0 | 0 | 0 | 0 | 0 | 0 | 0 | 0 | 0 | 0 | 0 | 0 | 0 | 0
Option 4
Determining Optimal Timing: | Discounted | Undiscounted
| 0 | 0 | Capex | 0 | 0 | 0 | 0 | 0 | 0 | 0 | 0 | 0 | 0 | 0 | 0 | 0 | 0 | 0 | 0 | 0 | 0 | 0 | 0 | 0 | 0 | 0 | 0 | 0 | 0 | 0 | 0 | 0 | 0
| 0 | 0 | Opex | 0 | 0 | 0 | 0 | 0 | 0 | 0 | 0 | 0 | 0 | 0 | 0 | 0 | 0 | 0 | 0 | 0 | 0 | 0 | 0 | 0 | 0 | 0 | 0 | 0 | 0 | 0 | 0 | 0 | 0
| 0 | 0 | Reduction in unserved energy | 0 | 0 | 0 | 0 | 0 | 0 | 0 | 0 | 0 | 0 | 0 | 0 | 0 | 0 | 0 | 0 | 0 | 0 | 0 | 0 | 0 | 0 | 0 | 0 | 0 | 0 | 0 | 0 | 0 | 0
| 0 | 0 | Net benefit | 0 | 0 | 0 | 0 | 0 | 0 | 0 | 0 | 0 | 0 | 0 | 0 | 0 | 0 | 0 | 0 | 0 | 0 | 0 | 0 | 0 | 0 | 0 | 0 | 0 | 0 | 0 | 0 | 0 | 0
|  |  | EUE Value ($m, real $2024) | 0 | 0 | 0 | 0 | 0 | 0 | 0 | 0 | 0 | 0 | 0 | 0 | 0 | 0 | 0 | 0 | 0 | 0 | 0 | 0 | 0 | 0 | 0 | 0 | 0 | 0 | 0 | 0 | 0 | 0
|  |  | Annualised capex | 0 | 0 | 0 | 0 | 0 | 0 | 0 | 0 | 0 | 0 | 0 | 0 | 0 | 0 | 0 | 0 | 0 | 0 | 0 | 0 | 0 | 0 | 0 | 0 | 0 | 0 | 0 | 0 | 0 | 0
|  |  | Annualised cost (capex+opex) | 0 | 0 | 0 | 0 | 0 | 0 | 0 | 0 | 0 | 0 | 0 | 0 | 0 | 0 | 0 | 0 | 0 | 0 | 0 | 0 | 0 | 0 | 0 | 0 | 0 | 0 | 0 | 0 | 0 | 0
|  |  | Optimal timing (interim calc) | 0 | 0 | 0 | 0 | 0 | 0 | 0 | 0 | 0 | 0 | 0 | 0 | 0 | 0 | 0 | 0 | 0 | 0 | 0 | 0 | 0 | 0 | 0 | 0 | 0 | 0 | 0 | 0 | 0 | 0
Optimal timing | bar: 1 FY25 to 30 FY54
[11 empty] | 1 | 2 | 3 | 4 | 5 | 6 | 7 | 8 | 9 | 10 | 11 | 12 | 13 | 14 | 15 | 16 | 17 | 18 | 19
Adjusted For Optimal Timing: | 0 | 0 | Capex | 0 | 0 | 0 | 0 | 0 | 0 | 0 | 0 | 0 | 0 | 0 | 0 | 0 | 0 | 0 | 0 | 0 | 0 | 0 | 0 | 0 | 0 | 0 | 0 | 0 | 0 | 0 | 0 | 0 | 0
| 0 | 0 | Opex | 0 | 0 | 0 | 0 | 0 | 0 | 0 | 0 | 0 | 0 | 0 | 0 | 0 | 0 | 0 | 0 | 0 | 0 | 0 | 0 | 0 | 0 | 0 | 0 | 0 | 0 | 0 | 0 | 0 | 0
| 0 | 0 | Reduction in unserved energy | 0 | 0 | 0 | 0 | 0 | 0 | 0 | 0 | 0 | 0 | 0 | 0 | 0 | 0 | 0 | 0 | 0 | 0 | 0 | 0 | 0 | 0 | 0 | 0 | 0 | 0 | 0 | 0 | 0 | 0
| 0 | 0 | Net benefit | 0 | 0 | 0 | 0 | 0 | 0 | 0 | 0 | 0 | 0 | 0 | 0 | 0 | 0 | 0 | 0 | 0 | 0 | 0 | 0 | 0 | 0 | 0 | 0 | 0 | 0 | 0 | 0 | 0 | 0
Option 5
Determining Optimal Timing: | Discounted | Undiscounted
| 0 | 0 | Capex | 0 | 0 | 0 | 0 | 0 | 0 | 0 | 0 | 0 | 0 | 0 | 0 | 0 | 0 | 0 | 0 | 0 | 0 | 0 | 0 | 0 | 0 | 0 | 0 | 0 | 0 | 0 | 0 | 0 | 0
| 12.098 | 23.814 | Opex | 0.7938 | 0.7938 | 0.7938 | 0.7938 | 0.7938 | 0.7938 | 0.7938 | 0.7938 | 0.7938 | 0.7938 | 0.7938 | 0.7938 | 0.7938 | 0.7938 | 0.7938 | 0.7938 | 0.7938 | 0.7938 | 0.7938 | 0.7938 | 0.7938 | 0.7938 | 0.7938 | 0.7938 | 0.7938 | 0.7938 | 0.7938 | 0.7938 | 0.7938 | 0.7938
| 15.1226 | 29.7675 | Reduction in unserved energy | 0.99225 | 0.99225 | 0.99225 | 0.99225 | 0.99225 | 0.99225 | 0.99225 | 0.99225 | 0.99225 | 0.99225 | 0.99225 | 0.99225 | 0.99225 | 0.99225 | 0.99225 | 0.99225 | 0.99225 | 0.99225 | 0.99225 | 0.99225 | 0.99225 | 0.99225 | 0.99225 | 0.99225 | 0.99225 | 0.99225 | 0.99225 | 0.99225 | 0.99225 | 0.99225
| 3.0245 | 5.9535 | Net benefit | 0.19845 | 0.19845 | 0.19845 | 0.19845 | 0.19845 | 0.19845 | 0.19845 | 0.19845 | 0.19845 | 0.19845 | 0.19845 | 0.19845 | 0.19845 | 0.19845 | 0.19845 | 0.19845 | 0.19845 | 0.19845 | 0.19845 | 0.19845 | 0.19845 | 0.19845 | 0.19845 | 0.19845 | 0.19845 | 0.19845 | 0.19845 | 0.19845 | 0.19845 | 0.19845
|  |  | EUE Value ($m, real $2024) | 0 | 0 | 0 | 0 | 0 | 0 | 0 | 0 | 0 | 0 | 0 | 0 | 0 | 0 | 0 | 0 | 0 | 0 | 0 | 0 | 0 | 0 | 0 | 0 | 0 | 0 | 0 | 0 | 0 | 0
|  |  | Annualised capex | 0 | 0 | 0 | 0 | 0 | 0 | 0 | 0 | 0 | 0 | 0 | 0 | 0 | 0 | 0 | 0 | 0 | 0 | 0 | 0 | 0 | 0 | 0 | 0 | 0 | 0 | 0 | 0 | 0 | 0
|  |  | Annualised cost (capex+opex) | 0.7938 | 0.7938 | 0.7938 | 0.7938 | 0.7938 | 0.7938 | 0.7938 | 0.7938 | 0.7938 | 0.7938 | 0.7938 | 0.7938 | 0.7938 | 0.7938 | 0.7938 | 0.7938 | 0.7938 | 0.7938 | 0.7938 | 0.7938 | 0.7938 | 0.7938 | 0.7938 | 0.7938 | 0.7938 | 0.7938 | 0.7938 | 0.7938 | 0.7938 | 0.7938
|  |  | Optimal timing (interim calc) | 1 | 1 | 1 | 1 | 1 | 1 | 1 | [19 empty] | 1 | 1 | 1 | 1 | bar: 1 to 19
|  |  | Optimal timing | Yes | - | - | - | - | - | - | [19 empty] | - | - | - | - | bar: 1 to 19
Adjusted For Optimal Timing: | 0 | 0 | Capex | 0 | 0 | 0 | 0 | 0 | 0 | 0 | 0 | 0 | 0 | 0 | 0 | 0 | 0 | 0 | 0 | 0 | 0 | 0 | 0 | 0 | 0 | 0 | 0 | 0 | 0 | 0 | 0 | 0 | 0
| 12.098 | 23.814 | Opex | 0.7938 | 0.7938 | 0.7938 | 0.7938 | 0.7938 | 0.7938 | 0.7938 | 0.7938 | 0.7938 | 0.7938 | 0.7938 | 0.7938 | 0.7938 | 0.7938 | 0.7938 | 0.7938 | 0.7938 | 0.7938 | 0.7938 | 0.7938 | 0.7938 | 0.7938 | 0.7938 | 0.7938 | 0.7938 | 0.7938 | 0.7938 | 0.7938 | 0.7938 | 0.7938
| 15.1226 | 29.7675 | Reduction in unserved energy | 0.99225 | 0.99225 | 0.99225 | 0.99225 | 0.99225 | 0.99225 | 0.99225 | 0.99225 | 0.99225 | 0.99225 | 0.99225 | 0.99225 | 0.99225 | 0.99225 | 0.99225 | 0.99225 | 0.99225 | 0.99225 | 0.99225 | 0.99225 | 0.99225 | 0.99225 | 0.99225 | 0.99225 | 0.99225 | 0.99225 | 0.99225 | 0.99225 | 0.99225 | 0.99225
| 3.0245 | 5.9535 | Net benefit | 0.19845 | 0.19845 | 0.19845 | 0.19845 | 0.19845 | 0.19845 | 0.19845 | 0.19845 | 0.19845 | 0.19845 | 0.19845 | 0.19845 | 0.19845 | 0.19845 | 0.19845 | 0.19845 | 0.19845 | 0.19845 | 0.19845 | 0.19845 | 0.19845 | 0.19845 | 0.19845 | 0.19845 | 0.19845 | 0.19845 | 0.19845 | 0.19845 | 0.19845 | 0.19845
Option 6
Determining Optimal Timing: | Discounted | Undiscounted
| 0 | 0 | Capex | 0 | 0 | 0 | 0 | 0 | 0 | 0 | 0 | 0 | 0 | 0 | 0 | 0 | 0 | 0 | 0 | 0 | 0 | 0 | 0 | 0 | 0 | 0 | 0 | 0 | 0 | 0 | 0 | 0 | 0
| 0 | 0 | Opex | 0 | 0 | 0 | 0 | 0 | 0 | 0 | 0 | 0 | 0 | 0 | 0 | 0 | 0 | 0 | 0 | 0 | 0 | 0 | 0 | 0 | 0 | 0 | 0 | 0 | 0 | 0 | 0 | 0 | 0
| 0 | 0 | Reduction in unserved energy | 0 | 0 | 0 | 0 | 0 | 0 | 0 | 0 | 0 | 0 | 0 | 0 | 0 | 0 | 0 | 0 | 0 | 0 | 0 | 0 | 0 | 0 | 0 | 0 | 0 | 0 | 0 | 0 | 0 | 0
| 0 | 0 | Net benefit | 0 | 0 | 0 | 0 | 0 | 0 | 0 | 0 | 0 | 0 | 0 | 0 | 0 | 0 | 0 | 0 | 0 | 0 | 0 | 0 | 0 | 0 | 0 | 0 | 0 | 0 | 0 | 0 | 0 | 0
|  |  | EUE Value ($m, real $2024) | 0 | 0 | 0 | 0 | 0 | 0 | 0 | 0 | 0 | 0 | 0 | 0 | 0 | 0 | 0 | 0 | 0 | 0 | 0 | 0 | 0 | 0 | 0 | 0 | 0 | 0 | 0 | 0 | 0 | 0
|  |  | Annualised capex | 0 | 0 | 0 | 0 | 0 | 0 | 0 | 0 | 0 | 0 | 0 | 0 | 0 | 0 | 0 | 0 | 0 | 0 | 0 | 0 | 0 | 0 | 0 | 0 | 0 | 0 | 0 | 0 | 0 | 0
|  |  | Annualised cost (capex+opex) | 0 | 0 | 0 | 0 | 0 | 0 | 0 | 0 | 0 | 0 | 0 | 0 | 0 | 0 | 0 | 0 | 0 | 0 | 0 | 0 | 0 | 0 | 0 | 0 | 0 | 0 | 0 | 0 | 0 | 0
|  |  | Optimal timing (interim calc) | 0 | 0 | 0 | 0 | 0 | 0 | 0 | 0 | 0 | 0 | 0 | 0 | 0 | 0 | 0 | 0 | 0 | 0 | 0 | 0 | 0 | 0 | 0 | 0 | 0 | 0 | 0 | 0 | 0 | 0
|  |  | Optimal timing | - | - | - | - | - | - | - | [19 empty] | - | - | - | - | bar: 1 to 19
Adjusted For Optimal Timing: | 0 | 0 | Capex | 0 | 0 | 0 | 0 | 0 | 0 | 0 | 0 | 0 | 0 | 0 | 0 | 0 | 0 | 0 | 0 | 0 | 0 | 0 | 0 | 0 | 0 | 0 | 0 | 0 | 0 | 0 | 0 | 0 | 0
| 0 | 0 | Opex | 0 | 0 | 0 | 0 | 0 | 0 | 0 | 0 | 0 | 0 | 0 | 0 | 0 | 0 | 0 | 0 | 0 | 0 | 0 | 0 | 0 | 0 | 0 | 0 | 0 | 0 | 0 | 0 | 0 | 0
| 0 | 0 | Reduction in unserved energy | 0 | 0 | 0 | 0 | 0 | 0 | 0 | 0 | 0 | 0 | 0 | 0 | 0 | 0 | 0 | 0 | 0 | 0 | 0 | 0 | 0 | 0 | 0 | 0 | 0 | 0 | 0 | 0 | 0 | 0
| 0 | 0 | Net benefit | 0 | 0 | 0 | 0 | 0 | 0 | 0 | 0 | 0 | 0 | 0 | 0 | 0 | 0 | 0 | 0 | 0 | 0 | 0 | 0 | 0 | 0 | 0 | 0 | 0 | 0 | 0 | 0 | 0 | 0
Option 7
Determining Optimal Timing: | Discounted | Undiscounted
| 0 | 0 | Capex | 0 | 0 | 0 | 0 | 0 | 0 | 0 | 0 | 0 | 0 | 0 | 0 | 0 | 0 | 0 | 0 | 0 | 0 | 0 | 0 | 0 | 0 | 0 | 0 | 0 | 0 | 0 | 0 | 0 | 0
| 0 | 0 | Opex | 0 | 0 | 0 | 0 | 0 | 0 | 0 | 0 | 0 | 0 | 0 | 0 | 0 | 0 | 0 | 0 | 0 | 0 | 0 | 0 | 0 | 0 | 0 | 0 | 0 | 0 | 0 | 0 | 0 | 0
| 0 | 0 | Reduction in unserved energy | 0 | 0 | 0 | 0 | 0 | 0 | 0 | 0 | 0 | 0 | 0 | 0 | 0 | 0 | 0 | 0 | 0 | 0 | 0 | 0 | 0 | 0 | 0 | 0 | 0 | 0 | 0 | 0 | 0 | 0
| 0 | 0 | Net benefit | 0 | 0 | 0 | 0 | 0 | 0 | 0 | 0 | 0 | 0 | 0 | 0 | 0 | 0 | 0 | 0 | 0 | 0 | 0 | 0 | 0 | 0 | 0 | 0 | 0 | 0 | 0 | 0 | 0 | 0
|  |  | EUE Value ($m, real $2024) | 0 | 0 | 0 | 0 | 0 | 0 | 0 | 0 | 0 | 0 | 0 | 0 | 0 | 0 | 0 | 0 | 0 | 0 | 0 | 0 | 0 | 0 | 0 | 0 | 0 | 0 | 0 | 0 | 0 | 0
|  |  | Annualised capex | 0 | 0 | 0 | 0 | 0 | 0 | 0 | 0 | 0 | 0 | 0 | 0 | 0 | 0 | 0 | 0 | 0 | 0 | 0 | 0 | 0 | 0 | 0 | 0 | 0 | 0 | 0 | 0 | 0 | 0
|  |  | Annualised cost (capex+opex) | 0 | 0 | 0 | 0 | 0 | 0 | 0 | 0 | 0 | 0 | 0 | 0 | 0 | 0 | 0 | 0 | 0 | 0 | 0 | 0 | 0 | 0 | 0 | 0 | 0 | 0 | 0 | 0 | 0 | 0
|  |  | Optimal timing (interim calc) | 0 | 0 | 0 | 0 | 0 | 0 | 0 | 0 | 0 | 0 | 0 | 0 | 0 | 0 | 0 | 0 | 0 | 0 | 0 | 0 | 0 | 0 | 0 | 0 | 0 | 0 | 0 | 0 | 0 | 0
|  |  | Optimal timing | - | - | - | - | - | - | - | [19 empty] | - | - | - | - | bar: 1 to 19
Adjusted For Optimal Timing: | 0 | 0 | Capex | 0 | 0 | 0 | 0 | 0 | 0 | 0 | 0 | 0 | 0 | 0 | 0 | 0 | 0 | 0 | 0 | 0 | 0 | 0 | 0 | 0 | 0 | 0 | 0 | 0 | 0 | 0 | 0 | 0 | 0
| 0 | 0 | Opex | 0 | 0 | 0 | 0 | 0 | 0 | 0 | 0 | 0 | 0 | 0 | 0 | 0 | 0 | 0 | 0 | 0 | 0 | 0 | 0 | 0 | 0 | 0 | 0 | 0 | 0 | 0 | 0 | 0 | 0
| 0 | 0 | Reduction in unserved energy | 0 | 0 | 0 | 0 | 0 | 0 | 0 | 0 | 0 | 0 | 0 | 0 | 0 | 0 | 0 | 0 | 0 | 0 | 0 | 0 | 0 | 0 | 0 | 0 | 0 | 0 | 0 | 0 | 0 | 0
| 0 | 0 | Net benefit | 0 | 0 | 0 | 0 | 0 | 0 | 0 | 0 | 0 | 0 | 0 | 0 | 0 | 0 | 0 | 0 | 0 | 0 | 0 | 0 | 0 | 0 | 0 | 0 | 0 | 0 | 0 | 0 | 0 | 0
Option 8
Determining Optimal Timing: | Discounted | Undiscounted
| 0 | 0 | Capex | 0 | 0 | 0 | 0 | 0 | 0 | 0 | 0 | 0 | 0 | 0 | 0 | 0 | 0 | 0 | 0 | 0 | 0 | 0 | 0 | 0 | 0 | 0 | 0 | 0 | 0 | 0 | 0 | 0 | 0
| 0 | 0 | Opex | 0 | 0 | 0 | 0 | 0 | 0 | 0 | 0 | 0 | 0 | 0 | 0 | 0 | 0 | 0 | 0 | 0 | 0 | 0 | 0 | 0 | 0 | 0 | 0 | 0 | 0 | 0 | 0 | 0 | 0
| 0 | 0 | Reduction in unserved energy | 0 | 0 | 0 | 0 | 0 | 0 | 0 | 0 | 0 | 0 | 0 | 0 | 0 | 0 | 0 | 0 | 0 | 0 | 0 | 0 | 0 | 0 | 0 | 0 | 0 | 0 | 0 | 0 | 0 | 0
| 0 | 0 | Net benefit | 0 | 0 | 0 | 0 | 0 | 0 | 0 | 0 | 0 | 0 | 0 | 0 | 0 | 0 | 0 | 0 | 0 | 0 | 0 | 0 | 0 | 0 | 0 | 0 | 0 | 0 | 0 | 0 | 0 | 0
|  |  | EUE Value ($m, real $2024) | 0 | 0 | 0 | 0 | 0 | 0 | 0 | 0 | 0 | 0 | 0 | 0 | 0 | 0 | 0 | 0 | 0 | 0 | 0 | 0 | 0 | 0 | 0 | 0 | 0 | 0 | 0 | 0 | 0 | 0
|  |  | Annualised capex | 0 | 0 | 0 | 0 | 0 | 0 | 0 | 0 | 0 | 0 | 0 | 0 | 0 | 0 | 0 | 0 | 0 | 0 | 0 | 0 | 0 | 0 | 0 | 0 | 0 | 0 | 0 | 0 | 0 | 0
|  |  | Annualised cost (capex+opex) | 0 | 0 | 0 | 0 | 0 | 0 | 0 | 0 | 0 | 0 | 0 | 0 | 0 | 0 | 0 | 0 | 0 | 0 | 0 | 0 | 0 | 0 | 0 | 0 | 0 | 0 | 0 | 0 | 0 | 0
|  |  | Optimal timing (interim calc) | 0 | 0 | 0 | 0 | 0 | 0 | 0 | 0 | 0 | 0 | 0 | 0 | 0 | 0 | 0 | 0 | 0 | 0 | 0 | 0 | 0 | 0 | 0 | 0 | 0 | 0 | 0 | 0 | 0 | 0
|  |  | Optimal timing | - | - | - | - | - | - | - | [19 empty] | - | - | - | - | bar: 1 to 19
Adjusted For Optimal Timing: | 0 | 0 | Capex | 0 | 0 | 0 | 0 | 0 | 0 | 0 | 0 | 0 | 0 | 0 | 0 | 0 | 0 | 0 | 0 | 0 | 0 | 0 | 0 | 0 | 0 | 0 | 0 | 0 | 0 | 0 | 0 | 0 | 0
| 0 | 0 | Opex | 0 | 0 | 0 | 0 | 0 | 0 | 0 | 0 | 0 | 0 | 0 | 0 | 0 | 0 | 0 | 0 | 0 | 0 | 0 | 0 | 0 | 0 | 0 | 0 | 0 | 0 | 0 | 0 | 0 | 0
| 0 | 0 | Reduction in unserved energy | 0 | 0 | 0 | 0 | 0 | 0 | 0 | 0 | 0 | 0 | 0 | 0 | 0 | 0 | 0 | 0 | 0 | 0 | 0 | 0 | 0 | 0 | 0 | 0 | 0 | 0 | 0 | 0 | 0 | 0
| 0 | 0 | Net benefit | 0 | 0 | 0 | 0 | 0 | 0 | 0 | 0 | 0 | 0 | 0 | 0 | 0 | 0 | 0 | 0 | 0 | 0 | 0 | 0 | 0 | 0 | 0 | 0 | 0 | 0 | 0 | 0 | 0 | 0
Option 9
Determining Optimal Timing: | Discounted | Undiscounted
| 0 | 0 | Capex | 0 | 0 | 0 | 0 | 0 | 0 | 0 | 0 | 0 | 0 | 0 | 0 | 0 | 0 | 0 | 0 | 0 | 0 | 0 | 0 | 0 | 0 | 0 | 0 | 0 | 0 | 0 | 0 | 0 | 0
| 0 | 0 | Opex | 0 | 0 | 0 | 0 | 0 | 0 | 0 | 0 | 0 | 0 | 0 | 0 | 0 | 0 | 0 | 0 | 0 | 0 | 0 | 0 | 0 | 0 | 0 | 0 | 0 | 0 | 0 | 0 | 0 | 0
| 0 | 0 | Reduction in unserved energy | 0 | 0 | 0 | 0 | 0 | 0 | 0 | 0 | 0 | 0 | 0 | 0 | 0 | 0 | 0 | 0 | 0 | 0 | 0 | 0 | 0 | 0 | 0 | 0 | 0 | 0 | 0 | 0 | 0 | 0
| 0 | 0 | Net benefit | 0 | 0 | 0 | 0 | 0 | 0 | 0 | 0 | 0 | 0 | 0 | 0 | 0 | 0 | 0 | 0 | 0 | 0 | 0 | 0 | 0 | 0 | 0 | 0 | 0 | 0 | 0 | 0 | 0 | 0
|  |  | EUE Value ($m, real $2024) | 0 | 0 | 0 | 0 | 0 | 0 | 0 | 0 | 0 | 0 | 0 | 0 | 0 | 0 | 0 | 0 | 0 | 0 | 0 | 0 | 0 | 0 | 0 | 0 | 0 | 0 | 0 | 0 | 0 | 0
|  |  | Annualised capex | 0 | 0 | 0 | 0 | 0 | 0 | 0 | 0 | 0 | 0 | 0 | 0 | 0 | 0 | 0 | 0 | 0 | 0 | 0 | 0 | 0 | 0 | 0 | 0 | 0 | 0 | 0 | 0 | 0 | 0
|  |  | Annualised cost (capex+opex) | 0 | 0 | 0 | 0 | 0 | 0 | 0 | 0 | 0 | 0 | 0 | 0 | 0 | 0 | 0 | 0 | 0 | 0 | 0 | 0 | 0 | 0 | 0 | 0 | 0 | 0 | 0 | 0 | 0 | 0
|  |  | Optimal timing (interim calc) | 0 | 0 | 0 | 0 | 0 | 0 | 0 | 0 | 0 | 0 | 0 | 0 | 0 | 0 | 0 | 0 | 0 | 0 | 0 | 0 | 0 | 0 | 0 | 0 | 0 | 0 | 0 | 0 | 0 | 0
|  |  | Optimal timing | - | - | - | - | - | - | - | [19 empty] | - | - | - | - | bar: 1 to 19
Adjusted For Optimal Timing: | 0 | 0 | Capex | 0 | 0 | 0 | 0 | 0 | 0 | 0 | 0 | 0 | 0 | 0 | 0 | 0 | 0 | 0 | 0 | 0 | 0 | 0 | 0 | 0 | 0 | 0 | 0 | 0 | 0 | 0 | 0 | 0 | 0
| 0 | 0 | Opex | 0 | 0 | 0 | 0 | 0 | 0 | 0 | 0 | 0 | 0 | 0 | 0 | 0 | 0 | 0 | 0 | 0 | 0 | 0 | 0 | 0 | 0 | 0 | 0 | 0 | 0 | 0 | 0 | 0 | 0
| 0 | 0 | Reduction in unserved energy | 0 | 0 | 0 | 0 | 0 | 0 | 0 | 0 | 0 | 0 | 0 | 0 | 0 | 0 | 0 | 0 | 0 | 0 | 0 | 0 | 0 | 0 | 0 | 0 | 0 | 0 | 0 | 0 | 0 | 0
| 0 | 0 | Net benefit | 0 | 0 | 0 | 0 | 0 | 0 | 0 | 0 | 0 | 0 | 0 | 0 | 0 | 0 | 0 | 0 | 0 | 0 | 0 | 0 | 0 | 0 | 0 | 0 | 0 | 0 | 0 | 0 | 0 | 0
Option 10
Determining Optimal Timing: | Discounted | Undiscounted
| 0 | 0 | Capex | 0 | 0 | 0 | 0 | 0 | 0 | 0 | 0 | 0 | 0 | 0 | 0 | 0 | 0 | 0 | 0 | 0 | 0 | 0 | 0 | 0 | 0 | 0 | 0 | 0 | 0 | 0 | 0 | 0 | 0
| 0 | 0 | Opex | 0 | 0 | 0 | 0 | 0 | 0 | 0 | 0 | 0 | 0 | 0 | 0 | 0 | 0 | 0 | 0 | 0 | 0 | 0 | 0 | 0 | 0 | 0 | 0 | 0 | 0 | 0 | 0 | 0 | 0
| 0 | 0 | Reduction in unserved energy | 0 | 0 | 0 | 0 | 0 | 0 | 0 | 0 | 0 | 0 | 0 | 0 | 0 | 0 | 0 | 0 | 0 | 0 | 0 | 0 | 0 | 0 | 0 | 0 | 0 | 0 | 0 | 0 | 0 | 0
| 0 | 0 | Net benefit | 0 | 0 | 0 | 0 | 0 | 0 | 0 | 0 | 0 | 0 | 0 | 0 | 0 | 0 | 0 | 0 | 0 | 0 | 0 | 0 | 0 | 0 | 0 | 0 | 0 | 0 | 0 | 0 | 0 | 0
|  |  | EUE Value ($m, real $2024) | 0 | 0 | 0 | 0 | 0 | 0 | 0 | 0 | 0 | 0 | 0 | 0 | 0 | 0 | 0 | 0 | 0 | 0 | 0 | 0 | 0 | 0 | 0 | 0 | 0 | 0 | 0 | 0 | 0 | 0
|  |  | Annualised capex | 0 | 0 | 0 | 0 | 0 | 0 | 0 | 0 | 0 | 0 | 0 | 0 | 0 | 0 | 0 | 0 | 0 | 0 | 0 | 0 | 0 | 0 | 0 | 0 | 0 | 0 | 0 | 0 | 0 | 0
|  |  | Annualised cost (capex+opex) | 0 | 0 | 0 | 0 | 0 | 0 | 0 | 0 | 0 | 0 | 0 | 0 | 0 | 0 | 0 | 0 | 0 | 0 | 0 | 0 | 0 | 0 | 0 | 0 | 0 | 0 | 0 | 0 | 0 | 0
|  |  | Optimal timing (interim calc) | 0 | 0 | 0 | 0 | 0 | 0 | 0 | 0 | 0 | 0 | 0 | 0 | 0 | 0 | 0 | 0 | 0 | 0 | 0 | 0 | 0 | 0 | 0 | 0 | 0 | 0 | 0 | 0 | 0 | 0
|  |  | Optimal timing | - | - | - | - | - | - | - | [19 empty] | - | - | - | - | bar: 1 to 19
Adjusted For Optimal Timing: | 0 | 0 | Capex | 0 | 0 | 0 | 0 | 0 | 0 | 0 | 0 | 0 | 0 | 0 | 0 | 0 | 0 | 0 | 0 | 0 | 0 | 0 | 0 | 0 | 0 | 0 | 0 | 0 | 0 | 0 | 0 | 0 | 0
| 0 | 0 | Opex | 0 | 0 | 0 | 0 | 0 | 0 | 0 | 0 | 0 | 0 | 0 | 0 | 0 | 0 | 0 | 0 | 0 | 0 | 0 | 0 | 0 | 0 | 0 | 0 | 0 | 0 | 0 | 0 | 0 | 0
| 0 | 0 | Reduction in unserved energy | 0 | 0 | 0 | 0 | 0 | 0 | 0 | 0 | 0 | 0 | 0 | 0 | 0 | 0 | 0 | 0 | 0 | 0 | 0 | 0 | 0 | 0 | 0 | 0 | 0 | 0 | 0 | 0 | 0 | 0
| 0 | 0 | Net benefit | 0 | 0 | 0 | 0 | 0 | 0 | 0 | 0 | 0 | 0 | 0 | 0 | 0 | 0 | 0 | 0 | 0 | 0 | 0 | 0 | 0 | 0 | 0 | 0 | 0 | 0 | 0 | 0 | 0 | 0

## 3.2.4 NPV (HiCost) (hidden)
Economic inputs and assumptions
Scenario | Discount rate | Central
| Cost | Upper bound
| VCR | Central
|  | Central | Lower bound | Upper bound
| Discount rate | 5.56% | 4.11% | 7%
| Cost | 100% | 80% | 120%
| VCR | 100% | 80% | 120%
Asset life for calculating annualised capex (years) | Option 1 | 45
| Option 2 | 45
| Option 3 | 0
| Option 4 | 0
| Option 5 | 0
| Option 6 | 0
| Option 7 | 0
| Option 8 | 0
| Option 9 | 0
| Option 10 | 0
|  |  |  | 1 | 2 | 3 | 4 | 5 | 6 | 7 | 8 | 9 | 10 | 11 | 12 | 13 | 14 | 15 | 16 | 17 | 18 | 19 | 20 | 21 | 22 | 23 | 24 | 25 | 26 | 27 | 28 | 29 | 30
|  |  |  | FY25 | FY26 | FY27 | FY28 | FY29 | FY30 | FY31 | FY32 | FY33 | FY34 | FY35 | FY36 | FY37 | FY38 | FY39 | FY40 | FY41 | FY42 | FY43 | FY44 | FY45 | FY46 | FY47 | FY48 | FY49 | FY50 | FY51 | FY52 | FY53 | FY54
Outputs | bar: 3 FY27; 7 FY31
Option 1
| Discounted | Undiscounted
| 0 | 0 | Capex | 0 | 0 | 0 | 0 | 0 | 0 | 0 | 0 | 0 | 0 | 0 | 0 | 0 | 0 | 0 | 0 | 0 | 0 | 0 | 0 | 0 | 0 | 0 | 0 | 0 | 0 | 0 | 0 | 0 | 0
| 0 | 0 | Opex | 0 | 0 | 0 | 0 | 0 | 0 | 0 | 0 | 0 | 0 | 0 | 0 | 0 | 0 | 0 | 0 | 0 | 0 | 0 | 0 | 0 | 0 | 0 | 0 | 0 | 0 | 0 | 0 | 0 | 0
| 0 | 0 | Reduction in unserved energy | 0 | 0 | 0 | 0 | 0 | 0 | 0 | 0 | 0 | 0 | 0 | 0 | 0 | 0 | 0 | 0 | 0 | 0 | 0 | 0 | 0 | 0 | 0 | 0 | 0 | 0 | 0 | 0 | 0 | 0
| 0 | 0 | Net benefit | 0 | 0 | 0 | 0 | 0 | 0 | 0 | 0 | 0 | 0 | 0 | 0 | 0 | 0 | 0 | 0 | 0 | 0 | 0 | 0 | 0 | 0 | 0 | 0 | 0 | 0 | 0 | 0 | 0 | 0
|  |  | EUE Value ($m, real $2024) | 0.99225 | 0.99225 | 0.99225 | 0.99225 | 0.99225 | 0.99225 | 0.99225 | 0.99225 | 0.99225 | 0.99225 | 0.99225 | 0.99225 | 0.99225 | 0.99225 | 0.99225 | 0.99225 | 0.99225 | 0.99225 | 0.99225 | 0.99225 | 0.99225 | 0.99225 | 0.99225 | 0.99225 | 0.99225 | 0.99225 | 0.99225 | 0.99225 | 0.99225 | 0.99225
Option 2
Determining Optimal Timing: | Discounted | Undiscounted
| 5.5847 | 6.914 | Capex | 0 | 0 | 1.3828 | 1.3828 | 1.3828 | 1.3828 | 1.3828 | 0 | 0 | 0 | 0 | 0 | 0 | 0 | 0 | 0 | 0 | 0 | 0 | 0 | 0 | 0 | 0 | 0 | 0 | 0 | 0 | 0 | 0 | 0
| 0.05878 | 0.06914 | Opex | 0 | 0 | 0 | 0.06914 | 0 | 0 | 0 | 0 | 0 | 0 | 0 | 0 | 0 | 0 | 0 | 0 | 0 | 0 | 0 | 0 | 0 | 0 | 0 | 0 | 0 | 0 | 0 | 0 | 0 | 0
| 0.84357 | 0.99225 | Reduction in unserved energy | 0 | 0 | 0 | 0.99225 | 0 | 0 | 0 | 0 | 0 | 0 | 0 | 0 | 0 | 0 | 0 | 0 | 0 | 0 | 0 | 0 | 0 | 0 | 0 | 0 | 0 | 0 | 0 | 0 | 0 | 0
| -4.7999 | -5.9909 | Net benefit | 0 | 0 | -1.3828 | -0.45969 | -1.3828 | -1.3828 | -1.3828 | 0 | 0 | 0 | 0 | 0 | 0 | 0 | 0 | 0 | 0 | 0 | 0 | 0 | 0 | 0 | 0 | 0 | 0 | 0 | 0 | 0 | 0 | 0
|  |  | EUE Value ($m, real $2024) | 0 | 0 | 0 | 0 | 0 | 0 | 0 | 0 | 0 | 0 | 0 | 0 | 0 | 0 | 0 | 0 | 0 | 0 | 0 | 0 | 0 | 0 | 0 | 0 | 0 | 0 | 0 | 0 | 0 | 0
|  |  | Annualised capex | 0 | 0 | 0.34032 | 0.34032 | 0.34032 | 0.34032 | 0.34032 | 0.34032 | 0.34032 | 0.34032 | 0.34032 | 0.34032 | 0.34032 | 0.34032 | 0.34032 | 0.34032 | 0.34032 | 0.34032 | 0.34032 | 0.34032 | 0.34032 | 0.34032 | 0.34032 | 0.34032 | 0.34032 | 0.34032 | 0.34032 | 0.34032 | 0.34032 | 0.34032
|  |  | Annualised cost (capex+opex) | 0 | 0 | 0.34032 | 0.40946 | 0.34032 | 0.34032 | 0.34032 | 0.34032 | 0.34032 | 0.34032 | 0.34032 | 0.34032 | 0.34032 | 0.34032 | 0.34032 | 0.34032 | 0.34032 | 0.34032 | 0.34032 | 0.34032 | 0.34032 | 0.34032 | 0.34032 | 0.34032 | 0.34032 | 0.34032 | 0.34032 | 0.34032 | 0.34032 | 0.34032
|  |  | Optimal timing (interim calc) | 0 | 0 | 0 | 1 | 0 | 0 | 0 | 0 | 0 | 0 | 0 | 0 | 0 | 0 | 0 | 0 | 0 | 0 | 0 | 0 | 0 | 0 | 0 | 0 | 0 | 0 | 0 | 0 | 0 | 0
|  |  | Optimal timing | - | - | - | Yes | - | - | - | - | - | - | - | - | - | - | - | - | - | - | - | - | - | - | - | - | - | - | - | - | - | -
Adjusted For Optimal Timing: | 5.5847 | 6.914 | Capex | 0 | 0 | 1.3828 | 1.3828 | 1.3828 | 1.3828 | 1.3828 | 0 | 0 | 0 | 0 | 0 | 0 | 0 | 0 | 0 | 0 | 0 | 0 | 0 | 0 | 0 | 0 | 0 | 0 | 0 | 0 | 0 | 0 | 0
| 0.05878 | 0.06914 | Opex | 0 | 0 | 0 | 0.06914 | 0 | 0 | 0 | 0 | 0 | 0 | 0 | 0 | 0 | 0 | 0 | 0 | 0 | 0 | 0 | 0 | 0 | 0 | 0 | 0 | 0 | 0 | 0 | 0 | 0 | 0
| 0.84357 | 0.99225 | Reduction in unserved energy | 0 | 0 | 0 | 0.99225 | 0 | 0 | 0 | 0 | 0 | 0 | 0 | 0 | 0 | 0 | 0 | 0 | 0 | 0 | 0 | 0 | 0 | 0 | 0 | 0 | 0 | 0 | 0 | 0 | 0 | 0
| -4.7999 | -5.9909 | Net benefit | 0 | 0 | -1.3828 | -0.45969 | -1.3828 | -1.3828 | -1.3828 | 0 | 0 | 0 | 0 | 0 | 0 | 0 | 0 | 0 | 0 | 0 | 0 | 0 | 0 | 0 | 0 | 0 | 0 | 0 | 0 | 0 | 0 | 0
Option 3
Determining Optimal Timing: | Discounted | Undiscounted
| 0 | 0 | Capex | 0 | 0 | 0 | 0 | 0 | 0 | 0 | 0 | 0 | 0 | 0 | 0 | 0 | 0 | 0 | 0 | 0 | 0 | 0 | 0 | 0 | 0 | 0 | 0 | 0 | 0 | 0 | 0 | 0 | 0
| 0 | 0 | Opex | 0 | 0 | 0 | 0 | 0 | 0 | 0 | 0 | 0 | 0 | 0 | 0 | 0 | 0 | 0 | 0 | 0 | 0 | 0 | 0 | 0 | 0 | 0 | 0 | 0 | 0 | 0 | 0 | 0 | 0
| 0 | 0 | Reduction in unserved energy | 0 | 0 | 0 | 0 | 0 | 0 | 0 | 0 | 0 | 0 | 0 | 0 | 0 | 0 | 0 | 0 | 0 | 0 | 0 | 0 | 0 | 0 | 0 | 0 | 0 | 0 | 0 | 0 | 0 | 0
| 0 | 0 | Net benefit | 0 | 0 | 0 | 0 | 0 | 0 | 0 | 0 | 0 | 0 | 0 | 0 | 0 | 0 | 0 | 0 | 0 | 0 | 0 | 0 | 0 | 0 | 0 | 0 | 0 | 0 | 0 | 0 | 0 | 0
|  |  | EUE Value ($m, real $2024) | 0 | 0 | 0 | 0 | 0 | 0 | 0 | 0 | 0 | 0 | 0 | 0 | 0 | 0 | 0 | 0 | 0 | 0 | 0 | 0 | 0 | 0 | 0 | 0 | 0 | 0 | 0 | 0 | 0 | 0
|  |  | Annualised capex | 0 | 0 | 0 | 0 | 0 | 0 | 0 | 0 | 0 | 0 | 0 | 0 | 0 | 0 | 0 | 0 | 0 | 0 | 0 | 0 | 0 | 0 | 0 | 0 | 0 | 0 | 0 | 0 | 0 | 0
|  |  | Annualised cost (capex+opex) | 0 | 0 | 0 | 0 | 0 | 0 | 0 | 0 | 0 | 0 | 0 | 0 | 0 | 0 | 0 | 0 | 0 | 0 | 0 | 0 | 0 | 0 | 0 | 0 | 0 | 0 | 0 | 0 | 0 | 0
|  |  | Optimal timing (interim calc) | 0 | 0 | 0 | 0 | 0 | 0 | 0 | 0 | 0 | 0 | 0 | 0 | 0 | 0 | 0 | 0 | 0 | 0 | 0 | 0 | 0 | 0 | 0 | 0 | 0 | 0 | 0 | 0 | 0 | 0
Optimal timing | bar: 1 FY25 to 30 FY54
Adjusted For Optimal Timing: | 0 | 0 | Capex | 0 | 0 | 0 | 0 | 0 | 0 | 0 | 0 | 0 | 0 | 0 | 0 | 0 | 0 | 0 | 0 | 0 | 0 | 0 | 0 | 0 | 0 | 0 | 0 | 0 | 0 | 0 | 0 | 0 | 0
| 0 | 0 | Opex | 0 | 0 | 0 | 0 | 0 | 0 | 0 | 0 | 0 | 0 | 0 | 0 | 0 | 0 | 0 | 0 | 0 | 0 | 0 | 0 | 0 | 0 | 0 | 0 | 0 | 0 | 0 | 0 | 0 | 0
| 0 | 0 | Reduction in unserved energy | 0 | 0 | 0 | 0 | 0 | 0 | 0 | 0 | 0 | 0 | 0 | 0 | 0 | 0 | 0 | 0 | 0 | 0 | 0 | 0 | 0 | 0 | 0 | 0 | 0 | 0 | 0 | 0 | 0 | 0
| 0 | 0 | Net benefit | 0 | 0 | 0 | 0 | 0 | 0 | 0 | 0 | 0 | 0 | 0 | 0 | 0 | 0 | 0 | 0 | 0 | 0 | 0 | 0 | 0 | 0 | 0 | 0 | 0 | 0 | 0 | 0 | 0 | 0
Option 4
Determining Optimal Timing: | Discounted | Undiscounted
| 0 | 0 | Capex | 0 | 0 | 0 | 0 | 0 | 0 | 0 | 0 | 0 | 0 | 0 | 0 | 0 | 0 | 0 | 0 | 0 | 0 | 0 | 0 | 0 | 0 | 0 | 0 | 0 | 0 | 0 | 0 | 0 | 0
| 0 | 0 | Opex | 0 | 0 | 0 | 0 | 0 | 0 | 0 | 0 | 0 | 0 | 0 | 0 | 0 | 0 | 0 | 0 | 0 | 0 | 0 | 0 | 0 | 0 | 0 | 0 | 0 | 0 | 0 | 0 | 0 | 0
| 0 | 0 | Reduction in unserved energy | 0 | 0 | 0 | 0 | 0 | 0 | 0 | 0 | 0 | 0 | 0 | 0 | 0 | 0 | 0 | 0 | 0 | 0 | 0 | 0 | 0 | 0 | 0 | 0 | 0 | 0 | 0 | 0 | 0 | 0
| 0 | 0 | Net benefit | 0 | 0 | 0 | 0 | 0 | 0 | 0 | 0 | 0 | 0 | 0 | 0 | 0 | 0 | 0 | 0 | 0 | 0 | 0 | 0 | 0 | 0 | 0 | 0 | 0 | 0 | 0 | 0 | 0 | 0
|  |  | EUE Value ($m, real $2024) | 0 | 0 | 0 | 0 | 0 | 0 | 0 | 0 | 0 | 0 | 0 | 0 | 0 | 0 | 0 | 0 | 0 | 0 | 0 | 0 | 0 | 0 | 0 | 0 | 0 | 0 | 0 | 0 | 0 | 0
|  |  | Annualised capex | 0 | 0 | 0 | 0 | 0 | 0 | 0 | 0 | 0 | 0 | 0 | 0 | 0 | 0 | 0 | 0 | 0 | 0 | 0 | 0 | 0 | 0 | 0 | 0 | 0 | 0 | 0 | 0 | 0 | 0
|  |  | Annualised cost (capex+opex) | 0 | 0 | 0 | 0 | 0 | 0 | 0 | 0 | 0 | 0 | 0 | 0 | 0 | 0 | 0 | 0 | 0 | 0 | 0 | 0 | 0 | 0 | 0 | 0 | 0 | 0 | 0 | 0 | 0 | 0
|  |  | Optimal timing (interim calc) | 0 | 0 | 0 | 0 | 0 | 0 | 0 | 0 | 0 | 0 | 0 | 0 | 0 | 0 | 0 | 0 | 0 | 0 | 0 | 0 | 0 | 0 | 0 | 0 | 0 | 0 | 0 | 0 | 0 | 0
Optimal timing | bar: 1 FY25 to 30 FY54
[11 empty] | 1 | 2 | 3 | 4 | 5 | 6 | 7 | 8 | 9 | 10 | 11 | 12 | 13 | 14 | 15 | 16 | 17 | 18 | 19
Adjusted For Optimal Timing: | 0 | 0 | Capex | 0 | 0 | 0 | 0 | 0 | 0 | 0 | 0 | 0 | 0 | 0 | 0 | 0 | 0 | 0 | 0 | 0 | 0 | 0 | 0 | 0 | 0 | 0 | 0 | 0 | 0 | 0 | 0 | 0 | 0
| 0 | 0 | Opex | 0 | 0 | 0 | 0 | 0 | 0 | 0 | 0 | 0 | 0 | 0 | 0 | 0 | 0 | 0 | 0 | 0 | 0 | 0 | 0 | 0 | 0 | 0 | 0 | 0 | 0 | 0 | 0 | 0 | 0
| 0 | 0 | Reduction in unserved energy | 0 | 0 | 0 | 0 | 0 | 0 | 0 | 0 | 0 | 0 | 0 | 0 | 0 | 0 | 0 | 0 | 0 | 0 | 0 | 0 | 0 | 0 | 0 | 0 | 0 | 0 | 0 | 0 | 0 | 0
| 0 | 0 | Net benefit | 0 | 0 | 0 | 0 | 0 | 0 | 0 | 0 | 0 | 0 | 0 | 0 | 0 | 0 | 0 | 0 | 0 | 0 | 0 | 0 | 0 | 0 | 0 | 0 | 0 | 0 | 0 | 0 | 0 | 0
Option 5
Determining Optimal Timing: | Discounted | Undiscounted
| 0 | 0 | Capex | 0 | 0 | 0 | 0 | 0 | 0 | 0 | 0 | 0 | 0 | 0 | 0 | 0 | 0 | 0 | 0 | 0 | 0 | 0 | 0 | 0 | 0 | 0 | 0 | 0 | 0 | 0 | 0 | 0 | 0
| 18.1471 | 35.721 | Opex | 1.1907 | 1.1907 | 1.1907 | 1.1907 | 1.1907 | 1.1907 | 1.1907 | 1.1907 | 1.1907 | 1.1907 | 1.1907 | 1.1907 | 1.1907 | 1.1907 | 1.1907 | 1.1907 | 1.1907 | 1.1907 | 1.1907 | 1.1907 | 1.1907 | 1.1907 | 1.1907 | 1.1907 | 1.1907 | 1.1907 | 1.1907 | 1.1907 | 1.1907 | 1.1907
| 15.1226 | 29.7675 | Reduction in unserved energy | 0.99225 | 0.99225 | 0.99225 | 0.99225 | 0.99225 | 0.99225 | 0.99225 | 0.99225 | 0.99225 | 0.99225 | 0.99225 | 0.99225 | 0.99225 | 0.99225 | 0.99225 | 0.99225 | 0.99225 | 0.99225 | 0.99225 | 0.99225 | 0.99225 | 0.99225 | 0.99225 | 0.99225 | 0.99225 | 0.99225 | 0.99225 | 0.99225 | 0.99225 | 0.99225
| -3.0245 | -5.9535 | Net benefit | -0.19845 | -0.19845 | -0.19845 | -0.19845 | -0.19845 | -0.19845 | -0.19845 | -0.19845 | -0.19845 | -0.19845 | -0.19845 | -0.19845 | -0.19845 | -0.19845 | -0.19845 | -0.19845 | -0.19845 | -0.19845 | -0.19845 | -0.19845 | -0.19845 | -0.19845 | -0.19845 | -0.19845 | -0.19845 | -0.19845 | -0.19845 | -0.19845 | -0.19845 | -0.19845
|  |  | EUE Value ($m, real $2024) | 0 | 0 | 0 | 0 | 0 | 0 | 0 | 0 | 0 | 0 | 0 | 0 | 0 | 0 | 0 | 0 | 0 | 0 | 0 | 0 | 0 | 0 | 0 | 0 | 0 | 0 | 0 | 0 | 0 | 0
|  |  | Annualised capex | 0 | 0 | 0 | 0 | 0 | 0 | 0 | 0 | 0 | 0 | 0 | 0 | 0 | 0 | 0 | 0 | 0 | 0 | 0 | 0 | 0 | 0 | 0 | 0 | 0 | 0 | 0 | 0 | 0 | 0
|  |  | Annualised cost (capex+opex) | 1.1907 | 1.1907 | 1.1907 | 1.1907 | 1.1907 | 1.1907 | 1.1907 | 1.1907 | 1.1907 | 1.1907 | 1.1907 | 1.1907 | 1.1907 | 1.1907 | 1.1907 | 1.1907 | 1.1907 | 1.1907 | 1.1907 | 1.1907 | 1.1907 | 1.1907 | 1.1907 | 1.1907 | 1.1907 | 1.1907 | 1.1907 | 1.1907 | 1.1907 | 1.1907
|  |  | Optimal timing (interim calc) | 0 | 0 | 0 | 0 | 0 | 0 | 0 | 0 | 0 | 0 | 0 | 0 | 0 | 0 | 0 | 0 | 0 | 0 | 0 | 0 | 0 | 0 | 0 | 0 | 0 | 0 | 0 | 0 | 0 | 0
|  |  | Optimal timing | - | - | - | - | - | - | - | [19 empty] | - | - | - | - | bar: 1 to 19
Adjusted For Optimal Timing: | 0 | 0 | Capex | 0 | 0 | 0 | 0 | 0 | 0 | 0 | 0 | 0 | 0 | 0 | 0 | 0 | 0 | 0 | 0 | 0 | 0 | 0 | 0 | 0 | 0 | 0 | 0 | 0 | 0 | 0 | 0 | 0 | 0
| 18.1471 | 35.721 | Opex | 1.1907 | 1.1907 | 1.1907 | 1.1907 | 1.1907 | 1.1907 | 1.1907 | 1.1907 | 1.1907 | 1.1907 | 1.1907 | 1.1907 | 1.1907 | 1.1907 | 1.1907 | 1.1907 | 1.1907 | 1.1907 | 1.1907 | 1.1907 | 1.1907 | 1.1907 | 1.1907 | 1.1907 | 1.1907 | 1.1907 | 1.1907 | 1.1907 | 1.1907 | 1.1907
| 18.1471 | 35.721 | Reduction in unserved energy | 1.1907 | 1.1907 | 1.1907 | 1.1907 | 1.1907 | 1.1907 | 1.1907 | 1.1907 | 1.1907 | 1.1907 | 1.1907 | 1.1907 | 1.1907 | 1.1907 | 1.1907 | 1.1907 | 1.1907 | 1.1907 | 1.1907 | 1.1907 | 1.1907 | 1.1907 | 1.1907 | 1.1907 | 1.1907 | 1.1907 | 1.1907 | 1.1907 | 1.1907 | 1.1907
| 0 | 0 | Net benefit | 0 | 0 | 0 | 0 | 0 | 0 | 0 | 0 | 0 | 0 | 0 | 0 | 0 | 0 | 0 | 0 | 0 | 0 | 0 | 0 | 0 | 0 | 0 | 0 | 0 | 0 | 0 | 0 | 0 | 0
Option 6
Determining Optimal Timing: | Discounted | Undiscounted
| 0 | 0 | Capex | 0 | 0 | 0 | 0 | 0 | 0 | 0 | 0 | 0 | 0 | 0 | 0 | 0 | 0 | 0 | 0 | 0 | 0 | 0 | 0 | 0 | 0 | 0 | 0 | 0 | 0 | 0 | 0 | 0 | 0
| 0 | 0 | Opex | 0 | 0 | 0 | 0 | 0 | 0 | 0 | 0 | 0 | 0 | 0 | 0 | 0 | 0 | 0 | 0 | 0 | 0 | 0 | 0 | 0 | 0 | 0 | 0 | 0 | 0 | 0 | 0 | 0 | 0
| 0 | 0 | Reduction in unserved energy | 0 | 0 | 0 | 0 | 0 | 0 | 0 | 0 | 0 | 0 | 0 | 0 | 0 | 0 | 0 | 0 | 0 | 0 | 0 | 0 | 0 | 0 | 0 | 0 | 0 | 0 | 0 | 0 | 0 | 0
| 0 | 0 | Net benefit | 0 | 0 | 0 | 0 | 0 | 0 | 0 | 0 | 0 | 0 | 0 | 0 | 0 | 0 | 0 | 0 | 0 | 0 | 0 | 0 | 0 | 0 | 0 | 0 | 0 | 0 | 0 | 0 | 0 | 0
|  |  | EUE Value ($m, real $2024) | 0 | 0 | 0 | 0 | 0 | 0 | 0 | 0 | 0 | 0 | 0 | 0 | 0 | 0 | 0 | 0 | 0 | 0 | 0 | 0 | 0 | 0 | 0 | 0 | 0 | 0 | 0 | 0 | 0 | 0
|  |  | Annualised capex | 0 | 0 | 0 | 0 | 0 | 0 | 0 | 0 | 0 | 0 | 0 | 0 | 0 | 0 | 0 | 0 | 0 | 0 | 0 | 0 | 0 | 0 | 0 | 0 | 0 | 0 | 0 | 0 | 0 | 0
|  |  | Annualised cost (capex+opex) | 0 | 0 | 0 | 0 | 0 | 0 | 0 | 0 | 0 | 0 | 0 | 0 | 0 | 0 | 0 | 0 | 0 | 0 | 0 | 0 | 0 | 0 | 0 | 0 | 0 | 0 | 0 | 0 | 0 | 0
|  |  | Optimal timing (interim calc) | 0 | 0 | 0 | 0 | 0 | 0 | 0 | 0 | 0 | 0 | 0 | 0 | 0 | 0 | 0 | 0 | 0 | 0 | 0 | 0 | 0 | 0 | 0 | 0 | 0 | 0 | 0 | 0 | 0 | 0
|  |  | Optimal timing | - | - | - | - | - | - | - | [19 empty] | - | - | - | - | bar: 1 to 19
Adjusted For Optimal Timing: | 0 | 0 | Capex | 0 | 0 | 0 | 0 | 0 | 0 | 0 | 0 | 0 | 0 | 0 | 0 | 0 | 0 | 0 | 0 | 0 | 0 | 0 | 0 | 0 | 0 | 0 | 0 | 0 | 0 | 0 | 0 | 0 | 0
| 0 | 0 | Opex | 0 | 0 | 0 | 0 | 0 | 0 | 0 | 0 | 0 | 0 | 0 | 0 | 0 | 0 | 0 | 0 | 0 | 0 | 0 | 0 | 0 | 0 | 0 | 0 | 0 | 0 | 0 | 0 | 0 | 0
| 0 | 0 | Reduction in unserved energy | 0 | 0 | 0 | 0 | 0 | 0 | 0 | 0 | 0 | 0 | 0 | 0 | 0 | 0 | 0 | 0 | 0 | 0 | 0 | 0 | 0 | 0 | 0 | 0 | 0 | 0 | 0 | 0 | 0 | 0
| 0 | 0 | Net benefit | 0 | 0 | 0 | 0 | 0 | 0 | 0 | 0 | 0 | 0 | 0 | 0 | 0 | 0 | 0 | 0 | 0 | 0 | 0 | 0 | 0 | 0 | 0 | 0 | 0 | 0 | 0 | 0 | 0 | 0
Option 7
Determining Optimal Timing: | Discounted | Undiscounted
| 0 | 0 | Capex | 0 | 0 | 0 | 0 | 0 | 0 | 0 | 0 | 0 | 0 | 0 | 0 | 0 | 0 | 0 | 0 | 0 | 0 | 0 | 0 | 0 | 0 | 0 | 0 | 0 | 0 | 0 | 0 | 0 | 0
| 0 | 0 | Opex | 0 | 0 | 0 | 0 | 0 | 0 | 0 | 0 | 0 | 0 | 0 | 0 | 0 | 0 | 0 | 0 | 0 | 0 | 0 | 0 | 0 | 0 | 0 | 0 | 0 | 0 | 0 | 0 | 0 | 0
| 0 | 0 | Reduction in unserved energy | 0 | 0 | 0 | 0 | 0 | 0 | 0 | 0 | 0 | 0 | 0 | 0 | 0 | 0 | 0 | 0 | 0 | 0 | 0 | 0 | 0 | 0 | 0 | 0 | 0 | 0 | 0 | 0 | 0 | 0
| 0 | 0 | Net benefit | 0 | 0 | 0 | 0 | 0 | 0 | 0 | 0 | 0 | 0 | 0 | 0 | 0 | 0 | 0 | 0 | 0 | 0 | 0 | 0 | 0 | 0 | 0 | 0 | 0 | 0 | 0 | 0 | 0 | 0
|  |  | EUE Value ($m, real $2024) | 0 | 0 | 0 | 0 | 0 | 0 | 0 | 0 | 0 | 0 | 0 | 0 | 0 | 0 | 0 | 0 | 0 | 0 | 0 | 0 | 0 | 0 | 0 | 0 | 0 | 0 | 0 | 0 | 0 | 0
|  |  | Annualised capex | 0 | 0 | 0 | 0 | 0 | 0 | 0 | 0 | 0 | 0 | 0 | 0 | 0 | 0 | 0 | 0 | 0 | 0 | 0 | 0 | 0 | 0 | 0 | 0 | 0 | 0 | 0 | 0 | 0 | 0
|  |  | Annualised cost (capex+opex) | 0 | 0 | 0 | 0 | 0 | 0 | 0 | 0 | 0 | 0 | 0 | 0 | 0 | 0 | 0 | 0 | 0 | 0 | 0 | 0 | 0 | 0 | 0 | 0 | 0 | 0 | 0 | 0 | 0 | 0
|  |  | Optimal timing (interim calc) | 0 | 0 | 0 | 0 | 0 | 0 | 0 | 0 | 0 | 0 | 0 | 0 | 0 | 0 | 0 | 0 | 0 | 0 | 0 | 0 | 0 | 0 | 0 | 0 | 0 | 0 | 0 | 0 | 0 | 0
|  |  | Optimal timing | - | - | - | - | - | - | - | [19 empty] | - | - | - | - | bar: 1 to 19
Adjusted For Optimal Timing: | 0 | 0 | Capex | 0 | 0 | 0 | 0 | 0 | 0 | 0 | 0 | 0 | 0 | 0 | 0 | 0 | 0 | 0 | 0 | 0 | 0 | 0 | 0 | 0 | 0 | 0 | 0 | 0 | 0 | 0 | 0 | 0 | 0
| 0 | 0 | Opex | 0 | 0 | 0 | 0 | 0 | 0 | 0 | 0 | 0 | 0 | 0 | 0 | 0 | 0 | 0 | 0 | 0 | 0 | 0 | 0 | 0 | 0 | 0 | 0 | 0 | 0 | 0 | 0 | 0 | 0
| 0 | 0 | Reduction in unserved energy | 0 | 0 | 0 | 0 | 0 | 0 | 0 | 0 | 0 | 0 | 0 | 0 | 0 | 0 | 0 | 0 | 0 | 0 | 0 | 0 | 0 | 0 | 0 | 0 | 0 | 0 | 0 | 0 | 0 | 0
| 0 | 0 | Net benefit | 0 | 0 | 0 | 0 | 0 | 0 | 0 | 0 | 0 | 0 | 0 | 0 | 0 | 0 | 0 | 0 | 0 | 0 | 0 | 0 | 0 | 0 | 0 | 0 | 0 | 0 | 0 | 0 | 0 | 0
Option 8
Determining Optimal Timing: | Discounted | Undiscounted
| 0 | 0 | Capex | 0 | 0 | 0 | 0 | 0 | 0 | 0 | 0 | 0 | 0 | 0 | 0 | 0 | 0 | 0 | 0 | 0 | 0 | 0 | 0 | 0 | 0 | 0 | 0 | 0 | 0 | 0 | 0 | 0 | 0
| 0 | 0 | Opex | 0 | 0 | 0 | 0 | 0 | 0 | 0 | 0 | 0 | 0 | 0 | 0 | 0 | 0 | 0 | 0 | 0 | 0 | 0 | 0 | 0 | 0 | 0 | 0 | 0 | 0 | 0 | 0 | 0 | 0
| 0 | 0 | Reduction in unserved energy | 0 | 0 | 0 | 0 | 0 | 0 | 0 | 0 | 0 | 0 | 0 | 0 | 0 | 0 | 0 | 0 | 0 | 0 | 0 | 0 | 0 | 0 | 0 | 0 | 0 | 0 | 0 | 0 | 0 | 0
| 0 | 0 | Net benefit | 0 | 0 | 0 | 0 | 0 | 0 | 0 | 0 | 0 | 0 | 0 | 0 | 0 | 0 | 0 | 0 | 0 | 0 | 0 | 0 | 0 | 0 | 0 | 0 | 0 | 0 | 0 | 0 | 0 | 0
|  |  | EUE Value ($m, real $2024) | 0 | 0 | 0 | 0 | 0 | 0 | 0 | 0 | 0 | 0 | 0 | 0 | 0 | 0 | 0 | 0 | 0 | 0 | 0 | 0 | 0 | 0 | 0 | 0 | 0 | 0 | 0 | 0 | 0 | 0
|  |  | Annualised capex | 0 | 0 | 0 | 0 | 0 | 0 | 0 | 0 | 0 | 0 | 0 | 0 | 0 | 0 | 0 | 0 | 0 | 0 | 0 | 0 | 0 | 0 | 0 | 0 | 0 | 0 | 0 | 0 | 0 | 0
|  |  | Annualised cost (capex+opex) | 0 | 0 | 0 | 0 | 0 | 0 | 0 | 0 | 0 | 0 | 0 | 0 | 0 | 0 | 0 | 0 | 0 | 0 | 0 | 0 | 0 | 0 | 0 | 0 | 0 | 0 | 0 | 0 | 0 | 0
|  |  | Optimal timing (interim calc) | 0 | 0 | 0 | 0 | 0 | 0 | 0 | 0 | 0 | 0 | 0 | 0 | 0 | 0 | 0 | 0 | 0 | 0 | 0 | 0 | 0 | 0 | 0 | 0 | 0 | 0 | 0 | 0 | 0 | 0
|  |  | Optimal timing | - | - | - | - | - | - | - | [19 empty] | - | - | - | - | bar: 1 to 19
Adjusted For Optimal Timing: | 0 | 0 | Capex | 0 | 0 | 0 | 0 | 0 | 0 | 0 | 0 | 0 | 0 | 0 | 0 | 0 | 0 | 0 | 0 | 0 | 0 | 0 | 0 | 0 | 0 | 0 | 0 | 0 | 0 | 0 | 0 | 0 | 0
| 0 | 0 | Opex | 0 | 0 | 0 | 0 | 0 | 0 | 0 | 0 | 0 | 0 | 0 | 0 | 0 | 0 | 0 | 0 | 0 | 0 | 0 | 0 | 0 | 0 | 0 | 0 | 0 | 0 | 0 | 0 | 0 | 0
| 0 | 0 | Reduction in unserved energy | 0 | 0 | 0 | 0 | 0 | 0 | 0 | 0 | 0 | 0 | 0 | 0 | 0 | 0 | 0 | 0 | 0 | 0 | 0 | 0 | 0 | 0 | 0 | 0 | 0 | 0 | 0 | 0 | 0 | 0
| 0 | 0 | Net benefit | 0 | 0 | 0 | 0 | 0 | 0 | 0 | 0 | 0 | 0 | 0 | 0 | 0 | 0 | 0 | 0 | 0 | 0 | 0 | 0 | 0 | 0 | 0 | 0 | 0 | 0 | 0 | 0 | 0 | 0
Option 9
Determining Optimal Timing: | Discounted | Undiscounted
| 0 | 0 | Capex | 0 | 0 | 0 | 0 | 0 | 0 | 0 | 0 | 0 | 0 | 0 | 0 | 0 | 0 | 0 | 0 | 0 | 0 | 0 | 0 | 0 | 0 | 0 | 0 | 0 | 0 | 0 | 0 | 0 | 0
| 0 | 0 | Opex | 0 | 0 | 0 | 0 | 0 | 0 | 0 | 0 | 0 | 0 | 0 | 0 | 0 | 0 | 0 | 0 | 0 | 0 | 0 | 0 | 0 | 0 | 0 | 0 | 0 | 0 | 0 | 0 | 0 | 0
| 0 | 0 | Reduction in unserved energy | 0 | 0 | 0 | 0 | 0 | 0 | 0 | 0 | 0 | 0 | 0 | 0 | 0 | 0 | 0 | 0 | 0 | 0 | 0 | 0 | 0 | 0 | 0 | 0 | 0 | 0 | 0 | 0 | 0 | 0
| 0 | 0 | Net benefit | 0 | 0 | 0 | 0 | 0 | 0 | 0 | 0 | 0 | 0 | 0 | 0 | 0 | 0 | 0 | 0 | 0 | 0 | 0 | 0 | 0 | 0 | 0 | 0 | 0 | 0 | 0 | 0 | 0 | 0
|  |  | EUE Value ($m, real $2024) | 0 | 0 | 0 | 0 | 0 | 0 | 0 | 0 | 0 | 0 | 0 | 0 | 0 | 0 | 0 | 0 | 0 | 0 | 0 | 0 | 0 | 0 | 0 | 0 | 0 | 0 | 0 | 0 | 0 | 0
|  |  | Annualised capex | 0 | 0 | 0 | 0 | 0 | 0 | 0 | 0 | 0 | 0 | 0 | 0 | 0 | 0 | 0 | 0 | 0 | 0 | 0 | 0 | 0 | 0 | 0 | 0 | 0 | 0 | 0 | 0 | 0 | 0
|  |  | Annualised cost (capex+opex) | 0 | 0 | 0 | 0 | 0 | 0 | 0 | 0 | 0 | 0 | 0 | 0 | 0 | 0 | 0 | 0 | 0 | 0 | 0 | 0 | 0 | 0 | 0 | 0 | 0 | 0 | 0 | 0 | 0 | 0
|  |  | Optimal timing (interim calc) | 0 | 0 | 0 | 0 | 0 | 0 | 0 | 0 | 0 | 0 | 0 | 0 | 0 | 0 | 0 | 0 | 0 | 0 | 0 | 0 | 0 | 0 | 0 | 0 | 0 | 0 | 0 | 0 | 0 | 0
|  |  | Optimal timing | - | - | - | - | - | - | - | [19 empty] | - | - | - | - | bar: 1 to 19
Adjusted For Optimal Timing: | 0 | 0 | Capex | 0 | 0 | 0 | 0 | 0 | 0 | 0 | 0 | 0 | 0 | 0 | 0 | 0 | 0 | 0 | 0 | 0 | 0 | 0 | 0 | 0 | 0 | 0 | 0 | 0 | 0 | 0 | 0 | 0 | 0
| 0 | 0 | Opex | 0 | 0 | 0 | 0 | 0 | 0 | 0 | 0 | 0 | 0 | 0 | 0 | 0 | 0 | 0 | 0 | 0 | 0 | 0 | 0 | 0 | 0 | 0 | 0 | 0 | 0 | 0 | 0 | 0 | 0
| 0 | 0 | Reduction in unserved energy | 0 | 0 | 0 | 0 | 0 | 0 | 0 | 0 | 0 | 0 | 0 | 0 | 0 | 0 | 0 | 0 | 0 | 0 | 0 | 0 | 0 | 0 | 0 | 0 | 0 | 0 | 0 | 0 | 0 | 0
| 0 | 0 | Net benefit | 0 | 0 | 0 | 0 | 0 | 0 | 0 | 0 | 0 | 0 | 0 | 0 | 0 | 0 | 0 | 0 | 0 | 0 | 0 | 0 | 0 | 0 | 0 | 0 | 0 | 0 | 0 | 0 | 0 | 0
Option 10
Determining Optimal Timing: | Discounted | Undiscounted
| 0 | 0 | Capex | 0 | 0 | 0 | 0 | 0 | 0 | 0 | 0 | 0 | 0 | 0 | 0 | 0 | 0 | 0 | 0 | 0 | 0 | 0 | 0 | 0 | 0 | 0 | 0 | 0 | 0 | 0 | 0 | 0 | 0
| 0 | 0 | Opex | 0 | 0 | 0 | 0 | 0 | 0 | 0 | 0 | 0 | 0 | 0 | 0 | 0 | 0 | 0 | 0 | 0 | 0 | 0 | 0 | 0 | 0 | 0 | 0 | 0 | 0 | 0 | 0 | 0 | 0
| 0 | 0 | Reduction in unserved energy | 0 | 0 | 0 | 0 | 0 | 0 | 0 | 0 | 0 | 0 | 0 | 0 | 0 | 0 | 0 | 0 | 0 | 0 | 0 | 0 | 0 | 0 | 0 | 0 | 0 | 0 | 0 | 0 | 0 | 0
| 0 | 0 | Net benefit | 0 | 0 | 0 | 0 | 0 | 0 | 0 | 0 | 0 | 0 | 0 | 0 | 0 | 0 | 0 | 0 | 0 | 0 | 0 | 0 | 0 | 0 | 0 | 0 | 0 | 0 | 0 | 0 | 0 | 0
|  |  | EUE Value ($m, real $2024) | 0 | 0 | 0 | 0 | 0 | 0 | 0 | 0 | 0 | 0 | 0 | 0 | 0 | 0 | 0 | 0 | 0 | 0 | 0 | 0 | 0 | 0 | 0 | 0 | 0 | 0 | 0 | 0 | 0 | 0
|  |  | Annualised capex | 0 | 0 | 0 | 0 | 0 | 0 | 0 | 0 | 0 | 0 | 0 | 0 | 0 | 0 | 0 | 0 | 0 | 0 | 0 | 0 | 0 | 0 | 0 | 0 | 0 | 0 | 0 | 0 | 0 | 0
|  |  | Annualised cost (capex+opex) | 0 | 0 | 0 | 0 | 0 | 0 | 0 | 0 | 0 | 0 | 0 | 0 | 0 | 0 | 0 | 0 | 0 | 0 | 0 | 0 | 0 | 0 | 0 | 0 | 0 | 0 | 0 | 0 | 0 | 0
|  |  | Optimal timing (interim calc) | 0 | 0 | 0 | 0 | 0 | 0 | 0 | 0 | 0 | 0 | 0 | 0 | 0 | 0 | 0 | 0 | 0 | 0 | 0 | 0 | 0 | 0 | 0 | 0 | 0 | 0 | 0 | 0 | 0 | 0
|  |  | Optimal timing | - | - | - | - | - | - | - | [19 empty] | - | - | - | - | bar: 1 to 19
Adjusted For Optimal Timing: | 0 | 0 | Capex | 0 | 0 | 0 | 0 | 0 | 0 | 0 | 0 | 0 | 0 | 0 | 0 | 0 | 0 | 0 | 0 | 0 | 0 | 0 | 0 | 0 | 0 | 0 | 0 | 0 | 0 | 0 | 0 | 0 | 0
| 0 | 0 | Opex | 0 | 0 | 0 | 0 | 0 | 0 | 0 | 0 | 0 | 0 | 0 | 0 | 0 | 0 | 0 | 0 | 0 | 0 | 0 | 0 | 0 | 0 | 0 | 0 | 0 | 0 | 0 | 0 | 0 | 0
| 0 | 0 | Reduction in unserved energy | 0 | 0 | 0 | 0 | 0 | 0 | 0 | 0 | 0 | 0 | 0 | 0 | 0 | 0 | 0 | 0 | 0 | 0 | 0 | 0 | 0 | 0 | 0 | 0 | 0 | 0 | 0 | 0 | 0 | 0
| 0 | 0 | Net benefit | 0 | 0 | 0 | 0 | 0 | 0 | 0 | 0 | 0 | 0 | 0 | 0 | 0 | 0 | 0 | 0 | 0 | 0 | 0 | 0 | 0 | 0 | 0 | 0 | 0 | 0 | 0 | 0 | 0 | 0

## 3.2.5 NPV (Low Demand) (hidden)
Economic inputs and assumptions
Scenario | Discount rate | Central
| Cost | Central
| VCR | Central
|  | Central | Lower bound | Upper bound
| Discount rate | 5.56% | 4.11% | 7%
| Cost | 100% | 80% | 120%
| VCR | 100% | 80% | 120%
Asset life for calculating annualised capex (years) | Option 1 | 45
| Option 2 | 45
| Option 3 | 0
| Option 4 | 0
| Option 5 | 0
| Option 6 | 0
| Option 7 | 0
| Option 8 | 0
| Option 9 | 0
| Option 10 | 0
|  |  |  | 1 | 2 | 3 | 4 | 5 | 6 | 7 | 8 | 9 | 10 | 11 | 12 | 13 | 14 | 15 | 16 | 17 | 18 | 19 | 20 | 21 | 22 | 23 | 24 | 25 | 26 | 27 | 28 | 29 | 30
|  |  |  | FY25 | FY26 | FY27 | FY28 | FY29 | FY30 | FY31 | FY32 | FY33 | FY34 | FY35 | FY36 | FY37 | FY38 | FY39 | FY40 | FY41 | FY42 | FY43 | FY44 | FY45 | FY46 | FY47 | FY48 | FY49 | FY50 | FY51 | FY52 | FY53 | FY54
Outputs | bar: 3 FY27; 7 FY31
Option 1
| Discounted | Undiscounted
| 0 | 0 | Capex | 0 | 0 | 0 | 0 | 0 | 0 | 0 | 0 | 0 | 0 | 0 | 0 | 0 | 0 | 0 | 0 | 0 | 0 | 0 | 0 | 0 | 0 | 0 | 0 | 0 | 0 | 0 | 0 | 0 | 0
| 0 | 0 | Opex | 0 | 0 | 0 | 0 | 0 | 0 | 0 | 0 | 0 | 0 | 0 | 0 | 0 | 0 | 0 | 0 | 0 | 0 | 0 | 0 | 0 | 0 | 0 | 0 | 0 | 0 | 0 | 0 | 0 | 0
| 0 | 0 | Reduction in unserved energy | 0 | 0 | 0 | 0 | 0 | 0 | 0 | 0 | 0 | 0 | 0 | 0 | 0 | 0 | 0 | 0 | 0 | 0 | 0 | 0 | 0 | 0 | 0 | 0 | 0 | 0 | 0 | 0 | 0 | 0
| 0 | 0 | Net benefit | 0 | 0 | 0 | 0 | 0 | 0 | 0 | 0 | 0 | 0 | 0 | 0 | 0 | 0 | 0 | 0 | 0 | 0 | 0 | 0 | 0 | 0 | 0 | 0 | 0 | 0 | 0 | 0 | 0 | 0
|  |  | EUE Value ($m, real $2024) | 0 | 0 | 0 | 0 | 0 | 0 | 0 | 0 | 0 | 0 | 0 | 0 | 0 | 0 | 0 | 0 | 0 | 0 | 0 | 0 | 0 | 0 | 0 | 0 | 0 | 0 | 0 | 0 | 0 | 0
Option 2
Determining Optimal Timing: | Discounted | Undiscounted
| 4.6539 | 5.7616 | Capex | 0 | 0 | 1.1523 | 1.1523 | 1.1523 | 1.1523 | 1.1523 | 0 | 0 | 0 | 0 | 0 | 0 | 0 | 0 | 0 | 0 | 0 | 0 | 0 | 0 | 0 | 0 | 0 | 0 | 0 | 0 | 0 | 0 | 0
| 0.048983 | 0.057616 | Opex | 0 | 0 | 0 | 0.057616 | 0 | 0 | 0 | 0 | 0 | 0 | 0 | 0 | 0 | 0 | 0 | 0 | 0 | 0 | 0 | 0 | 0 | 0 | 0 | 0 | 0 | 0 | 0 | 0 | 0 | 0
| 0 | 0 | Reduction in unserved energy | 0 | 0 | 0 | 0 | 0 | 0 | 0 | 0 | 0 | 0 | 0 | 0 | 0 | 0 | 0 | 0 | 0 | 0 | 0 | 0 | 0 | 0 | 0 | 0 | 0 | 0 | 0 | 0 | 0 | 0
| -4.7029 | -5.8193 | Net benefit | 0 | 0 | -1.1523 | -1.2099 | -1.1523 | -1.1523 | -1.1523 | 0 | 0 | 0 | 0 | 0 | 0 | 0 | 0 | 0 | 0 | 0 | 0 | 0 | 0 | 0 | 0 | 0 | 0 | 0 | 0 | 0 | 0 | 0
|  |  | EUE Value ($m, real $2024) | 0 | 0 | 0 | 0 | 0 | 0 | 0 | 0 | 0 | 0 | 0 | 0 | 0 | 0 | 0 | 0 | 0 | 0 | 0 | 0 | 0 | 0 | 0 | 0 | 0 | 0 | 0 | 0 | 0 | 0
|  |  | Annualised capex | 0 | 0 | 0.2836 | 0.2836 | 0.2836 | 0.2836 | 0.2836 | 0.2836 | 0.2836 | 0.2836 | 0.2836 | 0.2836 | 0.2836 | 0.2836 | 0.2836 | 0.2836 | 0.2836 | 0.2836 | 0.2836 | 0.2836 | 0.2836 | 0.2836 | 0.2836 | 0.2836 | 0.2836 | 0.2836 | 0.2836 | 0.2836 | 0.2836 | 0.2836
|  |  | Annualised cost (capex+opex) | 0 | 0 | 0.2836 | 0.34122 | 0.2836 | 0.2836 | 0.2836 | 0.2836 | 0.2836 | 0.2836 | 0.2836 | 0.2836 | 0.2836 | 0.2836 | 0.2836 | 0.2836 | 0.2836 | 0.2836 | 0.2836 | 0.2836 | 0.2836 | 0.2836 | 0.2836 | 0.2836 | 0.2836 | 0.2836 | 0.2836 | 0.2836 | 0.2836 | 0.2836
|  |  | Optimal timing (interim calc) | 0 | 0 | 0 | 0 | 0 | 0 | 0 | 0 | 0 | 0 | 0 | 0 | 0 | 0 | 0 | 0 | 0 | 0 | 0 | 0 | 0 | 0 | 0 | 0 | 0 | 0 | 0 | 0 | 0 | 0
Optimal timing | bar: 1 FY25 to 30 FY54
Adjusted For Optimal Timing: | 0 | 0 | Capex | 0 | 0 | 0 | 0 | 0 | 0 | 0 | 0 | 0 | 0 | 0 | 0 | 0 | 0 | 0 | 0 | 0 | 0 | 0 | 0 | 0 | 0 | 0 | 0 | 0 | 0 | 0 | 0 | 0 | 0
| 0.048983 | 0.057616 | Opex | 0 | 0 | 0 | 0.057616 | 0 | 0 | 0 | 0 | 0 | 0 | 0 | 0 | 0 | 0 | 0 | 0 | 0 | 0 | 0 | 0 | 0 | 0 | 0 | 0 | 0 | 0 | 0 | 0 | 0 | 0
| 0.048983 | 0.057616 | Reduction in unserved energy | 0 | 0 | 0 | 0.057616 | 0 | 0 | 0 | 0 | 0 | 0 | 0 | 0 | 0 | 0 | 0 | 0 | 0 | 0 | 0 | 0 | 0 | 0 | 0 | 0 | 0 | 0 | 0 | 0 | 0 | 0
| 0 | 0 | Net benefit | 0 | 0 | 0 | 0 | 0 | 0 | 0 | 0 | 0 | 0 | 0 | 0 | 0 | 0 | 0 | 0 | 0 | 0 | 0 | 0 | 0 | 0 | 0 | 0 | 0 | 0 | 0 | 0 | 0 | 0
Option 3
Determining Optimal Timing: | Discounted | Undiscounted
| 0 | 0 | Capex | 0 | 0 | 0 | 0 | 0 | 0 | 0 | 0 | 0 | 0 | 0 | 0 | 0 | 0 | 0 | 0 | 0 | 0 | 0 | 0 | 0 | 0 | 0 | 0 | 0 | 0 | 0 | 0 | 0 | 0
| 0 | 0 | Opex | 0 | 0 | 0 | 0 | 0 | 0 | 0 | 0 | 0 | 0 | 0 | 0 | 0 | 0 | 0 | 0 | 0 | 0 | 0 | 0 | 0 | 0 | 0 | 0 | 0 | 0 | 0 | 0 | 0 | 0
| 0 | 0 | Reduction in unserved energy | 0 | 0 | 0 | 0 | 0 | 0 | 0 | 0 | 0 | 0 | 0 | 0 | 0 | 0 | 0 | 0 | 0 | 0 | 0 | 0 | 0 | 0 | 0 | 0 | 0 | 0 | 0 | 0 | 0 | 0
| 0 | 0 | Net benefit | 0 | 0 | 0 | 0 | 0 | 0 | 0 | 0 | 0 | 0 | 0 | 0 | 0 | 0 | 0 | 0 | 0 | 0 | 0 | 0 | 0 | 0 | 0 | 0 | 0 | 0 | 0 | 0 | 0 | 0
|  |  | EUE Value ($m, real $2024) | 0 | 0 | 0 | 0 | 0 | 0 | 0 | 0 | 0 | 0 | 0 | 0 | 0 | 0 | 0 | 0 | 0 | 0 | 0 | 0 | 0 | 0 | 0 | 0 | 0 | 0 | 0 | 0 | 0 | 0
|  |  | Annualised capex | 0 | 0 | 0 | 0 | 0 | 0 | 0 | 0 | 0 | 0 | 0 | 0 | 0 | 0 | 0 | 0 | 0 | 0 | 0 | 0 | 0 | 0 | 0 | 0 | 0 | 0 | 0 | 0 | 0 | 0
|  |  | Annualised cost (capex+opex) | 0 | 0 | 0 | 0 | 0 | 0 | 0 | 0 | 0 | 0 | 0 | 0 | 0 | 0 | 0 | 0 | 0 | 0 | 0 | 0 | 0 | 0 | 0 | 0 | 0 | 0 | 0 | 0 | 0 | 0
|  |  | Optimal timing (interim calc) | 0 | 0 | 0 | 0 | 0 | 0 | 0 | 0 | 0 | 0 | 0 | 0 | 0 | 0 | 0 | 0 | 0 | 0 | 0 | 0 | 0 | 0 | 0 | 0 | 0 | 0 | 0 | 0 | 0 | 0
Optimal timing | bar: 1 FY25 to 30 FY54
Adjusted For Optimal Timing: | 0 | 0 | Capex | 0 | 0 | 0 | 0 | 0 | 0 | 0 | 0 | 0 | 0 | 0 | 0 | 0 | 0 | 0 | 0 | 0 | 0 | 0 | 0 | 0 | 0 | 0 | 0 | 0 | 0 | 0 | 0 | 0 | 0
| 0 | 0 | Opex | 0 | 0 | 0 | 0 | 0 | 0 | 0 | 0 | 0 | 0 | 0 | 0 | 0 | 0 | 0 | 0 | 0 | 0 | 0 | 0 | 0 | 0 | 0 | 0 | 0 | 0 | 0 | 0 | 0 | 0
| 0 | 0 | Reduction in unserved energy | 0 | 0 | 0 | 0 | 0 | 0 | 0 | 0 | 0 | 0 | 0 | 0 | 0 | 0 | 0 | 0 | 0 | 0 | 0 | 0 | 0 | 0 | 0 | 0 | 0 | 0 | 0 | 0 | 0 | 0
| 0 | 0 | Net benefit | 0 | 0 | 0 | 0 | 0 | 0 | 0 | 0 | 0 | 0 | 0 | 0 | 0 | 0 | 0 | 0 | 0 | 0 | 0 | 0 | 0 | 0 | 0 | 0 | 0 | 0 | 0 | 0 | 0 | 0
Option 4
Determining Optimal Timing: | Discounted | Undiscounted
| 0 | 0 | Capex | 0 | 0 | 0 | 0 | 0 | 0 | 0 | 0 | 0 | 0 | 0 | 0 | 0 | 0 | 0 | 0 | 0 | 0 | 0 | 0 | 0 | 0 | 0 | 0 | 0 | 0 | 0 | 0 | 0 | 0
| 0 | 0 | Opex | 0 | 0 | 0 | 0 | 0 | 0 | 0 | 0 | 0 | 0 | 0 | 0 | 0 | 0 | 0 | 0 | 0 | 0 | 0 | 0 | 0 | 0 | 0 | 0 | 0 | 0 | 0 | 0 | 0 | 0
| 0 | 0 | Reduction in unserved energy | 0 | 0 | 0 | 0 | 0 | 0 | 0 | 0 | 0 | 0 | 0 | 0 | 0 | 0 | 0 | 0 | 0 | 0 | 0 | 0 | 0 | 0 | 0 | 0 | 0 | 0 | 0 | 0 | 0 | 0
| 0 | 0 | Net benefit | 0 | 0 | 0 | 0 | 0 | 0 | 0 | 0 | 0 | 0 | 0 | 0 | 0 | 0 | 0 | 0 | 0 | 0 | 0 | 0 | 0 | 0 | 0 | 0 | 0 | 0 | 0 | 0 | 0 | 0
|  |  | EUE Value ($m, real $2024) | 0 | 0 | 0 | 0 | 0 | 0 | 0 | 0 | 0 | 0 | 0 | 0 | 0 | 0 | 0 | 0 | 0 | 0 | 0 | 0 | 0 | 0 | 0 | 0 | 0 | 0 | 0 | 0 | 0 | 0
|  |  | Annualised capex | 0 | 0 | 0 | 0 | 0 | 0 | 0 | 0 | 0 | 0 | 0 | 0 | 0 | 0 | 0 | 0 | 0 | 0 | 0 | 0 | 0 | 0 | 0 | 0 | 0 | 0 | 0 | 0 | 0 | 0
|  |  | Annualised cost (capex+opex) | 0 | 0 | 0 | 0 | 0 | 0 | 0 | 0 | 0 | 0 | 0 | 0 | 0 | 0 | 0 | 0 | 0 | 0 | 0 | 0 | 0 | 0 | 0 | 0 | 0 | 0 | 0 | 0 | 0 | 0
|  |  | Optimal timing (interim calc) | 0 | 0 | 0 | 0 | 0 | 0 | 0 | 0 | 0 | 0 | 0 | 0 | 0 | 0 | 0 | 0 | 0 | 0 | 0 | 0 | 0 | 0 | 0 | 0 | 0 | 0 | 0 | 0 | 0 | 0
Optimal timing | bar: 1 FY25 to 30 FY54
[11 empty] | 1 | 2 | 3 | 4 | 5 | 6 | 7 | 8 | 9 | 10 | 11 | 12 | 13 | 14 | 15 | 16 | 17 | 18 | 19
Adjusted For Optimal Timing: | 0 | 0 | Capex | 0 | 0 | 0 | 0 | 0 | 0 | 0 | 0 | 0 | 0 | 0 | 0 | 0 | 0 | 0 | 0 | 0 | 0 | 0 | 0 | 0 | 0 | 0 | 0 | 0 | 0 | 0 | 0 | 0 | 0
| 0 | 0 | Opex | 0 | 0 | 0 | 0 | 0 | 0 | 0 | 0 | 0 | 0 | 0 | 0 | 0 | 0 | 0 | 0 | 0 | 0 | 0 | 0 | 0 | 0 | 0 | 0 | 0 | 0 | 0 | 0 | 0 | 0
| 0 | 0 | Reduction in unserved energy | 0 | 0 | 0 | 0 | 0 | 0 | 0 | 0 | 0 | 0 | 0 | 0 | 0 | 0 | 0 | 0 | 0 | 0 | 0 | 0 | 0 | 0 | 0 | 0 | 0 | 0 | 0 | 0 | 0 | 0
| 0 | 0 | Net benefit | 0 | 0 | 0 | 0 | 0 | 0 | 0 | 0 | 0 | 0 | 0 | 0 | 0 | 0 | 0 | 0 | 0 | 0 | 0 | 0 | 0 | 0 | 0 | 0 | 0 | 0 | 0 | 0 | 0 | 0
Option 5
Determining Optimal Timing: | Discounted | Undiscounted
| 0 | 0 | Capex | 0 | 0 | 0 | 0 | 0 | 0 | 0 | 0 | 0 | 0 | 0 | 0 | 0 | 0 | 0 | 0 | 0 | 0 | 0 | 0 | 0 | 0 | 0 | 0 | 0 | 0 | 0 | 0 | 0 | 0
| 15.1226 | 29.7675 | Opex | 0.99225 | 0.99225 | 0.99225 | 0.99225 | 0.99225 | 0.99225 | 0.99225 | 0.99225 | 0.99225 | 0.99225 | 0.99225 | 0.99225 | 0.99225 | 0.99225 | 0.99225 | 0.99225 | 0.99225 | 0.99225 | 0.99225 | 0.99225 | 0.99225 | 0.99225 | 0.99225 | 0.99225 | 0.99225 | 0.99225 | 0.99225 | 0.99225 | 0.99225 | 0.99225
| 0 | 0 | Reduction in unserved energy | 0 | 0 | 0 | 0 | 0 | 0 | 0 | 0 | 0 | 0 | 0 | 0 | 0 | 0 | 0 | 0 | 0 | 0 | 0 | 0 | 0 | 0 | 0 | 0 | 0 | 0 | 0 | 0 | 0 | 0
| -15.1226 | -29.7675 | Net benefit | -0.99225 | -0.99225 | -0.99225 | -0.99225 | -0.99225 | -0.99225 | -0.99225 | -0.99225 | -0.99225 | -0.99225 | -0.99225 | -0.99225 | -0.99225 | -0.99225 | -0.99225 | -0.99225 | -0.99225 | -0.99225 | -0.99225 | -0.99225 | -0.99225 | -0.99225 | -0.99225 | -0.99225 | -0.99225 | -0.99225 | -0.99225 | -0.99225 | -0.99225 | -0.99225
|  |  | EUE Value ($m, real $2024) | 0 | 0 | 0 | 0 | 0 | 0 | 0 | 0 | 0 | 0 | 0 | 0 | 0 | 0 | 0 | 0 | 0 | 0 | 0 | 0 | 0 | 0 | 0 | 0 | 0 | 0 | 0 | 0 | 0 | 0
|  |  | Annualised capex | 0 | 0 | 0 | 0 | 0 | 0 | 0 | 0 | 0 | 0 | 0 | 0 | 0 | 0 | 0 | 0 | 0 | 0 | 0 | 0 | 0 | 0 | 0 | 0 | 0 | 0 | 0 | 0 | 0 | 0
|  |  | Annualised cost (capex+opex) | 0.99225 | 0.99225 | 0.99225 | 0.99225 | 0.99225 | 0.99225 | 0.99225 | 0.99225 | 0.99225 | 0.99225 | 0.99225 | 0.99225 | 0.99225 | 0.99225 | 0.99225 | 0.99225 | 0.99225 | 0.99225 | 0.99225 | 0.99225 | 0.99225 | 0.99225 | 0.99225 | 0.99225 | 0.99225 | 0.99225 | 0.99225 | 0.99225 | 0.99225 | 0.99225
|  |  | Optimal timing (interim calc) | 0 | 0 | 0 | 0 | 0 | 0 | 0 | 0 | 0 | 0 | 0 | 0 | 0 | 0 | 0 | 0 | 0 | 0 | 0 | 0 | 0 | 0 | 0 | 0 | 0 | 0 | 0 | 0 | 0 | 0
|  |  | Optimal timing | - | - | - | - | - | - | - | [19 empty] | - | - | - | - | bar: 1 to 19
Adjusted For Optimal Timing: | 0 | 0 | Capex | 0 | 0 | 0 | 0 | 0 | 0 | 0 | 0 | 0 | 0 | 0 | 0 | 0 | 0 | 0 | 0 | 0 | 0 | 0 | 0 | 0 | 0 | 0 | 0 | 0 | 0 | 0 | 0 | 0 | 0
| 15.1226 | 29.7675 | Opex | 0.99225 | 0.99225 | 0.99225 | 0.99225 | 0.99225 | 0.99225 | 0.99225 | 0.99225 | 0.99225 | 0.99225 | 0.99225 | 0.99225 | 0.99225 | 0.99225 | 0.99225 | 0.99225 | 0.99225 | 0.99225 | 0.99225 | 0.99225 | 0.99225 | 0.99225 | 0.99225 | 0.99225 | 0.99225 | 0.99225 | 0.99225 | 0.99225 | 0.99225 | 0.99225
| 15.1226 | 29.7675 | Reduction in unserved energy | 0.99225 | 0.99225 | 0.99225 | 0.99225 | 0.99225 | 0.99225 | 0.99225 | 0.99225 | 0.99225 | 0.99225 | 0.99225 | 0.99225 | 0.99225 | 0.99225 | 0.99225 | 0.99225 | 0.99225 | 0.99225 | 0.99225 | 0.99225 | 0.99225 | 0.99225 | 0.99225 | 0.99225 | 0.99225 | 0.99225 | 0.99225 | 0.99225 | 0.99225 | 0.99225
| 0 | 0 | Net benefit | 0 | 0 | 0 | 0 | 0 | 0 | 0 | 0 | 0 | 0 | 0 | 0 | 0 | 0 | 0 | 0 | 0 | 0 | 0 | 0 | 0 | 0 | 0 | 0 | 0 | 0 | 0 | 0 | 0 | 0
Option 6
Determining Optimal Timing: | Discounted | Undiscounted
| 0 | 0 | Capex | 0 | 0 | 0 | 0 | 0 | 0 | 0 | 0 | 0 | 0 | 0 | 0 | 0 | 0 | 0 | 0 | 0 | 0 | 0 | 0 | 0 | 0 | 0 | 0 | 0 | 0 | 0 | 0 | 0 | 0
| 0 | 0 | Opex | 0 | 0 | 0 | 0 | 0 | 0 | 0 | 0 | 0 | 0 | 0 | 0 | 0 | 0 | 0 | 0 | 0 | 0 | 0 | 0 | 0 | 0 | 0 | 0 | 0 | 0 | 0 | 0 | 0 | 0
| 0 | 0 | Reduction in unserved energy | 0 | 0 | 0 | 0 | 0 | 0 | 0 | 0 | 0 | 0 | 0 | 0 | 0 | 0 | 0 | 0 | 0 | 0 | 0 | 0 | 0 | 0 | 0 | 0 | 0 | 0 | 0 | 0 | 0 | 0
| 0 | 0 | Net benefit | 0 | 0 | 0 | 0 | 0 | 0 | 0 | 0 | 0 | 0 | 0 | 0 | 0 | 0 | 0 | 0 | 0 | 0 | 0 | 0 | 0 | 0 | 0 | 0 | 0 | 0 | 0 | 0 | 0 | 0
|  |  | EUE Value ($m, real $2024) | 0 | 0 | 0 | 0 | 0 | 0 | 0 | 0 | 0 | 0 | 0 | 0 | 0 | 0 | 0 | 0 | 0 | 0 | 0 | 0 | 0 | 0 | 0 | 0 | 0 | 0 | 0 | 0 | 0 | 0
|  |  | Annualised capex | 0 | 0 | 0 | 0 | 0 | 0 | 0 | 0 | 0 | 0 | 0 | 0 | 0 | 0 | 0 | 0 | 0 | 0 | 0 | 0 | 0 | 0 | 0 | 0 | 0 | 0 | 0 | 0 | 0 | 0
|  |  | Annualised cost (capex+opex) | 0 | 0 | 0 | 0 | 0 | 0 | 0 | 0 | 0 | 0 | 0 | 0 | 0 | 0 | 0 | 0 | 0 | 0 | 0 | 0 | 0 | 0 | 0 | 0 | 0 | 0 | 0 | 0 | 0 | 0
|  |  | Optimal timing (interim calc) | 0 | 0 | 0 | 0 | 0 | 0 | 0 | 0 | 0 | 0 | 0 | 0 | 0 | 0 | 0 | 0 | 0 | 0 | 0 | 0 | 0 | 0 | 0 | 0 | 0 | 0 | 0 | 0 | 0 | 0
|  |  | Optimal timing | - | - | - | - | - | - | - | [19 empty] | - | - | - | - | bar: 1 to 19
Adjusted For Optimal Timing: | 0 | 0 | Capex | 0 | 0 | 0 | 0 | 0 | 0 | 0 | 0 | 0 | 0 | 0 | 0 | 0 | 0 | 0 | 0 | 0 | 0 | 0 | 0 | 0 | 0 | 0 | 0 | 0 | 0 | 0 | 0 | 0 | 0
| 0 | 0 | Opex | 0 | 0 | 0 | 0 | 0 | 0 | 0 | 0 | 0 | 0 | 0 | 0 | 0 | 0 | 0 | 0 | 0 | 0 | 0 | 0 | 0 | 0 | 0 | 0 | 0 | 0 | 0 | 0 | 0 | 0
| 0 | 0 | Reduction in unserved energy | 0 | 0 | 0 | 0 | 0 | 0 | 0 | 0 | 0 | 0 | 0 | 0 | 0 | 0 | 0 | 0 | 0 | 0 | 0 | 0 | 0 | 0 | 0 | 0 | 0 | 0 | 0 | 0 | 0 | 0
| 0 | 0 | Net benefit | 0 | 0 | 0 | 0 | 0 | 0 | 0 | 0 | 0 | 0 | 0 | 0 | 0 | 0 | 0 | 0 | 0 | 0 | 0 | 0 | 0 | 0 | 0 | 0 | 0 | 0 | 0 | 0 | 0 | 0
Option 7
Determining Optimal Timing: | Discounted | Undiscounted
| 0 | 0 | Capex | 0 | 0 | 0 | 0 | 0 | 0 | 0 | 0 | 0 | 0 | 0 | 0 | 0 | 0 | 0 | 0 | 0 | 0 | 0 | 0 | 0 | 0 | 0 | 0 | 0 | 0 | 0 | 0 | 0 | 0
| 0 | 0 | Opex | 0 | 0 | 0 | 0 | 0 | 0 | 0 | 0 | 0 | 0 | 0 | 0 | 0 | 0 | 0 | 0 | 0 | 0 | 0 | 0 | 0 | 0 | 0 | 0 | 0 | 0 | 0 | 0 | 0 | 0
| 0 | 0 | Reduction in unserved energy | 0 | 0 | 0 | 0 | 0 | 0 | 0 | 0 | 0 | 0 | 0 | 0 | 0 | 0 | 0 | 0 | 0 | 0 | 0 | 0 | 0 | 0 | 0 | 0 | 0 | 0 | 0 | 0 | 0 | 0
| 0 | 0 | Net benefit | 0 | 0 | 0 | 0 | 0 | 0 | 0 | 0 | 0 | 0 | 0 | 0 | 0 | 0 | 0 | 0 | 0 | 0 | 0 | 0 | 0 | 0 | 0 | 0 | 0 | 0 | 0 | 0 | 0 | 0
|  |  | EUE Value ($m, real $2024) | 0 | 0 | 0 | 0 | 0 | 0 | 0 | 0 | 0 | 0 | 0 | 0 | 0 | 0 | 0 | 0 | 0 | 0 | 0 | 0 | 0 | 0 | 0 | 0 | 0 | 0 | 0 | 0 | 0 | 0
|  |  | Annualised capex | 0 | 0 | 0 | 0 | 0 | 0 | 0 | 0 | 0 | 0 | 0 | 0 | 0 | 0 | 0 | 0 | 0 | 0 | 0 | 0 | 0 | 0 | 0 | 0 | 0 | 0 | 0 | 0 | 0 | 0
|  |  | Annualised cost (capex+opex) | 0 | 0 | 0 | 0 | 0 | 0 | 0 | 0 | 0 | 0 | 0 | 0 | 0 | 0 | 0 | 0 | 0 | 0 | 0 | 0 | 0 | 0 | 0 | 0 | 0 | 0 | 0 | 0 | 0 | 0
|  |  | Optimal timing (interim calc) | 0 | 0 | 0 | 0 | 0 | 0 | 0 | 0 | 0 | 0 | 0 | 0 | 0 | 0 | 0 | 0 | 0 | 0 | 0 | 0 | 0 | 0 | 0 | 0 | 0 | 0 | 0 | 0 | 0 | 0
|  |  | Optimal timing | - | - | - | - | - | - | - | [19 empty] | - | - | - | - | bar: 1 to 19
Adjusted For Optimal Timing: | 0 | 0 | Capex | 0 | 0 | 0 | 0 | 0 | 0 | 0 | 0 | 0 | 0 | 0 | 0 | 0 | 0 | 0 | 0 | 0 | 0 | 0 | 0 | 0 | 0 | 0 | 0 | 0 | 0 | 0 | 0 | 0 | 0
| 0 | 0 | Opex | 0 | 0 | 0 | 0 | 0 | 0 | 0 | 0 | 0 | 0 | 0 | 0 | 0 | 0 | 0 | 0 | 0 | 0 | 0 | 0 | 0 | 0 | 0 | 0 | 0 | 0 | 0 | 0 | 0 | 0
| 0 | 0 | Reduction in unserved energy | 0 | 0 | 0 | 0 | 0 | 0 | 0 | 0 | 0 | 0 | 0 | 0 | 0 | 0 | 0 | 0 | 0 | 0 | 0 | 0 | 0 | 0 | 0 | 0 | 0 | 0 | 0 | 0 | 0 | 0
| 0 | 0 | Net benefit | 0 | 0 | 0 | 0 | 0 | 0 | 0 | 0 | 0 | 0 | 0 | 0 | 0 | 0 | 0 | 0 | 0 | 0 | 0 | 0 | 0 | 0 | 0 | 0 | 0 | 0 | 0 | 0 | 0 | 0
Option 8
Determining Optimal Timing: | Discounted | Undiscounted
| 0 | 0 | Capex | 0 | 0 | 0 | 0 | 0 | 0 | 0 | 0 | 0 | 0 | 0 | 0 | 0 | 0 | 0 | 0 | 0 | 0 | 0 | 0 | 0 | 0 | 0 | 0 | 0 | 0 | 0 | 0 | 0 | 0
| 0 | 0 | Opex | 0 | 0 | 0 | 0 | 0 | 0 | 0 | 0 | 0 | 0 | 0 | 0 | 0 | 0 | 0 | 0 | 0 | 0 | 0 | 0 | 0 | 0 | 0 | 0 | 0 | 0 | 0 | 0 | 0 | 0
| 0 | 0 | Reduction in unserved energy | 0 | 0 | 0 | 0 | 0 | 0 | 0 | 0 | 0 | 0 | 0 | 0 | 0 | 0 | 0 | 0 | 0 | 0 | 0 | 0 | 0 | 0 | 0 | 0 | 0 | 0 | 0 | 0 | 0 | 0
| 0 | 0 | Net benefit | 0 | 0 | 0 | 0 | 0 | 0 | 0 | 0 | 0 | 0 | 0 | 0 | 0 | 0 | 0 | 0 | 0 | 0 | 0 | 0 | 0 | 0 | 0 | 0 | 0 | 0 | 0 | 0 | 0 | 0
|  |  | EUE Value ($m, real $2024) | 0 | 0 | 0 | 0 | 0 | 0 | 0 | 0 | 0 | 0 | 0 | 0 | 0 | 0 | 0 | 0 | 0 | 0 | 0 | 0 | 0 | 0 | 0 | 0 | 0 | 0 | 0 | 0 | 0 | 0
|  |  | Annualised capex | 0 | 0 | 0 | 0 | 0 | 0 | 0 | 0 | 0 | 0 | 0 | 0 | 0 | 0 | 0 | 0 | 0 | 0 | 0 | 0 | 0 | 0 | 0 | 0 | 0 | 0 | 0 | 0 | 0 | 0
|  |  | Annualised cost (capex+opex) | 0 | 0 | 0 | 0 | 0 | 0 | 0 | 0 | 0 | 0 | 0 | 0 | 0 | 0 | 0 | 0 | 0 | 0 | 0 | 0 | 0 | 0 | 0 | 0 | 0 | 0 | 0 | 0 | 0 | 0
|  |  | Optimal timing (interim calc) | 0 | 0 | 0 | 0 | 0 | 0 | 0 | 0 | 0 | 0 | 0 | 0 | 0 | 0 | 0 | 0 | 0 | 0 | 0 | 0 | 0 | 0 | 0 | 0 | 0 | 0 | 0 | 0 | 0 | 0
|  |  | Optimal timing | - | - | - | - | - | - | - | [19 empty] | - | - | - | - | bar: 1 to 19
Adjusted For Optimal Timing: | 0 | 0 | Capex | 0 | 0 | 0 | 0 | 0 | 0 | 0 | 0 | 0 | 0 | 0 | 0 | 0 | 0 | 0 | 0 | 0 | 0 | 0 | 0 | 0 | 0 | 0 | 0 | 0 | 0 | 0 | 0 | 0 | 0
| 0 | 0 | Opex | 0 | 0 | 0 | 0 | 0 | 0 | 0 | 0 | 0 | 0 | 0 | 0 | 0 | 0 | 0 | 0 | 0 | 0 | 0 | 0 | 0 | 0 | 0 | 0 | 0 | 0 | 0 | 0 | 0 | 0
| 0 | 0 | Reduction in unserved energy | 0 | 0 | 0 | 0 | 0 | 0 | 0 | 0 | 0 | 0 | 0 | 0 | 0 | 0 | 0 | 0 | 0 | 0 | 0 | 0 | 0 | 0 | 0 | 0 | 0 | 0 | 0 | 0 | 0 | 0
| 0 | 0 | Net benefit | 0 | 0 | 0 | 0 | 0 | 0 | 0 | 0 | 0 | 0 | 0 | 0 | 0 | 0 | 0 | 0 | 0 | 0 | 0 | 0 | 0 | 0 | 0 | 0 | 0 | 0 | 0 | 0 | 0 | 0
Option 9
Determining Optimal Timing: | Discounted | Undiscounted
| 0 | 0 | Capex | 0 | 0 | 0 | 0 | 0 | 0 | 0 | 0 | 0 | 0 | 0 | 0 | 0 | 0 | 0 | 0 | 0 | 0 | 0 | 0 | 0 | 0 | 0 | 0 | 0 | 0 | 0 | 0 | 0 | 0
| 0 | 0 | Opex | 0 | 0 | 0 | 0 | 0 | 0 | 0 | 0 | 0 | 0 | 0 | 0 | 0 | 0 | 0 | 0 | 0 | 0 | 0 | 0 | 0 | 0 | 0 | 0 | 0 | 0 | 0 | 0 | 0 | 0
| 0 | 0 | Reduction in unserved energy | 0 | 0 | 0 | 0 | 0 | 0 | 0 | 0 | 0 | 0 | 0 | 0 | 0 | 0 | 0 | 0 | 0 | 0 | 0 | 0 | 0 | 0 | 0 | 0 | 0 | 0 | 0 | 0 | 0 | 0
| 0 | 0 | Net benefit | 0 | 0 | 0 | 0 | 0 | 0 | 0 | 0 | 0 | 0 | 0 | 0 | 0 | 0 | 0 | 0 | 0 | 0 | 0 | 0 | 0 | 0 | 0 | 0 | 0 | 0 | 0 | 0 | 0 | 0
|  |  | EUE Value ($m, real $2024) | 0 | 0 | 0 | 0 | 0 | 0 | 0 | 0 | 0 | 0 | 0 | 0 | 0 | 0 | 0 | 0 | 0 | 0 | 0 | 0 | 0 | 0 | 0 | 0 | 0 | 0 | 0 | 0 | 0 | 0
|  |  | Annualised capex | 0 | 0 | 0 | 0 | 0 | 0 | 0 | 0 | 0 | 0 | 0 | 0 | 0 | 0 | 0 | 0 | 0 | 0 | 0 | 0 | 0 | 0 | 0 | 0 | 0 | 0 | 0 | 0 | 0 | 0
|  |  | Annualised cost (capex+opex) | 0 | 0 | 0 | 0 | 0 | 0 | 0 | 0 | 0 | 0 | 0 | 0 | 0 | 0 | 0 | 0 | 0 | 0 | 0 | 0 | 0 | 0 | 0 | 0 | 0 | 0 | 0 | 0 | 0 | 0
|  |  | Optimal timing (interim calc) | 0 | 0 | 0 | 0 | 0 | 0 | 0 | 0 | 0 | 0 | 0 | 0 | 0 | 0 | 0 | 0 | 0 | 0 | 0 | 0 | 0 | 0 | 0 | 0 | 0 | 0 | 0 | 0 | 0 | 0
|  |  | Optimal timing | - | - | - | - | - | - | - | [19 empty] | - | - | - | - | bar: 1 to 19
Adjusted For Optimal Timing: | 0 | 0 | Capex | 0 | 0 | 0 | 0 | 0 | 0 | 0 | 0 | 0 | 0 | 0 | 0 | 0 | 0 | 0 | 0 | 0 | 0 | 0 | 0 | 0 | 0 | 0 | 0 | 0 | 0 | 0 | 0 | 0 | 0
| 0 | 0 | Opex | 0 | 0 | 0 | 0 | 0 | 0 | 0 | 0 | 0 | 0 | 0 | 0 | 0 | 0 | 0 | 0 | 0 | 0 | 0 | 0 | 0 | 0 | 0 | 0 | 0 | 0 | 0 | 0 | 0 | 0
| 0 | 0 | Reduction in unserved energy | 0 | 0 | 0 | 0 | 0 | 0 | 0 | 0 | 0 | 0 | 0 | 0 | 0 | 0 | 0 | 0 | 0 | 0 | 0 | 0 | 0 | 0 | 0 | 0 | 0 | 0 | 0 | 0 | 0 | 0
| 0 | 0 | Net benefit | 0 | 0 | 0 | 0 | 0 | 0 | 0 | 0 | 0 | 0 | 0 | 0 | 0 | 0 | 0 | 0 | 0 | 0 | 0 | 0 | 0 | 0 | 0 | 0 | 0 | 0 | 0 | 0 | 0 | 0
Option 10
Determining Optimal Timing: | Discounted | Undiscounted
| 0 | 0 | Capex | 0 | 0 | 0 | 0 | 0 | 0 | 0 | 0 | 0 | 0 | 0 | 0 | 0 | 0 | 0 | 0 | 0 | 0 | 0 | 0 | 0 | 0 | 0 | 0 | 0 | 0 | 0 | 0 | 0 | 0
| 0 | 0 | Opex | 0 | 0 | 0 | 0 | 0 | 0 | 0 | 0 | 0 | 0 | 0 | 0 | 0 | 0 | 0 | 0 | 0 | 0 | 0 | 0 | 0 | 0 | 0 | 0 | 0 | 0 | 0 | 0 | 0 | 0
| 0 | 0 | Reduction in unserved energy | 0 | 0 | 0 | 0 | 0 | 0 | 0 | 0 | 0 | 0 | 0 | 0 | 0 | 0 | 0 | 0 | 0 | 0 | 0 | 0 | 0 | 0 | 0 | 0 | 0 | 0 | 0 | 0 | 0 | 0
| 0 | 0 | Net benefit | 0 | 0 | 0 | 0 | 0 | 0 | 0 | 0 | 0 | 0 | 0 | 0 | 0 | 0 | 0 | 0 | 0 | 0 | 0 | 0 | 0 | 0 | 0 | 0 | 0 | 0 | 0 | 0 | 0 | 0
|  |  | EUE Value ($m, real $2024) | 0 | 0 | 0 | 0 | 0 | 0 | 0 | 0 | 0 | 0 | 0 | 0 | 0 | 0 | 0 | 0 | 0 | 0 | 0 | 0 | 0 | 0 | 0 | 0 | 0 | 0 | 0 | 0 | 0 | 0
|  |  | Annualised capex | 0 | 0 | 0 | 0 | 0 | 0 | 0 | 0 | 0 | 0 | 0 | 0 | 0 | 0 | 0 | 0 | 0 | 0 | 0 | 0 | 0 | 0 | 0 | 0 | 0 | 0 | 0 | 0 | 0 | 0
|  |  | Annualised cost (capex+opex) | 0 | 0 | 0 | 0 | 0 | 0 | 0 | 0 | 0 | 0 | 0 | 0 | 0 | 0 | 0 | 0 | 0 | 0 | 0 | 0 | 0 | 0 | 0 | 0 | 0 | 0 | 0 | 0 | 0 | 0
|  |  | Optimal timing (interim calc) | 0 | 0 | 0 | 0 | 0 | 0 | 0 | 0 | 0 | 0 | 0 | 0 | 0 | 0 | 0 | 0 | 0 | 0 | 0 | 0 | 0 | 0 | 0 | 0 | 0 | 0 | 0 | 0 | 0 | 0
|  |  | Optimal timing | - | - | - | - | - | - | - | [19 empty] | - | - | - | - | bar: 1 to 19
Adjusted For Optimal Timing: | 0 | 0 | Capex | 0 | 0 | 0 | 0 | 0 | 0 | 0 | 0 | 0 | 0 | 0 | 0 | 0 | 0 | 0 | 0 | 0 | 0 | 0 | 0 | 0 | 0 | 0 | 0 | 0 | 0 | 0 | 0 | 0 | 0
| 0 | 0 | Opex | 0 | 0 | 0 | 0 | 0 | 0 | 0 | 0 | 0 | 0 | 0 | 0 | 0 | 0 | 0 | 0 | 0 | 0 | 0 | 0 | 0 | 0 | 0 | 0 | 0 | 0 | 0 | 0 | 0 | 0
| 0 | 0 | Reduction in unserved energy | 0 | 0 | 0 | 0 | 0 | 0 | 0 | 0 | 0 | 0 | 0 | 0 | 0 | 0 | 0 | 0 | 0 | 0 | 0 | 0 | 0 | 0 | 0 | 0 | 0 | 0 | 0 | 0 | 0 | 0
| 0 | 0 | Net benefit | 0 | 0 | 0 | 0 | 0 | 0 | 0 | 0 | 0 | 0 | 0 | 0 | 0 | 0 | 0 | 0 | 0 | 0 | 0 | 0 | 0 | 0 | 0 | 0 | 0 | 0 | 0 | 0 | 0 | 0

## 3.2.6 NPV (High Demand) (hidden)
Economic inputs and assumptions
Scenario | Discount rate | Central
| Cost | Central
| VCR | Central
|  | Central | Lower bound | Upper bound
| Discount rate | 5.56% | 4.11% | 7%
| Cost | 100% | 80% | 120%
| VCR | 100% | 80% | 120%
Asset life for calculating annualised capex (years) | Option 1 | 45
| Option 2 | 45
| Option 3 | 0
| Option 4 | 0
| Option 5 | 0
| Option 6 | 0
| Option 7 | 0
| Option 8 | 0
| Option 9 | 0
| Option 10 | 0
|  |  |  | 1 | 2 | 3 | 4 | 5 | 6 | 7 | 8 | 9 | 10 | 11 | 12 | 13 | 14 | 15 | 16 | 17 | 18 | 19 | 20 | 21 | 22 | 23 | 24 | 25 | 26 | 27 | 28 | 29 | 30
|  |  |  | FY25 | FY26 | FY27 | FY28 | FY29 | FY30 | FY31 | FY32 | FY33 | FY34 | FY35 | FY36 | FY37 | FY38 | FY39 | FY40 | FY41 | FY42 | FY43 | FY44 | FY45 | FY46 | FY47 | FY48 | FY49 | FY50 | FY51 | FY52 | FY53 | FY54
Outputs | bar: 3 FY27; 7 FY31
Option 1
| Discounted | Undiscounted
| 0 | 0 | Capex | 0 | 0 | 0 | 0 | 0 | 0 | 0 | 0 | 0 | 0 | 0 | 0 | 0 | 0 | 0 | 0 | 0 | 0 | 0 | 0 | 0 | 0 | 0 | 0 | 0 | 0 | 0 | 0 | 0 | 0
| 0 | 0 | Opex | 0 | 0 | 0 | 0 | 0 | 0 | 0 | 0 | 0 | 0 | 0 | 0 | 0 | 0 | 0 | 0 | 0 | 0 | 0 | 0 | 0 | 0 | 0 | 0 | 0 | 0 | 0 | 0 | 0 | 0
| 0 | 0 | Reduction in unserved energy | 0 | 0 | 0 | 0 | 0 | 0 | 0 | 0 | 0 | 0 | 0 | 0 | 0 | 0 | 0 | 0 | 0 | 0 | 0 | 0 | 0 | 0 | 0 | 0 | 0 | 0 | 0 | 0 | 0 | 0
| 0 | 0 | Net benefit | 0 | 0 | 0 | 0 | 0 | 0 | 0 | 0 | 0 | 0 | 0 | 0 | 0 | 0 | 0 | 0 | 0 | 0 | 0 | 0 | 0 | 0 | 0 | 0 | 0 | 0 | 0 | 0 | 0 | 0
|  |  | EUE Value ($m, real $2024) | 0 | 0 | 0 | 0 | 0 | 0 | 0 | 0 | 0 | 0 | 0 | 0 | 0 | 0 | 0 | 0 | 0 | 0 | 0 | 0 | 0 | 0 | 0 | 0 | 0 | 0 | 0 | 0 | 0 | 0
Option 2
Determining Optimal Timing: | Discounted | Undiscounted
| 4.6539 | 5.7616 | Capex | 0 | 0 | 1.1523 | 1.1523 | 1.1523 | 1.1523 | 1.1523 | 0 | 0 | 0 | 0 | 0 | 0 | 0 | 0 | 0 | 0 | 0 | 0 | 0 | 0 | 0 | 0 | 0 | 0 | 0 | 0 | 0 | 0 | 0
| 0.048983 | 0.057616 | Opex | 0 | 0 | 0 | 0.057616 | 0 | 0 | 0 | 0 | 0 | 0 | 0 | 0 | 0 | 0 | 0 | 0 | 0 | 0 | 0 | 0 | 0 | 0 | 0 | 0 | 0 | 0 | 0 | 0 | 0 | 0
| 0 | 0 | Reduction in unserved energy | 0 | 0 | 0 | 0 | 0 | 0 | 0 | 0 | 0 | 0 | 0 | 0 | 0 | 0 | 0 | 0 | 0 | 0 | 0 | 0 | 0 | 0 | 0 | 0 | 0 | 0 | 0 | 0 | 0 | 0
| -4.7029 | -5.8193 | Net benefit | 0 | 0 | -1.1523 | -1.2099 | -1.1523 | -1.1523 | -1.1523 | 0 | 0 | 0 | 0 | 0 | 0 | 0 | 0 | 0 | 0 | 0 | 0 | 0 | 0 | 0 | 0 | 0 | 0 | 0 | 0 | 0 | 0 | 0
|  |  | EUE Value ($m, real $2024) | 0 | 0 | 0 | 0 | 0 | 0 | 0 | 0 | 0 | 0 | 0 | 0 | 0 | 0 | 0 | 0 | 0 | 0 | 0 | 0 | 0 | 0 | 0 | 0 | 0 | 0 | 0 | 0 | 0 | 0
|  |  | Annualised capex | 0 | 0 | 0.2836 | 0.2836 | 0.2836 | 0.2836 | 0.2836 | 0.2836 | 0.2836 | 0.2836 | 0.2836 | 0.2836 | 0.2836 | 0.2836 | 0.2836 | 0.2836 | 0.2836 | 0.2836 | 0.2836 | 0.2836 | 0.2836 | 0.2836 | 0.2836 | 0.2836 | 0.2836 | 0.2836 | 0.2836 | 0.2836 | 0.2836 | 0.2836
|  |  | Annualised cost (capex+opex) | 0 | 0 | 0.2836 | 0.34122 | 0.2836 | 0.2836 | 0.2836 | 0.2836 | 0.2836 | 0.2836 | 0.2836 | 0.2836 | 0.2836 | 0.2836 | 0.2836 | 0.2836 | 0.2836 | 0.2836 | 0.2836 | 0.2836 | 0.2836 | 0.2836 | 0.2836 | 0.2836 | 0.2836 | 0.2836 | 0.2836 | 0.2836 | 0.2836 | 0.2836
|  |  | Optimal timing (interim calc) | 0 | 0 | 0 | 0 | 0 | 0 | 0 | 0 | 0 | 0 | 0 | 0 | 0 | 0 | 0 | 0 | 0 | 0 | 0 | 0 | 0 | 0 | 0 | 0 | 0 | 0 | 0 | 0 | 0 | 0
Optimal timing | bar: 1 FY25 to 30 FY54
Adjusted For Optimal Timing: | 0 | 0 | Capex | 0 | 0 | 0 | 0 | 0 | 0 | 0 | 0 | 0 | 0 | 0 | 0 | 0 | 0 | 0 | 0 | 0 | 0 | 0 | 0 | 0 | 0 | 0 | 0 | 0 | 0 | 0 | 0 | 0 | 0
| 0.048983 | 0.057616 | Opex | 0 | 0 | 0 | 0.057616 | 0 | 0 | 0 | 0 | 0 | 0 | 0 | 0 | 0 | 0 | 0 | 0 | 0 | 0 | 0 | 0 | 0 | 0 | 0 | 0 | 0 | 0 | 0 | 0 | 0 | 0
| 0.048983 | 0.057616 | Reduction in unserved energy | 0 | 0 | 0 | 0.057616 | 0 | 0 | 0 | 0 | 0 | 0 | 0 | 0 | 0 | 0 | 0 | 0 | 0 | 0 | 0 | 0 | 0 | 0 | 0 | 0 | 0 | 0 | 0 | 0 | 0 | 0
| 0 | 0 | Net benefit | 0 | 0 | 0 | 0 | 0 | 0 | 0 | 0 | 0 | 0 | 0 | 0 | 0 | 0 | 0 | 0 | 0 | 0 | 0 | 0 | 0 | 0 | 0 | 0 | 0 | 0 | 0 | 0 | 0 | 0
Option 3
Determining Optimal Timing: | Discounted | Undiscounted
| 0 | 0 | Capex | 0 | 0 | 0 | 0 | 0 | 0 | 0 | 0 | 0 | 0 | 0 | 0 | 0 | 0 | 0 | 0 | 0 | 0 | 0 | 0 | 0 | 0 | 0 | 0 | 0 | 0 | 0 | 0 | 0 | 0
| 0 | 0 | Opex | 0 | 0 | 0 | 0 | 0 | 0 | 0 | 0 | 0 | 0 | 0 | 0 | 0 | 0 | 0 | 0 | 0 | 0 | 0 | 0 | 0 | 0 | 0 | 0 | 0 | 0 | 0 | 0 | 0 | 0
| 0 | 0 | Reduction in unserved energy | 0 | 0 | 0 | 0 | 0 | 0 | 0 | 0 | 0 | 0 | 0 | 0 | 0 | 0 | 0 | 0 | 0 | 0 | 0 | 0 | 0 | 0 | 0 | 0 | 0 | 0 | 0 | 0 | 0 | 0
| 0 | 0 | Net benefit | 0 | 0 | 0 | 0 | 0 | 0 | 0 | 0 | 0 | 0 | 0 | 0 | 0 | 0 | 0 | 0 | 0 | 0 | 0 | 0 | 0 | 0 | 0 | 0 | 0 | 0 | 0 | 0 | 0 | 0
|  |  | EUE Value ($m, real $2024) | 0 | 0 | 0 | 0 | 0 | 0 | 0 | 0 | 0 | 0 | 0 | 0 | 0 | 0 | 0 | 0 | 0 | 0 | 0 | 0 | 0 | 0 | 0 | 0 | 0 | 0 | 0 | 0 | 0 | 0
|  |  | Annualised capex | 0 | 0 | 0 | 0 | 0 | 0 | 0 | 0 | 0 | 0 | 0 | 0 | 0 | 0 | 0 | 0 | 0 | 0 | 0 | 0 | 0 | 0 | 0 | 0 | 0 | 0 | 0 | 0 | 0 | 0
|  |  | Annualised cost (capex+opex) | 0 | 0 | 0 | 0 | 0 | 0 | 0 | 0 | 0 | 0 | 0 | 0 | 0 | 0 | 0 | 0 | 0 | 0 | 0 | 0 | 0 | 0 | 0 | 0 | 0 | 0 | 0 | 0 | 0 | 0
|  |  | Optimal timing (interim calc) | 0 | 0 | 0 | 0 | 0 | 0 | 0 | 0 | 0 | 0 | 0 | 0 | 0 | 0 | 0 | 0 | 0 | 0 | 0 | 0 | 0 | 0 | 0 | 0 | 0 | 0 | 0 | 0 | 0 | 0
Optimal timing | bar: 1 FY25 to 30 FY54
Adjusted For Optimal Timing: | 0 | 0 | Capex | 0 | 0 | 0 | 0 | 0 | 0 | 0 | 0 | 0 | 0 | 0 | 0 | 0 | 0 | 0 | 0 | 0 | 0 | 0 | 0 | 0 | 0 | 0 | 0 | 0 | 0 | 0 | 0 | 0 | 0
| 0 | 0 | Opex | 0 | 0 | 0 | 0 | 0 | 0 | 0 | 0 | 0 | 0 | 0 | 0 | 0 | 0 | 0 | 0 | 0 | 0 | 0 | 0 | 0 | 0 | 0 | 0 | 0 | 0 | 0 | 0 | 0 | 0
| 0 | 0 | Reduction in unserved energy | 0 | 0 | 0 | 0 | 0 | 0 | 0 | 0 | 0 | 0 | 0 | 0 | 0 | 0 | 0 | 0 | 0 | 0 | 0 | 0 | 0 | 0 | 0 | 0 | 0 | 0 | 0 | 0 | 0 | 0
| 0 | 0 | Net benefit | 0 | 0 | 0 | 0 | 0 | 0 | 0 | 0 | 0 | 0 | 0 | 0 | 0 | 0 | 0 | 0 | 0 | 0 | 0 | 0 | 0 | 0 | 0 | 0 | 0 | 0 | 0 | 0 | 0 | 0
Option 4
Determining Optimal Timing: | Discounted | Undiscounted
| 0 | 0 | Capex | 0 | 0 | 0 | 0 | 0 | 0 | 0 | 0 | 0 | 0 | 0 | 0 | 0 | 0 | 0 | 0 | 0 | 0 | 0 | 0 | 0 | 0 | 0 | 0 | 0 | 0 | 0 | 0 | 0 | 0
| 0 | 0 | Opex | 0 | 0 | 0 | 0 | 0 | 0 | 0 | 0 | 0 | 0 | 0 | 0 | 0 | 0 | 0 | 0 | 0 | 0 | 0 | 0 | 0 | 0 | 0 | 0 | 0 | 0 | 0 | 0 | 0 | 0
| 0 | 0 | Reduction in unserved energy | 0 | 0 | 0 | 0 | 0 | 0 | 0 | 0 | 0 | 0 | 0 | 0 | 0 | 0 | 0 | 0 | 0 | 0 | 0 | 0 | 0 | 0 | 0 | 0 | 0 | 0 | 0 | 0 | 0 | 0
| 0 | 0 | Net benefit | 0 | 0 | 0 | 0 | 0 | 0 | 0 | 0 | 0 | 0 | 0 | 0 | 0 | 0 | 0 | 0 | 0 | 0 | 0 | 0 | 0 | 0 | 0 | 0 | 0 | 0 | 0 | 0 | 0 | 0
|  |  | EUE Value ($m, real $2024) | 0 | 0 | 0 | 0 | 0 | 0 | 0 | 0 | 0 | 0 | 0 | 0 | 0 | 0 | 0 | 0 | 0 | 0 | 0 | 0 | 0 | 0 | 0 | 0 | 0 | 0 | 0 | 0 | 0 | 0
|  |  | Annualised capex | 0 | 0 | 0 | 0 | 0 | 0 | 0 | 0 | 0 | 0 | 0 | 0 | 0 | 0 | 0 | 0 | 0 | 0 | 0 | 0 | 0 | 0 | 0 | 0 | 0 | 0 | 0 | 0 | 0 | 0
|  |  | Annualised cost (capex+opex) | 0 | 0 | 0 | 0 | 0 | 0 | 0 | 0 | 0 | 0 | 0 | 0 | 0 | 0 | 0 | 0 | 0 | 0 | 0 | 0 | 0 | 0 | 0 | 0 | 0 | 0 | 0 | 0 | 0 | 0
|  |  | Optimal timing (interim calc) | 0 | 0 | 0 | 0 | 0 | 0 | 0 | 0 | 0 | 0 | 0 | 0 | 0 | 0 | 0 | 0 | 0 | 0 | 0 | 0 | 0 | 0 | 0 | 0 | 0 | 0 | 0 | 0 | 0 | 0
Optimal timing | bar: 1 FY25 to 30 FY54
[11 empty] | 1 | 2 | 3 | 4 | 5 | 6 | 7 | 8 | 9 | 10 | 11 | 12 | 13 | 14 | 15 | 16 | 17 | 18 | 19
Adjusted For Optimal Timing: | 0 | 0 | Capex | 0 | 0 | 0 | 0 | 0 | 0 | 0 | 0 | 0 | 0 | 0 | 0 | 0 | 0 | 0 | 0 | 0 | 0 | 0 | 0 | 0 | 0 | 0 | 0 | 0 | 0 | 0 | 0 | 0 | 0
| 0 | 0 | Opex | 0 | 0 | 0 | 0 | 0 | 0 | 0 | 0 | 0 | 0 | 0 | 0 | 0 | 0 | 0 | 0 | 0 | 0 | 0 | 0 | 0 | 0 | 0 | 0 | 0 | 0 | 0 | 0 | 0 | 0
| 0 | 0 | Reduction in unserved energy | 0 | 0 | 0 | 0 | 0 | 0 | 0 | 0 | 0 | 0 | 0 | 0 | 0 | 0 | 0 | 0 | 0 | 0 | 0 | 0 | 0 | 0 | 0 | 0 | 0 | 0 | 0 | 0 | 0 | 0
| 0 | 0 | Net benefit | 0 | 0 | 0 | 0 | 0 | 0 | 0 | 0 | 0 | 0 | 0 | 0 | 0 | 0 | 0 | 0 | 0 | 0 | 0 | 0 | 0 | 0 | 0 | 0 | 0 | 0 | 0 | 0 | 0 | 0
Option 5
Determining Optimal Timing: | Discounted | Undiscounted
| 0 | 0 | Capex | 0 | 0 | 0 | 0 | 0 | 0 | 0 | 0 | 0 | 0 | 0 | 0 | 0 | 0 | 0 | 0 | 0 | 0 | 0 | 0 | 0 | 0 | 0 | 0 | 0 | 0 | 0 | 0 | 0 | 0
| 15.1226 | 29.7675 | Opex | 0.99225 | 0.99225 | 0.99225 | 0.99225 | 0.99225 | 0.99225 | 0.99225 | 0.99225 | 0.99225 | 0.99225 | 0.99225 | 0.99225 | 0.99225 | 0.99225 | 0.99225 | 0.99225 | 0.99225 | 0.99225 | 0.99225 | 0.99225 | 0.99225 | 0.99225 | 0.99225 | 0.99225 | 0.99225 | 0.99225 | 0.99225 | 0.99225 | 0.99225 | 0.99225
| 0 | 0 | Reduction in unserved energy | 0 | 0 | 0 | 0 | 0 | 0 | 0 | 0 | 0 | 0 | 0 | 0 | 0 | 0 | 0 | 0 | 0 | 0 | 0 | 0 | 0 | 0 | 0 | 0 | 0 | 0 | 0 | 0 | 0 | 0
| -15.1226 | -29.7675 | Net benefit | -0.99225 | -0.99225 | -0.99225 | -0.99225 | -0.99225 | -0.99225 | -0.99225 | -0.99225 | -0.99225 | -0.99225 | -0.99225 | -0.99225 | -0.99225 | -0.99225 | -0.99225 | -0.99225 | -0.99225 | -0.99225 | -0.99225 | -0.99225 | -0.99225 | -0.99225 | -0.99225 | -0.99225 | -0.99225 | -0.99225 | -0.99225 | -0.99225 | -0.99225 | -0.99225
|  |  | EUE Value ($m, real $2024) | 0 | 0 | 0 | 0 | 0 | 0 | 0 | 0 | 0 | 0 | 0 | 0 | 0 | 0 | 0 | 0 | 0 | 0 | 0 | 0 | 0 | 0 | 0 | 0 | 0 | 0 | 0 | 0 | 0 | 0
|  |  | Annualised capex | 0 | 0 | 0 | 0 | 0 | 0 | 0 | 0 | 0 | 0 | 0 | 0 | 0 | 0 | 0 | 0 | 0 | 0 | 0 | 0 | 0 | 0 | 0 | 0 | 0 | 0 | 0 | 0 | 0 | 0
|  |  | Annualised cost (capex+opex) | 0.99225 | 0.99225 | 0.99225 | 0.99225 | 0.99225 | 0.99225 | 0.99225 | 0.99225 | 0.99225 | 0.99225 | 0.99225 | 0.99225 | 0.99225 | 0.99225 | 0.99225 | 0.99225 | 0.99225 | 0.99225 | 0.99225 | 0.99225 | 0.99225 | 0.99225 | 0.99225 | 0.99225 | 0.99225 | 0.99225 | 0.99225 | 0.99225 | 0.99225 | 0.99225
|  |  | Optimal timing (interim calc) | 0 | 0 | 0 | 0 | 0 | 0 | 0 | 0 | 0 | 0 | 0 | 0 | 0 | 0 | 0 | 0 | 0 | 0 | 0 | 0 | 0 | 0 | 0 | 0 | 0 | 0 | 0 | 0 | 0 | 0
|  |  | Optimal timing | - | - | - | - | - | - | - | [19 empty] | - | - | - | - | bar: 1 to 19
Adjusted For Optimal Timing: | 0 | 0 | Capex | 0 | 0 | 0 | 0 | 0 | 0 | 0 | 0 | 0 | 0 | 0 | 0 | 0 | 0 | 0 | 0 | 0 | 0 | 0 | 0 | 0 | 0 | 0 | 0 | 0 | 0 | 0 | 0 | 0 | 0
| 15.1226 | 29.7675 | Opex | 0.99225 | 0.99225 | 0.99225 | 0.99225 | 0.99225 | 0.99225 | 0.99225 | 0.99225 | 0.99225 | 0.99225 | 0.99225 | 0.99225 | 0.99225 | 0.99225 | 0.99225 | 0.99225 | 0.99225 | 0.99225 | 0.99225 | 0.99225 | 0.99225 | 0.99225 | 0.99225 | 0.99225 | 0.99225 | 0.99225 | 0.99225 | 0.99225 | 0.99225 | 0.99225
| 15.1226 | 29.7675 | Reduction in unserved energy | 0.99225 | 0.99225 | 0.99225 | 0.99225 | 0.99225 | 0.99225 | 0.99225 | 0.99225 | 0.99225 | 0.99225 | 0.99225 | 0.99225 | 0.99225 | 0.99225 | 0.99225 | 0.99225 | 0.99225 | 0.99225 | 0.99225 | 0.99225 | 0.99225 | 0.99225 | 0.99225 | 0.99225 | 0.99225 | 0.99225 | 0.99225 | 0.99225 | 0.99225 | 0.99225
| 0 | 0 | Net benefit | 0 | 0 | 0 | 0 | 0 | 0 | 0 | 0 | 0 | 0 | 0 | 0 | 0 | 0 | 0 | 0 | 0 | 0 | 0 | 0 | 0 | 0 | 0 | 0 | 0 | 0 | 0 | 0 | 0 | 0
Option 6
Determining Optimal Timing: | Discounted | Undiscounted
| 0 | 0 | Capex | 0 | 0 | 0 | 0 | 0 | 0 | 0 | 0 | 0 | 0 | 0 | 0 | 0 | 0 | 0 | 0 | 0 | 0 | 0 | 0 | 0 | 0 | 0 | 0 | 0 | 0 | 0 | 0 | 0 | 0
| 0 | 0 | Opex | 0 | 0 | 0 | 0 | 0 | 0 | 0 | 0 | 0 | 0 | 0 | 0 | 0 | 0 | 0 | 0 | 0 | 0 | 0 | 0 | 0 | 0 | 0 | 0 | 0 | 0 | 0 | 0 | 0 | 0
| 0 | 0 | Reduction in unserved energy | 0 | 0 | 0 | 0 | 0 | 0 | 0 | 0 | 0 | 0 | 0 | 0 | 0 | 0 | 0 | 0 | 0 | 0 | 0 | 0 | 0 | 0 | 0 | 0 | 0 | 0 | 0 | 0 | 0 | 0
| 0 | 0 | Net benefit | 0 | 0 | 0 | 0 | 0 | 0 | 0 | 0 | 0 | 0 | 0 | 0 | 0 | 0 | 0 | 0 | 0 | 0 | 0 | 0 | 0 | 0 | 0 | 0 | 0 | 0 | 0 | 0 | 0 | 0
|  |  | EUE Value ($m, real $2024) | 0 | 0 | 0 | 0 | 0 | 0 | 0 | 0 | 0 | 0 | 0 | 0 | 0 | 0 | 0 | 0 | 0 | 0 | 0 | 0 | 0 | 0 | 0 | 0 | 0 | 0 | 0 | 0 | 0 | 0
|  |  | Annualised capex | 0 | 0 | 0 | 0 | 0 | 0 | 0 | 0 | 0 | 0 | 0 | 0 | 0 | 0 | 0 | 0 | 0 | 0 | 0 | 0 | 0 | 0 | 0 | 0 | 0 | 0 | 0 | 0 | 0 | 0
|  |  | Annualised cost (capex+opex) | 0 | 0 | 0 | 0 | 0 | 0 | 0 | 0 | 0 | 0 | 0 | 0 | 0 | 0 | 0 | 0 | 0 | 0 | 0 | 0 | 0 | 0 | 0 | 0 | 0 | 0 | 0 | 0 | 0 | 0
|  |  | Optimal timing (interim calc) | 0 | 0 | 0 | 0 | 0 | 0 | 0 | 0 | 0 | 0 | 0 | 0 | 0 | 0 | 0 | 0 | 0 | 0 | 0 | 0 | 0 | 0 | 0 | 0 | 0 | 0 | 0 | 0 | 0 | 0
|  |  | Optimal timing | - | - | - | - | - | - | - | [19 empty] | - | - | - | - | bar: 1 to 19
Adjusted For Optimal Timing: | 0 | 0 | Capex | 0 | 0 | 0 | 0 | 0 | 0 | 0 | 0 | 0 | 0 | 0 | 0 | 0 | 0 | 0 | 0 | 0 | 0 | 0 | 0 | 0 | 0 | 0 | 0 | 0 | 0 | 0 | 0 | 0 | 0
| 0 | 0 | Opex | 0 | 0 | 0 | 0 | 0 | 0 | 0 | 0 | 0 | 0 | 0 | 0 | 0 | 0 | 0 | 0 | 0 | 0 | 0 | 0 | 0 | 0 | 0 | 0 | 0 | 0 | 0 | 0 | 0 | 0
| 0 | 0 | Reduction in unserved energy | 0 | 0 | 0 | 0 | 0 | 0 | 0 | 0 | 0 | 0 | 0 | 0 | 0 | 0 | 0 | 0 | 0 | 0 | 0 | 0 | 0 | 0 | 0 | 0 | 0 | 0 | 0 | 0 | 0 | 0
| 0 | 0 | Net benefit | 0 | 0 | 0 | 0 | 0 | 0 | 0 | 0 | 0 | 0 | 0 | 0 | 0 | 0 | 0 | 0 | 0 | 0 | 0 | 0 | 0 | 0 | 0 | 0 | 0 | 0 | 0 | 0 | 0 | 0
Option 7
Determining Optimal Timing: | Discounted | Undiscounted
| 0 | 0 | Capex | 0 | 0 | 0 | 0 | 0 | 0 | 0 | 0 | 0 | 0 | 0 | 0 | 0 | 0 | 0 | 0 | 0 | 0 | 0 | 0 | 0 | 0 | 0 | 0 | 0 | 0 | 0 | 0 | 0 | 0
| 0 | 0 | Opex | 0 | 0 | 0 | 0 | 0 | 0 | 0 | 0 | 0 | 0 | 0 | 0 | 0 | 0 | 0 | 0 | 0 | 0 | 0 | 0 | 0 | 0 | 0 | 0 | 0 | 0 | 0 | 0 | 0 | 0
| 0 | 0 | Reduction in unserved energy | 0 | 0 | 0 | 0 | 0 | 0 | 0 | 0 | 0 | 0 | 0 | 0 | 0 | 0 | 0 | 0 | 0 | 0 | 0 | 0 | 0 | 0 | 0 | 0 | 0 | 0 | 0 | 0 | 0 | 0
| 0 | 0 | Net benefit | 0 | 0 | 0 | 0 | 0 | 0 | 0 | 0 | 0 | 0 | 0 | 0 | 0 | 0 | 0 | 0 | 0 | 0 | 0 | 0 | 0 | 0 | 0 | 0 | 0 | 0 | 0 | 0 | 0 | 0
|  |  | EUE Value ($m, real $2024) | 0 | 0 | 0 | 0 | 0 | 0 | 0 | 0 | 0 | 0 | 0 | 0 | 0 | 0 | 0 | 0 | 0 | 0 | 0 | 0 | 0 | 0 | 0 | 0 | 0 | 0 | 0 | 0 | 0 | 0
|  |  | Annualised capex | 0 | 0 | 0 | 0 | 0 | 0 | 0 | 0 | 0 | 0 | 0 | 0 | 0 | 0 | 0 | 0 | 0 | 0 | 0 | 0 | 0 | 0 | 0 | 0 | 0 | 0 | 0 | 0 | 0 | 0
|  |  | Annualised cost (capex+opex) | 0 | 0 | 0 | 0 | 0 | 0 | 0 | 0 | 0 | 0 | 0 | 0 | 0 | 0 | 0 | 0 | 0 | 0 | 0 | 0 | 0 | 0 | 0 | 0 | 0 | 0 | 0 | 0 | 0 | 0
|  |  | Optimal timing (interim calc) | 0 | 0 | 0 | 0 | 0 | 0 | 0 | 0 | 0 | 0 | 0 | 0 | 0 | 0 | 0 | 0 | 0 | 0 | 0 | 0 | 0 | 0 | 0 | 0 | 0 | 0 | 0 | 0 | 0 | 0
|  |  | Optimal timing | - | - | - | - | - | - | - | [19 empty] | - | - | - | - | bar: 1 to 19
Adjusted For Optimal Timing: | 0 | 0 | Capex | 0 | 0 | 0 | 0 | 0 | 0 | 0 | 0 | 0 | 0 | 0 | 0 | 0 | 0 | 0 | 0 | 0 | 0 | 0 | 0 | 0 | 0 | 0 | 0 | 0 | 0 | 0 | 0 | 0 | 0
| 0 | 0 | Opex | 0 | 0 | 0 | 0 | 0 | 0 | 0 | 0 | 0 | 0 | 0 | 0 | 0 | 0 | 0 | 0 | 0 | 0 | 0 | 0 | 0 | 0 | 0 | 0 | 0 | 0 | 0 | 0 | 0 | 0
| 0 | 0 | Reduction in unserved energy | 0 | 0 | 0 | 0 | 0 | 0 | 0 | 0 | 0 | 0 | 0 | 0 | 0 | 0 | 0 | 0 | 0 | 0 | 0 | 0 | 0 | 0 | 0 | 0 | 0 | 0 | 0 | 0 | 0 | 0
| 0 | 0 | Net benefit | 0 | 0 | 0 | 0 | 0 | 0 | 0 | 0 | 0 | 0 | 0 | 0 | 0 | 0 | 0 | 0 | 0 | 0 | 0 | 0 | 0 | 0 | 0 | 0 | 0 | 0 | 0 | 0 | 0 | 0
Option 8
Determining Optimal Timing: | Discounted | Undiscounted
| 0 | 0 | Capex | 0 | 0 | 0 | 0 | 0 | 0 | 0 | 0 | 0 | 0 | 0 | 0 | 0 | 0 | 0 | 0 | 0 | 0 | 0 | 0 | 0 | 0 | 0 | 0 | 0 | 0 | 0 | 0 | 0 | 0
| 0 | 0 | Opex | 0 | 0 | 0 | 0 | 0 | 0 | 0 | 0 | 0 | 0 | 0 | 0 | 0 | 0 | 0 | 0 | 0 | 0 | 0 | 0 | 0 | 0 | 0 | 0 | 0 | 0 | 0 | 0 | 0 | 0
| 0 | 0 | Reduction in unserved energy | 0 | 0 | 0 | 0 | 0 | 0 | 0 | 0 | 0 | 0 | 0 | 0 | 0 | 0 | 0 | 0 | 0 | 0 | 0 | 0 | 0 | 0 | 0 | 0 | 0 | 0 | 0 | 0 | 0 | 0
| 0 | 0 | Net benefit | 0 | 0 | 0 | 0 | 0 | 0 | 0 | 0 | 0 | 0 | 0 | 0 | 0 | 0 | 0 | 0 | 0 | 0 | 0 | 0 | 0 | 0 | 0 | 0 | 0 | 0 | 0 | 0 | 0 | 0
|  |  | EUE Value ($m, real $2024) | 0 | 0 | 0 | 0 | 0 | 0 | 0 | 0 | 0 | 0 | 0 | 0 | 0 | 0 | 0 | 0 | 0 | 0 | 0 | 0 | 0 | 0 | 0 | 0 | 0 | 0 | 0 | 0 | 0 | 0
|  |  | Annualised capex | 0 | 0 | 0 | 0 | 0 | 0 | 0 | 0 | 0 | 0 | 0 | 0 | 0 | 0 | 0 | 0 | 0 | 0 | 0 | 0 | 0 | 0 | 0 | 0 | 0 | 0 | 0 | 0 | 0 | 0
|  |  | Annualised cost (capex+opex) | 0 | 0 | 0 | 0 | 0 | 0 | 0 | 0 | 0 | 0 | 0 | 0 | 0 | 0 | 0 | 0 | 0 | 0 | 0 | 0 | 0 | 0 | 0 | 0 | 0 | 0 | 0 | 0 | 0 | 0
|  |  | Optimal timing (interim calc) | 0 | 0 | 0 | 0 | 0 | 0 | 0 | 0 | 0 | 0 | 0 | 0 | 0 | 0 | 0 | 0 | 0 | 0 | 0 | 0 | 0 | 0 | 0 | 0 | 0 | 0 | 0 | 0 | 0 | 0
|  |  | Optimal timing | - | - | - | - | - | - | - | [19 empty] | - | - | - | - | bar: 1 to 19
Adjusted For Optimal Timing: | 0 | 0 | Capex | 0 | 0 | 0 | 0 | 0 | 0 | 0 | 0 | 0 | 0 | 0 | 0 | 0 | 0 | 0 | 0 | 0 | 0 | 0 | 0 | 0 | 0 | 0 | 0 | 0 | 0 | 0 | 0 | 0 | 0
| 0 | 0 | Opex | 0 | 0 | 0 | 0 | 0 | 0 | 0 | 0 | 0 | 0 | 0 | 0 | 0 | 0 | 0 | 0 | 0 | 0 | 0 | 0 | 0 | 0 | 0 | 0 | 0 | 0 | 0 | 0 | 0 | 0
| 0 | 0 | Reduction in unserved energy | 0 | 0 | 0 | 0 | 0 | 0 | 0 | 0 | 0 | 0 | 0 | 0 | 0 | 0 | 0 | 0 | 0 | 0 | 0 | 0 | 0 | 0 | 0 | 0 | 0 | 0 | 0 | 0 | 0 | 0
| 0 | 0 | Net benefit | 0 | 0 | 0 | 0 | 0 | 0 | 0 | 0 | 0 | 0 | 0 | 0 | 0 | 0 | 0 | 0 | 0 | 0 | 0 | 0 | 0 | 0 | 0 | 0 | 0 | 0 | 0 | 0 | 0 | 0
Option 9
Determining Optimal Timing: | Discounted | Undiscounted
| 0 | 0 | Capex | 0 | 0 | 0 | 0 | 0 | 0 | 0 | 0 | 0 | 0 | 0 | 0 | 0 | 0 | 0 | 0 | 0 | 0 | 0 | 0 | 0 | 0 | 0 | 0 | 0 | 0 | 0 | 0 | 0 | 0
| 0 | 0 | Opex | 0 | 0 | 0 | 0 | 0 | 0 | 0 | 0 | 0 | 0 | 0 | 0 | 0 | 0 | 0 | 0 | 0 | 0 | 0 | 0 | 0 | 0 | 0 | 0 | 0 | 0 | 0 | 0 | 0 | 0
| 0 | 0 | Reduction in unserved energy | 0 | 0 | 0 | 0 | 0 | 0 | 0 | 0 | 0 | 0 | 0 | 0 | 0 | 0 | 0 | 0 | 0 | 0 | 0 | 0 | 0 | 0 | 0 | 0 | 0 | 0 | 0 | 0 | 0 | 0
| 0 | 0 | Net benefit | 0 | 0 | 0 | 0 | 0 | 0 | 0 | 0 | 0 | 0 | 0 | 0 | 0 | 0 | 0 | 0 | 0 | 0 | 0 | 0 | 0 | 0 | 0 | 0 | 0 | 0 | 0 | 0 | 0 | 0
|  |  | EUE Value ($m, real $2024) | 0 | 0 | 0 | 0 | 0 | 0 | 0 | 0 | 0 | 0 | 0 | 0 | 0 | 0 | 0 | 0 | 0 | 0 | 0 | 0 | 0 | 0 | 0 | 0 | 0 | 0 | 0 | 0 | 0 | 0
|  |  | Annualised capex | 0 | 0 | 0 | 0 | 0 | 0 | 0 | 0 | 0 | 0 | 0 | 0 | 0 | 0 | 0 | 0 | 0 | 0 | 0 | 0 | 0 | 0 | 0 | 0 | 0 | 0 | 0 | 0 | 0 | 0
|  |  | Annualised cost (capex+opex) | 0 | 0 | 0 | 0 | 0 | 0 | 0 | 0 | 0 | 0 | 0 | 0 | 0 | 0 | 0 | 0 | 0 | 0 | 0 | 0 | 0 | 0 | 0 | 0 | 0 | 0 | 0 | 0 | 0 | 0
|  |  | Optimal timing (interim calc) | 0 | 0 | 0 | 0 | 0 | 0 | 0 | 0 | 0 | 0 | 0 | 0 | 0 | 0 | 0 | 0 | 0 | 0 | 0 | 0 | 0 | 0 | 0 | 0 | 0 | 0 | 0 | 0 | 0 | 0
|  |  | Optimal timing | - | - | - | - | - | - | - | [19 empty] | - | - | - | - | bar: 1 to 19
Adjusted For Optimal Timing: | 0 | 0 | Capex | 0 | 0 | 0 | 0 | 0 | 0 | 0 | 0 | 0 | 0 | 0 | 0 | 0 | 0 | 0 | 0 | 0 | 0 | 0 | 0 | 0 | 0 | 0 | 0 | 0 | 0 | 0 | 0 | 0 | 0
| 0 | 0 | Opex | 0 | 0 | 0 | 0 | 0 | 0 | 0 | 0 | 0 | 0 | 0 | 0 | 0 | 0 | 0 | 0 | 0 | 0 | 0 | 0 | 0 | 0 | 0 | 0 | 0 | 0 | 0 | 0 | 0 | 0
| 0 | 0 | Reduction in unserved energy | 0 | 0 | 0 | 0 | 0 | 0 | 0 | 0 | 0 | 0 | 0 | 0 | 0 | 0 | 0 | 0 | 0 | 0 | 0 | 0 | 0 | 0 | 0 | 0 | 0 | 0 | 0 | 0 | 0 | 0
| 0 | 0 | Net benefit | 0 | 0 | 0 | 0 | 0 | 0 | 0 | 0 | 0 | 0 | 0 | 0 | 0 | 0 | 0 | 0 | 0 | 0 | 0 | 0 | 0 | 0 | 0 | 0 | 0 | 0 | 0 | 0 | 0 | 0
Option 10
Determining Optimal Timing: | Discounted | Undiscounted
| 0 | 0 | Capex | 0 | 0 | 0 | 0 | 0 | 0 | 0 | 0 | 0 | 0 | 0 | 0 | 0 | 0 | 0 | 0 | 0 | 0 | 0 | 0 | 0 | 0 | 0 | 0 | 0 | 0 | 0 | 0 | 0 | 0
| 0 | 0 | Opex | 0 | 0 | 0 | 0 | 0 | 0 | 0 | 0 | 0 | 0 | 0 | 0 | 0 | 0 | 0 | 0 | 0 | 0 | 0 | 0 | 0 | 0 | 0 | 0 | 0 | 0 | 0 | 0 | 0 | 0
| 0 | 0 | Reduction in unserved energy | 0 | 0 | 0 | 0 | 0 | 0 | 0 | 0 | 0 | 0 | 0 | 0 | 0 | 0 | 0 | 0 | 0 | 0 | 0 | 0 | 0 | 0 | 0 | 0 | 0 | 0 | 0 | 0 | 0 | 0
| 0 | 0 | Net benefit | 0 | 0 | 0 | 0 | 0 | 0 | 0 | 0 | 0 | 0 | 0 | 0 | 0 | 0 | 0 | 0 | 0 | 0 | 0 | 0 | 0 | 0 | 0 | 0 | 0 | 0 | 0 | 0 | 0 | 0
|  |  | EUE Value ($m, real $2024) | 0 | 0 | 0 | 0 | 0 | 0 | 0 | 0 | 0 | 0 | 0 | 0 | 0 | 0 | 0 | 0 | 0 | 0 | 0 | 0 | 0 | 0 | 0 | 0 | 0 | 0 | 0 | 0 | 0 | 0
|  |  | Annualised capex | 0 | 0 | 0 | 0 | 0 | 0 | 0 | 0 | 0 | 0 | 0 | 0 | 0 | 0 | 0 | 0 | 0 | 0 | 0 | 0 | 0 | 0 | 0 | 0 | 0 | 0 | 0 | 0 | 0 | 0
|  |  | Annualised cost (capex+opex) | 0 | 0 | 0 | 0 | 0 | 0 | 0 | 0 | 0 | 0 | 0 | 0 | 0 | 0 | 0 | 0 | 0 | 0 | 0 | 0 | 0 | 0 | 0 | 0 | 0 | 0 | 0 | 0 | 0 | 0
|  |  | Optimal timing (interim calc) | 0 | 0 | 0 | 0 | 0 | 0 | 0 | 0 | 0 | 0 | 0 | 0 | 0 | 0 | 0 | 0 | 0 | 0 | 0 | 0 | 0 | 0 | 0 | 0 | 0 | 0 | 0 | 0 | 0 | 0
|  |  | Optimal timing | - | - | - | - | - | - | - | [19 empty] | - | - | - | - | bar: 1 to 19
Adjusted For Optimal Timing: | 0 | 0 | Capex | 0 | 0 | 0 | 0 | 0 | 0 | 0 | 0 | 0 | 0 | 0 | 0 | 0 | 0 | 0 | 0 | 0 | 0 | 0 | 0 | 0 | 0 | 0 | 0 | 0 | 0 | 0 | 0 | 0 | 0
| 0 | 0 | Opex | 0 | 0 | 0 | 0 | 0 | 0 | 0 | 0 | 0 | 0 | 0 | 0 | 0 | 0 | 0 | 0 | 0 | 0 | 0 | 0 | 0 | 0 | 0 | 0 | 0 | 0 | 0 | 0 | 0 | 0
| 0 | 0 | Reduction in unserved energy | 0 | 0 | 0 | 0 | 0 | 0 | 0 | 0 | 0 | 0 | 0 | 0 | 0 | 0 | 0 | 0 | 0 | 0 | 0 | 0 | 0 | 0 | 0 | 0 | 0 | 0 | 0 | 0 | 0 | 0
| 0 | 0 | Net benefit | 0 | 0 | 0 | 0 | 0 | 0 | 0 | 0 | 0 | 0 | 0 | 0 | 0 | 0 | 0 | 0 | 0 | 0 | 0 | 0 | 0 | 0 | 0 | 0 | 0 | 0 | 0 | 0 | 0 | 0

## 3.2.7 NPV (Low VCR) (hidden)
Economic inputs and assumptions
Scenario | Discount rate | Central
| Cost | Central
| VCR | Lower bound
|  | Central | Lower bound | Upper bound
| Discount rate | 5.56% | 4.11% | 7%
| Cost | 100% | 80% | 120%
| VCR | 100% | 80% | 120%
Asset life for calculating annualised capex (years) | Option 1 | 45
| Option 2 | 45
| Option 3 | 0
| Option 4 | 0
| Option 5 | 0
| Option 6 | 0
| Option 7 | 0
| Option 8 | 0
| Option 9 | 0
| Option 10 | 0
|  |  |  | 1 | 2 | 3 | 4 | 5 | 6 | 7 | 8 | 9 | 10 | 11 | 12 | 13 | 14 | 15 | 16 | 17 | 18 | 19 | 20 | 21 | 22 | 23 | 24 | 25 | 26 | 27 | 28 | 29 | 30
|  |  |  | FY25 | FY26 | FY27 | FY28 | FY29 | FY30 | FY31 | FY32 | FY33 | FY34 | FY35 | FY36 | FY37 | FY38 | FY39 | FY40 | FY41 | FY42 | FY43 | FY44 | FY45 | FY46 | FY47 | FY48 | FY49 | FY50 | FY51 | FY52 | FY53 | FY54
Outputs | bar: 3 FY27; 7 FY31
Option 1
| Discounted | Undiscounted
| 0 | 0 | Capex | 0 | 0 | 0 | 0 | 0 | 0 | 0 | 0 | 0 | 0 | 0 | 0 | 0 | 0 | 0 | 0 | 0 | 0 | 0 | 0 | 0 | 0 | 0 | 0 | 0 | 0 | 0 | 0 | 0 | 0
| 0 | 0 | Opex | 0 | 0 | 0 | 0 | 0 | 0 | 0 | 0 | 0 | 0 | 0 | 0 | 0 | 0 | 0 | 0 | 0 | 0 | 0 | 0 | 0 | 0 | 0 | 0 | 0 | 0 | 0 | 0 | 0 | 0
| 0 | 0 | Reduction in unserved energy | 0 | 0 | 0 | 0 | 0 | 0 | 0 | 0 | 0 | 0 | 0 | 0 | 0 | 0 | 0 | 0 | 0 | 0 | 0 | 0 | 0 | 0 | 0 | 0 | 0 | 0 | 0 | 0 | 0 | 0
| 0 | 0 | Net benefit | 0 | 0 | 0 | 0 | 0 | 0 | 0 | 0 | 0 | 0 | 0 | 0 | 0 | 0 | 0 | 0 | 0 | 0 | 0 | 0 | 0 | 0 | 0 | 0 | 0 | 0 | 0 | 0 | 0 | 0
|  |  | EUE Value ($m, real $2024) | 0.7938 | 0.7938 | 0.7938 | 0.7938 | 0.7938 | 0.7938 | 0.7938 | 0.7938 | 0.7938 | 0.7938 | 0.7938 | 0.7938 | 0.7938 | 0.7938 | 0.7938 | 0.7938 | 0.7938 | 0.7938 | 0.7938 | 0.7938 | 0.7938 | 0.7938 | 0.7938 | 0.7938 | 0.7938 | 0.7938 | 0.7938 | 0.7938 | 0.7938 | 0.7938
Option 2
Determining Optimal Timing: | Discounted | Undiscounted
| 4.6539 | 5.7616 | Capex | 0 | 0 | 1.1523 | 1.1523 | 1.1523 | 1.1523 | 1.1523 | 0 | 0 | 0 | 0 | 0 | 0 | 0 | 0 | 0 | 0 | 0 | 0 | 0 | 0 | 0 | 0 | 0 | 0 | 0 | 0 | 0 | 0 | 0
| 0.048983 | 0.057616 | Opex | 0 | 0 | 0 | 0.057616 | 0 | 0 | 0 | 0 | 0 | 0 | 0 | 0 | 0 | 0 | 0 | 0 | 0 | 0 | 0 | 0 | 0 | 0 | 0 | 0 | 0 | 0 | 0 | 0 | 0 | 0
| 0.67486 | 0.7938 | Reduction in unserved energy | 0 | 0 | 0 | 0.7938 | 0 | 0 | 0 | 0 | 0 | 0 | 0 | 0 | 0 | 0 | 0 | 0 | 0 | 0 | 0 | 0 | 0 | 0 | 0 | 0 | 0 | 0 | 0 | 0 | 0 | 0
| -4.0281 | -5.0255 | Net benefit | 0 | 0 | -1.1523 | -0.41615 | -1.1523 | -1.1523 | -1.1523 | 0 | 0 | 0 | 0 | 0 | 0 | 0 | 0 | 0 | 0 | 0 | 0 | 0 | 0 | 0 | 0 | 0 | 0 | 0 | 0 | 0 | 0 | 0
|  |  | EUE Value ($m, real $2024) | 0 | 0 | 0 | 0 | 0 | 0 | 0 | 0 | 0 | 0 | 0 | 0 | 0 | 0 | 0 | 0 | 0 | 0 | 0 | 0 | 0 | 0 | 0 | 0 | 0 | 0 | 0 | 0 | 0 | 0
|  |  | Annualised capex | 0 | 0 | 0.2836 | 0.2836 | 0.2836 | 0.2836 | 0.2836 | 0.2836 | 0.2836 | 0.2836 | 0.2836 | 0.2836 | 0.2836 | 0.2836 | 0.2836 | 0.2836 | 0.2836 | 0.2836 | 0.2836 | 0.2836 | 0.2836 | 0.2836 | 0.2836 | 0.2836 | 0.2836 | 0.2836 | 0.2836 | 0.2836 | 0.2836 | 0.2836
|  |  | Annualised cost (capex+opex) | 0 | 0 | 0.2836 | 0.34122 | 0.2836 | 0.2836 | 0.2836 | 0.2836 | 0.2836 | 0.2836 | 0.2836 | 0.2836 | 0.2836 | 0.2836 | 0.2836 | 0.2836 | 0.2836 | 0.2836 | 0.2836 | 0.2836 | 0.2836 | 0.2836 | 0.2836 | 0.2836 | 0.2836 | 0.2836 | 0.2836 | 0.2836 | 0.2836 | 0.2836
|  |  | Optimal timing (interim calc) | 0 | 0 | 0 | 1 | 0 | 0 | 0 | 0 | 0 | 0 | 0 | 0 | 0 | 0 | 0 | 0 | 0 | 0 | 0 | 0 | 0 | 0 | 0 | 0 | 0 | 0 | 0 | 0 | 0 | 0
|  |  | Optimal timing | - | - | - | Yes | - | - | - | - | - | - | - | - | - | - | - | - | - | - | - | - | - | - | - | - | - | - | - | - | - | -
Adjusted For Optimal Timing: | 4.6539 | 5.7616 | Capex | 0 | 0 | 1.1523 | 1.1523 | 1.1523 | 1.1523 | 1.1523 | 0 | 0 | 0 | 0 | 0 | 0 | 0 | 0 | 0 | 0 | 0 | 0 | 0 | 0 | 0 | 0 | 0 | 0 | 0 | 0 | 0 | 0 | 0
| 0.048983 | 0.057616 | Opex | 0 | 0 | 0 | 0.057616 | 0 | 0 | 0 | 0 | 0 | 0 | 0 | 0 | 0 | 0 | 0 | 0 | 0 | 0 | 0 | 0 | 0 | 0 | 0 | 0 | 0 | 0 | 0 | 0 | 0 | 0
| 0.67486 | 0.7938 | Reduction in unserved energy | 0 | 0 | 0 | 0.7938 | 0 | 0 | 0 | 0 | 0 | 0 | 0 | 0 | 0 | 0 | 0 | 0 | 0 | 0 | 0 | 0 | 0 | 0 | 0 | 0 | 0 | 0 | 0 | 0 | 0 | 0
| -4.0281 | -5.0255 | Net benefit | 0 | 0 | -1.1523 | -0.41615 | -1.1523 | -1.1523 | -1.1523 | 0 | 0 | 0 | 0 | 0 | 0 | 0 | 0 | 0 | 0 | 0 | 0 | 0 | 0 | 0 | 0 | 0 | 0 | 0 | 0 | 0 | 0 | 0
Option 3
Determining Optimal Timing: | Discounted | Undiscounted
| 0 | 0 | Capex | 0 | 0 | 0 | 0 | 0 | 0 | 0 | 0 | 0 | 0 | 0 | 0 | 0 | 0 | 0 | 0 | 0 | 0 | 0 | 0 | 0 | 0 | 0 | 0 | 0 | 0 | 0 | 0 | 0 | 0
| 0 | 0 | Opex | 0 | 0 | 0 | 0 | 0 | 0 | 0 | 0 | 0 | 0 | 0 | 0 | 0 | 0 | 0 | 0 | 0 | 0 | 0 | 0 | 0 | 0 | 0 | 0 | 0 | 0 | 0 | 0 | 0 | 0
| 0 | 0 | Reduction in unserved energy | 0 | 0 | 0 | 0 | 0 | 0 | 0 | 0 | 0 | 0 | 0 | 0 | 0 | 0 | 0 | 0 | 0 | 0 | 0 | 0 | 0 | 0 | 0 | 0 | 0 | 0 | 0 | 0 | 0 | 0
| 0 | 0 | Net benefit | 0 | 0 | 0 | 0 | 0 | 0 | 0 | 0 | 0 | 0 | 0 | 0 | 0 | 0 | 0 | 0 | 0 | 0 | 0 | 0 | 0 | 0 | 0 | 0 | 0 | 0 | 0 | 0 | 0 | 0
|  |  | EUE Value ($m, real $2024) | 0 | 0 | 0 | 0 | 0 | 0 | 0 | 0 | 0 | 0 | 0 | 0 | 0 | 0 | 0 | 0 | 0 | 0 | 0 | 0 | 0 | 0 | 0 | 0 | 0 | 0 | 0 | 0 | 0 | 0
|  |  | Annualised capex | 0 | 0 | 0 | 0 | 0 | 0 | 0 | 0 | 0 | 0 | 0 | 0 | 0 | 0 | 0 | 0 | 0 | 0 | 0 | 0 | 0 | 0 | 0 | 0 | 0 | 0 | 0 | 0 | 0 | 0
|  |  | Annualised cost (capex+opex) | 0 | 0 | 0 | 0 | 0 | 0 | 0 | 0 | 0 | 0 | 0 | 0 | 0 | 0 | 0 | 0 | 0 | 0 | 0 | 0 | 0 | 0 | 0 | 0 | 0 | 0 | 0 | 0 | 0 | 0
|  |  | Optimal timing (interim calc) | 0 | 0 | 0 | 0 | 0 | 0 | 0 | 0 | 0 | 0 | 0 | 0 | 0 | 0 | 0 | 0 | 0 | 0 | 0 | 0 | 0 | 0 | 0 | 0 | 0 | 0 | 0 | 0 | 0 | 0
Optimal timing | bar: 1 FY25 to 30 FY54
Adjusted For Optimal Timing: | 0 | 0 | Capex | 0 | 0 | 0 | 0 | 0 | 0 | 0 | 0 | 0 | 0 | 0 | 0 | 0 | 0 | 0 | 0 | 0 | 0 | 0 | 0 | 0 | 0 | 0 | 0 | 0 | 0 | 0 | 0 | 0 | 0
| 0 | 0 | Opex | 0 | 0 | 0 | 0 | 0 | 0 | 0 | 0 | 0 | 0 | 0 | 0 | 0 | 0 | 0 | 0 | 0 | 0 | 0 | 0 | 0 | 0 | 0 | 0 | 0 | 0 | 0 | 0 | 0 | 0
| 0 | 0 | Reduction in unserved energy | 0 | 0 | 0 | 0 | 0 | 0 | 0 | 0 | 0 | 0 | 0 | 0 | 0 | 0 | 0 | 0 | 0 | 0 | 0 | 0 | 0 | 0 | 0 | 0 | 0 | 0 | 0 | 0 | 0 | 0
| 0 | 0 | Net benefit | 0 | 0 | 0 | 0 | 0 | 0 | 0 | 0 | 0 | 0 | 0 | 0 | 0 | 0 | 0 | 0 | 0 | 0 | 0 | 0 | 0 | 0 | 0 | 0 | 0 | 0 | 0 | 0 | 0 | 0
Option 4
Determining Optimal Timing: | Discounted | Undiscounted
| 0 | 0 | Capex | 0 | 0 | 0 | 0 | 0 | 0 | 0 | 0 | 0 | 0 | 0 | 0 | 0 | 0 | 0 | 0 | 0 | 0 | 0 | 0 | 0 | 0 | 0 | 0 | 0 | 0 | 0 | 0 | 0 | 0
| 0 | 0 | Opex | 0 | 0 | 0 | 0 | 0 | 0 | 0 | 0 | 0 | 0 | 0 | 0 | 0 | 0 | 0 | 0 | 0 | 0 | 0 | 0 | 0 | 0 | 0 | 0 | 0 | 0 | 0 | 0 | 0 | 0
| 0 | 0 | Reduction in unserved energy | 0 | 0 | 0 | 0 | 0 | 0 | 0 | 0 | 0 | 0 | 0 | 0 | 0 | 0 | 0 | 0 | 0 | 0 | 0 | 0 | 0 | 0 | 0 | 0 | 0 | 0 | 0 | 0 | 0 | 0
| 0 | 0 | Net benefit | 0 | 0 | 0 | 0 | 0 | 0 | 0 | 0 | 0 | 0 | 0 | 0 | 0 | 0 | 0 | 0 | 0 | 0 | 0 | 0 | 0 | 0 | 0 | 0 | 0 | 0 | 0 | 0 | 0 | 0
|  |  | EUE Value ($m, real $2024) | 0 | 0 | 0 | 0 | 0 | 0 | 0 | 0 | 0 | 0 | 0 | 0 | 0 | 0 | 0 | 0 | 0 | 0 | 0 | 0 | 0 | 0 | 0 | 0 | 0 | 0 | 0 | 0 | 0 | 0
|  |  | Annualised capex | 0 | 0 | 0 | 0 | 0 | 0 | 0 | 0 | 0 | 0 | 0 | 0 | 0 | 0 | 0 | 0 | 0 | 0 | 0 | 0 | 0 | 0 | 0 | 0 | 0 | 0 | 0 | 0 | 0 | 0
|  |  | Annualised cost (capex+opex) | 0 | 0 | 0 | 0 | 0 | 0 | 0 | 0 | 0 | 0 | 0 | 0 | 0 | 0 | 0 | 0 | 0 | 0 | 0 | 0 | 0 | 0 | 0 | 0 | 0 | 0 | 0 | 0 | 0 | 0
|  |  | Optimal timing (interim calc) | 0 | 0 | 0 | 0 | 0 | 0 | 0 | 0 | 0 | 0 | 0 | 0 | 0 | 0 | 0 | 0 | 0 | 0 | 0 | 0 | 0 | 0 | 0 | 0 | 0 | 0 | 0 | 0 | 0 | 0
Optimal timing | bar: 1 FY25 to 30 FY54
[11 empty] | 1 | 2 | 3 | 4 | 5 | 6 | 7 | 8 | 9 | 10 | 11 | 12 | 13 | 14 | 15 | 16 | 17 | 18 | 19
Adjusted For Optimal Timing: | 0 | 0 | Capex | 0 | 0 | 0 | 0 | 0 | 0 | 0 | 0 | 0 | 0 | 0 | 0 | 0 | 0 | 0 | 0 | 0 | 0 | 0 | 0 | 0 | 0 | 0 | 0 | 0 | 0 | 0 | 0 | 0 | 0
| 0 | 0 | Opex | 0 | 0 | 0 | 0 | 0 | 0 | 0 | 0 | 0 | 0 | 0 | 0 | 0 | 0 | 0 | 0 | 0 | 0 | 0 | 0 | 0 | 0 | 0 | 0 | 0 | 0 | 0 | 0 | 0 | 0
| 0 | 0 | Reduction in unserved energy | 0 | 0 | 0 | 0 | 0 | 0 | 0 | 0 | 0 | 0 | 0 | 0 | 0 | 0 | 0 | 0 | 0 | 0 | 0 | 0 | 0 | 0 | 0 | 0 | 0 | 0 | 0 | 0 | 0 | 0
| 0 | 0 | Net benefit | 0 | 0 | 0 | 0 | 0 | 0 | 0 | 0 | 0 | 0 | 0 | 0 | 0 | 0 | 0 | 0 | 0 | 0 | 0 | 0 | 0 | 0 | 0 | 0 | 0 | 0 | 0 | 0 | 0 | 0
Option 5
Determining Optimal Timing: | Discounted | Undiscounted
| 0 | 0 | Capex | 0 | 0 | 0 | 0 | 0 | 0 | 0 | 0 | 0 | 0 | 0 | 0 | 0 | 0 | 0 | 0 | 0 | 0 | 0 | 0 | 0 | 0 | 0 | 0 | 0 | 0 | 0 | 0 | 0 | 0
| 15.1226 | 29.7675 | Opex | 0.99225 | 0.99225 | 0.99225 | 0.99225 | 0.99225 | 0.99225 | 0.99225 | 0.99225 | 0.99225 | 0.99225 | 0.99225 | 0.99225 | 0.99225 | 0.99225 | 0.99225 | 0.99225 | 0.99225 | 0.99225 | 0.99225 | 0.99225 | 0.99225 | 0.99225 | 0.99225 | 0.99225 | 0.99225 | 0.99225 | 0.99225 | 0.99225 | 0.99225 | 0.99225
| 12.098 | 23.814 | Reduction in unserved energy | 0.7938 | 0.7938 | 0.7938 | 0.7938 | 0.7938 | 0.7938 | 0.7938 | 0.7938 | 0.7938 | 0.7938 | 0.7938 | 0.7938 | 0.7938 | 0.7938 | 0.7938 | 0.7938 | 0.7938 | 0.7938 | 0.7938 | 0.7938 | 0.7938 | 0.7938 | 0.7938 | 0.7938 | 0.7938 | 0.7938 | 0.7938 | 0.7938 | 0.7938 | 0.7938
| -3.0245 | -5.9535 | Net benefit | -0.19845 | -0.19845 | -0.19845 | -0.19845 | -0.19845 | -0.19845 | -0.19845 | -0.19845 | -0.19845 | -0.19845 | -0.19845 | -0.19845 | -0.19845 | -0.19845 | -0.19845 | -0.19845 | -0.19845 | -0.19845 | -0.19845 | -0.19845 | -0.19845 | -0.19845 | -0.19845 | -0.19845 | -0.19845 | -0.19845 | -0.19845 | -0.19845 | -0.19845 | -0.19845
|  |  | EUE Value ($m, real $2024) | 0 | 0 | 0 | 0 | 0 | 0 | 0 | 0 | 0 | 0 | 0 | 0 | 0 | 0 | 0 | 0 | 0 | 0 | 0 | 0 | 0 | 0 | 0 | 0 | 0 | 0 | 0 | 0 | 0 | 0
|  |  | Annualised capex | 0 | 0 | 0 | 0 | 0 | 0 | 0 | 0 | 0 | 0 | 0 | 0 | 0 | 0 | 0 | 0 | 0 | 0 | 0 | 0 | 0 | 0 | 0 | 0 | 0 | 0 | 0 | 0 | 0 | 0
|  |  | Annualised cost (capex+opex) | 0.99225 | 0.99225 | 0.99225 | 0.99225 | 0.99225 | 0.99225 | 0.99225 | 0.99225 | 0.99225 | 0.99225 | 0.99225 | 0.99225 | 0.99225 | 0.99225 | 0.99225 | 0.99225 | 0.99225 | 0.99225 | 0.99225 | 0.99225 | 0.99225 | 0.99225 | 0.99225 | 0.99225 | 0.99225 | 0.99225 | 0.99225 | 0.99225 | 0.99225 | 0.99225
|  |  | Optimal timing (interim calc) | 0 | 0 | 0 | 0 | 0 | 0 | 0 | 0 | 0 | 0 | 0 | 0 | 0 | 0 | 0 | 0 | 0 | 0 | 0 | 0 | 0 | 0 | 0 | 0 | 0 | 0 | 0 | 0 | 0 | 0
|  |  | Optimal timing | - | - | - | - | - | - | - | [19 empty] | - | - | - | - | bar: 1 to 19
Adjusted For Optimal Timing: | 0 | 0 | Capex | 0 | 0 | 0 | 0 | 0 | 0 | 0 | 0 | 0 | 0 | 0 | 0 | 0 | 0 | 0 | 0 | 0 | 0 | 0 | 0 | 0 | 0 | 0 | 0 | 0 | 0 | 0 | 0 | 0 | 0
| 15.1226 | 29.7675 | Opex | 0.99225 | 0.99225 | 0.99225 | 0.99225 | 0.99225 | 0.99225 | 0.99225 | 0.99225 | 0.99225 | 0.99225 | 0.99225 | 0.99225 | 0.99225 | 0.99225 | 0.99225 | 0.99225 | 0.99225 | 0.99225 | 0.99225 | 0.99225 | 0.99225 | 0.99225 | 0.99225 | 0.99225 | 0.99225 | 0.99225 | 0.99225 | 0.99225 | 0.99225 | 0.99225
| 15.1226 | 29.7675 | Reduction in unserved energy | 0.99225 | 0.99225 | 0.99225 | 0.99225 | 0.99225 | 0.99225 | 0.99225 | 0.99225 | 0.99225 | 0.99225 | 0.99225 | 0.99225 | 0.99225 | 0.99225 | 0.99225 | 0.99225 | 0.99225 | 0.99225 | 0.99225 | 0.99225 | 0.99225 | 0.99225 | 0.99225 | 0.99225 | 0.99225 | 0.99225 | 0.99225 | 0.99225 | 0.99225 | 0.99225
| 0 | 0 | Net benefit | 0 | 0 | 0 | 0 | 0 | 0 | 0 | 0 | 0 | 0 | 0 | 0 | 0 | 0 | 0 | 0 | 0 | 0 | 0 | 0 | 0 | 0 | 0 | 0 | 0 | 0 | 0 | 0 | 0 | 0
Option 6
Determining Optimal Timing: | Discounted | Undiscounted
| 0 | 0 | Capex | 0 | 0 | 0 | 0 | 0 | 0 | 0 | 0 | 0 | 0 | 0 | 0 | 0 | 0 | 0 | 0 | 0 | 0 | 0 | 0 | 0 | 0 | 0 | 0 | 0 | 0 | 0 | 0 | 0 | 0
| 0 | 0 | Opex | 0 | 0 | 0 | 0 | 0 | 0 | 0 | 0 | 0 | 0 | 0 | 0 | 0 | 0 | 0 | 0 | 0 | 0 | 0 | 0 | 0 | 0 | 0 | 0 | 0 | 0 | 0 | 0 | 0 | 0
| 0 | 0 | Reduction in unserved energy | 0 | 0 | 0 | 0 | 0 | 0 | 0 | 0 | 0 | 0 | 0 | 0 | 0 | 0 | 0 | 0 | 0 | 0 | 0 | 0 | 0 | 0 | 0 | 0 | 0 | 0 | 0 | 0 | 0 | 0
| 0 | 0 | Net benefit | 0 | 0 | 0 | 0 | 0 | 0 | 0 | 0 | 0 | 0 | 0 | 0 | 0 | 0 | 0 | 0 | 0 | 0 | 0 | 0 | 0 | 0 | 0 | 0 | 0 | 0 | 0 | 0 | 0 | 0
|  |  | EUE Value ($m, real $2024) | 0 | 0 | 0 | 0 | 0 | 0 | 0 | 0 | 0 | 0 | 0 | 0 | 0 | 0 | 0 | 0 | 0 | 0 | 0 | 0 | 0 | 0 | 0 | 0 | 0 | 0 | 0 | 0 | 0 | 0
|  |  | Annualised capex | 0 | 0 | 0 | 0 | 0 | 0 | 0 | 0 | 0 | 0 | 0 | 0 | 0 | 0 | 0 | 0 | 0 | 0 | 0 | 0 | 0 | 0 | 0 | 0 | 0 | 0 | 0 | 0 | 0 | 0
|  |  | Annualised cost (capex+opex) | 0 | 0 | 0 | 0 | 0 | 0 | 0 | 0 | 0 | 0 | 0 | 0 | 0 | 0 | 0 | 0 | 0 | 0 | 0 | 0 | 0 | 0 | 0 | 0 | 0 | 0 | 0 | 0 | 0 | 0
|  |  | Optimal timing (interim calc) | 0 | 0 | 0 | 0 | 0 | 0 | 0 | 0 | 0 | 0 | 0 | 0 | 0 | 0 | 0 | 0 | 0 | 0 | 0 | 0 | 0 | 0 | 0 | 0 | 0 | 0 | 0 | 0 | 0 | 0
|  |  | Optimal timing | - | - | - | - | - | - | - | [19 empty] | - | - | - | - | bar: 1 to 19
Adjusted For Optimal Timing: | 0 | 0 | Capex | 0 | 0 | 0 | 0 | 0 | 0 | 0 | 0 | 0 | 0 | 0 | 0 | 0 | 0 | 0 | 0 | 0 | 0 | 0 | 0 | 0 | 0 | 0 | 0 | 0 | 0 | 0 | 0 | 0 | 0
| 0 | 0 | Opex | 0 | 0 | 0 | 0 | 0 | 0 | 0 | 0 | 0 | 0 | 0 | 0 | 0 | 0 | 0 | 0 | 0 | 0 | 0 | 0 | 0 | 0 | 0 | 0 | 0 | 0 | 0 | 0 | 0 | 0
| 0 | 0 | Reduction in unserved energy | 0 | 0 | 0 | 0 | 0 | 0 | 0 | 0 | 0 | 0 | 0 | 0 | 0 | 0 | 0 | 0 | 0 | 0 | 0 | 0 | 0 | 0 | 0 | 0 | 0 | 0 | 0 | 0 | 0 | 0
| 0 | 0 | Net benefit | 0 | 0 | 0 | 0 | 0 | 0 | 0 | 0 | 0 | 0 | 0 | 0 | 0 | 0 | 0 | 0 | 0 | 0 | 0 | 0 | 0 | 0 | 0 | 0 | 0 | 0 | 0 | 0 | 0 | 0
Option 7
Determining Optimal Timing: | Discounted | Undiscounted
| 0 | 0 | Capex | 0 | 0 | 0 | 0 | 0 | 0 | 0 | 0 | 0 | 0 | 0 | 0 | 0 | 0 | 0 | 0 | 0 | 0 | 0 | 0 | 0 | 0 | 0 | 0 | 0 | 0 | 0 | 0 | 0 | 0
| 0 | 0 | Opex | 0 | 0 | 0 | 0 | 0 | 0 | 0 | 0 | 0 | 0 | 0 | 0 | 0 | 0 | 0 | 0 | 0 | 0 | 0 | 0 | 0 | 0 | 0 | 0 | 0 | 0 | 0 | 0 | 0 | 0
| 0 | 0 | Reduction in unserved energy | 0 | 0 | 0 | 0 | 0 | 0 | 0 | 0 | 0 | 0 | 0 | 0 | 0 | 0 | 0 | 0 | 0 | 0 | 0 | 0 | 0 | 0 | 0 | 0 | 0 | 0 | 0 | 0 | 0 | 0
| 0 | 0 | Net benefit | 0 | 0 | 0 | 0 | 0 | 0 | 0 | 0 | 0 | 0 | 0 | 0 | 0 | 0 | 0 | 0 | 0 | 0 | 0 | 0 | 0 | 0 | 0 | 0 | 0 | 0 | 0 | 0 | 0 | 0
|  |  | EUE Value ($m, real $2024) | 0 | 0 | 0 | 0 | 0 | 0 | 0 | 0 | 0 | 0 | 0 | 0 | 0 | 0 | 0 | 0 | 0 | 0 | 0 | 0 | 0 | 0 | 0 | 0 | 0 | 0 | 0 | 0 | 0 | 0
|  |  | Annualised capex | 0 | 0 | 0 | 0 | 0 | 0 | 0 | 0 | 0 | 0 | 0 | 0 | 0 | 0 | 0 | 0 | 0 | 0 | 0 | 0 | 0 | 0 | 0 | 0 | 0 | 0 | 0 | 0 | 0 | 0
|  |  | Annualised cost (capex+opex) | 0 | 0 | 0 | 0 | 0 | 0 | 0 | 0 | 0 | 0 | 0 | 0 | 0 | 0 | 0 | 0 | 0 | 0 | 0 | 0 | 0 | 0 | 0 | 0 | 0 | 0 | 0 | 0 | 0 | 0
|  |  | Optimal timing (interim calc) | 0 | 0 | 0 | 0 | 0 | 0 | 0 | 0 | 0 | 0 | 0 | 0 | 0 | 0 | 0 | 0 | 0 | 0 | 0 | 0 | 0 | 0 | 0 | 0 | 0 | 0 | 0 | 0 | 0 | 0
|  |  | Optimal timing | - | - | - | - | - | - | - | [19 empty] | - | - | - | - | bar: 1 to 19
Adjusted For Optimal Timing: | 0 | 0 | Capex | 0 | 0 | 0 | 0 | 0 | 0 | 0 | 0 | 0 | 0 | 0 | 0 | 0 | 0 | 0 | 0 | 0 | 0 | 0 | 0 | 0 | 0 | 0 | 0 | 0 | 0 | 0 | 0 | 0 | 0
| 0 | 0 | Opex | 0 | 0 | 0 | 0 | 0 | 0 | 0 | 0 | 0 | 0 | 0 | 0 | 0 | 0 | 0 | 0 | 0 | 0 | 0 | 0 | 0 | 0 | 0 | 0 | 0 | 0 | 0 | 0 | 0 | 0
| 0 | 0 | Reduction in unserved energy | 0 | 0 | 0 | 0 | 0 | 0 | 0 | 0 | 0 | 0 | 0 | 0 | 0 | 0 | 0 | 0 | 0 | 0 | 0 | 0 | 0 | 0 | 0 | 0 | 0 | 0 | 0 | 0 | 0 | 0
| 0 | 0 | Net benefit | 0 | 0 | 0 | 0 | 0 | 0 | 0 | 0 | 0 | 0 | 0 | 0 | 0 | 0 | 0 | 0 | 0 | 0 | 0 | 0 | 0 | 0 | 0 | 0 | 0 | 0 | 0 | 0 | 0 | 0
Option 8
Determining Optimal Timing: | Discounted | Undiscounted
| 0 | 0 | Capex | 0 | 0 | 0 | 0 | 0 | 0 | 0 | 0 | 0 | 0 | 0 | 0 | 0 | 0 | 0 | 0 | 0 | 0 | 0 | 0 | 0 | 0 | 0 | 0 | 0 | 0 | 0 | 0 | 0 | 0
| 0 | 0 | Opex | 0 | 0 | 0 | 0 | 0 | 0 | 0 | 0 | 0 | 0 | 0 | 0 | 0 | 0 | 0 | 0 | 0 | 0 | 0 | 0 | 0 | 0 | 0 | 0 | 0 | 0 | 0 | 0 | 0 | 0
| 0 | 0 | Reduction in unserved energy | 0 | 0 | 0 | 0 | 0 | 0 | 0 | 0 | 0 | 0 | 0 | 0 | 0 | 0 | 0 | 0 | 0 | 0 | 0 | 0 | 0 | 0 | 0 | 0 | 0 | 0 | 0 | 0 | 0 | 0
| 0 | 0 | Net benefit | 0 | 0 | 0 | 0 | 0 | 0 | 0 | 0 | 0 | 0 | 0 | 0 | 0 | 0 | 0 | 0 | 0 | 0 | 0 | 0 | 0 | 0 | 0 | 0 | 0 | 0 | 0 | 0 | 0 | 0
|  |  | EUE Value ($m, real $2024) | 0 | 0 | 0 | 0 | 0 | 0 | 0 | 0 | 0 | 0 | 0 | 0 | 0 | 0 | 0 | 0 | 0 | 0 | 0 | 0 | 0 | 0 | 0 | 0 | 0 | 0 | 0 | 0 | 0 | 0
|  |  | Annualised capex | 0 | 0 | 0 | 0 | 0 | 0 | 0 | 0 | 0 | 0 | 0 | 0 | 0 | 0 | 0 | 0 | 0 | 0 | 0 | 0 | 0 | 0 | 0 | 0 | 0 | 0 | 0 | 0 | 0 | 0
|  |  | Annualised cost (capex+opex) | 0 | 0 | 0 | 0 | 0 | 0 | 0 | 0 | 0 | 0 | 0 | 0 | 0 | 0 | 0 | 0 | 0 | 0 | 0 | 0 | 0 | 0 | 0 | 0 | 0 | 0 | 0 | 0 | 0 | 0
|  |  | Optimal timing (interim calc) | 0 | 0 | 0 | 0 | 0 | 0 | 0 | 0 | 0 | 0 | 0 | 0 | 0 | 0 | 0 | 0 | 0 | 0 | 0 | 0 | 0 | 0 | 0 | 0 | 0 | 0 | 0 | 0 | 0 | 0
|  |  | Optimal timing | - | - | - | - | - | - | - | [19 empty] | - | - | - | - | bar: 1 to 19
Adjusted For Optimal Timing: | 0 | 0 | Capex | 0 | 0 | 0 | 0 | 0 | 0 | 0 | 0 | 0 | 0 | 0 | 0 | 0 | 0 | 0 | 0 | 0 | 0 | 0 | 0 | 0 | 0 | 0 | 0 | 0 | 0 | 0 | 0 | 0 | 0
| 0 | 0 | Opex | 0 | 0 | 0 | 0 | 0 | 0 | 0 | 0 | 0 | 0 | 0 | 0 | 0 | 0 | 0 | 0 | 0 | 0 | 0 | 0 | 0 | 0 | 0 | 0 | 0 | 0 | 0 | 0 | 0 | 0
| 0 | 0 | Reduction in unserved energy | 0 | 0 | 0 | 0 | 0 | 0 | 0 | 0 | 0 | 0 | 0 | 0 | 0 | 0 | 0 | 0 | 0 | 0 | 0 | 0 | 0 | 0 | 0 | 0 | 0 | 0 | 0 | 0 | 0 | 0
| 0 | 0 | Net benefit | 0 | 0 | 0 | 0 | 0 | 0 | 0 | 0 | 0 | 0 | 0 | 0 | 0 | 0 | 0 | 0 | 0 | 0 | 0 | 0 | 0 | 0 | 0 | 0 | 0 | 0 | 0 | 0 | 0 | 0
Option 9
Determining Optimal Timing: | Discounted | Undiscounted
| 0 | 0 | Capex | 0 | 0 | 0 | 0 | 0 | 0 | 0 | 0 | 0 | 0 | 0 | 0 | 0 | 0 | 0 | 0 | 0 | 0 | 0 | 0 | 0 | 0 | 0 | 0 | 0 | 0 | 0 | 0 | 0 | 0
| 0 | 0 | Opex | 0 | 0 | 0 | 0 | 0 | 0 | 0 | 0 | 0 | 0 | 0 | 0 | 0 | 0 | 0 | 0 | 0 | 0 | 0 | 0 | 0 | 0 | 0 | 0 | 0 | 0 | 0 | 0 | 0 | 0
| 0 | 0 | Reduction in unserved energy | 0 | 0 | 0 | 0 | 0 | 0 | 0 | 0 | 0 | 0 | 0 | 0 | 0 | 0 | 0 | 0 | 0 | 0 | 0 | 0 | 0 | 0 | 0 | 0 | 0 | 0 | 0 | 0 | 0 | 0
| 0 | 0 | Net benefit | 0 | 0 | 0 | 0 | 0 | 0 | 0 | 0 | 0 | 0 | 0 | 0 | 0 | 0 | 0 | 0 | 0 | 0 | 0 | 0 | 0 | 0 | 0 | 0 | 0 | 0 | 0 | 0 | 0 | 0
|  |  | EUE Value ($m, real $2024) | 0 | 0 | 0 | 0 | 0 | 0 | 0 | 0 | 0 | 0 | 0 | 0 | 0 | 0 | 0 | 0 | 0 | 0 | 0 | 0 | 0 | 0 | 0 | 0 | 0 | 0 | 0 | 0 | 0 | 0
|  |  | Annualised capex | 0 | 0 | 0 | 0 | 0 | 0 | 0 | 0 | 0 | 0 | 0 | 0 | 0 | 0 | 0 | 0 | 0 | 0 | 0 | 0 | 0 | 0 | 0 | 0 | 0 | 0 | 0 | 0 | 0 | 0
|  |  | Annualised cost (capex+opex) | 0 | 0 | 0 | 0 | 0 | 0 | 0 | 0 | 0 | 0 | 0 | 0 | 0 | 0 | 0 | 0 | 0 | 0 | 0 | 0 | 0 | 0 | 0 | 0 | 0 | 0 | 0 | 0 | 0 | 0
|  |  | Optimal timing (interim calc) | 0 | 0 | 0 | 0 | 0 | 0 | 0 | 0 | 0 | 0 | 0 | 0 | 0 | 0 | 0 | 0 | 0 | 0 | 0 | 0 | 0 | 0 | 0 | 0 | 0 | 0 | 0 | 0 | 0 | 0
|  |  | Optimal timing | - | - | - | - | - | - | - | [19 empty] | - | - | - | - | bar: 1 to 19
Adjusted For Optimal Timing: | 0 | 0 | Capex | 0 | 0 | 0 | 0 | 0 | 0 | 0 | 0 | 0 | 0 | 0 | 0 | 0 | 0 | 0 | 0 | 0 | 0 | 0 | 0 | 0 | 0 | 0 | 0 | 0 | 0 | 0 | 0 | 0 | 0
| 0 | 0 | Opex | 0 | 0 | 0 | 0 | 0 | 0 | 0 | 0 | 0 | 0 | 0 | 0 | 0 | 0 | 0 | 0 | 0 | 0 | 0 | 0 | 0 | 0 | 0 | 0 | 0 | 0 | 0 | 0 | 0 | 0
| 0 | 0 | Reduction in unserved energy | 0 | 0 | 0 | 0 | 0 | 0 | 0 | 0 | 0 | 0 | 0 | 0 | 0 | 0 | 0 | 0 | 0 | 0 | 0 | 0 | 0 | 0 | 0 | 0 | 0 | 0 | 0 | 0 | 0 | 0
| 0 | 0 | Net benefit | 0 | 0 | 0 | 0 | 0 | 0 | 0 | 0 | 0 | 0 | 0 | 0 | 0 | 0 | 0 | 0 | 0 | 0 | 0 | 0 | 0 | 0 | 0 | 0 | 0 | 0 | 0 | 0 | 0 | 0
Option 10
Determining Optimal Timing: | Discounted | Undiscounted
| 0 | 0 | Capex | 0 | 0 | 0 | 0 | 0 | 0 | 0 | 0 | 0 | 0 | 0 | 0 | 0 | 0 | 0 | 0 | 0 | 0 | 0 | 0 | 0 | 0 | 0 | 0 | 0 | 0 | 0 | 0 | 0 | 0
| 0 | 0 | Opex | 0 | 0 | 0 | 0 | 0 | 0 | 0 | 0 | 0 | 0 | 0 | 0 | 0 | 0 | 0 | 0 | 0 | 0 | 0 | 0 | 0 | 0 | 0 | 0 | 0 | 0 | 0 | 0 | 0 | 0
| 0 | 0 | Reduction in unserved energy | 0 | 0 | 0 | 0 | 0 | 0 | 0 | 0 | 0 | 0 | 0 | 0 | 0 | 0 | 0 | 0 | 0 | 0 | 0 | 0 | 0 | 0 | 0 | 0 | 0 | 0 | 0 | 0 | 0 | 0
| 0 | 0 | Net benefit | 0 | 0 | 0 | 0 | 0 | 0 | 0 | 0 | 0 | 0 | 0 | 0 | 0 | 0 | 0 | 0 | 0 | 0 | 0 | 0 | 0 | 0 | 0 | 0 | 0 | 0 | 0 | 0 | 0 | 0
|  |  | EUE Value ($m, real $2024) | 0 | 0 | 0 | 0 | 0 | 0 | 0 | 0 | 0 | 0 | 0 | 0 | 0 | 0 | 0 | 0 | 0 | 0 | 0 | 0 | 0 | 0 | 0 | 0 | 0 | 0 | 0 | 0 | 0 | 0
|  |  | Annualised capex | 0 | 0 | 0 | 0 | 0 | 0 | 0 | 0 | 0 | 0 | 0 | 0 | 0 | 0 | 0 | 0 | 0 | 0 | 0 | 0 | 0 | 0 | 0 | 0 | 0 | 0 | 0 | 0 | 0 | 0
|  |  | Annualised cost (capex+opex) | 0 | 0 | 0 | 0 | 0 | 0 | 0 | 0 | 0 | 0 | 0 | 0 | 0 | 0 | 0 | 0 | 0 | 0 | 0 | 0 | 0 | 0 | 0 | 0 | 0 | 0 | 0 | 0 | 0 | 0
|  |  | Optimal timing (interim calc) | 0 | 0 | 0 | 0 | 0 | 0 | 0 | 0 | 0 | 0 | 0 | 0 | 0 | 0 | 0 | 0 | 0 | 0 | 0 | 0 | 0 | 0 | 0 | 0 | 0 | 0 | 0 | 0 | 0 | 0
|  |  | Optimal timing | - | - | - | - | - | - | - | [19 empty] | - | - | - | - | bar: 1 to 19
Adjusted For Optimal Timing: | 0 | 0 | Capex | 0 | 0 | 0 | 0 | 0 | 0 | 0 | 0 | 0 | 0 | 0 | 0 | 0 | 0 | 0 | 0 | 0 | 0 | 0 | 0 | 0 | 0 | 0 | 0 | 0 | 0 | 0 | 0 | 0 | 0
| 0 | 0 | Opex | 0 | 0 | 0 | 0 | 0 | 0 | 0 | 0 | 0 | 0 | 0 | 0 | 0 | 0 | 0 | 0 | 0 | 0 | 0 | 0 | 0 | 0 | 0 | 0 | 0 | 0 | 0 | 0 | 0 | 0
| 0 | 0 | Reduction in unserved energy | 0 | 0 | 0 | 0 | 0 | 0 | 0 | 0 | 0 | 0 | 0 | 0 | 0 | 0 | 0 | 0 | 0 | 0 | 0 | 0 | 0 | 0 | 0 | 0 | 0 | 0 | 0 | 0 | 0 | 0
| 0 | 0 | Net benefit | 0 | 0 | 0 | 0 | 0 | 0 | 0 | 0 | 0 | 0 | 0 | 0 | 0 | 0 | 0 | 0 | 0 | 0 | 0 | 0 | 0 | 0 | 0 | 0 | 0 | 0 | 0 | 0 | 0 | 0

## 3.2.8 NPV (High VCR) (hidden)
Economic inputs and assumptions
Scenario | Discount rate | Central
| Cost | Central
| VCR | Upper bound
|  | Central | Lower bound | Upper bound
| Discount rate | 5.56% | 4.11% | 7%
| Cost | 100% | 80% | 120%
| VCR | 100% | 80% | 120%
Asset life for calculating annualised capex (years) | Option 1 | 45
| Option 2 | 45
| Option 3 | 0
| Option 4 | 0
| Option 5 | 0
| Option 6 | 0
| Option 7 | 0
| Option 8 | 0
| Option 9 | 0
| Option 10 | 0
|  |  |  | 1 | 2 | 3 | 4 | 5 | 6 | 7 | 8 | 9 | 10 | 11 | 12 | 13 | 14 | 15 | 16 | 17 | 18 | 19 | 20 | 21 | 22 | 23 | 24 | 25 | 26 | 27 | 28 | 29 | 30
|  |  |  | FY25 | FY26 | FY27 | FY28 | FY29 | FY30 | FY31 | FY32 | FY33 | FY34 | FY35 | FY36 | FY37 | FY38 | FY39 | FY40 | FY41 | FY42 | FY43 | FY44 | FY45 | FY46 | FY47 | FY48 | FY49 | FY50 | FY51 | FY52 | FY53 | FY54
Outputs | bar: 3 FY27; 7 FY31
Option 1
| Discounted | Undiscounted
| 0 | 0 | Capex | 0 | 0 | 0 | 0 | 0 | 0 | 0 | 0 | 0 | 0 | 0 | 0 | 0 | 0 | 0 | 0 | 0 | 0 | 0 | 0 | 0 | 0 | 0 | 0 | 0 | 0 | 0 | 0 | 0 | 0
| 0 | 0 | Opex | 0 | 0 | 0 | 0 | 0 | 0 | 0 | 0 | 0 | 0 | 0 | 0 | 0 | 0 | 0 | 0 | 0 | 0 | 0 | 0 | 0 | 0 | 0 | 0 | 0 | 0 | 0 | 0 | 0 | 0
| 0 | 0 | Reduction in unserved energy | 0 | 0 | 0 | 0 | 0 | 0 | 0 | 0 | 0 | 0 | 0 | 0 | 0 | 0 | 0 | 0 | 0 | 0 | 0 | 0 | 0 | 0 | 0 | 0 | 0 | 0 | 0 | 0 | 0 | 0
| 0 | 0 | Net benefit | 0 | 0 | 0 | 0 | 0 | 0 | 0 | 0 | 0 | 0 | 0 | 0 | 0 | 0 | 0 | 0 | 0 | 0 | 0 | 0 | 0 | 0 | 0 | 0 | 0 | 0 | 0 | 0 | 0 | 0
|  |  | EUE Value ($m, real $2024) | 1.1907 | 1.1907 | 1.1907 | 1.1907 | 1.1907 | 1.1907 | 1.1907 | 1.1907 | 1.1907 | 1.1907 | 1.1907 | 1.1907 | 1.1907 | 1.1907 | 1.1907 | 1.1907 | 1.1907 | 1.1907 | 1.1907 | 1.1907 | 1.1907 | 1.1907 | 1.1907 | 1.1907 | 1.1907 | 1.1907 | 1.1907 | 1.1907 | 1.1907 | 1.1907
Option 2
Determining Optimal Timing: | Discounted | Undiscounted
| 4.6539 | 5.7616 | Capex | 0 | 0 | 1.1523 | 1.1523 | 1.1523 | 1.1523 | 1.1523 | 0 | 0 | 0 | 0 | 0 | 0 | 0 | 0 | 0 | 0 | 0 | 0 | 0 | 0 | 0 | 0 | 0 | 0 | 0 | 0 | 0 | 0 | 0
| 0.048983 | 0.057616 | Opex | 0 | 0 | 0 | 0.057616 | 0 | 0 | 0 | 0 | 0 | 0 | 0 | 0 | 0 | 0 | 0 | 0 | 0 | 0 | 0 | 0 | 0 | 0 | 0 | 0 | 0 | 0 | 0 | 0 | 0 | 0
| 1.0123 | 1.1907 | Reduction in unserved energy | 0 | 0 | 0 | 1.1907 | 0 | 0 | 0 | 0 | 0 | 0 | 0 | 0 | 0 | 0 | 0 | 0 | 0 | 0 | 0 | 0 | 0 | 0 | 0 | 0 | 0 | 0 | 0 | 0 | 0 | 0
| -3.6906 | -4.6286 | Net benefit | 0 | 0 | -1.1523 | -0.019247 | -1.1523 | -1.1523 | -1.1523 | 0 | 0 | 0 | 0 | 0 | 0 | 0 | 0 | 0 | 0 | 0 | 0 | 0 | 0 | 0 | 0 | 0 | 0 | 0 | 0 | 0 | 0 | 0
|  |  | EUE Value ($m, real $2024) | 0 | 0 | 0 | 0 | 0 | 0 | 0 | 0 | 0 | 0 | 0 | 0 | 0 | 0 | 0 | 0 | 0 | 0 | 0 | 0 | 0 | 0 | 0 | 0 | 0 | 0 | 0 | 0 | 0 | 0
|  |  | Annualised capex | 0 | 0 | 0.2836 | 0.2836 | 0.2836 | 0.2836 | 0.2836 | 0.2836 | 0.2836 | 0.2836 | 0.2836 | 0.2836 | 0.2836 | 0.2836 | 0.2836 | 0.2836 | 0.2836 | 0.2836 | 0.2836 | 0.2836 | 0.2836 | 0.2836 | 0.2836 | 0.2836 | 0.2836 | 0.2836 | 0.2836 | 0.2836 | 0.2836 | 0.2836
|  |  | Annualised cost (capex+opex) | 0 | 0 | 0.2836 | 0.34122 | 0.2836 | 0.2836 | 0.2836 | 0.2836 | 0.2836 | 0.2836 | 0.2836 | 0.2836 | 0.2836 | 0.2836 | 0.2836 | 0.2836 | 0.2836 | 0.2836 | 0.2836 | 0.2836 | 0.2836 | 0.2836 | 0.2836 | 0.2836 | 0.2836 | 0.2836 | 0.2836 | 0.2836 | 0.2836 | 0.2836
|  |  | Optimal timing (interim calc) | 0 | 0 | 0 | 1 | 0 | 0 | 0 | 0 | 0 | 0 | 0 | 0 | 0 | 0 | 0 | 0 | 0 | 0 | 0 | 0 | 0 | 0 | 0 | 0 | 0 | 0 | 0 | 0 | 0 | 0
|  |  | Optimal timing | - | - | - | Yes | - | - | - | - | - | - | - | - | - | - | - | - | - | - | - | - | - | - | - | - | - | - | - | - | - | -
Adjusted For Optimal Timing: | 4.6539 | 5.7616 | Capex | 0 | 0 | 1.1523 | 1.1523 | 1.1523 | 1.1523 | 1.1523 | 0 | 0 | 0 | 0 | 0 | 0 | 0 | 0 | 0 | 0 | 0 | 0 | 0 | 0 | 0 | 0 | 0 | 0 | 0 | 0 | 0 | 0 | 0
| 0.048983 | 0.057616 | Opex | 0 | 0 | 0 | 0.057616 | 0 | 0 | 0 | 0 | 0 | 0 | 0 | 0 | 0 | 0 | 0 | 0 | 0 | 0 | 0 | 0 | 0 | 0 | 0 | 0 | 0 | 0 | 0 | 0 | 0 | 0
| 1.0123 | 1.1907 | Reduction in unserved energy | 0 | 0 | 0 | 1.1907 | 0 | 0 | 0 | 0 | 0 | 0 | 0 | 0 | 0 | 0 | 0 | 0 | 0 | 0 | 0 | 0 | 0 | 0 | 0 | 0 | 0 | 0 | 0 | 0 | 0 | 0
| -3.6906 | -4.6286 | Net benefit | 0 | 0 | -1.1523 | -0.019247 | -1.1523 | -1.1523 | -1.1523 | 0 | 0 | 0 | 0 | 0 | 0 | 0 | 0 | 0 | 0 | 0 | 0 | 0 | 0 | 0 | 0 | 0 | 0 | 0 | 0 | 0 | 0 | 0
Option 3
Determining Optimal Timing: | Discounted | Undiscounted
| 0 | 0 | Capex | 0 | 0 | 0 | 0 | 0 | 0 | 0 | 0 | 0 | 0 | 0 | 0 | 0 | 0 | 0 | 0 | 0 | 0 | 0 | 0 | 0 | 0 | 0 | 0 | 0 | 0 | 0 | 0 | 0 | 0
| 0 | 0 | Opex | 0 | 0 | 0 | 0 | 0 | 0 | 0 | 0 | 0 | 0 | 0 | 0 | 0 | 0 | 0 | 0 | 0 | 0 | 0 | 0 | 0 | 0 | 0 | 0 | 0 | 0 | 0 | 0 | 0 | 0
| 0 | 0 | Reduction in unserved energy | 0 | 0 | 0 | 0 | 0 | 0 | 0 | 0 | 0 | 0 | 0 | 0 | 0 | 0 | 0 | 0 | 0 | 0 | 0 | 0 | 0 | 0 | 0 | 0 | 0 | 0 | 0 | 0 | 0 | 0
| 0 | 0 | Net benefit | 0 | 0 | 0 | 0 | 0 | 0 | 0 | 0 | 0 | 0 | 0 | 0 | 0 | 0 | 0 | 0 | 0 | 0 | 0 | 0 | 0 | 0 | 0 | 0 | 0 | 0 | 0 | 0 | 0 | 0
|  |  | EUE Value ($m, real $2024) | 0 | 0 | 0 | 0 | 0 | 0 | 0 | 0 | 0 | 0 | 0 | 0 | 0 | 0 | 0 | 0 | 0 | 0 | 0 | 0 | 0 | 0 | 0 | 0 | 0 | 0 | 0 | 0 | 0 | 0
|  |  | Annualised capex | 0 | 0 | 0 | 0 | 0 | 0 | 0 | 0 | 0 | 0 | 0 | 0 | 0 | 0 | 0 | 0 | 0 | 0 | 0 | 0 | 0 | 0 | 0 | 0 | 0 | 0 | 0 | 0 | 0 | 0
|  |  | Annualised cost (capex+opex) | 0 | 0 | 0 | 0 | 0 | 0 | 0 | 0 | 0 | 0 | 0 | 0 | 0 | 0 | 0 | 0 | 0 | 0 | 0 | 0 | 0 | 0 | 0 | 0 | 0 | 0 | 0 | 0 | 0 | 0
|  |  | Optimal timing (interim calc) | 0 | 0 | 0 | 0 | 0 | 0 | 0 | 0 | 0 | 0 | 0 | 0 | 0 | 0 | 0 | 0 | 0 | 0 | 0 | 0 | 0 | 0 | 0 | 0 | 0 | 0 | 0 | 0 | 0 | 0
Optimal timing | bar: 1 FY25 to 30 FY54
Adjusted For Optimal Timing: | 0 | 0 | Capex | 0 | 0 | 0 | 0 | 0 | 0 | 0 | 0 | 0 | 0 | 0 | 0 | 0 | 0 | 0 | 0 | 0 | 0 | 0 | 0 | 0 | 0 | 0 | 0 | 0 | 0 | 0 | 0 | 0 | 0
| 0 | 0 | Opex | 0 | 0 | 0 | 0 | 0 | 0 | 0 | 0 | 0 | 0 | 0 | 0 | 0 | 0 | 0 | 0 | 0 | 0 | 0 | 0 | 0 | 0 | 0 | 0 | 0 | 0 | 0 | 0 | 0 | 0
| 0 | 0 | Reduction in unserved energy | 0 | 0 | 0 | 0 | 0 | 0 | 0 | 0 | 0 | 0 | 0 | 0 | 0 | 0 | 0 | 0 | 0 | 0 | 0 | 0 | 0 | 0 | 0 | 0 | 0 | 0 | 0 | 0 | 0 | 0
| 0 | 0 | Net benefit | 0 | 0 | 0 | 0 | 0 | 0 | 0 | 0 | 0 | 0 | 0 | 0 | 0 | 0 | 0 | 0 | 0 | 0 | 0 | 0 | 0 | 0 | 0 | 0 | 0 | 0 | 0 | 0 | 0 | 0
Option 4
Determining Optimal Timing: | Discounted | Undiscounted
| 0 | 0 | Capex | 0 | 0 | 0 | 0 | 0 | 0 | 0 | 0 | 0 | 0 | 0 | 0 | 0 | 0 | 0 | 0 | 0 | 0 | 0 | 0 | 0 | 0 | 0 | 0 | 0 | 0 | 0 | 0 | 0 | 0
| 0 | 0 | Opex | 0 | 0 | 0 | 0 | 0 | 0 | 0 | 0 | 0 | 0 | 0 | 0 | 0 | 0 | 0 | 0 | 0 | 0 | 0 | 0 | 0 | 0 | 0 | 0 | 0 | 0 | 0 | 0 | 0 | 0
| 0 | 0 | Reduction in unserved energy | 0 | 0 | 0 | 0 | 0 | 0 | 0 | 0 | 0 | 0 | 0 | 0 | 0 | 0 | 0 | 0 | 0 | 0 | 0 | 0 | 0 | 0 | 0 | 0 | 0 | 0 | 0 | 0 | 0 | 0
| 0 | 0 | Net benefit | 0 | 0 | 0 | 0 | 0 | 0 | 0 | 0 | 0 | 0 | 0 | 0 | 0 | 0 | 0 | 0 | 0 | 0 | 0 | 0 | 0 | 0 | 0 | 0 | 0 | 0 | 0 | 0 | 0 | 0
|  |  | EUE Value ($m, real $2024) | 0 | 0 | 0 | 0 | 0 | 0 | 0 | 0 | 0 | 0 | 0 | 0 | 0 | 0 | 0 | 0 | 0 | 0 | 0 | 0 | 0 | 0 | 0 | 0 | 0 | 0 | 0 | 0 | 0 | 0
|  |  | Annualised capex | 0 | 0 | 0 | 0 | 0 | 0 | 0 | 0 | 0 | 0 | 0 | 0 | 0 | 0 | 0 | 0 | 0 | 0 | 0 | 0 | 0 | 0 | 0 | 0 | 0 | 0 | 0 | 0 | 0 | 0
|  |  | Annualised cost (capex+opex) | 0 | 0 | 0 | 0 | 0 | 0 | 0 | 0 | 0 | 0 | 0 | 0 | 0 | 0 | 0 | 0 | 0 | 0 | 0 | 0 | 0 | 0 | 0 | 0 | 0 | 0 | 0 | 0 | 0 | 0
|  |  | Optimal timing (interim calc) | 0 | 0 | 0 | 0 | 0 | 0 | 0 | 0 | 0 | 0 | 0 | 0 | 0 | 0 | 0 | 0 | 0 | 0 | 0 | 0 | 0 | 0 | 0 | 0 | 0 | 0 | 0 | 0 | 0 | 0
Optimal timing | bar: 1 FY25 to 30 FY54
[11 empty] | 1 | 2 | 3 | 4 | 5 | 6 | 7 | 8 | 9 | 10 | 11 | 12 | 13 | 14 | 15 | 16 | 17 | 18 | 19
Adjusted For Optimal Timing: | 0 | 0 | Capex | 0 | 0 | 0 | 0 | 0 | 0 | 0 | 0 | 0 | 0 | 0 | 0 | 0 | 0 | 0 | 0 | 0 | 0 | 0 | 0 | 0 | 0 | 0 | 0 | 0 | 0 | 0 | 0 | 0 | 0
| 0 | 0 | Opex | 0 | 0 | 0 | 0 | 0 | 0 | 0 | 0 | 0 | 0 | 0 | 0 | 0 | 0 | 0 | 0 | 0 | 0 | 0 | 0 | 0 | 0 | 0 | 0 | 0 | 0 | 0 | 0 | 0 | 0
| 0 | 0 | Reduction in unserved energy | 0 | 0 | 0 | 0 | 0 | 0 | 0 | 0 | 0 | 0 | 0 | 0 | 0 | 0 | 0 | 0 | 0 | 0 | 0 | 0 | 0 | 0 | 0 | 0 | 0 | 0 | 0 | 0 | 0 | 0
| 0 | 0 | Net benefit | 0 | 0 | 0 | 0 | 0 | 0 | 0 | 0 | 0 | 0 | 0 | 0 | 0 | 0 | 0 | 0 | 0 | 0 | 0 | 0 | 0 | 0 | 0 | 0 | 0 | 0 | 0 | 0 | 0 | 0
Option 5
Determining Optimal Timing: | Discounted | Undiscounted
| 0 | 0 | Capex | 0 | 0 | 0 | 0 | 0 | 0 | 0 | 0 | 0 | 0 | 0 | 0 | 0 | 0 | 0 | 0 | 0 | 0 | 0 | 0 | 0 | 0 | 0 | 0 | 0 | 0 | 0 | 0 | 0 | 0
| 15.1226 | 29.7675 | Opex | 0.99225 | 0.99225 | 0.99225 | 0.99225 | 0.99225 | 0.99225 | 0.99225 | 0.99225 | 0.99225 | 0.99225 | 0.99225 | 0.99225 | 0.99225 | 0.99225 | 0.99225 | 0.99225 | 0.99225 | 0.99225 | 0.99225 | 0.99225 | 0.99225 | 0.99225 | 0.99225 | 0.99225 | 0.99225 | 0.99225 | 0.99225 | 0.99225 | 0.99225 | 0.99225
| 18.1471 | 35.721 | Reduction in unserved energy | 1.1907 | 1.1907 | 1.1907 | 1.1907 | 1.1907 | 1.1907 | 1.1907 | 1.1907 | 1.1907 | 1.1907 | 1.1907 | 1.1907 | 1.1907 | 1.1907 | 1.1907 | 1.1907 | 1.1907 | 1.1907 | 1.1907 | 1.1907 | 1.1907 | 1.1907 | 1.1907 | 1.1907 | 1.1907 | 1.1907 | 1.1907 | 1.1907 | 1.1907 | 1.1907
| 3.0245 | 5.9535 | Net benefit | 0.19845 | 0.19845 | 0.19845 | 0.19845 | 0.19845 | 0.19845 | 0.19845 | 0.19845 | 0.19845 | 0.19845 | 0.19845 | 0.19845 | 0.19845 | 0.19845 | 0.19845 | 0.19845 | 0.19845 | 0.19845 | 0.19845 | 0.19845 | 0.19845 | 0.19845 | 0.19845 | 0.19845 | 0.19845 | 0.19845 | 0.19845 | 0.19845 | 0.19845 | 0.19845
|  |  | EUE Value ($m, real $2024) | 0 | 0 | 0 | 0 | 0 | 0 | 0 | 0 | 0 | 0 | 0 | 0 | 0 | 0 | 0 | 0 | 0 | 0 | 0 | 0 | 0 | 0 | 0 | 0 | 0 | 0 | 0 | 0 | 0 | 0
|  |  | Annualised capex | 0 | 0 | 0 | 0 | 0 | 0 | 0 | 0 | 0 | 0 | 0 | 0 | 0 | 0 | 0 | 0 | 0 | 0 | 0 | 0 | 0 | 0 | 0 | 0 | 0 | 0 | 0 | 0 | 0 | 0
|  |  | Annualised cost (capex+opex) | 0.99225 | 0.99225 | 0.99225 | 0.99225 | 0.99225 | 0.99225 | 0.99225 | 0.99225 | 0.99225 | 0.99225 | 0.99225 | 0.99225 | 0.99225 | 0.99225 | 0.99225 | 0.99225 | 0.99225 | 0.99225 | 0.99225 | 0.99225 | 0.99225 | 0.99225 | 0.99225 | 0.99225 | 0.99225 | 0.99225 | 0.99225 | 0.99225 | 0.99225 | 0.99225
|  |  | Optimal timing (interim calc) | 1 | 1 | 1 | 1 | 1 | 1 | 1 | [19 empty] | 1 | 1 | 1 | 1 | bar: 1 to 19
|  |  | Optimal timing | Yes | - | - | - | - | - | - | [19 empty] | - | - | - | - | bar: 1 to 19
Adjusted For Optimal Timing: | 0 | 0 | Capex | 0 | 0 | 0 | 0 | 0 | 0 | 0 | 0 | 0 | 0 | 0 | 0 | 0 | 0 | 0 | 0 | 0 | 0 | 0 | 0 | 0 | 0 | 0 | 0 | 0 | 0 | 0 | 0 | 0 | 0
| 15.1226 | 29.7675 | Opex | 0.99225 | 0.99225 | 0.99225 | 0.99225 | 0.99225 | 0.99225 | 0.99225 | 0.99225 | 0.99225 | 0.99225 | 0.99225 | 0.99225 | 0.99225 | 0.99225 | 0.99225 | 0.99225 | 0.99225 | 0.99225 | 0.99225 | 0.99225 | 0.99225 | 0.99225 | 0.99225 | 0.99225 | 0.99225 | 0.99225 | 0.99225 | 0.99225 | 0.99225 | 0.99225
| 18.1471 | 35.721 | Reduction in unserved energy | 1.1907 | 1.1907 | 1.1907 | 1.1907 | 1.1907 | 1.1907 | 1.1907 | 1.1907 | 1.1907 | 1.1907 | 1.1907 | 1.1907 | 1.1907 | 1.1907 | 1.1907 | 1.1907 | 1.1907 | 1.1907 | 1.1907 | 1.1907 | 1.1907 | 1.1907 | 1.1907 | 1.1907 | 1.1907 | 1.1907 | 1.1907 | 1.1907 | 1.1907 | 1.1907
| 3.0245 | 5.9535 | Net benefit | 0.19845 | 0.19845 | 0.19845 | 0.19845 | 0.19845 | 0.19845 | 0.19845 | 0.19845 | 0.19845 | 0.19845 | 0.19845 | 0.19845 | 0.19845 | 0.19845 | 0.19845 | 0.19845 | 0.19845 | 0.19845 | 0.19845 | 0.19845 | 0.19845 | 0.19845 | 0.19845 | 0.19845 | 0.19845 | 0.19845 | 0.19845 | 0.19845 | 0.19845 | 0.19845
Option 6
Determining Optimal Timing: | Discounted | Undiscounted
| 0 | 0 | Capex | 0 | 0 | 0 | 0 | 0 | 0 | 0 | 0 | 0 | 0 | 0 | 0 | 0 | 0 | 0 | 0 | 0 | 0 | 0 | 0 | 0 | 0 | 0 | 0 | 0 | 0 | 0 | 0 | 0 | 0
| 0 | 0 | Opex | 0 | 0 | 0 | 0 | 0 | 0 | 0 | 0 | 0 | 0 | 0 | 0 | 0 | 0 | 0 | 0 | 0 | 0 | 0 | 0 | 0 | 0 | 0 | 0 | 0 | 0 | 0 | 0 | 0 | 0
| 0 | 0 | Reduction in unserved energy | 0 | 0 | 0 | 0 | 0 | 0 | 0 | 0 | 0 | 0 | 0 | 0 | 0 | 0 | 0 | 0 | 0 | 0 | 0 | 0 | 0 | 0 | 0 | 0 | 0 | 0 | 0 | 0 | 0 | 0
| 0 | 0 | Net benefit | 0 | 0 | 0 | 0 | 0 | 0 | 0 | 0 | 0 | 0 | 0 | 0 | 0 | 0 | 0 | 0 | 0 | 0 | 0 | 0 | 0 | 0 | 0 | 0 | 0 | 0 | 0 | 0 | 0 | 0
|  |  | EUE Value ($m, real $2024) | 0 | 0 | 0 | 0 | 0 | 0 | 0 | 0 | 0 | 0 | 0 | 0 | 0 | 0 | 0 | 0 | 0 | 0 | 0 | 0 | 0 | 0 | 0 | 0 | 0 | 0 | 0 | 0 | 0 | 0
|  |  | Annualised capex | 0 | 0 | 0 | 0 | 0 | 0 | 0 | 0 | 0 | 0 | 0 | 0 | 0 | 0 | 0 | 0 | 0 | 0 | 0 | 0 | 0 | 0 | 0 | 0 | 0 | 0 | 0 | 0 | 0 | 0
|  |  | Annualised cost (capex+opex) | 0 | 0 | 0 | 0 | 0 | 0 | 0 | 0 | 0 | 0 | 0 | 0 | 0 | 0 | 0 | 0 | 0 | 0 | 0 | 0 | 0 | 0 | 0 | 0 | 0 | 0 | 0 | 0 | 0 | 0
|  |  | Optimal timing (interim calc) | 0 | 0 | 0 | 0 | 0 | 0 | 0 | 0 | 0 | 0 | 0 | 0 | 0 | 0 | 0 | 0 | 0 | 0 | 0 | 0 | 0 | 0 | 0 | 0 | 0 | 0 | 0 | 0 | 0 | 0
|  |  | Optimal timing | - | - | - | - | - | - | - | [19 empty] | - | - | - | - | bar: 1 to 19
Adjusted For Optimal Timing: | 0 | 0 | Capex | 0 | 0 | 0 | 0 | 0 | 0 | 0 | 0 | 0 | 0 | 0 | 0 | 0 | 0 | 0 | 0 | 0 | 0 | 0 | 0 | 0 | 0 | 0 | 0 | 0 | 0 | 0 | 0 | 0 | 0
| 0 | 0 | Opex | 0 | 0 | 0 | 0 | 0 | 0 | 0 | 0 | 0 | 0 | 0 | 0 | 0 | 0 | 0 | 0 | 0 | 0 | 0 | 0 | 0 | 0 | 0 | 0 | 0 | 0 | 0 | 0 | 0 | 0
| 0 | 0 | Reduction in unserved energy | 0 | 0 | 0 | 0 | 0 | 0 | 0 | 0 | 0 | 0 | 0 | 0 | 0 | 0 | 0 | 0 | 0 | 0 | 0 | 0 | 0 | 0 | 0 | 0 | 0 | 0 | 0 | 0 | 0 | 0
| 0 | 0 | Net benefit | 0 | 0 | 0 | 0 | 0 | 0 | 0 | 0 | 0 | 0 | 0 | 0 | 0 | 0 | 0 | 0 | 0 | 0 | 0 | 0 | 0 | 0 | 0 | 0 | 0 | 0 | 0 | 0 | 0 | 0
Option 7
Determining Optimal Timing: | Discounted | Undiscounted
| 0 | 0 | Capex | 0 | 0 | 0 | 0 | 0 | 0 | 0 | 0 | 0 | 0 | 0 | 0 | 0 | 0 | 0 | 0 | 0 | 0 | 0 | 0 | 0 | 0 | 0 | 0 | 0 | 0 | 0 | 0 | 0 | 0
| 0 | 0 | Opex | 0 | 0 | 0 | 0 | 0 | 0 | 0 | 0 | 0 | 0 | 0 | 0 | 0 | 0 | 0 | 0 | 0 | 0 | 0 | 0 | 0 | 0 | 0 | 0 | 0 | 0 | 0 | 0 | 0 | 0
| 0 | 0 | Reduction in unserved energy | 0 | 0 | 0 | 0 | 0 | 0 | 0 | 0 | 0 | 0 | 0 | 0 | 0 | 0 | 0 | 0 | 0 | 0 | 0 | 0 | 0 | 0 | 0 | 0 | 0 | 0 | 0 | 0 | 0 | 0
| 0 | 0 | Net benefit | 0 | 0 | 0 | 0 | 0 | 0 | 0 | 0 | 0 | 0 | 0 | 0 | 0 | 0 | 0 | 0 | 0 | 0 | 0 | 0 | 0 | 0 | 0 | 0 | 0 | 0 | 0 | 0 | 0 | 0
|  |  | EUE Value ($m, real $2024) | 0 | 0 | 0 | 0 | 0 | 0 | 0 | 0 | 0 | 0 | 0 | 0 | 0 | 0 | 0 | 0 | 0 | 0 | 0 | 0 | 0 | 0 | 0 | 0 | 0 | 0 | 0 | 0 | 0 | 0
|  |  | Annualised capex | 0 | 0 | 0 | 0 | 0 | 0 | 0 | 0 | 0 | 0 | 0 | 0 | 0 | 0 | 0 | 0 | 0 | 0 | 0 | 0 | 0 | 0 | 0 | 0 | 0 | 0 | 0 | 0 | 0 | 0
|  |  | Annualised cost (capex+opex) | 0 | 0 | 0 | 0 | 0 | 0 | 0 | 0 | 0 | 0 | 0 | 0 | 0 | 0 | 0 | 0 | 0 | 0 | 0 | 0 | 0 | 0 | 0 | 0 | 0 | 0 | 0 | 0 | 0 | 0
|  |  | Optimal timing (interim calc) | 0 | 0 | 0 | 0 | 0 | 0 | 0 | 0 | 0 | 0 | 0 | 0 | 0 | 0 | 0 | 0 | 0 | 0 | 0 | 0 | 0 | 0 | 0 | 0 | 0 | 0 | 0 | 0 | 0 | 0
|  |  | Optimal timing | - | - | - | - | - | - | - | [19 empty] | - | - | - | - | bar: 1 to 19
Adjusted For Optimal Timing: | 0 | 0 | Capex | 0 | 0 | 0 | 0 | 0 | 0 | 0 | 0 | 0 | 0 | 0 | 0 | 0 | 0 | 0 | 0 | 0 | 0 | 0 | 0 | 0 | 0 | 0 | 0 | 0 | 0 | 0 | 0 | 0 | 0
| 0 | 0 | Opex | 0 | 0 | 0 | 0 | 0 | 0 | 0 | 0 | 0 | 0 | 0 | 0 | 0 | 0 | 0 | 0 | 0 | 0 | 0 | 0 | 0 | 0 | 0 | 0 | 0 | 0 | 0 | 0 | 0 | 0
| 0 | 0 | Reduction in unserved energy | 0 | 0 | 0 | 0 | 0 | 0 | 0 | 0 | 0 | 0 | 0 | 0 | 0 | 0 | 0 | 0 | 0 | 0 | 0 | 0 | 0 | 0 | 0 | 0 | 0 | 0 | 0 | 0 | 0 | 0
| 0 | 0 | Net benefit | 0 | 0 | 0 | 0 | 0 | 0 | 0 | 0 | 0 | 0 | 0 | 0 | 0 | 0 | 0 | 0 | 0 | 0 | 0 | 0 | 0 | 0 | 0 | 0 | 0 | 0 | 0 | 0 | 0 | 0
Option 8
Determining Optimal Timing: | Discounted | Undiscounted
| 0 | 0 | Capex | 0 | 0 | 0 | 0 | 0 | 0 | 0 | 0 | 0 | 0 | 0 | 0 | 0 | 0 | 0 | 0 | 0 | 0 | 0 | 0 | 0 | 0 | 0 | 0 | 0 | 0 | 0 | 0 | 0 | 0
| 0 | 0 | Opex | 0 | 0 | 0 | 0 | 0 | 0 | 0 | 0 | 0 | 0 | 0 | 0 | 0 | 0 | 0 | 0 | 0 | 0 | 0 | 0 | 0 | 0 | 0 | 0 | 0 | 0 | 0 | 0 | 0 | 0
| 0 | 0 | Reduction in unserved energy | 0 | 0 | 0 | 0 | 0 | 0 | 0 | 0 | 0 | 0 | 0 | 0 | 0 | 0 | 0 | 0 | 0 | 0 | 0 | 0 | 0 | 0 | 0 | 0 | 0 | 0 | 0 | 0 | 0 | 0
| 0 | 0 | Net benefit | 0 | 0 | 0 | 0 | 0 | 0 | 0 | 0 | 0 | 0 | 0 | 0 | 0 | 0 | 0 | 0 | 0 | 0 | 0 | 0 | 0 | 0 | 0 | 0 | 0 | 0 | 0 | 0 | 0 | 0
|  |  | EUE Value ($m, real $2024) | 0 | 0 | 0 | 0 | 0 | 0 | 0 | 0 | 0 | 0 | 0 | 0 | 0 | 0 | 0 | 0 | 0 | 0 | 0 | 0 | 0 | 0 | 0 | 0 | 0 | 0 | 0 | 0 | 0 | 0
|  |  | Annualised capex | 0 | 0 | 0 | 0 | 0 | 0 | 0 | 0 | 0 | 0 | 0 | 0 | 0 | 0 | 0 | 0 | 0 | 0 | 0 | 0 | 0 | 0 | 0 | 0 | 0 | 0 | 0 | 0 | 0 | 0
|  |  | Annualised cost (capex+opex) | 0 | 0 | 0 | 0 | 0 | 0 | 0 | 0 | 0 | 0 | 0 | 0 | 0 | 0 | 0 | 0 | 0 | 0 | 0 | 0 | 0 | 0 | 0 | 0 | 0 | 0 | 0 | 0 | 0 | 0
|  |  | Optimal timing (interim calc) | 0 | 0 | 0 | 0 | 0 | 0 | 0 | 0 | 0 | 0 | 0 | 0 | 0 | 0 | 0 | 0 | 0 | 0 | 0 | 0 | 0 | 0 | 0 | 0 | 0 | 0 | 0 | 0 | 0 | 0
|  |  | Optimal timing | - | - | - | - | - | - | - | [19 empty] | - | - | - | - | bar: 1 to 19
Adjusted For Optimal Timing: | 0 | 0 | Capex | 0 | 0 | 0 | 0 | 0 | 0 | 0 | 0 | 0 | 0 | 0 | 0 | 0 | 0 | 0 | 0 | 0 | 0 | 0 | 0 | 0 | 0 | 0 | 0 | 0 | 0 | 0 | 0 | 0 | 0
| 0 | 0 | Opex | 0 | 0 | 0 | 0 | 0 | 0 | 0 | 0 | 0 | 0 | 0 | 0 | 0 | 0 | 0 | 0 | 0 | 0 | 0 | 0 | 0 | 0 | 0 | 0 | 0 | 0 | 0 | 0 | 0 | 0
| 0 | 0 | Reduction in unserved energy | 0 | 0 | 0 | 0 | 0 | 0 | 0 | 0 | 0 | 0 | 0 | 0 | 0 | 0 | 0 | 0 | 0 | 0 | 0 | 0 | 0 | 0 | 0 | 0 | 0 | 0 | 0 | 0 | 0 | 0
| 0 | 0 | Net benefit | 0 | 0 | 0 | 0 | 0 | 0 | 0 | 0 | 0 | 0 | 0 | 0 | 0 | 0 | 0 | 0 | 0 | 0 | 0 | 0 | 0 | 0 | 0 | 0 | 0 | 0 | 0 | 0 | 0 | 0
Option 9
Determining Optimal Timing: | Discounted | Undiscounted
| 0 | 0 | Capex | 0 | 0 | 0 | 0 | 0 | 0 | 0 | 0 | 0 | 0 | 0 | 0 | 0 | 0 | 0 | 0 | 0 | 0 | 0 | 0 | 0 | 0 | 0 | 0 | 0 | 0 | 0 | 0 | 0 | 0
| 0 | 0 | Opex | 0 | 0 | 0 | 0 | 0 | 0 | 0 | 0 | 0 | 0 | 0 | 0 | 0 | 0 | 0 | 0 | 0 | 0 | 0 | 0 | 0 | 0 | 0 | 0 | 0 | 0 | 0 | 0 | 0 | 0
| 0 | 0 | Reduction in unserved energy | 0 | 0 | 0 | 0 | 0 | 0 | 0 | 0 | 0 | 0 | 0 | 0 | 0 | 0 | 0 | 0 | 0 | 0 | 0 | 0 | 0 | 0 | 0 | 0 | 0 | 0 | 0 | 0 | 0 | 0
| 0 | 0 | Net benefit | 0 | 0 | 0 | 0 | 0 | 0 | 0 | 0 | 0 | 0 | 0 | 0 | 0 | 0 | 0 | 0 | 0 | 0 | 0 | 0 | 0 | 0 | 0 | 0 | 0 | 0 | 0 | 0 | 0 | 0
|  |  | EUE Value ($m, real $2024) | 0 | 0 | 0 | 0 | 0 | 0 | 0 | 0 | 0 | 0 | 0 | 0 | 0 | 0 | 0 | 0 | 0 | 0 | 0 | 0 | 0 | 0 | 0 | 0 | 0 | 0 | 0 | 0 | 0 | 0
|  |  | Annualised capex | 0 | 0 | 0 | 0 | 0 | 0 | 0 | 0 | 0 | 0 | 0 | 0 | 0 | 0 | 0 | 0 | 0 | 0 | 0 | 0 | 0 | 0 | 0 | 0 | 0 | 0 | 0 | 0 | 0 | 0
|  |  | Annualised cost (capex+opex) | 0 | 0 | 0 | 0 | 0 | 0 | 0 | 0 | 0 | 0 | 0 | 0 | 0 | 0 | 0 | 0 | 0 | 0 | 0 | 0 | 0 | 0 | 0 | 0 | 0 | 0 | 0 | 0 | 0 | 0
|  |  | Optimal timing (interim calc) | 0 | 0 | 0 | 0 | 0 | 0 | 0 | 0 | 0 | 0 | 0 | 0 | 0 | 0 | 0 | 0 | 0 | 0 | 0 | 0 | 0 | 0 | 0 | 0 | 0 | 0 | 0 | 0 | 0 | 0
|  |  | Optimal timing | - | - | - | - | - | - | - | [19 empty] | - | - | - | - | bar: 1 to 19
Adjusted For Optimal Timing: | 0 | 0 | Capex | 0 | 0 | 0 | 0 | 0 | 0 | 0 | 0 | 0 | 0 | 0 | 0 | 0 | 0 | 0 | 0 | 0 | 0 | 0 | 0 | 0 | 0 | 0 | 0 | 0 | 0 | 0 | 0 | 0 | 0
| 0 | 0 | Opex | 0 | 0 | 0 | 0 | 0 | 0 | 0 | 0 | 0 | 0 | 0 | 0 | 0 | 0 | 0 | 0 | 0 | 0 | 0 | 0 | 0 | 0 | 0 | 0 | 0 | 0 | 0 | 0 | 0 | 0
| 0 | 0 | Reduction in unserved energy | 0 | 0 | 0 | 0 | 0 | 0 | 0 | 0 | 0 | 0 | 0 | 0 | 0 | 0 | 0 | 0 | 0 | 0 | 0 | 0 | 0 | 0 | 0 | 0 | 0 | 0 | 0 | 0 | 0 | 0
| 0 | 0 | Net benefit | 0 | 0 | 0 | 0 | 0 | 0 | 0 | 0 | 0 | 0 | 0 | 0 | 0 | 0 | 0 | 0 | 0 | 0 | 0 | 0 | 0 | 0 | 0 | 0 | 0 | 0 | 0 | 0 | 0 | 0
Option 10
Determining Optimal Timing: | Discounted | Undiscounted
| 0 | 0 | Capex | 0 | 0 | 0 | 0 | 0 | 0 | 0 | 0 | 0 | 0 | 0 | 0 | 0 | 0 | 0 | 0 | 0 | 0 | 0 | 0 | 0 | 0 | 0 | 0 | 0 | 0 | 0 | 0 | 0 | 0
| 0 | 0 | Opex | 0 | 0 | 0 | 0 | 0 | 0 | 0 | 0 | 0 | 0 | 0 | 0 | 0 | 0 | 0 | 0 | 0 | 0 | 0 | 0 | 0 | 0 | 0 | 0 | 0 | 0 | 0 | 0 | 0 | 0
| 0 | 0 | Reduction in unserved energy | 0 | 0 | 0 | 0 | 0 | 0 | 0 | 0 | 0 | 0 | 0 | 0 | 0 | 0 | 0 | 0 | 0 | 0 | 0 | 0 | 0 | 0 | 0 | 0 | 0 | 0 | 0 | 0 | 0 | 0
| 0 | 0 | Net benefit | 0 | 0 | 0 | 0 | 0 | 0 | 0 | 0 | 0 | 0 | 0 | 0 | 0 | 0 | 0 | 0 | 0 | 0 | 0 | 0 | 0 | 0 | 0 | 0 | 0 | 0 | 0 | 0 | 0 | 0
|  |  | EUE Value ($m, real $2024) | 0 | 0 | 0 | 0 | 0 | 0 | 0 | 0 | 0 | 0 | 0 | 0 | 0 | 0 | 0 | 0 | 0 | 0 | 0 | 0 | 0 | 0 | 0 | 0 | 0 | 0 | 0 | 0 | 0 | 0
|  |  | Annualised capex | 0 | 0 | 0 | 0 | 0 | 0 | 0 | 0 | 0 | 0 | 0 | 0 | 0 | 0 | 0 | 0 | 0 | 0 | 0 | 0 | 0 | 0 | 0 | 0 | 0 | 0 | 0 | 0 | 0 | 0
|  |  | Annualised cost (capex+opex) | 0 | 0 | 0 | 0 | 0 | 0 | 0 | 0 | 0 | 0 | 0 | 0 | 0 | 0 | 0 | 0 | 0 | 0 | 0 | 0 | 0 | 0 | 0 | 0 | 0 | 0 | 0 | 0 | 0 | 0
|  |  | Optimal timing (interim calc) | 0 | 0 | 0 | 0 | 0 | 0 | 0 | 0 | 0 | 0 | 0 | 0 | 0 | 0 | 0 | 0 | 0 | 0 | 0 | 0 | 0 | 0 | 0 | 0 | 0 | 0 | 0 | 0 | 0 | 0
|  |  | Optimal timing | - | - | - | - | - | - | - | [19 empty] | - | - | - | - | bar: 1 to 19
Adjusted For Optimal Timing: | 0 | 0 | Capex | 0 | 0 | 0 | 0 | 0 | 0 | 0 | 0 | 0 | 0 | 0 | 0 | 0 | 0 | 0 | 0 | 0 | 0 | 0 | 0 | 0 | 0 | 0 | 0 | 0 | 0 | 0 | 0 | 0 | 0
| 0 | 0 | Opex | 0 | 0 | 0 | 0 | 0 | 0 | 0 | 0 | 0 | 0 | 0 | 0 | 0 | 0 | 0 | 0 | 0 | 0 | 0 | 0 | 0 | 0 | 0 | 0 | 0 | 0 | 0 | 0 | 0 | 0
| 0 | 0 | Reduction in unserved energy | 0 | 0 | 0 | 0 | 0 | 0 | 0 | 0 | 0 | 0 | 0 | 0 | 0 | 0 | 0 | 0 | 0 | 0 | 0 | 0 | 0 | 0 | 0 | 0 | 0 | 0 | 0 | 0 | 0 | 0
| 0 | 0 | Net benefit | 0 | 0 | 0 | 0 | 0 | 0 | 0 | 0 | 0 | 0 | 0 | 0 | 0 | 0 | 0 | 0 | 0 | 0 | 0 | 0 | 0 | 0 | 0 | 0 | 0 | 0 | 0 | 0 | 0 | 0

## 3.2.9 NPV (Low Tx PoF) (hidden)
Economic inputs and assumptions
Scenario | Discount rate | Central
| Cost | Central
| VCR | Central
|  | Central | Lower bound | Upper bound
| Discount rate | 5.56% | 4.11% | 7%
| Cost | 100% | 80% | 120%
| VCR | 100% | 80% | 120%
Asset life for calculating annualised capex (years) | Option 1 | 45
| Option 2 | 45
| Option 3 | 0
| Option 4 | 0
| Option 5 | 0
| Option 6 | 0
| Option 7 | 0
| Option 8 | 0
| Option 9 | 0
| Option 10 | 0
|  |  |  | 1 | 2 | 3 | 4 | 5 | 6 | 7 | 8 | 9 | 10 | 11 | 12 | 13 | 14 | 15 | 16 | 17 | 18 | 19 | 20 | 21 | 22 | 23 | 24 | 25 | 26 | 27 | 28 | 29 | 30
|  |  |  | FY25 | FY26 | FY27 | FY28 | FY29 | FY30 | FY31 | FY32 | FY33 | FY34 | FY35 | FY36 | FY37 | FY38 | FY39 | FY40 | FY41 | FY42 | FY43 | FY44 | FY45 | FY46 | FY47 | FY48 | FY49 | FY50 | FY51 | FY52 | FY53 | FY54
Outputs | bar: 3 FY27; 7 FY31
Option 1
| Discounted | Undiscounted
| 0 | 0 | Capex | 0 | 0 | 0 | 0 | 0 | 0 | 0 | 0 | 0 | 0 | 0 | 0 | 0 | 0 | 0 | 0 | 0 | 0 | 0 | 0 | 0 | 0 | 0 | 0 | 0 | 0 | 0 | 0 | 0 | 0
| 0 | 0 | Opex | 0 | 0 | 0 | 0 | 0 | 0 | 0 | 0 | 0 | 0 | 0 | 0 | 0 | 0 | 0 | 0 | 0 | 0 | 0 | 0 | 0 | 0 | 0 | 0 | 0 | 0 | 0 | 0 | 0 | 0
| 0 | 0 | Reduction in unserved energy | 0 | 0 | 0 | 0 | 0 | 0 | 0 | 0 | 0 | 0 | 0 | 0 | 0 | 0 | 0 | 0 | 0 | 0 | 0 | 0 | 0 | 0 | 0 | 0 | 0 | 0 | 0 | 0 | 0 | 0
| 0 | 0 | Net benefit | 0 | 0 | 0 | 0 | 0 | 0 | 0 | 0 | 0 | 0 | 0 | 0 | 0 | 0 | 0 | 0 | 0 | 0 | 0 | 0 | 0 | 0 | 0 | 0 | 0 | 0 | 0 | 0 | 0 | 0
|  |  | EUE Value ($m, real $2024) | 0 | 0 | 0 | 0 | 0 | 0 | 0 | 0 | 0 | 0 | 0 | 0 | 0 | 0 | 0 | 0 | 0 | 0 | 0 | 0 | 0 | 0 | 0 | 0 | 0 | 0 | 0 | 0 | 0 | 0
Option 2
Determining Optimal Timing: | Discounted | Undiscounted
| 4.6539 | 5.7616 | Capex | 0 | 0 | 1.1523 | 1.1523 | 1.1523 | 1.1523 | 1.1523 | 0 | 0 | 0 | 0 | 0 | 0 | 0 | 0 | 0 | 0 | 0 | 0 | 0 | 0 | 0 | 0 | 0 | 0 | 0 | 0 | 0 | 0 | 0
| 0.048983 | 0.057616 | Opex | 0 | 0 | 0 | 0.057616 | 0 | 0 | 0 | 0 | 0 | 0 | 0 | 0 | 0 | 0 | 0 | 0 | 0 | 0 | 0 | 0 | 0 | 0 | 0 | 0 | 0 | 0 | 0 | 0 | 0 | 0
| 0 | 0 | Reduction in unserved energy | 0 | 0 | 0 | 0 | 0 | 0 | 0 | 0 | 0 | 0 | 0 | 0 | 0 | 0 | 0 | 0 | 0 | 0 | 0 | 0 | 0 | 0 | 0 | 0 | 0 | 0 | 0 | 0 | 0 | 0
| -4.7029 | -5.8193 | Net benefit | 0 | 0 | -1.1523 | -1.2099 | -1.1523 | -1.1523 | -1.1523 | 0 | 0 | 0 | 0 | 0 | 0 | 0 | 0 | 0 | 0 | 0 | 0 | 0 | 0 | 0 | 0 | 0 | 0 | 0 | 0 | 0 | 0 | 0
|  |  | EUE Value ($m, real $2024) | 0 | 0 | 0 | 0 | 0 | 0 | 0 | 0 | 0 | 0 | 0 | 0 | 0 | 0 | 0 | 0 | 0 | 0 | 0 | 0 | 0 | 0 | 0 | 0 | 0 | 0 | 0 | 0 | 0 | 0
|  |  | Annualised capex | 0 | 0 | 0.2836 | 0.2836 | 0.2836 | 0.2836 | 0.2836 | 0.2836 | 0.2836 | 0.2836 | 0.2836 | 0.2836 | 0.2836 | 0.2836 | 0.2836 | 0.2836 | 0.2836 | 0.2836 | 0.2836 | 0.2836 | 0.2836 | 0.2836 | 0.2836 | 0.2836 | 0.2836 | 0.2836 | 0.2836 | 0.2836 | 0.2836 | 0.2836
|  |  | Annualised cost (capex+opex) | 0 | 0 | 0.2836 | 0.34122 | 0.2836 | 0.2836 | 0.2836 | 0.2836 | 0.2836 | 0.2836 | 0.2836 | 0.2836 | 0.2836 | 0.2836 | 0.2836 | 0.2836 | 0.2836 | 0.2836 | 0.2836 | 0.2836 | 0.2836 | 0.2836 | 0.2836 | 0.2836 | 0.2836 | 0.2836 | 0.2836 | 0.2836 | 0.2836 | 0.2836
|  |  | Optimal timing (interim calc) | 0 | 0 | 0 | 0 | 0 | 0 | 0 | 0 | 0 | 0 | 0 | 0 | 0 | 0 | 0 | 0 | 0 | 0 | 0 | 0 | 0 | 0 | 0 | 0 | 0 | 0 | 0 | 0 | 0 | 0
Optimal timing | bar: 1 FY25 to 30 FY54
Adjusted For Optimal Timing: | 0 | 0 | Capex | 0 | 0 | 0 | 0 | 0 | 0 | 0 | 0 | 0 | 0 | 0 | 0 | 0 | 0 | 0 | 0 | 0 | 0 | 0 | 0 | 0 | 0 | 0 | 0 | 0 | 0 | 0 | 0 | 0 | 0
| 0.048983 | 0.057616 | Opex | 0 | 0 | 0 | 0.057616 | 0 | 0 | 0 | 0 | 0 | 0 | 0 | 0 | 0 | 0 | 0 | 0 | 0 | 0 | 0 | 0 | 0 | 0 | 0 | 0 | 0 | 0 | 0 | 0 | 0 | 0
| 0.048983 | 0.057616 | Reduction in unserved energy | 0 | 0 | 0 | 0.057616 | 0 | 0 | 0 | 0 | 0 | 0 | 0 | 0 | 0 | 0 | 0 | 0 | 0 | 0 | 0 | 0 | 0 | 0 | 0 | 0 | 0 | 0 | 0 | 0 | 0 | 0
| 0 | 0 | Net benefit | 0 | 0 | 0 | 0 | 0 | 0 | 0 | 0 | 0 | 0 | 0 | 0 | 0 | 0 | 0 | 0 | 0 | 0 | 0 | 0 | 0 | 0 | 0 | 0 | 0 | 0 | 0 | 0 | 0 | 0
Option 3
Determining Optimal Timing: | Discounted | Undiscounted
| 0 | 0 | Capex | 0 | 0 | 0 | 0 | 0 | 0 | 0 | 0 | 0 | 0 | 0 | 0 | 0 | 0 | 0 | 0 | 0 | 0 | 0 | 0 | 0 | 0 | 0 | 0 | 0 | 0 | 0 | 0 | 0 | 0
| 0 | 0 | Opex | 0 | 0 | 0 | 0 | 0 | 0 | 0 | 0 | 0 | 0 | 0 | 0 | 0 | 0 | 0 | 0 | 0 | 0 | 0 | 0 | 0 | 0 | 0 | 0 | 0 | 0 | 0 | 0 | 0 | 0
| 0 | 0 | Reduction in unserved energy | 0 | 0 | 0 | 0 | 0 | 0 | 0 | 0 | 0 | 0 | 0 | 0 | 0 | 0 | 0 | 0 | 0 | 0 | 0 | 0 | 0 | 0 | 0 | 0 | 0 | 0 | 0 | 0 | 0 | 0
| 0 | 0 | Net benefit | 0 | 0 | 0 | 0 | 0 | 0 | 0 | 0 | 0 | 0 | 0 | 0 | 0 | 0 | 0 | 0 | 0 | 0 | 0 | 0 | 0 | 0 | 0 | 0 | 0 | 0 | 0 | 0 | 0 | 0
|  |  | EUE Value ($m, real $2024) | 0 | 0 | 0 | 0 | 0 | 0 | 0 | 0 | 0 | 0 | 0 | 0 | 0 | 0 | 0 | 0 | 0 | 0 | 0 | 0 | 0 | 0 | 0 | 0 | 0 | 0 | 0 | 0 | 0 | 0
|  |  | Annualised capex | 0 | 0 | 0 | 0 | 0 | 0 | 0 | 0 | 0 | 0 | 0 | 0 | 0 | 0 | 0 | 0 | 0 | 0 | 0 | 0 | 0 | 0 | 0 | 0 | 0 | 0 | 0 | 0 | 0 | 0
|  |  | Annualised cost (capex+opex) | 0 | 0 | 0 | 0 | 0 | 0 | 0 | 0 | 0 | 0 | 0 | 0 | 0 | 0 | 0 | 0 | 0 | 0 | 0 | 0 | 0 | 0 | 0 | 0 | 0 | 0 | 0 | 0 | 0 | 0
|  |  | Optimal timing (interim calc) | 0 | 0 | 0 | 0 | 0 | 0 | 0 | 0 | 0 | 0 | 0 | 0 | 0 | 0 | 0 | 0 | 0 | 0 | 0 | 0 | 0 | 0 | 0 | 0 | 0 | 0 | 0 | 0 | 0 | 0
Optimal timing | bar: 1 FY25 to 30 FY54
Adjusted For Optimal Timing: | 0 | 0 | Capex | 0 | 0 | 0 | 0 | 0 | 0 | 0 | 0 | 0 | 0 | 0 | 0 | 0 | 0 | 0 | 0 | 0 | 0 | 0 | 0 | 0 | 0 | 0 | 0 | 0 | 0 | 0 | 0 | 0 | 0
| 0 | 0 | Opex | 0 | 0 | 0 | 0 | 0 | 0 | 0 | 0 | 0 | 0 | 0 | 0 | 0 | 0 | 0 | 0 | 0 | 0 | 0 | 0 | 0 | 0 | 0 | 0 | 0 | 0 | 0 | 0 | 0 | 0
| 0 | 0 | Reduction in unserved energy | 0 | 0 | 0 | 0 | 0 | 0 | 0 | 0 | 0 | 0 | 0 | 0 | 0 | 0 | 0 | 0 | 0 | 0 | 0 | 0 | 0 | 0 | 0 | 0 | 0 | 0 | 0 | 0 | 0 | 0
| 0 | 0 | Net benefit | 0 | 0 | 0 | 0 | 0 | 0 | 0 | 0 | 0 | 0 | 0 | 0 | 0 | 0 | 0 | 0 | 0 | 0 | 0 | 0 | 0 | 0 | 0 | 0 | 0 | 0 | 0 | 0 | 0 | 0
Option 4
Determining Optimal Timing: | Discounted | Undiscounted
| 0 | 0 | Capex | 0 | 0 | 0 | 0 | 0 | 0 | 0 | 0 | 0 | 0 | 0 | 0 | 0 | 0 | 0 | 0 | 0 | 0 | 0 | 0 | 0 | 0 | 0 | 0 | 0 | 0 | 0 | 0 | 0 | 0
| 0 | 0 | Opex | 0 | 0 | 0 | 0 | 0 | 0 | 0 | 0 | 0 | 0 | 0 | 0 | 0 | 0 | 0 | 0 | 0 | 0 | 0 | 0 | 0 | 0 | 0 | 0 | 0 | 0 | 0 | 0 | 0 | 0
| 0 | 0 | Reduction in unserved energy | 0 | 0 | 0 | 0 | 0 | 0 | 0 | 0 | 0 | 0 | 0 | 0 | 0 | 0 | 0 | 0 | 0 | 0 | 0 | 0 | 0 | 0 | 0 | 0 | 0 | 0 | 0 | 0 | 0 | 0
| 0 | 0 | Net benefit | 0 | 0 | 0 | 0 | 0 | 0 | 0 | 0 | 0 | 0 | 0 | 0 | 0 | 0 | 0 | 0 | 0 | 0 | 0 | 0 | 0 | 0 | 0 | 0 | 0 | 0 | 0 | 0 | 0 | 0
|  |  | EUE Value ($m, real $2024) | 0 | 0 | 0 | 0 | 0 | 0 | 0 | 0 | 0 | 0 | 0 | 0 | 0 | 0 | 0 | 0 | 0 | 0 | 0 | 0 | 0 | 0 | 0 | 0 | 0 | 0 | 0 | 0 | 0 | 0
|  |  | Annualised capex | 0 | 0 | 0 | 0 | 0 | 0 | 0 | 0 | 0 | 0 | 0 | 0 | 0 | 0 | 0 | 0 | 0 | 0 | 0 | 0 | 0 | 0 | 0 | 0 | 0 | 0 | 0 | 0 | 0 | 0
|  |  | Annualised cost (capex+opex) | 0 | 0 | 0 | 0 | 0 | 0 | 0 | 0 | 0 | 0 | 0 | 0 | 0 | 0 | 0 | 0 | 0 | 0 | 0 | 0 | 0 | 0 | 0 | 0 | 0 | 0 | 0 | 0 | 0 | 0
|  |  | Optimal timing (interim calc) | 0 | 0 | 0 | 0 | 0 | 0 | 0 | 0 | 0 | 0 | 0 | 0 | 0 | 0 | 0 | 0 | 0 | 0 | 0 | 0 | 0 | 0 | 0 | 0 | 0 | 0 | 0 | 0 | 0 | 0
Optimal timing | bar: 1 FY25 to 30 FY54
[11 empty] | 1 | 2 | 3 | 4 | 5 | 6 | 7 | 8 | 9 | 10 | 11 | 12 | 13 | 14 | 15 | 16 | 17 | 18 | 19
Adjusted For Optimal Timing: | 0 | 0 | Capex | 0 | 0 | 0 | 0 | 0 | 0 | 0 | 0 | 0 | 0 | 0 | 0 | 0 | 0 | 0 | 0 | 0 | 0 | 0 | 0 | 0 | 0 | 0 | 0 | 0 | 0 | 0 | 0 | 0 | 0
| 0 | 0 | Opex | 0 | 0 | 0 | 0 | 0 | 0 | 0 | 0 | 0 | 0 | 0 | 0 | 0 | 0 | 0 | 0 | 0 | 0 | 0 | 0 | 0 | 0 | 0 | 0 | 0 | 0 | 0 | 0 | 0 | 0
| 0 | 0 | Reduction in unserved energy | 0 | 0 | 0 | 0 | 0 | 0 | 0 | 0 | 0 | 0 | 0 | 0 | 0 | 0 | 0 | 0 | 0 | 0 | 0 | 0 | 0 | 0 | 0 | 0 | 0 | 0 | 0 | 0 | 0 | 0
| 0 | 0 | Net benefit | 0 | 0 | 0 | 0 | 0 | 0 | 0 | 0 | 0 | 0 | 0 | 0 | 0 | 0 | 0 | 0 | 0 | 0 | 0 | 0 | 0 | 0 | 0 | 0 | 0 | 0 | 0 | 0 | 0 | 0
Option 5
Determining Optimal Timing: | Discounted | Undiscounted
| 0 | 0 | Capex | 0 | 0 | 0 | 0 | 0 | 0 | 0 | 0 | 0 | 0 | 0 | 0 | 0 | 0 | 0 | 0 | 0 | 0 | 0 | 0 | 0 | 0 | 0 | 0 | 0 | 0 | 0 | 0 | 0 | 0
| 15.1226 | 29.7675 | Opex | 0.99225 | 0.99225 | 0.99225 | 0.99225 | 0.99225 | 0.99225 | 0.99225 | 0.99225 | 0.99225 | 0.99225 | 0.99225 | 0.99225 | 0.99225 | 0.99225 | 0.99225 | 0.99225 | 0.99225 | 0.99225 | 0.99225 | 0.99225 | 0.99225 | 0.99225 | 0.99225 | 0.99225 | 0.99225 | 0.99225 | 0.99225 | 0.99225 | 0.99225 | 0.99225
| 0 | 0 | Reduction in unserved energy | 0 | 0 | 0 | 0 | 0 | 0 | 0 | 0 | 0 | 0 | 0 | 0 | 0 | 0 | 0 | 0 | 0 | 0 | 0 | 0 | 0 | 0 | 0 | 0 | 0 | 0 | 0 | 0 | 0 | 0
| -15.1226 | -29.7675 | Net benefit | -0.99225 | -0.99225 | -0.99225 | -0.99225 | -0.99225 | -0.99225 | -0.99225 | -0.99225 | -0.99225 | -0.99225 | -0.99225 | -0.99225 | -0.99225 | -0.99225 | -0.99225 | -0.99225 | -0.99225 | -0.99225 | -0.99225 | -0.99225 | -0.99225 | -0.99225 | -0.99225 | -0.99225 | -0.99225 | -0.99225 | -0.99225 | -0.99225 | -0.99225 | -0.99225
|  |  | EUE Value ($m, real $2024) | 0 | 0 | 0 | 0 | 0 | 0 | 0 | 0 | 0 | 0 | 0 | 0 | 0 | 0 | 0 | 0 | 0 | 0 | 0 | 0 | 0 | 0 | 0 | 0 | 0 | 0 | 0 | 0 | 0 | 0
|  |  | Annualised capex | 0 | 0 | 0 | 0 | 0 | 0 | 0 | 0 | 0 | 0 | 0 | 0 | 0 | 0 | 0 | 0 | 0 | 0 | 0 | 0 | 0 | 0 | 0 | 0 | 0 | 0 | 0 | 0 | 0 | 0
|  |  | Annualised cost (capex+opex) | 0.99225 | 0.99225 | 0.99225 | 0.99225 | 0.99225 | 0.99225 | 0.99225 | 0.99225 | 0.99225 | 0.99225 | 0.99225 | 0.99225 | 0.99225 | 0.99225 | 0.99225 | 0.99225 | 0.99225 | 0.99225 | 0.99225 | 0.99225 | 0.99225 | 0.99225 | 0.99225 | 0.99225 | 0.99225 | 0.99225 | 0.99225 | 0.99225 | 0.99225 | 0.99225
|  |  | Optimal timing (interim calc) | 0 | 0 | 0 | 0 | 0 | 0 | 0 | 0 | 0 | 0 | 0 | 0 | 0 | 0 | 0 | 0 | 0 | 0 | 0 | 0 | 0 | 0 | 0 | 0 | 0 | 0 | 0 | 0 | 0 | 0
|  |  | Optimal timing | - | - | - | - | - | - | - | [19 empty] | - | - | - | - | bar: 1 to 19
Adjusted For Optimal Timing: | 0 | 0 | Capex | 0 | 0 | 0 | 0 | 0 | 0 | 0 | 0 | 0 | 0 | 0 | 0 | 0 | 0 | 0 | 0 | 0 | 0 | 0 | 0 | 0 | 0 | 0 | 0 | 0 | 0 | 0 | 0 | 0 | 0
| 15.1226 | 29.7675 | Opex | 0.99225 | 0.99225 | 0.99225 | 0.99225 | 0.99225 | 0.99225 | 0.99225 | 0.99225 | 0.99225 | 0.99225 | 0.99225 | 0.99225 | 0.99225 | 0.99225 | 0.99225 | 0.99225 | 0.99225 | 0.99225 | 0.99225 | 0.99225 | 0.99225 | 0.99225 | 0.99225 | 0.99225 | 0.99225 | 0.99225 | 0.99225 | 0.99225 | 0.99225 | 0.99225
| 15.1226 | 29.7675 | Reduction in unserved energy | 0.99225 | 0.99225 | 0.99225 | 0.99225 | 0.99225 | 0.99225 | 0.99225 | 0.99225 | 0.99225 | 0.99225 | 0.99225 | 0.99225 | 0.99225 | 0.99225 | 0.99225 | 0.99225 | 0.99225 | 0.99225 | 0.99225 | 0.99225 | 0.99225 | 0.99225 | 0.99225 | 0.99225 | 0.99225 | 0.99225 | 0.99225 | 0.99225 | 0.99225 | 0.99225
| 0 | 0 | Net benefit | 0 | 0 | 0 | 0 | 0 | 0 | 0 | 0 | 0 | 0 | 0 | 0 | 0 | 0 | 0 | 0 | 0 | 0 | 0 | 0 | 0 | 0 | 0 | 0 | 0 | 0 | 0 | 0 | 0 | 0
Option 6
Determining Optimal Timing: | Discounted | Undiscounted
| 0 | 0 | Capex | 0 | 0 | 0 | 0 | 0 | 0 | 0 | 0 | 0 | 0 | 0 | 0 | 0 | 0 | 0 | 0 | 0 | 0 | 0 | 0 | 0 | 0 | 0 | 0 | 0 | 0 | 0 | 0 | 0 | 0
| 0 | 0 | Opex | 0 | 0 | 0 | 0 | 0 | 0 | 0 | 0 | 0 | 0 | 0 | 0 | 0 | 0 | 0 | 0 | 0 | 0 | 0 | 0 | 0 | 0 | 0 | 0 | 0 | 0 | 0 | 0 | 0 | 0
| 0 | 0 | Reduction in unserved energy | 0 | 0 | 0 | 0 | 0 | 0 | 0 | 0 | 0 | 0 | 0 | 0 | 0 | 0 | 0 | 0 | 0 | 0 | 0 | 0 | 0 | 0 | 0 | 0 | 0 | 0 | 0 | 0 | 0 | 0
| 0 | 0 | Net benefit | 0 | 0 | 0 | 0 | 0 | 0 | 0 | 0 | 0 | 0 | 0 | 0 | 0 | 0 | 0 | 0 | 0 | 0 | 0 | 0 | 0 | 0 | 0 | 0 | 0 | 0 | 0 | 0 | 0 | 0
|  |  | EUE Value ($m, real $2024) | 0 | 0 | 0 | 0 | 0 | 0 | 0 | 0 | 0 | 0 | 0 | 0 | 0 | 0 | 0 | 0 | 0 | 0 | 0 | 0 | 0 | 0 | 0 | 0 | 0 | 0 | 0 | 0 | 0 | 0
|  |  | Annualised capex | 0 | 0 | 0 | 0 | 0 | 0 | 0 | 0 | 0 | 0 | 0 | 0 | 0 | 0 | 0 | 0 | 0 | 0 | 0 | 0 | 0 | 0 | 0 | 0 | 0 | 0 | 0 | 0 | 0 | 0
|  |  | Annualised cost (capex+opex) | 0 | 0 | 0 | 0 | 0 | 0 | 0 | 0 | 0 | 0 | 0 | 0 | 0 | 0 | 0 | 0 | 0 | 0 | 0 | 0 | 0 | 0 | 0 | 0 | 0 | 0 | 0 | 0 | 0 | 0
|  |  | Optimal timing (interim calc) | 0 | 0 | 0 | 0 | 0 | 0 | 0 | 0 | 0 | 0 | 0 | 0 | 0 | 0 | 0 | 0 | 0 | 0 | 0 | 0 | 0 | 0 | 0 | 0 | 0 | 0 | 0 | 0 | 0 | 0
|  |  | Optimal timing | - | - | - | - | - | - | - | [19 empty] | - | - | - | - | bar: 1 to 19
Adjusted For Optimal Timing: | 0 | 0 | Capex | 0 | 0 | 0 | 0 | 0 | 0 | 0 | 0 | 0 | 0 | 0 | 0 | 0 | 0 | 0 | 0 | 0 | 0 | 0 | 0 | 0 | 0 | 0 | 0 | 0 | 0 | 0 | 0 | 0 | 0
| 0 | 0 | Opex | 0 | 0 | 0 | 0 | 0 | 0 | 0 | 0 | 0 | 0 | 0 | 0 | 0 | 0 | 0 | 0 | 0 | 0 | 0 | 0 | 0 | 0 | 0 | 0 | 0 | 0 | 0 | 0 | 0 | 0
| 0 | 0 | Reduction in unserved energy | 0 | 0 | 0 | 0 | 0 | 0 | 0 | 0 | 0 | 0 | 0 | 0 | 0 | 0 | 0 | 0 | 0 | 0 | 0 | 0 | 0 | 0 | 0 | 0 | 0 | 0 | 0 | 0 | 0 | 0
| 0 | 0 | Net benefit | 0 | 0 | 0 | 0 | 0 | 0 | 0 | 0 | 0 | 0 | 0 | 0 | 0 | 0 | 0 | 0 | 0 | 0 | 0 | 0 | 0 | 0 | 0 | 0 | 0 | 0 | 0 | 0 | 0 | 0
Option 7
Determining Optimal Timing: | Discounted | Undiscounted
| 0 | 0 | Capex | 0 | 0 | 0 | 0 | 0 | 0 | 0 | 0 | 0 | 0 | 0 | 0 | 0 | 0 | 0 | 0 | 0 | 0 | 0 | 0 | 0 | 0 | 0 | 0 | 0 | 0 | 0 | 0 | 0 | 0
| 0 | 0 | Opex | 0 | 0 | 0 | 0 | 0 | 0 | 0 | 0 | 0 | 0 | 0 | 0 | 0 | 0 | 0 | 0 | 0 | 0 | 0 | 0 | 0 | 0 | 0 | 0 | 0 | 0 | 0 | 0 | 0 | 0
| 0 | 0 | Reduction in unserved energy | 0 | 0 | 0 | 0 | 0 | 0 | 0 | 0 | 0 | 0 | 0 | 0 | 0 | 0 | 0 | 0 | 0 | 0 | 0 | 0 | 0 | 0 | 0 | 0 | 0 | 0 | 0 | 0 | 0 | 0
| 0 | 0 | Net benefit | 0 | 0 | 0 | 0 | 0 | 0 | 0 | 0 | 0 | 0 | 0 | 0 | 0 | 0 | 0 | 0 | 0 | 0 | 0 | 0 | 0 | 0 | 0 | 0 | 0 | 0 | 0 | 0 | 0 | 0
|  |  | EUE Value ($m, real $2024) | 0 | 0 | 0 | 0 | 0 | 0 | 0 | 0 | 0 | 0 | 0 | 0 | 0 | 0 | 0 | 0 | 0 | 0 | 0 | 0 | 0 | 0 | 0 | 0 | 0 | 0 | 0 | 0 | 0 | 0
|  |  | Annualised capex | 0 | 0 | 0 | 0 | 0 | 0 | 0 | 0 | 0 | 0 | 0 | 0 | 0 | 0 | 0 | 0 | 0 | 0 | 0 | 0 | 0 | 0 | 0 | 0 | 0 | 0 | 0 | 0 | 0 | 0
|  |  | Annualised cost (capex+opex) | 0 | 0 | 0 | 0 | 0 | 0 | 0 | 0 | 0 | 0 | 0 | 0 | 0 | 0 | 0 | 0 | 0 | 0 | 0 | 0 | 0 | 0 | 0 | 0 | 0 | 0 | 0 | 0 | 0 | 0
|  |  | Optimal timing (interim calc) | 0 | 0 | 0 | 0 | 0 | 0 | 0 | 0 | 0 | 0 | 0 | 0 | 0 | 0 | 0 | 0 | 0 | 0 | 0 | 0 | 0 | 0 | 0 | 0 | 0 | 0 | 0 | 0 | 0 | 0
|  |  | Optimal timing | - | - | - | - | - | - | - | [19 empty] | - | - | - | - | bar: 1 to 19
Adjusted For Optimal Timing: | 0 | 0 | Capex | 0 | 0 | 0 | 0 | 0 | 0 | 0 | 0 | 0 | 0 | 0 | 0 | 0 | 0 | 0 | 0 | 0 | 0 | 0 | 0 | 0 | 0 | 0 | 0 | 0 | 0 | 0 | 0 | 0 | 0
| 0 | 0 | Opex | 0 | 0 | 0 | 0 | 0 | 0 | 0 | 0 | 0 | 0 | 0 | 0 | 0 | 0 | 0 | 0 | 0 | 0 | 0 | 0 | 0 | 0 | 0 | 0 | 0 | 0 | 0 | 0 | 0 | 0
| 0 | 0 | Reduction in unserved energy | 0 | 0 | 0 | 0 | 0 | 0 | 0 | 0 | 0 | 0 | 0 | 0 | 0 | 0 | 0 | 0 | 0 | 0 | 0 | 0 | 0 | 0 | 0 | 0 | 0 | 0 | 0 | 0 | 0 | 0
| 0 | 0 | Net benefit | 0 | 0 | 0 | 0 | 0 | 0 | 0 | 0 | 0 | 0 | 0 | 0 | 0 | 0 | 0 | 0 | 0 | 0 | 0 | 0 | 0 | 0 | 0 | 0 | 0 | 0 | 0 | 0 | 0 | 0
Option 8
Determining Optimal Timing: | Discounted | Undiscounted
| 0 | 0 | Capex | 0 | 0 | 0 | 0 | 0 | 0 | 0 | 0 | 0 | 0 | 0 | 0 | 0 | 0 | 0 | 0 | 0 | 0 | 0 | 0 | 0 | 0 | 0 | 0 | 0 | 0 | 0 | 0 | 0 | 0
| 0 | 0 | Opex | 0 | 0 | 0 | 0 | 0 | 0 | 0 | 0 | 0 | 0 | 0 | 0 | 0 | 0 | 0 | 0 | 0 | 0 | 0 | 0 | 0 | 0 | 0 | 0 | 0 | 0 | 0 | 0 | 0 | 0
| 0 | 0 | Reduction in unserved energy | 0 | 0 | 0 | 0 | 0 | 0 | 0 | 0 | 0 | 0 | 0 | 0 | 0 | 0 | 0 | 0 | 0 | 0 | 0 | 0 | 0 | 0 | 0 | 0 | 0 | 0 | 0 | 0 | 0 | 0
| 0 | 0 | Net benefit | 0 | 0 | 0 | 0 | 0 | 0 | 0 | 0 | 0 | 0 | 0 | 0 | 0 | 0 | 0 | 0 | 0 | 0 | 0 | 0 | 0 | 0 | 0 | 0 | 0 | 0 | 0 | 0 | 0 | 0
|  |  | EUE Value ($m, real $2024) | 0 | 0 | 0 | 0 | 0 | 0 | 0 | 0 | 0 | 0 | 0 | 0 | 0 | 0 | 0 | 0 | 0 | 0 | 0 | 0 | 0 | 0 | 0 | 0 | 0 | 0 | 0 | 0 | 0 | 0
|  |  | Annualised capex | 0 | 0 | 0 | 0 | 0 | 0 | 0 | 0 | 0 | 0 | 0 | 0 | 0 | 0 | 0 | 0 | 0 | 0 | 0 | 0 | 0 | 0 | 0 | 0 | 0 | 0 | 0 | 0 | 0 | 0
|  |  | Annualised cost (capex+opex) | 0 | 0 | 0 | 0 | 0 | 0 | 0 | 0 | 0 | 0 | 0 | 0 | 0 | 0 | 0 | 0 | 0 | 0 | 0 | 0 | 0 | 0 | 0 | 0 | 0 | 0 | 0 | 0 | 0 | 0
|  |  | Optimal timing (interim calc) | 0 | 0 | 0 | 0 | 0 | 0 | 0 | 0 | 0 | 0 | 0 | 0 | 0 | 0 | 0 | 0 | 0 | 0 | 0 | 0 | 0 | 0 | 0 | 0 | 0 | 0 | 0 | 0 | 0 | 0
|  |  | Optimal timing | - | - | - | - | - | - | - | [19 empty] | - | - | - | - | bar: 1 to 19
Adjusted For Optimal Timing: | 0 | 0 | Capex | 0 | 0 | 0 | 0 | 0 | 0 | 0 | 0 | 0 | 0 | 0 | 0 | 0 | 0 | 0 | 0 | 0 | 0 | 0 | 0 | 0 | 0 | 0 | 0 | 0 | 0 | 0 | 0 | 0 | 0
| 0 | 0 | Opex | 0 | 0 | 0 | 0 | 0 | 0 | 0 | 0 | 0 | 0 | 0 | 0 | 0 | 0 | 0 | 0 | 0 | 0 | 0 | 0 | 0 | 0 | 0 | 0 | 0 | 0 | 0 | 0 | 0 | 0
| 0 | 0 | Reduction in unserved energy | 0 | 0 | 0 | 0 | 0 | 0 | 0 | 0 | 0 | 0 | 0 | 0 | 0 | 0 | 0 | 0 | 0 | 0 | 0 | 0 | 0 | 0 | 0 | 0 | 0 | 0 | 0 | 0 | 0 | 0
| 0 | 0 | Net benefit | 0 | 0 | 0 | 0 | 0 | 0 | 0 | 0 | 0 | 0 | 0 | 0 | 0 | 0 | 0 | 0 | 0 | 0 | 0 | 0 | 0 | 0 | 0 | 0 | 0 | 0 | 0 | 0 | 0 | 0
Option 9
Determining Optimal Timing: | Discounted | Undiscounted
| 0 | 0 | Capex | 0 | 0 | 0 | 0 | 0 | 0 | 0 | 0 | 0 | 0 | 0 | 0 | 0 | 0 | 0 | 0 | 0 | 0 | 0 | 0 | 0 | 0 | 0 | 0 | 0 | 0 | 0 | 0 | 0 | 0
| 0 | 0 | Opex | 0 | 0 | 0 | 0 | 0 | 0 | 0 | 0 | 0 | 0 | 0 | 0 | 0 | 0 | 0 | 0 | 0 | 0 | 0 | 0 | 0 | 0 | 0 | 0 | 0 | 0 | 0 | 0 | 0 | 0
| 0 | 0 | Reduction in unserved energy | 0 | 0 | 0 | 0 | 0 | 0 | 0 | 0 | 0 | 0 | 0 | 0 | 0 | 0 | 0 | 0 | 0 | 0 | 0 | 0 | 0 | 0 | 0 | 0 | 0 | 0 | 0 | 0 | 0 | 0
| 0 | 0 | Net benefit | 0 | 0 | 0 | 0 | 0 | 0 | 0 | 0 | 0 | 0 | 0 | 0 | 0 | 0 | 0 | 0 | 0 | 0 | 0 | 0 | 0 | 0 | 0 | 0 | 0 | 0 | 0 | 0 | 0 | 0
|  |  | EUE Value ($m, real $2024) | 0 | 0 | 0 | 0 | 0 | 0 | 0 | 0 | 0 | 0 | 0 | 0 | 0 | 0 | 0 | 0 | 0 | 0 | 0 | 0 | 0 | 0 | 0 | 0 | 0 | 0 | 0 | 0 | 0 | 0
|  |  | Annualised capex | 0 | 0 | 0 | 0 | 0 | 0 | 0 | 0 | 0 | 0 | 0 | 0 | 0 | 0 | 0 | 0 | 0 | 0 | 0 | 0 | 0 | 0 | 0 | 0 | 0 | 0 | 0 | 0 | 0 | 0
|  |  | Annualised cost (capex+opex) | 0 | 0 | 0 | 0 | 0 | 0 | 0 | 0 | 0 | 0 | 0 | 0 | 0 | 0 | 0 | 0 | 0 | 0 | 0 | 0 | 0 | 0 | 0 | 0 | 0 | 0 | 0 | 0 | 0 | 0
|  |  | Optimal timing (interim calc) | 0 | 0 | 0 | 0 | 0 | 0 | 0 | 0 | 0 | 0 | 0 | 0 | 0 | 0 | 0 | 0 | 0 | 0 | 0 | 0 | 0 | 0 | 0 | 0 | 0 | 0 | 0 | 0 | 0 | 0
|  |  | Optimal timing | - | - | - | - | - | - | - | [19 empty] | - | - | - | - | bar: 1 to 19
Adjusted For Optimal Timing: | 0 | 0 | Capex | 0 | 0 | 0 | 0 | 0 | 0 | 0 | 0 | 0 | 0 | 0 | 0 | 0 | 0 | 0 | 0 | 0 | 0 | 0 | 0 | 0 | 0 | 0 | 0 | 0 | 0 | 0 | 0 | 0 | 0
| 0 | 0 | Opex | 0 | 0 | 0 | 0 | 0 | 0 | 0 | 0 | 0 | 0 | 0 | 0 | 0 | 0 | 0 | 0 | 0 | 0 | 0 | 0 | 0 | 0 | 0 | 0 | 0 | 0 | 0 | 0 | 0 | 0
| 0 | 0 | Reduction in unserved energy | 0 | 0 | 0 | 0 | 0 | 0 | 0 | 0 | 0 | 0 | 0 | 0 | 0 | 0 | 0 | 0 | 0 | 0 | 0 | 0 | 0 | 0 | 0 | 0 | 0 | 0 | 0 | 0 | 0 | 0
| 0 | 0 | Net benefit | 0 | 0 | 0 | 0 | 0 | 0 | 0 | 0 | 0 | 0 | 0 | 0 | 0 | 0 | 0 | 0 | 0 | 0 | 0 | 0 | 0 | 0 | 0 | 0 | 0 | 0 | 0 | 0 | 0 | 0
Option 10
Determining Optimal Timing: | Discounted | Undiscounted
| 0 | 0 | Capex | 0 | 0 | 0 | 0 | 0 | 0 | 0 | 0 | 0 | 0 | 0 | 0 | 0 | 0 | 0 | 0 | 0 | 0 | 0 | 0 | 0 | 0 | 0 | 0 | 0 | 0 | 0 | 0 | 0 | 0
| 0 | 0 | Opex | 0 | 0 | 0 | 0 | 0 | 0 | 0 | 0 | 0 | 0 | 0 | 0 | 0 | 0 | 0 | 0 | 0 | 0 | 0 | 0 | 0 | 0 | 0 | 0 | 0 | 0 | 0 | 0 | 0 | 0
| 0 | 0 | Reduction in unserved energy | 0 | 0 | 0 | 0 | 0 | 0 | 0 | 0 | 0 | 0 | 0 | 0 | 0 | 0 | 0 | 0 | 0 | 0 | 0 | 0 | 0 | 0 | 0 | 0 | 0 | 0 | 0 | 0 | 0 | 0
| 0 | 0 | Net benefit | 0 | 0 | 0 | 0 | 0 | 0 | 0 | 0 | 0 | 0 | 0 | 0 | 0 | 0 | 0 | 0 | 0 | 0 | 0 | 0 | 0 | 0 | 0 | 0 | 0 | 0 | 0 | 0 | 0 | 0
|  |  | EUE Value ($m, real $2024) | 0 | 0 | 0 | 0 | 0 | 0 | 0 | 0 | 0 | 0 | 0 | 0 | 0 | 0 | 0 | 0 | 0 | 0 | 0 | 0 | 0 | 0 | 0 | 0 | 0 | 0 | 0 | 0 | 0 | 0
|  |  | Annualised capex | 0 | 0 | 0 | 0 | 0 | 0 | 0 | 0 | 0 | 0 | 0 | 0 | 0 | 0 | 0 | 0 | 0 | 0 | 0 | 0 | 0 | 0 | 0 | 0 | 0 | 0 | 0 | 0 | 0 | 0
|  |  | Annualised cost (capex+opex) | 0 | 0 | 0 | 0 | 0 | 0 | 0 | 0 | 0 | 0 | 0 | 0 | 0 | 0 | 0 | 0 | 0 | 0 | 0 | 0 | 0 | 0 | 0 | 0 | 0 | 0 | 0 | 0 | 0 | 0
|  |  | Optimal timing (interim calc) | 0 | 0 | 0 | 0 | 0 | 0 | 0 | 0 | 0 | 0 | 0 | 0 | 0 | 0 | 0 | 0 | 0 | 0 | 0 | 0 | 0 | 0 | 0 | 0 | 0 | 0 | 0 | 0 | 0 | 0
|  |  | Optimal timing | - | - | - | - | - | - | - | [19 empty] | - | - | - | - | bar: 1 to 19
Adjusted For Optimal Timing: | 0 | 0 | Capex | 0 | 0 | 0 | 0 | 0 | 0 | 0 | 0 | 0 | 0 | 0 | 0 | 0 | 0 | 0 | 0 | 0 | 0 | 0 | 0 | 0 | 0 | 0 | 0 | 0 | 0 | 0 | 0 | 0 | 0
| 0 | 0 | Opex | 0 | 0 | 0 | 0 | 0 | 0 | 0 | 0 | 0 | 0 | 0 | 0 | 0 | 0 | 0 | 0 | 0 | 0 | 0 | 0 | 0 | 0 | 0 | 0 | 0 | 0 | 0 | 0 | 0 | 0
| 0 | 0 | Reduction in unserved energy | 0 | 0 | 0 | 0 | 0 | 0 | 0 | 0 | 0 | 0 | 0 | 0 | 0 | 0 | 0 | 0 | 0 | 0 | 0 | 0 | 0 | 0 | 0 | 0 | 0 | 0 | 0 | 0 | 0 | 0
| 0 | 0 | Net benefit | 0 | 0 | 0 | 0 | 0 | 0 | 0 | 0 | 0 | 0 | 0 | 0 | 0 | 0 | 0 | 0 | 0 | 0 | 0 | 0 | 0 | 0 | 0 | 0 | 0 | 0 | 0 | 0 | 0 | 0

## 3.2.10 NPV (High Tx PoF) (hidden)
Economic inputs and assumptions
Scenario | Discount rate | Central
| Cost | Central
| VCR | Central
|  | Central | Lower bound | Upper bound
| Discount rate | 5.56% | 4.11% | 7%
| Cost | 100% | 80% | 120%
| VCR | 100% | 80% | 120%
Asset life for calculating annualised capex (years) | Option 1 | 45
| Option 2 | 45
| Option 3 | 0
| Option 4 | 0
| Option 5 | 0
| Option 6 | 0
| Option 7 | 0
| Option 8 | 0
| Option 9 | 0
| Option 10 | 0
|  |  |  | 1 | 2 | 3 | 4 | 5 | 6 | 7 | 8 | 9 | 10 | 11 | 12 | 13 | 14 | 15 | 16 | 17 | 18 | 19 | 20 | 21 | 22 | 23 | 24 | 25 | 26 | 27 | 28 | 29 | 30
|  |  |  | FY25 | FY26 | FY27 | FY28 | FY29 | FY30 | FY31 | FY32 | FY33 | FY34 | FY35 | FY36 | FY37 | FY38 | FY39 | FY40 | FY41 | FY42 | FY43 | FY44 | FY45 | FY46 | FY47 | FY48 | FY49 | FY50 | FY51 | FY52 | FY53 | FY54
Outputs | bar: 3 FY27; 7 FY31
Option 1
| Discounted | Undiscounted
| 0 | 0 | Capex | 0 | 0 | 0 | 0 | 0 | 0 | 0 | 0 | 0 | 0 | 0 | 0 | 0 | 0 | 0 | 0 | 0 | 0 | 0 | 0 | 0 | 0 | 0 | 0 | 0 | 0 | 0 | 0 | 0 | 0
| 0 | 0 | Opex | 0 | 0 | 0 | 0 | 0 | 0 | 0 | 0 | 0 | 0 | 0 | 0 | 0 | 0 | 0 | 0 | 0 | 0 | 0 | 0 | 0 | 0 | 0 | 0 | 0 | 0 | 0 | 0 | 0 | 0
| 0 | 0 | Reduction in unserved energy | 0 | 0 | 0 | 0 | 0 | 0 | 0 | 0 | 0 | 0 | 0 | 0 | 0 | 0 | 0 | 0 | 0 | 0 | 0 | 0 | 0 | 0 | 0 | 0 | 0 | 0 | 0 | 0 | 0 | 0
| 0 | 0 | Net benefit | 0 | 0 | 0 | 0 | 0 | 0 | 0 | 0 | 0 | 0 | 0 | 0 | 0 | 0 | 0 | 0 | 0 | 0 | 0 | 0 | 0 | 0 | 0 | 0 | 0 | 0 | 0 | 0 | 0 | 0
|  |  | EUE Value ($m, real $2024) | 0 | 0 | 0 | 0 | 0 | 0 | 0 | 0 | 0 | 0 | 0 | 0 | 0 | 0 | 0 | 0 | 0 | 0 | 0 | 0 | 0 | 0 | 0 | 0 | 0 | 0 | 0 | 0 | 0 | 0
Option 2
Determining Optimal Timing: | Discounted | Undiscounted
| 4.6539 | 5.7616 | Capex | 0 | 0 | 1.1523 | 1.1523 | 1.1523 | 1.1523 | 1.1523 | 0 | 0 | 0 | 0 | 0 | 0 | 0 | 0 | 0 | 0 | 0 | 0 | 0 | 0 | 0 | 0 | 0 | 0 | 0 | 0 | 0 | 0 | 0
| 0.048983 | 0.057616 | Opex | 0 | 0 | 0 | 0.057616 | 0 | 0 | 0 | 0 | 0 | 0 | 0 | 0 | 0 | 0 | 0 | 0 | 0 | 0 | 0 | 0 | 0 | 0 | 0 | 0 | 0 | 0 | 0 | 0 | 0 | 0
| 0 | 0 | Reduction in unserved energy | 0 | 0 | 0 | 0 | 0 | 0 | 0 | 0 | 0 | 0 | 0 | 0 | 0 | 0 | 0 | 0 | 0 | 0 | 0 | 0 | 0 | 0 | 0 | 0 | 0 | 0 | 0 | 0 | 0 | 0
| -4.7029 | -5.8193 | Net benefit | 0 | 0 | -1.1523 | -1.2099 | -1.1523 | -1.1523 | -1.1523 | 0 | 0 | 0 | 0 | 0 | 0 | 0 | 0 | 0 | 0 | 0 | 0 | 0 | 0 | 0 | 0 | 0 | 0 | 0 | 0 | 0 | 0 | 0
|  |  | EUE Value ($m, real $2024) | 0 | 0 | 0 | 0 | 0 | 0 | 0 | 0 | 0 | 0 | 0 | 0 | 0 | 0 | 0 | 0 | 0 | 0 | 0 | 0 | 0 | 0 | 0 | 0 | 0 | 0 | 0 | 0 | 0 | 0
|  |  | Annualised capex | 0 | 0 | 0.2836 | 0.2836 | 0.2836 | 0.2836 | 0.2836 | 0.2836 | 0.2836 | 0.2836 | 0.2836 | 0.2836 | 0.2836 | 0.2836 | 0.2836 | 0.2836 | 0.2836 | 0.2836 | 0.2836 | 0.2836 | 0.2836 | 0.2836 | 0.2836 | 0.2836 | 0.2836 | 0.2836 | 0.2836 | 0.2836 | 0.2836 | 0.2836
|  |  | Annualised cost (capex+opex) | 0 | 0 | 0.2836 | 0.34122 | 0.2836 | 0.2836 | 0.2836 | 0.2836 | 0.2836 | 0.2836 | 0.2836 | 0.2836 | 0.2836 | 0.2836 | 0.2836 | 0.2836 | 0.2836 | 0.2836 | 0.2836 | 0.2836 | 0.2836 | 0.2836 | 0.2836 | 0.2836 | 0.2836 | 0.2836 | 0.2836 | 0.2836 | 0.2836 | 0.2836
|  |  | Optimal timing (interim calc) | 0 | 0 | 0 | 0 | 0 | 0 | 0 | 0 | 0 | 0 | 0 | 0 | 0 | 0 | 0 | 0 | 0 | 0 | 0 | 0 | 0 | 0 | 0 | 0 | 0 | 0 | 0 | 0 | 0 | 0
Optimal timing | bar: 1 FY25 to 30 FY54
Adjusted For Optimal Timing: | 0 | 0 | Capex | 0 | 0 | 0 | 0 | 0 | 0 | 0 | 0 | 0 | 0 | 0 | 0 | 0 | 0 | 0 | 0 | 0 | 0 | 0 | 0 | 0 | 0 | 0 | 0 | 0 | 0 | 0 | 0 | 0 | 0
| 0.048983 | 0.057616 | Opex | 0 | 0 | 0 | 0.057616 | 0 | 0 | 0 | 0 | 0 | 0 | 0 | 0 | 0 | 0 | 0 | 0 | 0 | 0 | 0 | 0 | 0 | 0 | 0 | 0 | 0 | 0 | 0 | 0 | 0 | 0
| 0.048983 | 0.057616 | Reduction in unserved energy | 0 | 0 | 0 | 0.057616 | 0 | 0 | 0 | 0 | 0 | 0 | 0 | 0 | 0 | 0 | 0 | 0 | 0 | 0 | 0 | 0 | 0 | 0 | 0 | 0 | 0 | 0 | 0 | 0 | 0 | 0
| 0 | 0 | Net benefit | 0 | 0 | 0 | 0 | 0 | 0 | 0 | 0 | 0 | 0 | 0 | 0 | 0 | 0 | 0 | 0 | 0 | 0 | 0 | 0 | 0 | 0 | 0 | 0 | 0 | 0 | 0 | 0 | 0 | 0
Option 3
Determining Optimal Timing: | Discounted | Undiscounted
| 0 | 0 | Capex | 0 | 0 | 0 | 0 | 0 | 0 | 0 | 0 | 0 | 0 | 0 | 0 | 0 | 0 | 0 | 0 | 0 | 0 | 0 | 0 | 0 | 0 | 0 | 0 | 0 | 0 | 0 | 0 | 0 | 0
| 0 | 0 | Opex | 0 | 0 | 0 | 0 | 0 | 0 | 0 | 0 | 0 | 0 | 0 | 0 | 0 | 0 | 0 | 0 | 0 | 0 | 0 | 0 | 0 | 0 | 0 | 0 | 0 | 0 | 0 | 0 | 0 | 0
| 0 | 0 | Reduction in unserved energy | 0 | 0 | 0 | 0 | 0 | 0 | 0 | 0 | 0 | 0 | 0 | 0 | 0 | 0 | 0 | 0 | 0 | 0 | 0 | 0 | 0 | 0 | 0 | 0 | 0 | 0 | 0 | 0 | 0 | 0
| 0 | 0 | Net benefit | 0 | 0 | 0 | 0 | 0 | 0 | 0 | 0 | 0 | 0 | 0 | 0 | 0 | 0 | 0 | 0 | 0 | 0 | 0 | 0 | 0 | 0 | 0 | 0 | 0 | 0 | 0 | 0 | 0 | 0
|  |  | EUE Value ($m, real $2024) | 0 | 0 | 0 | 0 | 0 | 0 | 0 | 0 | 0 | 0 | 0 | 0 | 0 | 0 | 0 | 0 | 0 | 0 | 0 | 0 | 0 | 0 | 0 | 0 | 0 | 0 | 0 | 0 | 0 | 0
|  |  | Annualised capex | 0 | 0 | 0 | 0 | 0 | 0 | 0 | 0 | 0 | 0 | 0 | 0 | 0 | 0 | 0 | 0 | 0 | 0 | 0 | 0 | 0 | 0 | 0 | 0 | 0 | 0 | 0 | 0 | 0 | 0
|  |  | Annualised cost (capex+opex) | 0 | 0 | 0 | 0 | 0 | 0 | 0 | 0 | 0 | 0 | 0 | 0 | 0 | 0 | 0 | 0 | 0 | 0 | 0 | 0 | 0 | 0 | 0 | 0 | 0 | 0 | 0 | 0 | 0 | 0
|  |  | Optimal timing (interim calc) | 0 | 0 | 0 | 0 | 0 | 0 | 0 | 0 | 0 | 0 | 0 | 0 | 0 | 0 | 0 | 0 | 0 | 0 | 0 | 0 | 0 | 0 | 0 | 0 | 0 | 0 | 0 | 0 | 0 | 0
Optimal timing | bar: 1 FY25 to 30 FY54
Adjusted For Optimal Timing: | 0 | 0 | Capex | 0 | 0 | 0 | 0 | 0 | 0 | 0 | 0 | 0 | 0 | 0 | 0 | 0 | 0 | 0 | 0 | 0 | 0 | 0 | 0 | 0 | 0 | 0 | 0 | 0 | 0 | 0 | 0 | 0 | 0
| 0 | 0 | Opex | 0 | 0 | 0 | 0 | 0 | 0 | 0 | 0 | 0 | 0 | 0 | 0 | 0 | 0 | 0 | 0 | 0 | 0 | 0 | 0 | 0 | 0 | 0 | 0 | 0 | 0 | 0 | 0 | 0 | 0
| 0 | 0 | Reduction in unserved energy | 0 | 0 | 0 | 0 | 0 | 0 | 0 | 0 | 0 | 0 | 0 | 0 | 0 | 0 | 0 | 0 | 0 | 0 | 0 | 0 | 0 | 0 | 0 | 0 | 0 | 0 | 0 | 0 | 0 | 0
| 0 | 0 | Net benefit | 0 | 0 | 0 | 0 | 0 | 0 | 0 | 0 | 0 | 0 | 0 | 0 | 0 | 0 | 0 | 0 | 0 | 0 | 0 | 0 | 0 | 0 | 0 | 0 | 0 | 0 | 0 | 0 | 0 | 0
Option 4
Determining Optimal Timing: | Discounted | Undiscounted
| 0 | 0 | Capex | 0 | 0 | 0 | 0 | 0 | 0 | 0 | 0 | 0 | 0 | 0 | 0 | 0 | 0 | 0 | 0 | 0 | 0 | 0 | 0 | 0 | 0 | 0 | 0 | 0 | 0 | 0 | 0 | 0 | 0
| 0 | 0 | Opex | 0 | 0 | 0 | 0 | 0 | 0 | 0 | 0 | 0 | 0 | 0 | 0 | 0 | 0 | 0 | 0 | 0 | 0 | 0 | 0 | 0 | 0 | 0 | 0 | 0 | 0 | 0 | 0 | 0 | 0
| 0 | 0 | Reduction in unserved energy | 0 | 0 | 0 | 0 | 0 | 0 | 0 | 0 | 0 | 0 | 0 | 0 | 0 | 0 | 0 | 0 | 0 | 0 | 0 | 0 | 0 | 0 | 0 | 0 | 0 | 0 | 0 | 0 | 0 | 0
| 0 | 0 | Net benefit | 0 | 0 | 0 | 0 | 0 | 0 | 0 | 0 | 0 | 0 | 0 | 0 | 0 | 0 | 0 | 0 | 0 | 0 | 0 | 0 | 0 | 0 | 0 | 0 | 0 | 0 | 0 | 0 | 0 | 0
|  |  | EUE Value ($m, real $2024) | 0 | 0 | 0 | 0 | 0 | 0 | 0 | 0 | 0 | 0 | 0 | 0 | 0 | 0 | 0 | 0 | 0 | 0 | 0 | 0 | 0 | 0 | 0 | 0 | 0 | 0 | 0 | 0 | 0 | 0
|  |  | Annualised capex | 0 | 0 | 0 | 0 | 0 | 0 | 0 | 0 | 0 | 0 | 0 | 0 | 0 | 0 | 0 | 0 | 0 | 0 | 0 | 0 | 0 | 0 | 0 | 0 | 0 | 0 | 0 | 0 | 0 | 0
|  |  | Annualised cost (capex+opex) | 0 | 0 | 0 | 0 | 0 | 0 | 0 | 0 | 0 | 0 | 0 | 0 | 0 | 0 | 0 | 0 | 0 | 0 | 0 | 0 | 0 | 0 | 0 | 0 | 0 | 0 | 0 | 0 | 0 | 0
|  |  | Optimal timing (interim calc) | 0 | 0 | 0 | 0 | 0 | 0 | 0 | 0 | 0 | 0 | 0 | 0 | 0 | 0 | 0 | 0 | 0 | 0 | 0 | 0 | 0 | 0 | 0 | 0 | 0 | 0 | 0 | 0 | 0 | 0
Optimal timing | bar: 1 FY25 to 30 FY54
[11 empty] | 1 | 2 | 3 | 4 | 5 | 6 | 7 | 8 | 9 | 10 | 11 | 12 | 13 | 14 | 15 | 16 | 17 | 18 | 19
Adjusted For Optimal Timing: | 0 | 0 | Capex | 0 | 0 | 0 | 0 | 0 | 0 | 0 | 0 | 0 | 0 | 0 | 0 | 0 | 0 | 0 | 0 | 0 | 0 | 0 | 0 | 0 | 0 | 0 | 0 | 0 | 0 | 0 | 0 | 0 | 0
| 0 | 0 | Opex | 0 | 0 | 0 | 0 | 0 | 0 | 0 | 0 | 0 | 0 | 0 | 0 | 0 | 0 | 0 | 0 | 0 | 0 | 0 | 0 | 0 | 0 | 0 | 0 | 0 | 0 | 0 | 0 | 0 | 0
| 0 | 0 | Reduction in unserved energy | 0 | 0 | 0 | 0 | 0 | 0 | 0 | 0 | 0 | 0 | 0 | 0 | 0 | 0 | 0 | 0 | 0 | 0 | 0 | 0 | 0 | 0 | 0 | 0 | 0 | 0 | 0 | 0 | 0 | 0
| 0 | 0 | Net benefit | 0 | 0 | 0 | 0 | 0 | 0 | 0 | 0 | 0 | 0 | 0 | 0 | 0 | 0 | 0 | 0 | 0 | 0 | 0 | 0 | 0 | 0 | 0 | 0 | 0 | 0 | 0 | 0 | 0 | 0
Option 5
Determining Optimal Timing: | Discounted | Undiscounted
| 0 | 0 | Capex | 0 | 0 | 0 | 0 | 0 | 0 | 0 | 0 | 0 | 0 | 0 | 0 | 0 | 0 | 0 | 0 | 0 | 0 | 0 | 0 | 0 | 0 | 0 | 0 | 0 | 0 | 0 | 0 | 0 | 0
| 15.1226 | 29.7675 | Opex | 0.99225 | 0.99225 | 0.99225 | 0.99225 | 0.99225 | 0.99225 | 0.99225 | 0.99225 | 0.99225 | 0.99225 | 0.99225 | 0.99225 | 0.99225 | 0.99225 | 0.99225 | 0.99225 | 0.99225 | 0.99225 | 0.99225 | 0.99225 | 0.99225 | 0.99225 | 0.99225 | 0.99225 | 0.99225 | 0.99225 | 0.99225 | 0.99225 | 0.99225 | 0.99225
| 0 | 0 | Reduction in unserved energy | 0 | 0 | 0 | 0 | 0 | 0 | 0 | 0 | 0 | 0 | 0 | 0 | 0 | 0 | 0 | 0 | 0 | 0 | 0 | 0 | 0 | 0 | 0 | 0 | 0 | 0 | 0 | 0 | 0 | 0
| -15.1226 | -29.7675 | Net benefit | -0.99225 | -0.99225 | -0.99225 | -0.99225 | -0.99225 | -0.99225 | -0.99225 | -0.99225 | -0.99225 | -0.99225 | -0.99225 | -0.99225 | -0.99225 | -0.99225 | -0.99225 | -0.99225 | -0.99225 | -0.99225 | -0.99225 | -0.99225 | -0.99225 | -0.99225 | -0.99225 | -0.99225 | -0.99225 | -0.99225 | -0.99225 | -0.99225 | -0.99225 | -0.99225
|  |  | EUE Value ($m, real $2024) | 0 | 0 | 0 | 0 | 0 | 0 | 0 | 0 | 0 | 0 | 0 | 0 | 0 | 0 | 0 | 0 | 0 | 0 | 0 | 0 | 0 | 0 | 0 | 0 | 0 | 0 | 0 | 0 | 0 | 0
|  |  | Annualised capex | 0 | 0 | 0 | 0 | 0 | 0 | 0 | 0 | 0 | 0 | 0 | 0 | 0 | 0 | 0 | 0 | 0 | 0 | 0 | 0 | 0 | 0 | 0 | 0 | 0 | 0 | 0 | 0 | 0 | 0
|  |  | Annualised cost (capex+opex) | 0.99225 | 0.99225 | 0.99225 | 0.99225 | 0.99225 | 0.99225 | 0.99225 | 0.99225 | 0.99225 | 0.99225 | 0.99225 | 0.99225 | 0.99225 | 0.99225 | 0.99225 | 0.99225 | 0.99225 | 0.99225 | 0.99225 | 0.99225 | 0.99225 | 0.99225 | 0.99225 | 0.99225 | 0.99225 | 0.99225 | 0.99225 | 0.99225 | 0.99225 | 0.99225
|  |  | Optimal timing (interim calc) | 0 | 0 | 0 | 0 | 0 | 0 | 0 | 0 | 0 | 0 | 0 | 0 | 0 | 0 | 0 | 0 | 0 | 0 | 0 | 0 | 0 | 0 | 0 | 0 | 0 | 0 | 0 | 0 | 0 | 0
|  |  | Optimal timing | - | - | - | - | - | - | - | [19 empty] | - | - | - | - | bar: 1 to 19
Adjusted For Optimal Timing: | 0 | 0 | Capex | 0 | 0 | 0 | 0 | 0 | 0 | 0 | 0 | 0 | 0 | 0 | 0 | 0 | 0 | 0 | 0 | 0 | 0 | 0 | 0 | 0 | 0 | 0 | 0 | 0 | 0 | 0 | 0 | 0 | 0
| 15.1226 | 29.7675 | Opex | 0.99225 | 0.99225 | 0.99225 | 0.99225 | 0.99225 | 0.99225 | 0.99225 | 0.99225 | 0.99225 | 0.99225 | 0.99225 | 0.99225 | 0.99225 | 0.99225 | 0.99225 | 0.99225 | 0.99225 | 0.99225 | 0.99225 | 0.99225 | 0.99225 | 0.99225 | 0.99225 | 0.99225 | 0.99225 | 0.99225 | 0.99225 | 0.99225 | 0.99225 | 0.99225
| 15.1226 | 29.7675 | Reduction in unserved energy | 0.99225 | 0.99225 | 0.99225 | 0.99225 | 0.99225 | 0.99225 | 0.99225 | 0.99225 | 0.99225 | 0.99225 | 0.99225 | 0.99225 | 0.99225 | 0.99225 | 0.99225 | 0.99225 | 0.99225 | 0.99225 | 0.99225 | 0.99225 | 0.99225 | 0.99225 | 0.99225 | 0.99225 | 0.99225 | 0.99225 | 0.99225 | 0.99225 | 0.99225 | 0.99225
| 0 | 0 | Net benefit | 0 | 0 | 0 | 0 | 0 | 0 | 0 | 0 | 0 | 0 | 0 | 0 | 0 | 0 | 0 | 0 | 0 | 0 | 0 | 0 | 0 | 0 | 0 | 0 | 0 | 0 | 0 | 0 | 0 | 0
Option 6
Determining Optimal Timing: | Discounted | Undiscounted
| 0 | 0 | Capex | 0 | 0 | 0 | 0 | 0 | 0 | 0 | 0 | 0 | 0 | 0 | 0 | 0 | 0 | 0 | 0 | 0 | 0 | 0 | 0 | 0 | 0 | 0 | 0 | 0 | 0 | 0 | 0 | 0 | 0
| 0 | 0 | Opex | 0 | 0 | 0 | 0 | 0 | 0 | 0 | 0 | 0 | 0 | 0 | 0 | 0 | 0 | 0 | 0 | 0 | 0 | 0 | 0 | 0 | 0 | 0 | 0 | 0 | 0 | 0 | 0 | 0 | 0
| 0 | 0 | Reduction in unserved energy | 0 | 0 | 0 | 0 | 0 | 0 | 0 | 0 | 0 | 0 | 0 | 0 | 0 | 0 | 0 | 0 | 0 | 0 | 0 | 0 | 0 | 0 | 0 | 0 | 0 | 0 | 0 | 0 | 0 | 0
| 0 | 0 | Net benefit | 0 | 0 | 0 | 0 | 0 | 0 | 0 | 0 | 0 | 0 | 0 | 0 | 0 | 0 | 0 | 0 | 0 | 0 | 0 | 0 | 0 | 0 | 0 | 0 | 0 | 0 | 0 | 0 | 0 | 0
|  |  | EUE Value ($m, real $2024) | 0 | 0 | 0 | 0 | 0 | 0 | 0 | 0 | 0 | 0 | 0 | 0 | 0 | 0 | 0 | 0 | 0 | 0 | 0 | 0 | 0 | 0 | 0 | 0 | 0 | 0 | 0 | 0 | 0 | 0
|  |  | Annualised capex | 0 | 0 | 0 | 0 | 0 | 0 | 0 | 0 | 0 | 0 | 0 | 0 | 0 | 0 | 0 | 0 | 0 | 0 | 0 | 0 | 0 | 0 | 0 | 0 | 0 | 0 | 0 | 0 | 0 | 0
|  |  | Annualised cost (capex+opex) | 0 | 0 | 0 | 0 | 0 | 0 | 0 | 0 | 0 | 0 | 0 | 0 | 0 | 0 | 0 | 0 | 0 | 0 | 0 | 0 | 0 | 0 | 0 | 0 | 0 | 0 | 0 | 0 | 0 | 0
|  |  | Optimal timing (interim calc) | 0 | 0 | 0 | 0 | 0 | 0 | 0 | 0 | 0 | 0 | 0 | 0 | 0 | 0 | 0 | 0 | 0 | 0 | 0 | 0 | 0 | 0 | 0 | 0 | 0 | 0 | 0 | 0 | 0 | 0
|  |  | Optimal timing | - | - | - | - | - | - | - | [19 empty] | - | - | - | - | bar: 1 to 19
Adjusted For Optimal Timing: | 0 | 0 | Capex | 0 | 0 | 0 | 0 | 0 | 0 | 0 | 0 | 0 | 0 | 0 | 0 | 0 | 0 | 0 | 0 | 0 | 0 | 0 | 0 | 0 | 0 | 0 | 0 | 0 | 0 | 0 | 0 | 0 | 0
| 0 | 0 | Opex | 0 | 0 | 0 | 0 | 0 | 0 | 0 | 0 | 0 | 0 | 0 | 0 | 0 | 0 | 0 | 0 | 0 | 0 | 0 | 0 | 0 | 0 | 0 | 0 | 0 | 0 | 0 | 0 | 0 | 0
| 0 | 0 | Reduction in unserved energy | 0 | 0 | 0 | 0 | 0 | 0 | 0 | 0 | 0 | 0 | 0 | 0 | 0 | 0 | 0 | 0 | 0 | 0 | 0 | 0 | 0 | 0 | 0 | 0 | 0 | 0 | 0 | 0 | 0 | 0
| 0 | 0 | Net benefit | 0 | 0 | 0 | 0 | 0 | 0 | 0 | 0 | 0 | 0 | 0 | 0 | 0 | 0 | 0 | 0 | 0 | 0 | 0 | 0 | 0 | 0 | 0 | 0 | 0 | 0 | 0 | 0 | 0 | 0
Option 7
Determining Optimal Timing: | Discounted | Undiscounted
| 0 | 0 | Capex | 0 | 0 | 0 | 0 | 0 | 0 | 0 | 0 | 0 | 0 | 0 | 0 | 0 | 0 | 0 | 0 | 0 | 0 | 0 | 0 | 0 | 0 | 0 | 0 | 0 | 0 | 0 | 0 | 0 | 0
| 0 | 0 | Opex | 0 | 0 | 0 | 0 | 0 | 0 | 0 | 0 | 0 | 0 | 0 | 0 | 0 | 0 | 0 | 0 | 0 | 0 | 0 | 0 | 0 | 0 | 0 | 0 | 0 | 0 | 0 | 0 | 0 | 0
| 0 | 0 | Reduction in unserved energy | 0 | 0 | 0 | 0 | 0 | 0 | 0 | 0 | 0 | 0 | 0 | 0 | 0 | 0 | 0 | 0 | 0 | 0 | 0 | 0 | 0 | 0 | 0 | 0 | 0 | 0 | 0 | 0 | 0 | 0
| 0 | 0 | Net benefit | 0 | 0 | 0 | 0 | 0 | 0 | 0 | 0 | 0 | 0 | 0 | 0 | 0 | 0 | 0 | 0 | 0 | 0 | 0 | 0 | 0 | 0 | 0 | 0 | 0 | 0 | 0 | 0 | 0 | 0
|  |  | EUE Value ($m, real $2024) | 0 | 0 | 0 | 0 | 0 | 0 | 0 | 0 | 0 | 0 | 0 | 0 | 0 | 0 | 0 | 0 | 0 | 0 | 0 | 0 | 0 | 0 | 0 | 0 | 0 | 0 | 0 | 0 | 0 | 0
|  |  | Annualised capex | 0 | 0 | 0 | 0 | 0 | 0 | 0 | 0 | 0 | 0 | 0 | 0 | 0 | 0 | 0 | 0 | 0 | 0 | 0 | 0 | 0 | 0 | 0 | 0 | 0 | 0 | 0 | 0 | 0 | 0
|  |  | Annualised cost (capex+opex) | 0 | 0 | 0 | 0 | 0 | 0 | 0 | 0 | 0 | 0 | 0 | 0 | 0 | 0 | 0 | 0 | 0 | 0 | 0 | 0 | 0 | 0 | 0 | 0 | 0 | 0 | 0 | 0 | 0 | 0
|  |  | Optimal timing (interim calc) | 0 | 0 | 0 | 0 | 0 | 0 | 0 | 0 | 0 | 0 | 0 | 0 | 0 | 0 | 0 | 0 | 0 | 0 | 0 | 0 | 0 | 0 | 0 | 0 | 0 | 0 | 0 | 0 | 0 | 0
|  |  | Optimal timing | - | - | - | - | - | - | - | [19 empty] | - | - | - | - | bar: 1 to 19
Adjusted For Optimal Timing: | 0 | 0 | Capex | 0 | 0 | 0 | 0 | 0 | 0 | 0 | 0 | 0 | 0 | 0 | 0 | 0 | 0 | 0 | 0 | 0 | 0 | 0 | 0 | 0 | 0 | 0 | 0 | 0 | 0 | 0 | 0 | 0 | 0
| 0 | 0 | Opex | 0 | 0 | 0 | 0 | 0 | 0 | 0 | 0 | 0 | 0 | 0 | 0 | 0 | 0 | 0 | 0 | 0 | 0 | 0 | 0 | 0 | 0 | 0 | 0 | 0 | 0 | 0 | 0 | 0 | 0
| 0 | 0 | Reduction in unserved energy | 0 | 0 | 0 | 0 | 0 | 0 | 0 | 0 | 0 | 0 | 0 | 0 | 0 | 0 | 0 | 0 | 0 | 0 | 0 | 0 | 0 | 0 | 0 | 0 | 0 | 0 | 0 | 0 | 0 | 0
| 0 | 0 | Net benefit | 0 | 0 | 0 | 0 | 0 | 0 | 0 | 0 | 0 | 0 | 0 | 0 | 0 | 0 | 0 | 0 | 0 | 0 | 0 | 0 | 0 | 0 | 0 | 0 | 0 | 0 | 0 | 0 | 0 | 0
Option 8
Determining Optimal Timing: | Discounted | Undiscounted
| 0 | 0 | Capex | 0 | 0 | 0 | 0 | 0 | 0 | 0 | 0 | 0 | 0 | 0 | 0 | 0 | 0 | 0 | 0 | 0 | 0 | 0 | 0 | 0 | 0 | 0 | 0 | 0 | 0 | 0 | 0 | 0 | 0
| 0 | 0 | Opex | 0 | 0 | 0 | 0 | 0 | 0 | 0 | 0 | 0 | 0 | 0 | 0 | 0 | 0 | 0 | 0 | 0 | 0 | 0 | 0 | 0 | 0 | 0 | 0 | 0 | 0 | 0 | 0 | 0 | 0
| 0 | 0 | Reduction in unserved energy | 0 | 0 | 0 | 0 | 0 | 0 | 0 | 0 | 0 | 0 | 0 | 0 | 0 | 0 | 0 | 0 | 0 | 0 | 0 | 0 | 0 | 0 | 0 | 0 | 0 | 0 | 0 | 0 | 0 | 0
| 0 | 0 | Net benefit | 0 | 0 | 0 | 0 | 0 | 0 | 0 | 0 | 0 | 0 | 0 | 0 | 0 | 0 | 0 | 0 | 0 | 0 | 0 | 0 | 0 | 0 | 0 | 0 | 0 | 0 | 0 | 0 | 0 | 0
|  |  | EUE Value ($m, real $2024) | 0 | 0 | 0 | 0 | 0 | 0 | 0 | 0 | 0 | 0 | 0 | 0 | 0 | 0 | 0 | 0 | 0 | 0 | 0 | 0 | 0 | 0 | 0 | 0 | 0 | 0 | 0 | 0 | 0 | 0
|  |  | Annualised capex | 0 | 0 | 0 | 0 | 0 | 0 | 0 | 0 | 0 | 0 | 0 | 0 | 0 | 0 | 0 | 0 | 0 | 0 | 0 | 0 | 0 | 0 | 0 | 0 | 0 | 0 | 0 | 0 | 0 | 0
|  |  | Annualised cost (capex+opex) | 0 | 0 | 0 | 0 | 0 | 0 | 0 | 0 | 0 | 0 | 0 | 0 | 0 | 0 | 0 | 0 | 0 | 0 | 0 | 0 | 0 | 0 | 0 | 0 | 0 | 0 | 0 | 0 | 0 | 0
|  |  | Optimal timing (interim calc) | 0 | 0 | 0 | 0 | 0 | 0 | 0 | 0 | 0 | 0 | 0 | 0 | 0 | 0 | 0 | 0 | 0 | 0 | 0 | 0 | 0 | 0 | 0 | 0 | 0 | 0 | 0 | 0 | 0 | 0
|  |  | Optimal timing | - | - | - | - | - | - | - | [19 empty] | - | - | - | - | bar: 1 to 19
Adjusted For Optimal Timing: | 0 | 0 | Capex | 0 | 0 | 0 | 0 | 0 | 0 | 0 | 0 | 0 | 0 | 0 | 0 | 0 | 0 | 0 | 0 | 0 | 0 | 0 | 0 | 0 | 0 | 0 | 0 | 0 | 0 | 0 | 0 | 0 | 0
| 0 | 0 | Opex | 0 | 0 | 0 | 0 | 0 | 0 | 0 | 0 | 0 | 0 | 0 | 0 | 0 | 0 | 0 | 0 | 0 | 0 | 0 | 0 | 0 | 0 | 0 | 0 | 0 | 0 | 0 | 0 | 0 | 0
| 0 | 0 | Reduction in unserved energy | 0 | 0 | 0 | 0 | 0 | 0 | 0 | 0 | 0 | 0 | 0 | 0 | 0 | 0 | 0 | 0 | 0 | 0 | 0 | 0 | 0 | 0 | 0 | 0 | 0 | 0 | 0 | 0 | 0 | 0
| 0 | 0 | Net benefit | 0 | 0 | 0 | 0 | 0 | 0 | 0 | 0 | 0 | 0 | 0 | 0 | 0 | 0 | 0 | 0 | 0 | 0 | 0 | 0 | 0 | 0 | 0 | 0 | 0 | 0 | 0 | 0 | 0 | 0
Option 9
Determining Optimal Timing: | Discounted | Undiscounted
| 0 | 0 | Capex | 0 | 0 | 0 | 0 | 0 | 0 | 0 | 0 | 0 | 0 | 0 | 0 | 0 | 0 | 0 | 0 | 0 | 0 | 0 | 0 | 0 | 0 | 0 | 0 | 0 | 0 | 0 | 0 | 0 | 0
| 0 | 0 | Opex | 0 | 0 | 0 | 0 | 0 | 0 | 0 | 0 | 0 | 0 | 0 | 0 | 0 | 0 | 0 | 0 | 0 | 0 | 0 | 0 | 0 | 0 | 0 | 0 | 0 | 0 | 0 | 0 | 0 | 0
| 0 | 0 | Reduction in unserved energy | 0 | 0 | 0 | 0 | 0 | 0 | 0 | 0 | 0 | 0 | 0 | 0 | 0 | 0 | 0 | 0 | 0 | 0 | 0 | 0 | 0 | 0 | 0 | 0 | 0 | 0 | 0 | 0 | 0 | 0
| 0 | 0 | Net benefit | 0 | 0 | 0 | 0 | 0 | 0 | 0 | 0 | 0 | 0 | 0 | 0 | 0 | 0 | 0 | 0 | 0 | 0 | 0 | 0 | 0 | 0 | 0 | 0 | 0 | 0 | 0 | 0 | 0 | 0
|  |  | EUE Value ($m, real $2024) | 0 | 0 | 0 | 0 | 0 | 0 | 0 | 0 | 0 | 0 | 0 | 0 | 0 | 0 | 0 | 0 | 0 | 0 | 0 | 0 | 0 | 0 | 0 | 0 | 0 | 0 | 0 | 0 | 0 | 0
|  |  | Annualised capex | 0 | 0 | 0 | 0 | 0 | 0 | 0 | 0 | 0 | 0 | 0 | 0 | 0 | 0 | 0 | 0 | 0 | 0 | 0 | 0 | 0 | 0 | 0 | 0 | 0 | 0 | 0 | 0 | 0 | 0
|  |  | Annualised cost (capex+opex) | 0 | 0 | 0 | 0 | 0 | 0 | 0 | 0 | 0 | 0 | 0 | 0 | 0 | 0 | 0 | 0 | 0 | 0 | 0 | 0 | 0 | 0 | 0 | 0 | 0 | 0 | 0 | 0 | 0 | 0
|  |  | Optimal timing (interim calc) | 0 | 0 | 0 | 0 | 0 | 0 | 0 | 0 | 0 | 0 | 0 | 0 | 0 | 0 | 0 | 0 | 0 | 0 | 0 | 0 | 0 | 0 | 0 | 0 | 0 | 0 | 0 | 0 | 0 | 0
|  |  | Optimal timing | - | - | - | - | - | - | - | [19 empty] | - | - | - | - | bar: 1 to 19
Adjusted For Optimal Timing: | 0 | 0 | Capex | 0 | 0 | 0 | 0 | 0 | 0 | 0 | 0 | 0 | 0 | 0 | 0 | 0 | 0 | 0 | 0 | 0 | 0 | 0 | 0 | 0 | 0 | 0 | 0 | 0 | 0 | 0 | 0 | 0 | 0
| 0 | 0 | Opex | 0 | 0 | 0 | 0 | 0 | 0 | 0 | 0 | 0 | 0 | 0 | 0 | 0 | 0 | 0 | 0 | 0 | 0 | 0 | 0 | 0 | 0 | 0 | 0 | 0 | 0 | 0 | 0 | 0 | 0
| 0 | 0 | Reduction in unserved energy | 0 | 0 | 0 | 0 | 0 | 0 | 0 | 0 | 0 | 0 | 0 | 0 | 0 | 0 | 0 | 0 | 0 | 0 | 0 | 0 | 0 | 0 | 0 | 0 | 0 | 0 | 0 | 0 | 0 | 0
| 0 | 0 | Net benefit | 0 | 0 | 0 | 0 | 0 | 0 | 0 | 0 | 0 | 0 | 0 | 0 | 0 | 0 | 0 | 0 | 0 | 0 | 0 | 0 | 0 | 0 | 0 | 0 | 0 | 0 | 0 | 0 | 0 | 0
Option 10
Determining Optimal Timing: | Discounted | Undiscounted
| 0 | 0 | Capex | 0 | 0 | 0 | 0 | 0 | 0 | 0 | 0 | 0 | 0 | 0 | 0 | 0 | 0 | 0 | 0 | 0 | 0 | 0 | 0 | 0 | 0 | 0 | 0 | 0 | 0 | 0 | 0 | 0 | 0
| 0 | 0 | Opex | 0 | 0 | 0 | 0 | 0 | 0 | 0 | 0 | 0 | 0 | 0 | 0 | 0 | 0 | 0 | 0 | 0 | 0 | 0 | 0 | 0 | 0 | 0 | 0 | 0 | 0 | 0 | 0 | 0 | 0
| 0 | 0 | Reduction in unserved energy | 0 | 0 | 0 | 0 | 0 | 0 | 0 | 0 | 0 | 0 | 0 | 0 | 0 | 0 | 0 | 0 | 0 | 0 | 0 | 0 | 0 | 0 | 0 | 0 | 0 | 0 | 0 | 0 | 0 | 0
| 0 | 0 | Net benefit | 0 | 0 | 0 | 0 | 0 | 0 | 0 | 0 | 0 | 0 | 0 | 0 | 0 | 0 | 0 | 0 | 0 | 0 | 0 | 0 | 0 | 0 | 0 | 0 | 0 | 0 | 0 | 0 | 0 | 0
|  |  | EUE Value ($m, real $2024) | 0 | 0 | 0 | 0 | 0 | 0 | 0 | 0 | 0 | 0 | 0 | 0 | 0 | 0 | 0 | 0 | 0 | 0 | 0 | 0 | 0 | 0 | 0 | 0 | 0 | 0 | 0 | 0 | 0 | 0
|  |  | Annualised capex | 0 | 0 | 0 | 0 | 0 | 0 | 0 | 0 | 0 | 0 | 0 | 0 | 0 | 0 | 0 | 0 | 0 | 0 | 0 | 0 | 0 | 0 | 0 | 0 | 0 | 0 | 0 | 0 | 0 | 0
|  |  | Annualised cost (capex+opex) | 0 | 0 | 0 | 0 | 0 | 0 | 0 | 0 | 0 | 0 | 0 | 0 | 0 | 0 | 0 | 0 | 0 | 0 | 0 | 0 | 0 | 0 | 0 | 0 | 0 | 0 | 0 | 0 | 0 | 0
|  |  | Optimal timing (interim calc) | 0 | 0 | 0 | 0 | 0 | 0 | 0 | 0 | 0 | 0 | 0 | 0 | 0 | 0 | 0 | 0 | 0 | 0 | 0 | 0 | 0 | 0 | 0 | 0 | 0 | 0 | 0 | 0 | 0 | 0
|  |  | Optimal timing | - | - | - | - | - | - | - | [19 empty] | - | - | - | - | bar: 1 to 19
Adjusted For Optimal Timing: | 0 | 0 | Capex | 0 | 0 | 0 | 0 | 0 | 0 | 0 | 0 | 0 | 0 | 0 | 0 | 0 | 0 | 0 | 0 | 0 | 0 | 0 | 0 | 0 | 0 | 0 | 0 | 0 | 0 | 0 | 0 | 0 | 0
| 0 | 0 | Opex | 0 | 0 | 0 | 0 | 0 | 0 | 0 | 0 | 0 | 0 | 0 | 0 | 0 | 0 | 0 | 0 | 0 | 0 | 0 | 0 | 0 | 0 | 0 | 0 | 0 | 0 | 0 | 0 | 0 | 0
| 0 | 0 | Reduction in unserved energy | 0 | 0 | 0 | 0 | 0 | 0 | 0 | 0 | 0 | 0 | 0 | 0 | 0 | 0 | 0 | 0 | 0 | 0 | 0 | 0 | 0 | 0 | 0 | 0 | 0 | 0 | 0 | 0 | 0 | 0
| 0 | 0 | Net benefit | 0 | 0 | 0 | 0 | 0 | 0 | 0 | 0 | 0 | 0 | 0 | 0 | 0 | 0 | 0 | 0 | 0 | 0 | 0 | 0 | 0 | 0 | 0 | 0 | 0 | 0 | 0 | 0 | 0 | 0

## 3.3 Adjustments
PREFERRED OPTION
$real $2024 (thousands)
|  | FY25 | FY26 | FY27 | FY28 | FY29 | FY30 | FY31 | FY32 | FY33 | FY34 | FY35 | FY36 | Total
| Input capex (excl mgmt reserve and indirect) | 0 | 0 | 823.092 | 823.092 | 823.092 | 823.092 | 823.092 | 0 | 0 | 0 | 0 | 0 | 4115.4598
| Post modelling adjustment | 0 | 0 | 0 | 0 | 0 | 0 | 0 | 0 | 0 | 0 | 0 | 0 | 0
| Revised reg proposal capex | 0 | 0 | 823.092 | 823.092 | 823.092 | 823.092 | 823.092 | 0 | 0 | 0 | 0 | 0 | 4115.4598