## Lists
yes/No List
Yes
No

## Intro
Navigation Dashboard
| Model Overview |  | Description
|  | 0.1 Model Steps | Overview of the NPV modelling process.
|  | 0.2 QA | Automated quality assurance checks.
Output
|  | 1.1 BC Summary | Business Case summary of NPV analysis, including the ranking of assessed options and optimal commissioning timing based on NPV.
Inputs
|  | 2.1 KMA | Key model inputs and assumptions.
|  | 2.2.1 Supply Risk $ Base Demand | Collects the Supply Risk or Value of EUE (in $) calculated in linked Energy at Risk calculators.
|  | 2.2.2 Supply Risk $ Low Demand | Collects the Supply Risk or Value of EUE (in $) calculated in linked Energy at Risk calculators for the Low Demand sensitivity.
|  | 2.2.3 Supply Risk $ High Demand | Collects the Supply Risk or Value of EUE (in $) calculated in linked Energy at Risk calculators for the High Demand sensitivity.
|  | 2.2.4 Supply Risk $ Low PoF | Collects the Supply Risk or Value of EUE (in $) calculated in linked Energy at Risk calculators for the Low Transformer Probability of Failure sensitivity.
|  | 2.2.5 Supply Risk $ High PoF | Collects the Supply Risk or Value of EUE (in $) calculated in linked Energy at Risk calculators for the High Transformer Probability of Failure sensitivity.
|  | 2.3.1 Cost Summary | Collects costs from cost sheets and converts estimates to $2024.
|  | 2.3.2 Option 2 Cost | Cost estimate of Option 2.
|  | 2.3.3 Option 3 Cost | Cost estimate of Option 3.
|  | 2.3.4 Option 4 Cost | Cost estimate of Option 4.
|  | 2.3.5 Option 5 Cost | Cost estimate of Option 5.
|  | 2.3.6 Option 6 Cost | Cost estimate of Option 6.
|  | 2.3.7 Option 7 Cost | Cost estimate of Option 7.
|  | 2.3.8 Option 8 Cost | Cost estimate of Option 8.
|  | 2.3.9 Option 9 Cost | Cost estimate of Option 9.
|  | 2.3.10 Option 10 Cost | Cost estimate of Option 10.
Analysis & NPV Calculations
|  | 3.1 NPV | NPV calculator using central/base case assumptions.
|  | 3.2.1 NPV (LoDiscount) | NPV calculator using a lower discount rate.
|  | 3.2.2 NPV (HiDiscount) | NPV calculator using a higher discount rate.
|  | 3.2.3 NPV (LoCost) | NPV calculator using lower capital cost.
|  | 3.2.4 NPV (HiCost) | NPV calculator using higher capital cost.
|  | 3.2.5 NPV (Low Demand) | NPV calculator using a lower demand forecast
|  | 3.2.6 NPV (High Demand) | NPV calculator using a higher demand forecast
|  | 3.2.7 NPV (Low VCR) | NPV calculator using a lower VCR.
|  | 3.2.8 NPV (High VCR) | NPV calculator using a higher VCR.
|  | 3.2.9 NPV (Low Tx PoF's) | NPV calculator using a lower Transformer PoF.
|  | 3.2.10 NPV (High Tx PoF's) | NPV calculator using a Higher Transformer Po.
|  | 3.3 Adjustments | Post modelling adjustments
Glossary
| Term | Full Form | Description | Where Used in Model
| NPV | Net Present Value | A financial metric that calculates the present value of future cash flows minus initial investment. | 3.x NPV sheets, 1.1 BC Summary
| VCR | Value of Customer Reliability | Represents the cost of electricity outages per customer, used to quantify reliability benefits. | 2.1 KMA, 3.2.x Sensitivity tabs
| PoF | Probability of Failure | Likelihood that an asset will fail within a given time period. | 2.1 KMA, 3.2.x Sensitivity tabs
| EaR | Energy at Risk | Expected unserved energy due to network constraints or asset failure. | 2.2.x Supply Risk tabs
| WACC | Weighted Average Cost of Capital | The average rate of return a company is expected to pay its investors; used as discount rate. | 2.1 KMA
| Capex | Capital Expenditure | Funds used by a company to acquire or upgrade physical assets such as equipment or infrastructure. | 2.3.x Cost Summary, 3.x NPV sheets
| Opex | Operational Expenditure | Ongoing costs for running a product, business, or system. | 2.3.x Cost Summary, 3.x NPV sheets
| Sensitivity Analysis | Sensitivity Analysis | Technique used to determine how different values of an input affect a particular output under a given set of assumptions. | 3.2.x Sensitivity tabs
| Discount Rate (WACC) | Discount Rate | Rate used to discount future cash flows to their present value. | 2.1 KMA, 3.x NPV sheets
| Business Case | Business Case | A justification for a proposed project or investment, including benefits, costs, and risks. | Info tab, 1.1 BC Summary
| Optimal Timing | Optimal Timing | Optimal timing of the preferred project option, which is the year the annual benefits exceed the annual costs. | 1.1 BC Summary
External Links
Main External Files
E@R WOTS25 Feeder V2.7.xlsx
Variants for Sensitivities
Low Demand / High Demand versions
Other External Reference
CSIRO GenCost 2024-25 PDF (linked in Inputs tab for cost assumptions).

## Change Log
Revision Table
Date | Editted by | Comment
2025-09-03 | BO | Draft version for circulation
2025-09-23 | HT | Added additional options
2025-09-30 | HT | Added Demand Sensitivities
2025-10-09 | BO / HT | Updated info page; added modelling process diagram and QA checks
2025-10-28 | HT | Updated Info page , Added VCR & Pof Sensitivities

## 0.1 Model Steps
|  |  | Asset EaR Inputs | Data Inputs |  | Calculations |  |  |  | Outputs
Eq1. Annual Risk Reducion Benefit
WOTS25
Eq2. Annulised CAPEX |  |  | N/A
[5 empty] | BAU / Do Nothing Supply Risk $M |  | Eq1.
| Using the PMT function in excel |  | N/A
Annual Risk Reduction Benfit $M
Eq3. Opex
|  |  | N/A | [5 empty] | Eq5. & Eq6.
Option Supply Risk $M (after augmentation)
Eq4. Annual Total Cost | [8 empty] | Net Present Value & Optimal Timing | Outputs / BC Summaries
N/A
Eq3.
Eq5. Net Present Value Benefits & Optimal Timing = (Annual risk reduction benfit > annual cost) |  |  | N/A
Opex
Eq6. NPV calculated with Capex one year before optimal timing; Benefits and Opex start one year after. |  |  | N/A |  |  |  |  | Eq4.
|  | Using the NPV formula in excel |  |  | Option Cost Estimates |  |  | Annualised Total Cost
N/A
Eq2.
|  |  | N/A |  |  |  | Annualised Capex
WACC
N/A

## 0.2 QA
Overall Status
Good
Number | Check Name | Status | Info |  | FY25 | FY26 | FY27 | FY28 | FY29 | FY30 | FY31 | FY32 | FY33 | FY34 | FY35 | FY36 | FY37 | FY38 | FY39 | FY40 | FY41 | FY42 | FY43 | FY44 | FY45 | FY46 | FY47 | FY48 | FY49 | FY50 | FY51 | FY52 | FY53 | FY54
1 | Benefits start | Good | Confirm benefits only start after the Capex investment is completed and commissioned | Input costs check | 1 | 1 | 0 | 0 | 0 | 1 | 1 | 1 | 1 | 1 | 1 | 1 | 1 | 1 | 1 | 1 | 1 | 1 | 1 | 1 | 1 | 1 | 1 | 1 | 1 | 1 | 1 | 1 | 1 | 1
2 | Opex start | Good | Confirm Opex only starts after the Capex investment is completed and commissioned | Benfits checks | 0 | 0 | 0 | 0 | 0 | 0 | 0 | 0 | 0 | 0 | 0 | 0 | 0 | 0 | 0 | 0 | 0 | 0 | 0 | 0 | 0 | 0 | 0 | 0 | 0 | 0 | 0 | 0 | 0 | 0
3 | Risk assessment period | Good | Confirm BAU / Do Nothing Supply Risk or Option Risk Reduction Benefit is capped at 15 years

## 1.1 BC Summary
Outputs for executive summary
Include in Assesment | Option | Description | PV benefits | PV costs | NPV | Rank Input | Optimal year | [26 empty] | Yes
No
Yes | 1 | Do Nothing / Base Case | 0 | 0 | 0 | 4
Yes | 2 | WOTS25 22kV feeder upgrade to a higher rating | 350.0416 | 12.4592 | 337.5824 | 3 | FY31
Yes | 3 | Construct a new 22kV feeder by splitting the existing WOTS25 into two feeders | 365.9677 | 5.6216 | 360.3461 | 1 | FY30
Yes | 4 | Construct a 5MW/10MWh battery energy storage system (BESS) | 362.1481 | 20.1645 | 341.9836 | 2 | FY33
Yes | 5 | Contract network support services to defer network investment | 228.9908 | 228.9908 | 0 | 4 | -
No | 6 | [5 empty] | -
No | 7 | [5 empty] | -
No | 8 | [5 empty] | -
No | 9 | [5 empty] | -
No | 10 | [5 empty] | -
Optimal Timing
| Option 1 | Do Nothing / Base Case
|  |  |  | FY25 | FY26 | FY27 | FY28 | FY29 | FY30 | FY31 | FY32 | FY33 | FY34 | FY35 | FY36 | FY37 | FY38 | FY39 | FY40 | FY41 | FY42 | FY43 | FY44 | FY45 | FY46 | FY47 | FY48 | FY49 | FY50 | FY51 | FY52 | FY53 | FY54
|  | Undiscounted | EUE Value ($m, real $2024) | 0.53564 | 0.88371 | 0.095123 | 0.22368 | 0.3699 | 0.69512 | 1.3219 | 2.4867 | 4.9965 | 8.3198 | 14.7696 | 22.8574 | 26.4007 | 39.2427 | 58.1872 | 58.1872 | 58.1872 | 58.1872 | 58.1872 | 58.1872 | 58.1872 | 58.1872 | 58.1872 | 58.1872 | 58.1872 | 58.1872 | 58.1872 | 58.1872 | 58.1872 | 58.1872
| Option 2 | WOTS25 22kV feeder upgrade to a higher rating
|  |  |  | FY25 | FY26 | FY27 | FY28 | FY29 | FY30 | FY31 | FY32 | FY33 | FY34 | FY35 | FY36 | FY37 | FY38 | FY39 | FY40 | FY41 | FY42 | FY43 | FY44 | FY45 | FY46 | FY47 | FY48 | FY49 | FY50 | FY51 | FY52 | FY53 | FY54
|  | Undiscounted | EUE Value ($m, real $2024) | 0.53564 | 0.88371 | 0.095123 | 0 | 0 | 0 | 0 | 0 | 0.0092428 | 0.063526 | 0.14235 | 0.45977 | 0.6286 | 1.2859 | 2.7249 | 2.7249 | 2.7249 | 2.7249 | 2.7249 | 2.7249 | 2.7249 | 2.7249 | 2.7249 | 2.7249 | 2.7249 | 2.7249 | 2.7249 | 2.7249 | 2.7249 | 2.7249
|  |  | $m, real $2024 | FY25 | FY26 | FY27 | FY28 | FY29 | FY30 | FY31 | FY32 | FY33 | FY34 | FY35 | FY36 | FY37 | FY38 | FY39 | FY40 | FY41 | FY42 | FY43 | FY44 | FY45 | FY46 | FY47 | FY48 | FY49 | FY50 | FY51 | FY52 | FY53 | FY54
|  | Undiscounted | Capex | 0 | 0 | 14.4415 | 0 | 0 | 0 | 0 | 0 | 0 | 0 | 0 | 0 | 0 | 0 | 0 | 0 | 0 | 0 | 0 | 0 | 0 | 0 | 0 | 0 | 0 | 0 | 0 | 0 | 0 | 0
|  | Undiscounted | Opex | 0 | 0 | 0 | 0.14441 | 0.14441 | 0.14441 | 0.14441 | 0.14441 | 0.14441 | 0.14441 | 0.14441 | 0.14441 | 0.14441 | 0.14441 | 0.14441 | 0.14441 | 0.14441 | 0.14441 | 0.14441 | 0.14441 | 0.14441 | 0.14441 | 0.14441 | 0.14441 | 0.14441 | 0.14441 | 0.14441 | 0.14441 | 0.14441 | 0.14441
|  | Undiscounted | Total costs | 0 | 0 | 14.4415 | 0.14441 | 0.14441 | 0.14441 | 0.14441 | 0.14441 | 0.14441 | 0.14441 | 0.14441 | 0.14441 | 0.14441 | 0.14441 | 0.14441 | 0.14441 | 0.14441 | 0.14441 | 0.14441 | 0.14441 | 0.14441 | 0.14441 | 0.14441 | 0.14441 | 0.14441 | 0.14441 | 0.14441 | 0.14441 | 0.14441 | 0.14441
|  |  | $m, real $2024 | FY25 | FY26 | FY27 | FY28 | FY29 | FY30 | FY31 | FY32 | FY33 | FY34 | FY35 | FY36 | FY37 | FY38 | FY39 | FY40 | FY41 | FY42 | FY43 | FY44 | FY45 | FY46 | FY47 | FY48 | FY49 | FY50 | FY51 | FY52 | FY53 | FY54
|  | Undiscounted | Benefits (reduction in EUE relative to Option 0) | 0 | 0 | 0 | 0.22368 | 0.3699 | 0.69512 | 1.3219 | 2.4867 | 4.9873 | 8.2563 | 14.6273 | 22.3976 | 25.7721 | 37.9568 | 55.4623 | 55.4623 | 55.4623 | 55.4623 | 55.4623 | 55.4623 | 55.4623 | 55.4623 | 55.4623 | 55.4623 | 55.4623 | 55.4623 | 55.4623 | 55.4623 | 55.4623 | 55.4623
|  |  | Optimal Timing | FY25: FY31
FY31
FY31
|  |  | Option 2 | FY25: FY31
| Option 3 | Construct a new 22kV feeder by splitting the existing WOTS25 into two feeders
|  |  |  | FY25 | FY26 | FY27 | FY28 | FY29 | FY30 | FY31 | FY32 | FY33 | FY34 | FY35 | FY36 | FY37 | FY38 | FY39 | FY40 | FY41 | FY42 | FY43 | FY44 | FY45 | FY46 | FY47 | FY48 | FY49 | FY50 | FY51 | FY52 | FY53 | FY54
|  | Undiscounted | EUE Value ($m, real $2024) | 0.53564 | 0.88371 | 0.095123 | 0 | 0 | 0 | 0 | 0 | 0 | 0 | 0 | 0 | 0 | 0 | 0 | 0 | 0 | 0 | 0 | 0 | 0 | 0 | 0 | 0 | 0 | 0 | 0 | 0 | 0 | 0
|  |  | $m, real $2024 | FY25 | FY26 | FY27 | FY28 | FY29 | FY30 | FY31 | FY32 | FY33 | FY34 | FY35 | FY36 | FY37 | FY38 | FY39 | FY40 | FY41 | FY42 | FY43 | FY44 | FY45 | FY46 | FY47 | FY48 | FY49 | FY50 | FY51 | FY52 | FY53 | FY54
|  | Undiscounted | Capex | 0 | 0 | 6.1587 | 0 | 0 | 0 | 0 | 0 | 0 | 0 | 0 | 0 | 0 | 0 | 0 | 0 | 0 | 0 | 0 | 0 | 0 | 0 | 0 | 0 | 0 | 0 | 0 | 0 | 0 | 0
|  | Undiscounted | Opex | 0 | 0 | 0 | 0.061587 | 0.061587 | 0.061587 | 0.061587 | 0.061587 | 0.061587 | 0.061587 | 0.061587 | 0.061587 | 0.061587 | 0.061587 | 0.061587 | 0.061587 | 0.061587 | 0.061587 | 0.061587 | 0.061587 | 0.061587 | 0.061587 | 0.061587 | 0.061587 | 0.061587 | 0.061587 | 0.061587 | 0.061587 | 0.061587 | 0.061587
|  | Undiscounted | Total costs | 0 | 0 | 6.1587 | 0.061587 | 0.061587 | 0.061587 | 0.061587 | 0.061587 | 0.061587 | 0.061587 | 0.061587 | 0.061587 | 0.061587 | 0.061587 | 0.061587 | 0.061587 | 0.061587 | 0.061587 | 0.061587 | 0.061587 | 0.061587 | 0.061587 | 0.061587 | 0.061587 | 0.061587 | 0.061587 | 0.061587 | 0.061587 | 0.061587 | 0.061587
|  |  | $m, real $2024 | FY25 | FY26 | FY27 | FY28 | FY29 | FY30 | FY31 | FY32 | FY33 | FY34 | FY35 | FY36 | FY37 | FY38 | FY39 | FY40 | FY41 | FY42 | FY43 | FY44 | FY45 | FY46 | FY47 | FY48 | FY49 | FY50 | FY51 | FY52 | FY53 | FY54
|  | Undiscounted | Benefits (reduction in EUE relative to Option 0) | 0 | 0 | 0 | 0.22368 | 0.3699 | 0.69512 | 1.3219 | 2.4867 | 4.9965 | 8.3198 | 14.7696 | 22.8574 | 26.4007 | 39.2427 | 58.1872 | 58.1872 | 58.1872 | 58.1872 | 58.1872 | 58.1872 | 58.1872 | 58.1872 | 58.1872 | 58.1872 | 58.1872 | 58.1872 | 58.1872 | 58.1872 | 58.1872 | 58.1872
|  |  | Optimal Timing | FY25: FY30
FY30
FY30
|  |  | Option 3 | FY25: FY30
| Option 4 | Construct a 5MW/10MWh battery energy storage system (BESS)
|  |  |  | FY25 | FY26 | FY27 | FY28 | FY29 | FY30 | FY31 | FY32 | FY33 | FY34 | FY35 | FY36 | FY37 | FY38 | FY39 | FY40 | FY41 | FY42 | FY43 | FY44 | FY45 | FY46 | FY47 | FY48 | FY49 | FY50 | FY51 | FY52 | FY53 | FY54
|  | Undiscounted | EUE Value ($m, real $2024) | 0.53564 | 0.88371 | 0.095123 | 0 | 0 | 0 | 0 | 0 | 0 | 0 | 0 | 0 | 3.7589e-06 | 0.018386 | 0.12065 | 0.12065 | 0.12065 | 0.12065 | 0.12065 | 0.12065 | 0.12065 | 0.12065 | 0.12065 | 0.12065 | 0.12065 | 0.12065 | 0.12065 | 0.12065 | 0.12065 | 0.12065
|  |  | $m, real $2024 | FY25 | FY26 | FY27 | FY28 | FY29 | FY30 | FY31 | FY32 | FY33 | FY34 | FY35 | FY36 | FY37 | FY38 | FY39 | FY40 | FY41 | FY42 | FY43 | FY44 | FY45 | FY46 | FY47 | FY48 | FY49 | FY50 | FY51 | FY52 | FY53 | FY54
|  | Undiscounted | Capex | 0 | 0 | 19.4348 | 0 | 0 | 0 | 0 | 0 | 0 | 0 | 0 | 0 | 0 | 0 | 0 | 0 | 0 | 17.0728 | 0 | 0 | 0 | 0 | 0 | 0 | 0 | 0 | 0 | 0 | 0 | 0
|  | Undiscounted | Opex | 0 | 0 | 0 | 0.19435 | 0.19435 | 0.19435 | 0.19435 | 0.19435 | 0.19435 | 0.19435 | 0.19435 | 0.19435 | 0.19435 | 0.19435 | 0.19435 | 0.19435 | 0.19435 | 0.19435 | 0.19435 | 0.19435 | 0.19435 | 0.19435 | 0.19435 | 0.19435 | 0.19435 | 0.19435 | 0.19435 | 0.19435 | 0.19435 | 0.19435
|  | Undiscounted | Total costs | 0 | 0 | 19.4348 | 0.19435 | 0.19435 | 0.19435 | 0.19435 | 0.19435 | 0.19435 | 0.19435 | 0.19435 | 0.19435 | 0.19435 | 0.19435 | 0.19435 | 0.19435 | 0.19435 | 17.2672 | 0.19435 | 0.19435 | 0.19435 | 0.19435 | 0.19435 | 0.19435 | 0.19435 | 0.19435 | 0.19435 | 0.19435 | 0.19435 | 0.19435
|  |  | $m, real $2024 | FY25 | FY26 | FY27 | FY28 | FY29 | FY30 | FY31 | FY32 | FY33 | FY34 | FY35 | FY36 | FY37 | FY38 | FY39 | FY40 | FY41 | FY42 | FY43 | FY44 | FY45 | FY46 | FY47 | FY48 | FY49 | FY50 | FY51 | FY52 | FY53 | FY54
|  | Undiscounted | Benefits (reduction in EUE relative to Option 0) | 0 | 0 | 0 | 0.22368 | 0.3699 | 0.69512 | 1.3219 | 2.4867 | 4.9965 | 8.3198 | 14.7696 | 22.8574 | 26.4007 | 39.2243 | 58.0666 | 58.0666 | 58.0666 | 58.0666 | 58.0666 | 58.0666 | 58.0666 | 58.0666 | 58.0666 | 58.0666 | 58.0666 | 58.0666 | 58.0666 | 58.0666 | 58.0666 | 58.0666
|  |  | Optimal Timing | FY25: FY33
FY33
FY33
|  |  | Option 4 | FY25: FY33
| Option 5 | Contract network support services to defer network investment
|  |  |  | FY25 | FY26 | FY27 | FY28 | FY29 | FY30 | FY31 | FY32 | FY33 | FY34 | FY35 | FY36 | FY37 | FY38 | FY39 | FY40 | FY41 | FY42 | FY43 | FY44 | FY45 | FY46 | FY47 | FY48 | FY49 | FY50 | FY51 | FY52 | FY53 | FY54
|  | Undiscounted | EUE Value ($m, real $2024) | 0.063306 | 0.1742 | 0 | 0.0032767 | 0.014528 | 0.083544 | 0.23062 | 0.49237 | 1.1192 | 2.0013 | 3.6935 | 6.6224 | 7.6488 | 13.4104 | 23.2202 | 23.2202 | 23.2202 | 23.2202 | 23.2202 | 23.2202 | 23.2202 | 23.2202 | 23.2202 | 23.2202 | 23.2202 | 23.2202 | 23.2202 | 23.2202 | 23.2202 | 23.2202
|  |  | $m, real $2024 | FY25 | FY26 | FY27 | FY28 | FY29 | FY30 | FY31 | FY32 | FY33 | FY34 | FY35 | FY36 | FY37 | FY38 | FY39 | FY40 | FY41 | FY42 | FY43 | FY44 | FY45 | FY46 | FY47 | FY48 | FY49 | FY50 | FY51 | FY52 | FY53 | FY54
|  | Undiscounted | Capex | 0 | 0 | 0 | 0 | 0 | 0 | 0 | 0 | 0 | 0 | 0 | 0 | 0 | 0 | 0 | 0 | 0 | 0 | 0 | 0 | 0 | 0 | 0 | 0 | 0 | 0 | 0 | 0 | 0 | 0
|  | Undiscounted | Opex | 0.47234 | 0.70951 | 0.095123 | 0.22041 | 0.35537 | 0.61158 | 1.0912 | 1.9943 | 3.8774 | 6.3185 | 11.0761 | 16.235 | 18.7519 | 25.8323 | 34.967 | 34.967 | 34.967 | 34.967 | 34.967 | 34.967 | 34.967 | 34.967 | 34.967 | 34.967 | 34.967 | 34.967 | 34.967 | 34.967 | 34.967 | 34.967
|  | Undiscounted | Total costs | 0.47234 | 0.70951 | 0.095123 | 0.22041 | 0.35537 | 0.61158 | 1.0912 | 1.9943 | 3.8774 | 6.3185 | 11.0761 | 16.235 | 18.7519 | 25.8323 | 34.967 | 34.967 | 34.967 | 34.967 | 34.967 | 34.967 | 34.967 | 34.967 | 34.967 | 34.967 | 34.967 | 34.967 | 34.967 | 34.967 | 34.967 | 34.967
|  |  | $m, real $2024 | FY25 | FY26 | FY27 | FY28 | FY29 | FY30 | FY31 | FY32 | FY33 | FY34 | FY35 | FY36 | FY37 | FY38 | FY39 | FY40 | FY41 | FY42 | FY43 | FY44 | FY45 | FY46 | FY47 | FY48 | FY49 | FY50 | FY51 | FY52 | FY53 | FY54
|  | Undiscounted | Benefits (reduction in EUE relative to Option 0) | 0.47234 | 0.70951 | 0.095123 | 0.22041 | 0.35537 | 0.61158 | 1.0912 | 1.9943 | 3.8774 | 6.3185 | 11.0761 | 16.235 | 18.7519 | 25.8323 | 34.967 | 34.967 | 34.967 | 34.967 | 34.967 | 34.967 | 34.967 | 34.967 | 34.967 | 34.967 | 34.967 | 34.967 | 34.967 | 34.967 | 34.967 | 34.967
Optimal Timing | bar: FY25
-
-
Option 5 | bar: FY25
Option 6
|  |  |  | FY25 | FY26 | FY27 | FY28 | FY29 | FY30 | FY31 | FY32 | FY33 | FY34 | FY35 | FY36 | FY37 | FY38 | FY39 | FY40 | FY41 | FY42 | FY43 | FY44 | FY45 | FY46 | FY47 | FY48 | FY49 | FY50 | FY51 | FY52 | FY53 | FY54
|  | Undiscounted | EUE Value ($m, real $2024) | 0 | 0 | 0 | 0 | 0 | 0 | 0 | 0 | 0 | 0 | 0 | 0 | 0 | 0 | 0 | 0 | 0 | 0 | 0 | 0 | 0 | 0 | 0 | 0 | 0 | 0 | 0 | 0 | 0 | 0
|  |  | $m, real $2024 | FY25 | FY26 | FY27 | FY28 | FY29 | FY30 | FY31 | FY32 | FY33 | FY34 | FY35 | FY36 | FY37 | FY38 | FY39 | FY40 | FY41 | FY42 | FY43 | FY44 | FY45 | FY46 | FY47 | FY48 | FY49 | FY50 | FY51 | FY52 | FY53 | FY54
|  | Undiscounted | Capex | 0 | 0 | 0 | 0 | 0 | 0 | 0 | 0 | 0 | 0 | 0 | 0 | 0 | 0 | 0 | 0 | 0 | 0 | 0 | 0 | 0 | 0 | 0 | 0 | 0 | 0 | 0 | 0 | 0 | 0
|  | Undiscounted | Opex | 0 | 0 | 0 | 0 | 0 | 0 | 0 | 0 | 0 | 0 | 0 | 0 | 0 | 0 | 0 | 0 | 0 | 0 | 0 | 0 | 0 | 0 | 0 | 0 | 0 | 0 | 0 | 0 | 0 | 0
|  | Undiscounted | Total costs | 0 | 0 | 0 | 0 | 0 | 0 | 0 | 0 | 0 | 0 | 0 | 0 | 0 | 0 | 0 | 0 | 0 | 0 | 0 | 0 | 0 | 0 | 0 | 0 | 0 | 0 | 0 | 0 | 0 | 0
|  |  | $m, real $2024 | FY25 | FY26 | FY27 | FY28 | FY29 | FY30 | FY31 | FY32 | FY33 | FY34 | FY35 | FY36 | FY37 | FY38 | FY39 | FY40 | FY41 | FY42 | FY43 | FY44 | FY45 | FY46 | FY47 | FY48 | FY49 | FY50 | FY51 | FY52 | FY53 | FY54
|  | Undiscounted | Benefits (reduction in EUE relative to Option 0) | 0 | 0 | 0 | 0 | 0 | 0 | 0 | 0 | 0 | 0 | 0 | 0 | 0 | 0 | 0 | 0 | 0 | 0 | 0 | 0 | 0 | 0 | 0 | 0 | 0 | 0 | 0 | 0 | 0 | 0
Optimal Timing | bar: FY25
FY33
FY33
|  |  | Option 6 | FY25: FY33
Option 7
|  |  |  | FY25 | FY26 | FY27 | FY28 | FY29 | FY30 | FY31 | FY32 | FY33 | FY34 | FY35 | FY36 | FY37 | FY38 | FY39 | FY40 | FY41 | FY42 | FY43 | FY44 | FY45 | FY46 | FY47 | FY48 | FY49 | FY50 | FY51 | FY52 | FY53 | FY54
|  | Undiscounted | EUE Value ($m, real $2024) | 0 | 0 | 0 | 0 | 0 | 0 | 0 | 0 | 0 | 0 | 0 | 0 | 0 | 0 | 0 | 0 | 0 | 0 | 0 | 0 | 0 | 0 | 0 | 0 | 0 | 0 | 0 | 0 | 0 | 0
|  |  | $m, real $2024 | FY25 | FY26 | FY27 | FY28 | FY29 | FY30 | FY31 | FY32 | FY33 | FY34 | FY35 | FY36 | FY37 | FY38 | FY39 | FY40 | FY41 | FY42 | FY43 | FY44 | FY45 | FY46 | FY47 | FY48 | FY49 | FY50 | FY51 | FY52 | FY53 | FY54
|  | Undiscounted | Capex | 0 | 0 | 0 | 0 | 0 | 0 | 0 | 0 | 0 | 0 | 0 | 0 | 0 | 0 | 0 | 0 | 0 | 0 | 0 | 0 | 0 | 0 | 0 | 0 | 0 | 0 | 0 | 0 | 0 | 0
|  | Undiscounted | Opex | 0 | 0 | 0 | 0 | 0 | 0 | 0 | 0 | 0 | 0 | 0 | 0 | 0 | 0 | 0 | 0 | 0 | 0 | 0 | 0 | 0 | 0 | 0 | 0 | 0 | 0 | 0 | 0 | 0 | 0
|  | Undiscounted | Total costs | 0 | 0 | 0 | 0 | 0 | 0 | 0 | 0 | 0 | 0 | 0 | 0 | 0 | 0 | 0 | 0 | 0 | 0 | 0 | 0 | 0 | 0 | 0 | 0 | 0 | 0 | 0 | 0 | 0 | 0
|  |  | $m, real $2024 | FY25 | FY26 | FY27 | FY28 | FY29 | FY30 | FY31 | FY32 | FY33 | FY34 | FY35 | FY36 | FY37 | FY38 | FY39 | FY40 | FY41 | FY42 | FY43 | FY44 | FY45 | FY46 | FY47 | FY48 | FY49 | FY50 | FY51 | FY52 | FY53 | FY54
|  | Undiscounted | Benefits (reduction in EUE relative to Option 0) | 0 | 0 | 0 | 0 | 0 | 0 | 0 | 0 | 0 | 0 | 0 | 0 | 0 | 0 | 0 | 0 | 0 | 0 | 0 | 0 | 0 | 0 | 0 | 0 | 0 | 0 | 0 | 0 | 0 | 0
Optimal Timing | bar: FY25
-
-
Option 7 | bar: FY25
Option 8
|  |  |  | FY25 | FY26 | FY27 | FY28 | FY29 | FY30 | FY31 | FY32 | FY33 | FY34 | FY35 | FY36 | FY37 | FY38 | FY39 | FY40 | FY41 | FY42 | FY43 | FY44 | FY45 | FY46 | FY47 | FY48 | FY49 | FY50 | FY51 | FY52 | FY53 | FY54
|  | Undiscounted | EUE Value ($m, real $2024) | 0 | 0 | 0 | 0 | 0 | 0 | 0 | 0 | 0 | 0 | 0 | 0 | 0 | 0 | 0 | 0 | 0 | 0 | 0 | 0 | 0 | 0 | 0 | 0 | 0 | 0 | 0 | 0 | 0 | 0
|  |  | $m, real $2024 | FY25 | FY26 | FY27 | FY28 | FY29 | FY30 | FY31 | FY32 | FY33 | FY34 | FY35 | FY36 | FY37 | FY38 | FY39 | FY40 | FY41 | FY42 | FY43 | FY44 | FY45 | FY46 | FY47 | FY48 | FY49 | FY50 | FY51 | FY52 | FY53 | FY54
|  | Undiscounted | Capex | 0 | 0 | 0 | 0 | 0 | 0 | 0 | 0 | 0 | 0 | 0 | 0 | 0 | 0 | 0 | 0 | 0 | 0 | 0 | 0 | 0 | 0 | 0 | 0 | 0 | 0 | 0 | 0 | 0 | 0
|  | Undiscounted | Opex | 0 | 0 | 0 | 0 | 0 | 0 | 0 | 0 | 0 | 0 | 0 | 0 | 0 | 0 | 0 | 0 | 0 | 0 | 0 | 0 | 0 | 0 | 0 | 0 | 0 | 0 | 0 | 0 | 0 | 0
|  | Undiscounted | Total costs | 0 | 0 | 0 | 0 | 0 | 0 | 0 | 0 | 0 | 0 | 0 | 0 | 0 | 0 | 0 | 0 | 0 | 0 | 0 | 0 | 0 | 0 | 0 | 0 | 0 | 0 | 0 | 0 | 0 | 0
|  |  | $m, real $2024 | FY25 | FY26 | FY27 | FY28 | FY29 | FY30 | FY31 | FY32 | FY33 | FY34 | FY35 | FY36 | FY37 | FY38 | FY39 | FY40 | FY41 | FY42 | FY43 | FY44 | FY45 | FY46 | FY47 | FY48 | FY49 | FY50 | FY51 | FY52 | FY53 | FY54
|  | Undiscounted | Benefits (reduction in EUE relative to Option 0) | 0 | 0 | 0 | 0 | 0 | 0 | 0 | 0 | 0 | 0 | 0 | 0 | 0 | 0 | 0 | 0 | 0 | 0 | 0 | 0 | 0 | 0 | 0 | 0 | 0 | 0 | 0 | 0 | 0 | 0
Optimal Timing | bar: FY25
-
-
Option 8 | bar: FY25
Option 9
|  |  |  | FY25 | FY26 | FY27 | FY28 | FY29 | FY30 | FY31 | FY32 | FY33 | FY34 | FY35 | FY36 | FY37 | FY38 | FY39 | FY40 | FY41 | FY42 | FY43 | FY44 | FY45 | FY46 | FY47 | FY48 | FY49 | FY50 | FY51 | FY52 | FY53 | FY54
|  | Undiscounted | EUE Value ($m, real $2024) | 0 | 0 | 0 | 0 | 0 | 0 | 0 | 0 | 0 | 0 | 0 | 0 | 0 | 0 | 0 | 0 | 0 | 0 | 0 | 0 | 0 | 0 | 0 | 0 | 0 | 0 | 0 | 0 | 0 | 0
|  |  | $m, real $2024 | FY25 | FY26 | FY27 | FY28 | FY29 | FY30 | FY31 | FY32 | FY33 | FY34 | FY35 | FY36 | FY37 | FY38 | FY39 | FY40 | FY41 | FY42 | FY43 | FY44 | FY45 | FY46 | FY47 | FY48 | FY49 | FY50 | FY51 | FY52 | FY53 | FY54
|  | Undiscounted | Capex | 0 | 0 | 0 | 0 | 0 | 0 | 0 | 0 | 0 | 0 | 0 | 0 | 0 | 0 | 0 | 0 | 0 | 0 | 0 | 0 | 0 | 0 | 0 | 0 | 0 | 0 | 0 | 0 | 0 | 0
|  | Undiscounted | Opex | 0 | 0 | 0 | 0 | 0 | 0 | 0 | 0 | 0 | 0 | 0 | 0 | 0 | 0 | 0 | 0 | 0 | 0 | 0 | 0 | 0 | 0 | 0 | 0 | 0 | 0 | 0 | 0 | 0 | 0
|  | Undiscounted | Total costs | 0 | 0 | 0 | 0 | 0 | 0 | 0 | 0 | 0 | 0 | 0 | 0 | 0 | 0 | 0 | 0 | 0 | 0 | 0 | 0 | 0 | 0 | 0 | 0 | 0 | 0 | 0 | 0 | 0 | 0
|  |  | $m, real $2024 | FY25 | FY26 | FY27 | FY28 | FY29 | FY30 | FY31 | FY32 | FY33 | FY34 | FY35 | FY36 | FY37 | FY38 | FY39 | FY40 | FY41 | FY42 | FY43 | FY44 | FY45 | FY46 | FY47 | FY48 | FY49 | FY50 | FY51 | FY52 | FY53 | FY54
|  | Undiscounted | Benefits (reduction in EUE relative to Option 0) | 0 | 0 | 0 | 0 | 0 | 0 | 0 | 0 | 0 | 0 | 0 | 0 | 0 | 0 | 0 | 0 | 0 | 0 | 0 | 0 | 0 | 0 | 0 | 0 | 0 | 0 | 0 | 0 | 0 | 0
Optimal Timing | bar: FY25
-
-
Option 9 | bar: FY25
Option 10
|  |  |  | FY25 | FY26 | FY27 | FY28 | FY29 | FY30 | FY31 | FY32 | FY33 | FY34 | FY35 | FY36 | FY37 | FY38 | FY39 | FY40 | FY41 | FY42 | FY43 | FY44 | FY45 | FY46 | FY47 | FY48 | FY49 | FY50 | FY51 | FY52 | FY53 | FY54
|  | Undiscounted | EUE Value ($m, real $2024) | 0 | 0 | 0 | 0 | 0 | 0 | 0 | 0 | 0 | 0 | 0 | 0 | 0 | 0 | 0 | 0 | 0 | 0 | 0 | 0 | 0 | 0 | 0 | 0 | 0 | 0 | 0 | 0 | 0 | 0
|  |  | $m, real $2024 | FY25 | FY26 | FY27 | FY28 | FY29 | FY30 | FY31 | FY32 | FY33 | FY34 | FY35 | FY36 | FY37 | FY38 | FY39 | FY40 | FY41 | FY42 | FY43 | FY44 | FY45 | FY46 | FY47 | FY48 | FY49 | FY50 | FY51 | FY52 | FY53 | FY54
|  | Undiscounted | Capex | 0 | 0 | 0 | 0 | 0 | 0 | 0 | 0 | 0 | 0 | 0 | 0 | 0 | 0 | 0 | 0 | 0 | 0 | 0 | 0 | 0 | 0 | 0 | 0 | 0 | 0 | 0 | 0 | 0 | 0
|  | Undiscounted | Opex | 0 | 0 | 0 | 0 | 0 | 0 | 0 | 0 | 0 | 0 | 0 | 0 | 0 | 0 | 0 | 0 | 0 | 0 | 0 | 0 | 0 | 0 | 0 | 0 | 0 | 0 | 0 | 0 | 0 | 0
|  | Undiscounted | Total costs | 0 | 0 | 0 | 0 | 0 | 0 | 0 | 0 | 0 | 0 | 0 | 0 | 0 | 0 | 0 | 0 | 0 | 0 | 0 | 0 | 0 | 0 | 0 | 0 | 0 | 0 | 0 | 0 | 0 | 0
|  |  | $m, real $2024 | FY25 | FY26 | FY27 | FY28 | FY29 | FY30 | FY31 | FY32 | FY33 | FY34 | FY35 | FY36 | FY37 | FY38 | FY39 | FY40 | FY41 | FY42 | FY43 | FY44 | FY45 | FY46 | FY47 | FY48 | FY49 | FY50 | FY51 | FY52 | FY53 | FY54
|  | Undiscounted | Benefits (reduction in EUE relative to Option 0) | 0 | 0 | 0 | 0 | 0 | 0 | 0 | 0 | 0 | 0 | 0 | 0 | 0 | 0 | 0 | 0 | 0 | 0 | 0 | 0 | 0 | 0 | 0 | 0 | 0 | 0 | 0 | 0 | 0 | 0
Optimal Timing | bar: FY25
-
-
Option 10 | bar: FY25
NPV Analysis
| Option 1 | Do Nothing / Base Case
|  |  |  | FY25 | FY26 | FY27 | FY28 | FY29 | FY30 | FY31 | FY32 | FY33 | FY34 | FY35 | FY36 | FY37 | FY38 | FY39 | FY40 | FY41 | FY42 | FY43 | FY44 | FY45 | FY46 | FY47 | FY48 | FY49 | FY50 | FY51 | FY52 | FY53 | FY54
|  | Undiscounted | EUE Value ($m, real $2024) | 0.53564 | 0.88371 | 0.095123 | 0.22368 | 0.3699 | 0.69512 | 1.3219 | 2.4867 | 4.9965 | 8.3198 | 14.7696 | 22.8574 | 26.4007 | 39.2427 | 58.1872 | 58.1872 | 58.1872 | 58.1872 | 58.1872 | 58.1872 | 58.1872 | 58.1872 | 58.1872 | 58.1872 | 58.1872 | 58.1872 | 58.1872 | 58.1872 | 58.1872 | 58.1872
| Option 2 | WOTS25 22kV feeder upgrade to a higher rating
|  |  | $m, real $2024 | FY25 | FY26 | FY27 | FY28 | FY29 | FY30 | FY31 | FY32 | FY33 | FY34 | FY35 | FY36 | FY37 | FY38 | FY39 | FY40 | FY41 | FY42 | FY43 | FY44 | FY45 | FY46 | FY47 | FY48 | FY49 | FY50 | FY51 | FY52 | FY53 | FY54
|  | Undiscounted | Capex | 0 | 0 | 0 | 0 | 0 | 14.4415 | 0 | 0 | 0 | 0 | 0 | 0 | 0 | 0 | 0 | 0 | 0 | 0 | 0 | 0 | 0 | 0 | 0 | 0 | 0 | 0 | 0 | 0 | 0 | 0
|  | Undiscounted | Opex | 0 | 0 | 0 | 0 | 0 | 0 | 0.14441 | 0.14441 | 0.14441 | 0.14441 | 0.14441 | 0.14441 | 0.14441 | 0.14441 | 0.14441 | 0.14441 | 0.14441 | 0.14441 | 0.14441 | 0.14441 | 0.14441 | 0.14441 | 0.14441 | 0.14441 | 0.14441 | 0.14441 | 0.14441 | 0.14441 | 0.14441 | 0.14441
|  | Undiscounted | Total costs | 0 | 0 | 0 | 0 | 0 | 14.4415 | 0.14441 | 0.14441 | 0.14441 | 0.14441 | 0.14441 | 0.14441 | 0.14441 | 0.14441 | 0.14441 | 0.14441 | 0.14441 | 0.14441 | 0.14441 | 0.14441 | 0.14441 | 0.14441 | 0.14441 | 0.14441 | 0.14441 | 0.14441 | 0.14441 | 0.14441 | 0.14441 | 0.14441
|  |  | $m, real $2024 | FY25 | FY26 | FY27 | FY28 | FY29 | FY30 | FY31 | FY32 | FY33 | FY34 | FY35 | FY36 | FY37 | FY38 | FY39 | FY40 | FY41 | FY42 | FY43 | FY44 | FY45 | FY46 | FY47 | FY48 | FY49 | FY50 | FY51 | FY52 | FY53 | FY54
|  | Undiscounted | Benefits (reduction in EUE relative to Option 0) | 0 | 0 | 0 | 0 | 0 | 0 | 1.3219 | 2.4867 | 4.9873 | 8.2563 | 14.6273 | 22.3976 | 25.7721 | 37.9568 | 55.4623 | 55.4623 | 55.4623 | 55.4623 | 55.4623 | 55.4623 | 55.4623 | 55.4623 | 55.4623 | 55.4623 | 55.4623 | 55.4623 | 55.4623 | 55.4623 | 55.4623 | 55.4623
|  |  | ($m, real $2024) | FY25: Undiscounted; FY28: Discounted
|  |  |  | Benefits | Costs | Net benefits | PV benefits | PV costs | NPV
|  |  | Option 2 | FY25: 1005.2028; FY26: 17.9074; FY27: 987.2954; FY28: 350.0416; FY29: 12.4592; FY30: 337.5824
| Option 3 | Construct a new 22kV feeder by splitting the existing WOTS25 into two feeders
|  |  | $m, real $2024 | FY25 | FY26 | FY27 | FY28 | FY29 | FY30 | FY31 | FY32 | FY33 | FY34 | FY35 | FY36 | FY37 | FY38 | FY39 | FY40 | FY41 | FY42 | FY43 | FY44 | FY45 | FY46 | FY47 | FY48 | FY49 | FY50 | FY51 | FY52 | FY53 | FY54
|  | Undiscounted | Capex | 0 | 0 | 0 | 0 | 6.1587 | 0 | 0 | 0 | 0 | 0 | 0 | 0 | 0 | 0 | 0 | 0 | 0 | 0 | 0 | 0 | 0 | 0 | 0 | 0 | 0 | 0 | 0 | 0 | 0 | 0
|  | Undiscounted | Opex | 0 | 0 | 0 | 0 | 0 | 0.061587 | 0.061587 | 0.061587 | 0.061587 | 0.061587 | 0.061587 | 0.061587 | 0.061587 | 0.061587 | 0.061587 | 0.061587 | 0.061587 | 0.061587 | 0.061587 | 0.061587 | 0.061587 | 0.061587 | 0.061587 | 0.061587 | 0.061587 | 0.061587 | 0.061587 | 0.061587 | 0.061587 | 0.061587
|  | Undiscounted | Total costs | 0 | 0 | 0 | 0 | 6.1587 | 0.061587 | 0.061587 | 0.061587 | 0.061587 | 0.061587 | 0.061587 | 0.061587 | 0.061587 | 0.061587 | 0.061587 | 0.061587 | 0.061587 | 0.061587 | 0.061587 | 0.061587 | 0.061587 | 0.061587 | 0.061587 | 0.061587 | 0.061587 | 0.061587 | 0.061587 | 0.061587 | 0.061587 | 0.061587
|  |  | $m, real $2024 | FY25 | FY26 | FY27 | FY28 | FY29 | FY30 | FY31 | FY32 | FY33 | FY34 | FY35 | FY36 | FY37 | FY38 | FY39 | FY40 | FY41 | FY42 | FY43 | FY44 | FY45 | FY46 | FY47 | FY48 | FY49 | FY50 | FY51 | FY52 | FY53 | FY54
|  | Undiscounted | Benefits (reduction in EUE relative to Option 0) | 0 | 0 | 0 | 0 | 0 | 0.69512 | 1.3219 | 2.4867 | 4.9965 | 8.3198 | 14.7696 | 22.8574 | 26.4007 | 39.2427 | 58.1872 | 58.1872 | 58.1872 | 58.1872 | 58.1872 | 58.1872 | 58.1872 | 58.1872 | 58.1872 | 58.1872 | 58.1872 | 58.1872 | 58.1872 | 58.1872 | 58.1872 | 58.1872
|  |  | ($m, real $2024) | FY25: Undiscounted; FY28: Discounted
|  |  |  | Benefits | Costs | Net benefits | PV benefits | PV costs | NPV
|  |  | Option 3 | FY25: 1052.086; FY26: 7.6984; FY27: 1044.3876; FY28: 365.9677; FY29: 5.6216; FY30: 360.3461
| Option 4 | Construct a 5MW/10MWh battery energy storage system (BESS)
|  |  | $m, real $2024 | FY25 | FY26 | FY27 | FY28 | FY29 | FY30 | FY31 | FY32 | FY33 | FY34 | FY35 | FY36 | FY37 | FY38 | FY39 | FY40 | FY41 | FY42 | FY43 | FY44 | FY45 | FY46 | FY47 | FY48 | FY49 | FY50 | FY51 | FY52 | FY53 | FY54
|  | Undiscounted | Capex | 0 | 0 | 0 | 0 | 0 | 0 | 0 | 19.4348 | 0 | 0 | 0 | 0 | 0 | 0 | 0 | 0 | 0 | 0 | 0 | 0 | 0 | 0 | 17.0728 | 0 | 0 | 0 | 0 | 0 | 0 | 0
|  | Undiscounted | Opex | 0 | 0 | 0 | 0 | 0 | 0 | 0 | 0 | 0.19435 | 0.19435 | 0.19435 | 0.19435 | 0.19435 | 0.19435 | 0.19435 | 0.19435 | 0.19435 | 0.19435 | 0.19435 | 0.19435 | 0.19435 | 0.19435 | 0.19435 | 0.19435 | 0.19435 | 0.19435 | 0.19435 | 0.19435 | 0.19435 | 0.19435
|  | Undiscounted | Total costs | 0 | 0 | 0 | 0 | 0 | 0 | 0 | 19.4348 | 0.19435 | 0.19435 | 0.19435 | 0.19435 | 0.19435 | 0.19435 | 0.19435 | 0.19435 | 0.19435 | 0.19435 | 0.19435 | 0.19435 | 0.19435 | 0.19435 | 17.2672 | 0.19435 | 0.19435 | 0.19435 | 0.19435 | 0.19435 | 0.19435 | 0.19435
|  |  | $m, real $2024 | FY25 | FY26 | FY27 | FY28 | FY29 | FY30 | FY31 | FY32 | FY33 | FY34 | FY35 | FY36 | FY37 | FY38 | FY39 | FY40 | FY41 | FY42 | FY43 | FY44 | FY45 | FY46 | FY47 | FY48 | FY49 | FY50 | FY51 | FY52 | FY53 | FY54
|  | Undiscounted | Benefits (reduction in EUE relative to Option 0) | 0 | 0 | 0 | 0 | 0 | 0 | 0 | 0 | 4.9965 | 8.3198 | 14.7696 | 22.8574 | 26.4007 | 39.2243 | 58.0666 | 58.0666 | 58.0666 | 58.0666 | 58.0666 | 58.0666 | 58.0666 | 58.0666 | 58.0666 | 58.0666 | 58.0666 | 58.0666 | 58.0666 | 58.0666 | 58.0666 | 58.0666
|  |  | ($m, real $2024) | FY25: Undiscounted; FY28: Discounted
|  |  |  | Benefits | Costs | Net benefits | PV benefits | PV costs | NPV
|  |  | Option 4 | FY25: 1045.6335; FY26: 40.7833; FY27: 1004.8501; FY28: 362.1481; FY29: 20.1645; FY30: 341.9836
| Option 5 | Contract network support services to defer network investment
|  |  | $m, real $2024 | FY25 | FY26 | FY27 | FY28 | FY29 | FY30 | FY31 | FY32 | FY33 | FY34 | FY35 | FY36 | FY37 | FY38 | FY39 | FY40 | FY41 | FY42 | FY43 | FY44 | FY45 | FY46 | FY47 | FY48 | FY49 | FY50 | FY51 | FY52 | FY53 | FY54
|  | Undiscounted | Capex | 0 | 0 | 0 | 0 | 0 | 0 | 0 | 0 | 0 | 0 | 0 | 0 | 0 | 0 | 0 | 0 | 0 | 0 | 0 | 0 | 0 | 0 | 0 | 0 | 0 | 0 | 0 | 0 | 0 | 0
|  | Undiscounted | Opex | 0.47234 | 0.70951 | 0.095123 | 0.22041 | 0.35537 | 0.61158 | 1.0912 | 1.9943 | 3.8774 | 6.3185 | 11.0761 | 16.235 | 18.7519 | 25.8323 | 34.967 | 34.967 | 34.967 | 34.967 | 34.967 | 34.967 | 34.967 | 34.967 | 34.967 | 34.967 | 34.967 | 34.967 | 34.967 | 34.967 | 34.967 | 34.967
|  | Undiscounted | Total costs | 0.47234 | 0.70951 | 0.095123 | 0.22041 | 0.35537 | 0.61158 | 1.0912 | 1.9943 | 3.8774 | 6.3185 | 11.0761 | 16.235 | 18.7519 | 25.8323 | 34.967 | 34.967 | 34.967 | 34.967 | 34.967 | 34.967 | 34.967 | 34.967 | 34.967 | 34.967 | 34.967 | 34.967 | 34.967 | 34.967 | 34.967 | 34.967
|  |  | $m, real $2024 | FY25 | FY26 | FY27 | FY28 | FY29 | FY30 | FY31 | FY32 | FY33 | FY34 | FY35 | FY36 | FY37 | FY38 | FY39 | FY40 | FY41 | FY42 | FY43 | FY44 | FY45 | FY46 | FY47 | FY48 | FY49 | FY50 | FY51 | FY52 | FY53 | FY54
|  | Undiscounted | Benefits (reduction in EUE relative to Option 0) | 0.47234 | 0.70951 | 0.095123 | 0.22041 | 0.35537 | 0.61158 | 1.0912 | 1.9943 | 3.8774 | 6.3185 | 11.0761 | 16.235 | 18.7519 | 25.8323 | 34.967 | 34.967 | 34.967 | 34.967 | 34.967 | 34.967 | 34.967 | 34.967 | 34.967 | 34.967 | 34.967 | 34.967 | 34.967 | 34.967 | 34.967 | 34.967
|  |  | ($m, real $2024) | FY25: Undiscounted; FY28: Discounted
|  |  |  | Benefits | Costs | Net benefits | PV benefits | PV costs | NPV
|  |  | Option 5 | FY25: 647.1128; FY26: 647.1128; FY27: 0; FY28: 228.9908; FY29: 228.9908; FY30: 0
Option 6
|  |  | $m, real $2024 | FY25 | FY26 | FY27 | FY28 | FY29 | FY30 | FY31 | FY32 | FY33 | FY34 | FY35 | FY36 | FY37 | FY38 | FY39 | FY40 | FY41 | FY42 | FY43 | FY44 | FY45 | FY46 | FY47 | FY48 | FY49 | FY50 | FY51 | FY52 | FY53 | FY54
|  | Undiscounted | Capex | 0 | 0 | 0 | 0 | 0 | 0 | 0 | 0 | 0 | 0 | 0 | 0 | 0 | 0 | 0 | 0 | 0 | 0 | 0 | 0 | 0 | 0 | 0 | 0 | 0 | 0 | 0 | 0 | 0 | 0
|  | Undiscounted | Opex | 0 | 0 | 0 | 0 | 0 | 0 | 0 | 0 | 0 | 0 | 0 | 0 | 0 | 0 | 0 | 0 | 0 | 0 | 0 | 0 | 0 | 0 | 0 | 0 | 0 | 0 | 0 | 0 | 0 | 0
|  | Undiscounted | Total costs | 0 | 0 | 0 | 0 | 0 | 0 | 0 | 0 | 0 | 0 | 0 | 0 | 0 | 0 | 0 | 0 | 0 | 0 | 0 | 0 | 0 | 0 | 0 | 0 | 0 | 0 | 0 | 0 | 0 | 0
|  |  | $m, real $2024 | FY25 | FY26 | FY27 | FY28 | FY29 | FY30 | FY31 | FY32 | FY33 | FY34 | FY35 | FY36 | FY37 | FY38 | FY39 | FY40 | FY41 | FY42 | FY43 | FY44 | FY45 | FY46 | FY47 | FY48 | FY49 | FY50 | FY51 | FY52 | FY53 | FY54
|  | Undiscounted | Benefits (reduction in EUE relative to Option 0) | 0 | 0 | 0 | 0 | 0 | 0 | 0 | 0 | 0 | 0 | 0 | 0 | 0 | 0 | 0 | 0 | 0 | 0 | 0 | 0 | 0 | 0 | 0 | 0 | 0 | 0 | 0 | 0 | 0 | 0
|  |  | ($m, real $2024) | FY25: Undiscounted; FY28: Discounted
|  |  |  | Benefits | Costs | Net benefits | PV benefits | PV costs | NPV
|  |  | Option 6 | FY25: 0; FY26: 0; FY27: 0
Option 7
|  |  | $m, real $2024 | FY25 | FY26 | FY27 | FY28 | FY29 | FY30 | FY31 | FY32 | FY33 | FY34 | FY35 | FY36 | FY37 | FY38 | FY39 | FY40 | FY41 | FY42 | FY43 | FY44 | FY45 | FY46 | FY47 | FY48 | FY49 | FY50 | FY51 | FY52 | FY53 | FY54
|  | Undiscounted | Capex | 0 | 0 | 0 | 0 | 0 | 0 | 0 | 0 | 0 | 0 | 0 | 0 | 0 | 0 | 0 | 0 | 0 | 0 | 0 | 0 | 0 | 0 | 0 | 0 | 0 | 0 | 0 | 0 | 0 | 0
|  | Undiscounted | Opex | 0 | 0 | 0 | 0 | 0 | 0 | 0 | 0 | 0 | 0 | 0 | 0 | 0 | 0 | 0 | 0 | 0 | 0 | 0 | 0 | 0 | 0 | 0 | 0 | 0 | 0 | 0 | 0 | 0 | 0
|  | Undiscounted | Total costs | 0 | 0 | 0 | 0 | 0 | 0 | 0 | 0 | 0 | 0 | 0 | 0 | 0 | 0 | 0 | 0 | 0 | 0 | 0 | 0 | 0 | 0 | 0 | 0 | 0 | 0 | 0 | 0 | 0 | 0
|  |  | $m, real $2024 | FY25 | FY26 | FY27 | FY28 | FY29 | FY30 | FY31 | FY32 | FY33 | FY34 | FY35 | FY36 | FY37 | FY38 | FY39 | FY40 | FY41 | FY42 | FY43 | FY44 | FY45 | FY46 | FY47 | FY48 | FY49 | FY50 | FY51 | FY52 | FY53 | FY54
|  | Undiscounted | Benefits (reduction in EUE relative to Option 0) | 0 | 0 | 0 | 0 | 0 | 0 | 0 | 0 | 0 | 0 | 0 | 0 | 0 | 0 | 0 | 0 | 0 | 0 | 0 | 0 | 0 | 0 | 0 | 0 | 0 | 0 | 0 | 0 | 0 | 0
|  |  | ($m, real $2024) | FY25: Undiscounted; FY28: Discounted
|  |  |  | Benefits | Costs | Net benefits | PV benefits | PV costs | NPV
|  |  | Option 7 | FY25: 0; FY26: 0; FY27: 0
Option 8
|  |  | $m, real $2024 | FY25 | FY26 | FY27 | FY28 | FY29 | FY30 | FY31 | FY32 | FY33 | FY34 | FY35 | FY36 | FY37 | FY38 | FY39 | FY40 | FY41 | FY42 | FY43 | FY44 | FY45 | FY46 | FY47 | FY48 | FY49 | FY50 | FY51 | FY52 | FY53 | FY54
|  | Undiscounted | Capex | 0 | 0 | 0 | 0 | 0 | 0 | 0 | 0 | 0 | 0 | 0 | 0 | 0 | 0 | 0 | 0 | 0 | 0 | 0 | 0 | 0 | 0 | 0 | 0 | 0 | 0 | 0 | 0 | 0 | 0
|  | Undiscounted | Opex | 0 | 0 | 0 | 0 | 0 | 0 | 0 | 0 | 0 | 0 | 0 | 0 | 0 | 0 | 0 | 0 | 0 | 0 | 0 | 0 | 0 | 0 | 0 | 0 | 0 | 0 | 0 | 0 | 0 | 0
|  | Undiscounted | Total costs | 0 | 0 | 0 | 0 | 0 | 0 | 0 | 0 | 0 | 0 | 0 | 0 | 0 | 0 | 0 | 0 | 0 | 0 | 0 | 0 | 0 | 0 | 0 | 0 | 0 | 0 | 0 | 0 | 0 | 0
|  |  | $m, real $2024 | FY25 | FY26 | FY27 | FY28 | FY29 | FY30 | FY31 | FY32 | FY33 | FY34 | FY35 | FY36 | FY37 | FY38 | FY39 | FY40 | FY41 | FY42 | FY43 | FY44 | FY45 | FY46 | FY47 | FY48 | FY49 | FY50 | FY51 | FY52 | FY53 | FY54
|  | Undiscounted | Benefits (reduction in EUE relative to Option 0) | 0 | 0 | 0 | 0 | 0 | 0 | 0 | 0 | 0 | 0 | 0 | 0 | 0 | 0 | 0 | 0 | 0 | 0 | 0 | 0 | 0 | 0 | 0 | 0 | 0 | 0 | 0 | 0 | 0 | 0
|  |  | ($m, real $2024) | FY25: Undiscounted; FY28: Discounted
|  |  |  | Benefits | Costs | Net benefits | PV benefits | PV costs | NPV
|  |  | Option 8 | FY25: 0; FY26: 0; FY27: 0
Option 9
|  |  | $m, real $2024 | FY25 | FY26 | FY27 | FY28 | FY29 | FY30 | FY31 | FY32 | FY33 | FY34 | FY35 | FY36 | FY37 | FY38 | FY39 | FY40 | FY41 | FY42 | FY43 | FY44 | FY45 | FY46 | FY47 | FY48 | FY49 | FY50 | FY51 | FY52 | FY53 | FY54
|  | Undiscounted | Capex | 0 | 0 | 0 | 0 | 0 | 0 | 0 | 0 | 0 | 0 | 0 | 0 | 0 | 0 | 0 | 0 | 0 | 0 | 0 | 0 | 0 | 0 | 0 | 0 | 0 | 0 | 0 | 0 | 0 | 0
|  | Undiscounted | Opex | 0 | 0 | 0 | 0 | 0 | 0 | 0 | 0 | 0 | 0 | 0 | 0 | 0 | 0 | 0 | 0 | 0 | 0 | 0 | 0 | 0 | 0 | 0 | 0 | 0 | 0 | 0 | 0 | 0 | 0
|  | Undiscounted | Total costs | 0 | 0 | 0 | 0 | 0 | 0 | 0 | 0 | 0 | 0 | 0 | 0 | 0 | 0 | 0 | 0 | 0 | 0 | 0 | 0 | 0 | 0 | 0 | 0 | 0 | 0 | 0 | 0 | 0 | 0
|  |  | $m, real $2024 | FY25 | FY26 | FY27 | FY28 | FY29 | FY30 | FY31 | FY32 | FY33 | FY34 | FY35 | FY36 | FY37 | FY38 | FY39 | FY40 | FY41 | FY42 | FY43 | FY44 | FY45 | FY46 | FY47 | FY48 | FY49 | FY50 | FY51 | FY52 | FY53 | FY54
|  | Undiscounted | Benefits (reduction in EUE relative to Option 0) | 0 | 0 | 0 | 0 | 0 | 0 | 0 | 0 | 0 | 0 | 0 | 0 | 0 | 0 | 0 | 0 | 0 | 0 | 0 | 0 | 0 | 0 | 0 | 0 | 0 | 0 | 0 | 0 | 0 | 0
|  |  | ($m, real $2024) | FY25: Undiscounted; FY28: Discounted
|  |  |  | Benefits | Costs | Net benefits | PV benefits | PV costs | NPV
|  |  | Option 9 | FY25: 0; FY26: 0; FY27: 0
Option 10
|  |  | $m, real $2024 | FY25 | FY26 | FY27 | FY28 | FY29 | FY30 | FY31 | FY32 | FY33 | FY34 | FY35 | FY36 | FY37 | FY38 | FY39 | FY40 | FY41 | FY42 | FY43 | FY44 | FY45 | FY46 | FY47 | FY48 | FY49 | FY50 | FY51 | FY52 | FY53 | FY54
|  | Undiscounted | Capex | 0 | 0 | 0 | 0 | 0 | 0 | 0 | 0 | 0 | 0 | 0 | 0 | 0 | 0 | 0 | 0 | 0 | 0 | 0 | 0 | 0 | 0 | 0 | 0 | 0 | 0 | 0 | 0 | 0 | 0
|  | Undiscounted | Opex | 0 | 0 | 0 | 0 | 0 | 0 | 0 | 0 | 0 | 0 | 0 | 0 | 0 | 0 | 0 | 0 | 0 | 0 | 0 | 0 | 0 | 0 | 0 | 0 | 0 | 0 | 0 | 0 | 0 | 0
|  | Undiscounted | Total costs | 0 | 0 | 0 | 0 | 0 | 0 | 0 | 0 | 0 | 0 | 0 | 0 | 0 | 0 | 0 | 0 | 0 | 0 | 0 | 0 | 0 | 0 | 0 | 0 | 0 | 0 | 0 | 0 | 0 | 0
|  |  | $m, real $2024 | FY25 | FY26 | FY27 | FY28 | FY29 | FY30 | FY31 | FY32 | FY33 | FY34 | FY35 | FY36 | FY37 | FY38 | FY39 | FY40 | FY41 | FY42 | FY43 | FY44 | FY45 | FY46 | FY47 | FY48 | FY49 | FY50 | FY51 | FY52 | FY53 | FY54
|  | Undiscounted | Benefits (reduction in EUE relative to Option 0) | 0 | 0 | 0 | 0 | 0 | 0 | 0 | 0 | 0 | 0 | 0 | 0 | 0 | 0 | 0 | 0 | 0 | 0 | 0 | 0 | 0 | 0 | 0 | 0 | 0 | 0 | 0 | 0 | 0 | 0
|  |  | ($m, real $2024) | FY25: Undiscounted; FY28: Discounted
|  |  |  | Benefits | Costs | Net benefits | PV benefits | PV costs | NPV
|  |  | Option 10 | FY25: 0; FY26: 0; FY27: 0
Sensitivity analysis
| Option | Description | PV benefits | FY25: PV Cost; FY26: NPV; FY27: Rank; FY28: Optimal timing
Central | 1 | Do Nothing / Base Case | 0 | FY25: 0; FY26: 0; FY27: 4
| 2 | WOTS25 22kV feeder upgrade to a higher rating | 350.0416 | FY25: 12.4592; FY26: 337.5824; FY27: 3; FY28: FY31
| 3 | Construct a new 22kV feeder by splitting the existing WOTS25 into two feeders | 365.9677 | FY25: 5.6216; FY26: 360.3461; FY27: 1; FY28: FY30
| 4 | Construct a 5MW/10MWh battery energy storage system (BESS) | 362.1481 | FY25: 20.1645; FY26: 341.9836; FY27: 2; FY28: FY33
| 5 | Contract network support services to defer network investment | 228.9908 | FY25: 228.9908; FY26: 0; FY27: 4; FY28: -
| 6 |  | 0 | FY25: 0; FY26: 0; FY27: 4; FY28: -
| 7 |  | 0 | FY25: 0; FY26: 0; FY27: 4; FY28: -
| 8 |  | 0 | FY25: 0; FY26: 0; FY27: 4; FY28: -
| 9 |  | 0 | FY25: 0; FY26: 0; FY27: 4; FY28: -
| 10 |  | 0 | FY25: 0; FY26: 0; FY27: 4; FY28: -
Lower discount rate | 1 | Do Nothing / Base Case | 0 | FY25: 0; FY26: 0; FY27: 4
| 2 | WOTS25 22kV feeder upgrade to a higher rating | 454.5543 | FY25: 13.5874; FY26: 440.9668; FY27: 3; FY28: FY31
| 3 | Construct a new 22kV feeder by splitting the existing WOTS25 into two feeders | 475.3704 | FY25: 6.0518; FY26: 469.3187; FY27: 1; FY28: FY30
| 4 | Construct a 5MW/10MWh battery energy storage system (BESS) | 471.0513 | FY25: 23.7948; FY26: 447.2565; FY27: 2; FY28: FY33
| 5 | Contract network support services to defer network investment | 295.917 | FY25: 295.917; FY26: 0; FY27: 4; FY28: -
| 6 |  | 0 | FY25: 0; FY26: 0; FY27: 4; FY28: -
| 7 |  | 0 | FY25: 0; FY26: 0; FY27: 4; FY28: -
| 8 |  | 0 | FY25: 0; FY26: 0; FY27: 4; FY28: -
| 9 |  | 0 | FY25: 0; FY26: 0; FY27: 4; FY28: -
| 10 |  | 0 | FY25: 0; FY26: 0; FY27: 4; FY28: -
Higher discount rate | 1 | Do Nothing / Base Case | 0 | FY25: 0; FY26: 0; FY27: 4
| 2 | WOTS25 22kV feeder upgrade to a higher rating | 272.507 | FY25: 11.4775; FY26: 261.0295; FY27: 3; FY28: FY31
| 3 | Construct a new 22kV feeder by splitting the existing WOTS25 into two feeders | 284.8278 | FY25: 5.246; FY26: 279.5818; FY27: 1; FY28: FY30
| 4 | Construct a 5MW/10MWh battery energy storage system (BESS) | 282.9708 | FY25: 18.5333; FY26: 264.4374; FY27: 2; FY28: FY32
| 5 | Contract network support services to defer network investment | 179.2288 | FY25: 179.2288; FY26: 0; FY27: 4; FY28: -
| 6 |  | 0 | FY25: 0; FY26: 0; FY27: 4; FY28: -
| 7 |  | 0 | FY25: 0; FY26: 0; FY27: 4; FY28: -
| 8 |  | 0 | FY25: 0; FY26: 0; FY27: 4; FY28: -
| 9 |  | 0 | FY25: 0; FY26: 0; FY27: 4; FY28: -
| 10 |  | 0 | FY25: 0; FY26: 0; FY27: 4; FY28: -
Lower cost | 1 | Do Nothing / Base Case | 0 | FY25: 0; FY26: 0; FY27: 5
| 2 | WOTS25 22kV feeder upgrade to a higher rating | 350.0416 | FY25: 9.9674; FY26: 340.0742; FY27: 3; FY28: FY31
| 3 | Construct a new 22kV feeder by splitting the existing WOTS25 into two feeders | 366.2656 | FY25: 4.7576; FY26: 361.508; FY27: 1; FY28: FY29
| 4 | Construct a 5MW/10MWh battery energy storage system (BESS) | 363.8507 | FY25: 17.0609; FY26: 346.7898; FY27: 2; FY28: FY32
| 5 | Contract network support services to defer network investment | 228.9908 | FY25: 183.1927; FY26: 45.7982; FY27: 4; FY28: FY25
| 6 |  | 0 | FY25: 0; FY26: 0; FY27: 5; FY28: -
| 7 |  | 0 | FY25: 0; FY26: 0; FY27: 5; FY28: -
| 8 |  | 0 | FY25: 0; FY26: 0; FY27: 5; FY28: -
| 9 |  | 0 | FY25: 0; FY26: 0; FY27: 5; FY28: -
| 10 |  | 0 | FY25: 0; FY26: 0; FY27: 5; FY28: -
Higher cost | 1 | Do Nothing / Base Case | 0 | FY25: 0; FY26: 0; FY27: 4
| 2 | WOTS25 22kV feeder upgrade to a higher rating | 350.0416 | FY25: 14.951; FY26: 335.0905; FY27: 3; FY28: FY31
| 3 | Construct a new 22kV feeder by splitting the existing WOTS25 into two feeders | 365.9677 | FY25: 6.7459; FY26: 359.2218; FY27: 1; FY28: FY30
| 4 | Construct a 5MW/10MWh battery energy storage system (BESS) | 362.1481 | FY25: 24.1974; FY26: 337.9507; FY27: 2; FY28: FY33
| 5 | Contract network support services to defer network investment | 274.789 | FY25: 274.789; FY26: 0; FY27: 4; FY28: -
| 6 |  | 0 | FY25: 0; FY26: 0; FY27: 4; FY28: -
| 7 |  | 0 | FY25: 0; FY26: 0; FY27: 4; FY28: -
| 8 |  | 0 | FY25: 0; FY26: 0; FY27: 4; FY28: -
| 9 |  | 0 | FY25: 0; FY26: 0; FY27: 4; FY28: -
| 10 |  | 0 | FY25: 0; FY26: 0; FY27: 4; FY28: -
Low Demand | 1 | Do Nothing / Base Case | 0 | FY25: 0; FY26: 0; FY27: 4
| 2 | WOTS25 22kV feeder upgrade to a higher rating | 107.7626 | FY25: 10.5113; FY26: 97.2513; FY27: 2; FY28: FY34
| 3 | Construct a new 22kV feeder by splitting the existing WOTS25 into two feeders | 109.1829 | FY25: 4.7447; FY26: 104.4382; FY27: 1; FY28: FY33
| 4 | Construct a 5MW/10MWh battery energy storage system (BESS) | 107.7379 | FY25: 18.0216; FY26: 89.7162; FY27: 3; FY28: FY35
| 5 | Contract network support services to defer network investment | 228.9908 | FY25: 228.9908; FY26: 0; FY27: 4; FY28: -
| 6 |  | 0 | FY25: 0; FY26: 0; FY27: 4; FY28: -
| 7 |  | 0 | FY25: 0; FY26: 0; FY27: 4; FY28: -
| 8 |  | 0 | FY25: 0; FY26: 0; FY27: 4; FY28: -
| 9 |  | 0 | FY25: 0; FY26: 0; FY27: 4; FY28: -
| 10 |  | 0 | FY25: 0; FY26: 0; FY27: 4; FY28: -
High Demand | 1 | Do Nothing / Base Case | 0 | FY25: 0; FY26: 0; FY27: 5
| 2 | WOTS25 22kV feeder upgrade to a higher rating | 733.6626 | FY25: 14.7504; FY26: 718.9122; FY27: 3; FY28: FY28
| 3 | Construct a new 22kV feeder by splitting the existing WOTS25 into two feeders | 819.4754 | FY25: 6.2904; FY26: 813.185; FY27: 1; FY28: FY28
| 4 | Construct a 5MW/10MWh battery energy storage system (BESS) | 798.6242 | FY25: 23.8467; FY26: 774.7775; FY27: 2; FY28: FY30
| 5 | Contract network support services to defer network investment | 399.3137 | FY25: 228.9908; FY26: 170.3229; FY27: 4; FY28: FY25
| 6 |  | 0 | FY25: 0; FY26: 0; FY27: 5; FY28: -
| 7 |  | 0 | FY25: 0; FY26: 0; FY27: 5; FY28: -
| 8 |  | 0 | FY25: 0; FY26: 0; FY27: 5; FY28: -
| 9 |  | 0 | FY25: 0; FY26: 0; FY27: 5; FY28: -
| 10 |  | 0 | FY25: 0; FY26: 0; FY27: 5; FY28: -
Low VCR | 1 | Do Nothing / Base Case | 0 | FY25: 0; FY26: 0; FY27: 4
| 2 | WOTS25 22kV feeder upgrade to a higher rating | 280.0333 | FY25: 12.4592; FY26: 267.5741; FY27: 3; FY28: FY31
| 3 | Construct a new 22kV feeder by splitting the existing WOTS25 into two feeders | 292.7741 | FY25: 5.6216; FY26: 287.1526; FY27: 1; FY28: FY30
| 4 | Construct a 5MW/10MWh battery energy storage system (BESS) | 289.7185 | FY25: 20.1645; FY26: 269.5539; FY27: 2; FY28: FY33
| 5 | Contract network support services to defer network investment | 228.9908 | FY25: 228.9908; FY26: 0; FY27: 4; FY28: -
| 6 |  | 0 | FY25: 0; FY26: 0; FY27: 4; FY28: -
| 7 |  | 0 | FY25: 0; FY26: 0; FY27: 4; FY28: -
| 8 |  | 0 | FY25: 0; FY26: 0; FY27: 4; FY28: -
| 9 |  | 0 | FY25: 0; FY26: 0; FY27: 4; FY28: -
| 10 |  | 0 | FY25: 0; FY26: 0; FY27: 4; FY28: -
High VCR | 1 | Do Nothing / Base Case | 0 | FY25: 0; FY26: 0; FY27: 5
| 2 | WOTS25 22kV feeder upgrade to a higher rating | 420.0499 | FY25: 12.4592; FY26: 407.5907; FY27: 3; FY28: FY31
| 3 | Construct a new 22kV feeder by splitting the existing WOTS25 into two feeders | 439.5187 | FY25: 5.947; FY26: 433.5717; FY27: 1; FY28: FY29
| 4 | Construct a 5MW/10MWh battery energy storage system (BESS) | 436.6209 | FY25: 21.3261; FY26: 415.2948; FY27: 2; FY28: FY32
| 5 | Contract network support services to defer network investment | 274.789 | FY25: 228.9908; FY26: 45.7982; FY27: 4; FY28: FY25
| 6 |  | 0 | FY25: 0; FY26: 0; FY27: 5; FY28: -
| 7 |  | 0 | FY25: 0; FY26: 0; FY27: 5; FY28: -
| 8 |  | 0 | FY25: 0; FY26: 0; FY27: 5; FY28: -
| 9 |  | 0 | FY25: 0; FY26: 0; FY27: 5; FY28: -
| 10 |  | 0 | FY25: 0; FY26: 0; FY27: 5; FY28: -
Low Tx PoF | 1 | Do Nothing / Base Case | 0 | FY25: 0; FY26: 0; FY27: 1
| 2 | WOTS25 22kV feeder upgrade to a higher rating | 1.7902 | FY25: 1.7902; FY26: 0; FY27: 1; FY28: -
| 3 | Construct a new 22kV feeder by splitting the existing WOTS25 into two feeders | 0.76343 | FY25: 0.76343; FY26: 0; FY27: 1; FY28: -
| 4 | Construct a 5MW/10MWh battery energy storage system (BESS) | 2.4091 | FY25: 2.4091; FY26: 0; FY27: 1; FY28: -
| 5 | Contract network support services to defer network investment | 228.9908 | FY25: 228.9908; FY26: 0; FY27: 1; FY28: -
| 6 |  | 0 | FY25: 0; FY26: 0; FY27: 1; FY28: -
| 7 |  | 0 | FY25: 0; FY26: 0; FY27: 1; FY28: -
| 8 |  | 0 | FY25: 0; FY26: 0; FY27: 1; FY28: -
| 9 |  | 0 | FY25: 0; FY26: 0; FY27: 1; FY28: -
| 10 |  | 0 | FY25: 0; FY26: 0; FY27: 1; FY28: -
High Tx PoF | 1 | Do Nothing / Base Case | 0 | FY25: 0; FY26: 0; FY27: 1
| 2 | WOTS25 22kV feeder upgrade to a higher rating | 1.7902 | FY25: 1.7902; FY26: 0; FY27: 1; FY28: -
| 3 | Construct a new 22kV feeder by splitting the existing WOTS25 into two feeders | 0.76343 | FY25: 0.76343; FY26: 0; FY27: 1; FY28: -
| 4 | Construct a 5MW/10MWh battery energy storage system (BESS) | 2.4091 | FY25: 2.4091; FY26: 0; FY27: 1; FY28: -
| 5 | Contract network support services to defer network investment | 228.9908 | FY25: 228.9908; FY26: 0; FY27: 1; FY28: -
| 6 |  | 0 | FY25: 0; FY26: 0; FY27: 1; FY28: -
| 7 |  | 0 | FY25: 0; FY26: 0; FY27: 1; FY28: -
| 8 |  | 0 | FY25: 0; FY26: 0; FY27: 1; FY28: -
| 9 |  | 0 | FY25: 0; FY26: 0; FY27: 1; FY28: -
| 10 |  | 0 | FY25: 0; FY26: 0; FY27: 1; FY28: -

## 2.1 KMA
Asset and Option Inputs |  |  |  |  | Modelling Inputs
Assets at Risk | Name |  |  |  | Input | Value
Asset 1 | WOTS25 |  |  |  | Discount Rate | 5.56%
Asset 2 |  |  |  |  | Discount Rate Lower Bound | 4.11%
Asset 3 |  |  |  |  | Discount Rate Upper Bound | 7%
Asset 4 |  |  |  |  | Cost Central | 100%
Asset 5 |  |  |  |  | Cost Upper Bound | 120%
Asset 6 |  |  |  |  | Cost Lower Bound | 80%
Asset 7 |  |  |  |  | Real $2025 to real $2024 conversion factor | 95.36%
Asset 8 |  |  |  |  | Start Financial Year (in FY format 2024-25 = FY25) | FY25
Asset 9 |  |  |  |  | Opex | 1%
Asset 10 |  |  |  |  | VCR Upper Bound | 120%
Options | Name | Asset Life (Years) | Replacement Material Reduction P.A % | Used In Analysis | VCR Central | 100%
Option 1 - Do Nothing / Base Case | Do Nothing / Base Case | 45 | N/A | Yes | VCR Lower Bound | 80%
Option 2 - WOTS25 22kV feeder upgrade to a higher rating | WOTS25 22kV feeder upgrade to a higher rating | 45 | N/A | Yes
Option 3 - Construct a new 22kV feeder by splitting the existing WOTS25 into two feeders | Construct a new 22kV feeder by splitting the existing WOTS25 into two feeders | 45 | N/A | Yes
Option 4 - Construct a 5MW/10MWh battery energy storage system (BESS) | Construct a 5MW/10MWh battery energy storage system (BESS) | 15 | 1.8% | Yes
Option 5 - Contract network support services to defer network investment | Contract network support services to defer network investment | 45 | N/A | Yes
Option 6 - |  | 45 | N/A | No
Option 7 - |  | 45 | N/A | No
Option 8 - |  | 45 | N/A | No
Option 9 - |  | 45 | N/A | No
Option 10 - |  | 45 | N/A | No
Auto-populated
Inputs
Sources
Item | Link / Reference | Comments
BESS Replacement P.A reduction | https://www.csiro.au/-/media/Energy/GenCost/GenCost-2024-25-Final_20250728.pdf | Average linear reduction from 2024 to 2054, based on Appendix Table B.4 – Battery Storage (2-hour duration).

## 2.2.1 SupplyRisk$ BaseD
Option 1 - Do Nothing / Base Case | [11 empty] | Option 2 - WOTS25 22kV feeder upgrade to a higher rating | [11 empty] | Option 3 - Construct a new 22kV feeder by splitting the existing WOTS25 into two feeders | [11 empty] | Option 4 - Construct a 5MW/10MWh battery energy storage system (BESS) | [11 empty] | Option 5 - Contract network support services to defer network investment | [11 empty] | Option 6 - | [11 empty] | Option 7 - | [11 empty] | Option 8 - | [11 empty] | Option 9 - | [11 empty] | Option 10 -
| Total Supply Risk $M by Asset and Year | [11 empty] | Total Supply Risk $M by Asset and Year | [11 empty] | Total Supply Risk $M by Asset and Year | [11 empty] | Total Supply Risk $M by Asset and Year | [11 empty] | Total Supply Risk $M by Asset and Year | [11 empty] | Total Supply Risk $M by Asset and Year | [11 empty] | Total Supply Risk $M by Asset and Year | [11 empty] | Total Supply Risk $M by Asset and Year | [11 empty] | Total Supply Risk $M by Asset and Year | [11 empty] | Total Supply Risk $M by Asset and Year
Source: | E@R WOTS25 Feeder V2.7.xlsx¦Output for AusNet''s NPV model'!$B$5:$P$5 | [11 empty] | E@R WOTS25 Feeder V2.7.xlsx¦Output for AusNet''s NPV model'!$B$10:$P$10 | [11 empty] | E@R WOTS25 Feeder V2.7.xlsx¦Output for AusNet''s NPV model'!$B$13:$P$13 | [11 empty] | E@R WOTS25 Feeder V2.7.xlsx¦Output for AusNet''s NPV model'!$B$16:$P$16 | [11 empty] | E@R WOTS25 Feeder V2.7.xlsx¦Output for AusNet''s NPV model'!$B$19:$P$19
Year | WOTS25 | 0 | 0 | 0 | 0 | 0 | 0 | 0 | 0 | 0 | Opt 1 Total | Year | WOTS25 | 0 | 0 | 0 | 0 | 0 | 0 | 0 | 0 | 0 | Opt 2 Total | Year | WOTS25 | 0 | 0 | 0 | 0 | 0 | 0 | 0 | 0 | 0 | Opt 3 Total | Year | WOTS25 | 0 | 0 | 0 | 0 | 0 | 0 | 0 | 0 | 0 | Opt 4 Total | Year | WOTS25 | 0 | 0 | 0 | 0 | 0 | 0 | 0 | 0 | 0 | Opt 5 Total | Year | WOTS25 | 0 | 0 | 0 | 0 | 0 | 0 | 0 | 0 | 0 | Opt 6 Total | Year | WOTS25 | 0 | 0 | 0 | 0 | 0 | 0 | 0 | 0 | 0 | Opt 7 Total | Year | WOTS25 | 0 | 0 | 0 | 0 | 0 | 0 | 0 | 0 | 0 | Opt 8 Total | Year | WOTS25 | 0 | 0 | 0 | 0 | 0 | 0 | 0 | 0 | 0 | Opt 9 Total | Year | WOTS25 | 0 | 0 | 0 | 0 | 0 | 0 | 0 | 0 | 0 | Opt 10 Total
FY25 | 0.53564 | [9 empty] | 0.53564 | FY25 | 0.53564 | [9 empty] | 0.53564 | FY25 | 0.53564 | [9 empty] | 0.53564 | FY25 | 0.53564 | [9 empty] | 0.53564 | FY25 | 0.063306 | [9 empty] | 0.063306 | FY25 | 0 | [9 empty] | 0
FY26 | 0.88371 | [9 empty] | 0.88371 | FY26 | 0.88371 | [9 empty] | 0.88371 | FY26 | 0.88371 | [9 empty] | 0.88371 | FY26 | 0.88371 | [9 empty] | 0.88371 | FY26 | 0.1742 | [9 empty] | 0.1742 | FY26
FY27 | 0.095123 | [9 empty] | 0.095123 | FY27 | 0.095123 | [9 empty] | 0.095123 | FY27 | 0.095123 | [9 empty] | 0.095123 | FY27 | 0.095123 | [9 empty] | 0.095123 | FY27 | 0 | [9 empty] | 0 | FY27
FY28 | 0.22368 | [9 empty] | 0.22368 | FY28 | 0 | [9 empty] | 0 | FY28 | 0 | [9 empty] | 0 | FY28 | 0 | [9 empty] | 0 | FY28 | 0.0032767 | [9 empty] | 0.0032767 | FY28
FY29 | 0.3699 | [9 empty] | 0.3699 | FY29 | 0 | [9 empty] | 0 | FY29 | 0 | [9 empty] | 0 | FY29 | 0 | [9 empty] | 0 | FY29 | 0.014528 | [9 empty] | 0.014528 | FY29
FY30 | 0.69512 | [9 empty] | 0.69512 | FY30 | 0 | [9 empty] | 0 | FY30 | 0 | [9 empty] | 0 | FY30 | 0 | [9 empty] | 0 | FY30 | 0.083544 | [9 empty] | 0.083544 | FY30
FY31 | 1.3219 | [9 empty] | 1.3219 | FY31 | 0 | [9 empty] | 0 | FY31 | 0 | [9 empty] | 0 | FY31 | 0 | [9 empty] | 0 | FY31 | 0.23062 | [9 empty] | 0.23062 | FY31
FY32 | 2.4867 | [9 empty] | 2.4867 | FY32 | 0 | [9 empty] | 0 | FY32 | 0 | [9 empty] | 0 | FY32 | 0 | [9 empty] | 0 | FY32 | 0.49237 | [9 empty] | 0.49237 | FY32
FY33 | 4.9965 | [9 empty] | 4.9965 | FY33 | 0.0092428 | [9 empty] | 0.0092428 | FY33 | 0 | [9 empty] | 0 | FY33 | 0 | [9 empty] | 0 | FY33 | 1.1192 | [9 empty] | 1.1192 | FY33
FY34 | 8.3198 | [9 empty] | 8.3198 | FY34 | 0.063526 | [9 empty] | 0.063526 | FY34 | 0 | [9 empty] | 0 | FY34 | 0 | [9 empty] | 0 | FY34 | 2.0013 | [9 empty] | 2.0013 | FY34
FY35 | 14.7696 | [9 empty] | 14.7696 | FY35 | 0.14235 | [9 empty] | 0.14235 | FY35 | 0 | [9 empty] | 0 | FY35 | 0 | [9 empty] | 0 | FY35 | 3.6935 | [9 empty] | 3.6935 | FY35
FY36 | 22.8574 | [9 empty] | 22.8574 | FY36 | 0.45977 | [9 empty] | 0.45977 | FY36 | 0 | [9 empty] | 0 | FY36 | 0 | [9 empty] | 0 | FY36 | 6.6224 | [9 empty] | 6.6224 | FY36
FY37 | 26.4007 | [9 empty] | 26.4007 | FY37 | 0.6286 | [9 empty] | 0.6286 | FY37 | 0 | [9 empty] | 0 | FY37 | 3.7589e-06 | [9 empty] | 3.7589e-06 | FY37 | 7.6488 | [9 empty] | 7.6488 | FY37
FY38 | 39.2427 | [9 empty] | 39.2427 | FY38 | 1.2859 | [9 empty] | 1.2859 | FY38 | 0 | [9 empty] | 0 | FY38 | 0.018386 | [9 empty] | 0.018386 | FY38 | 13.4104 | [9 empty] | 13.4104 | FY38
FY39 | 58.1872 | [9 empty] | 58.1872 | FY39 | 2.7249 | [9 empty] | 2.7249 | FY39 | 0 | [9 empty] | 0 | FY39 | 0.12065 | [9 empty] | 0.12065 | FY39 | 23.2202 | [9 empty] | 23.2202 | FY39
FY40 | [10 empty] | 58.1872 | FY40 | [10 empty] | 2.7249 | FY40 | [10 empty] | 0 | FY40 | [10 empty] | 0.12065 | FY40 | [10 empty] | 23.2202 | FY40 | [10 empty] | 0 | [11 empty] | 0 | [11 empty] | 0 | [11 empty] | 0 | [11 empty] | 0
FY41 | [10 empty] | 58.1872 | FY41 | [10 empty] | 2.7249 | FY41 | [10 empty] | 0 | FY41 | [10 empty] | 0.12065 | FY41 | [10 empty] | 23.2202 | FY41 | [10 empty] | 0 | [11 empty] | 0 | [11 empty] | 0 | [11 empty] | 0 | [11 empty] | 0
FY42 | [10 empty] | 58.1872 | FY42 | [10 empty] | 2.7249 | FY42 | [10 empty] | 0 | FY42 | [10 empty] | 0.12065 | FY42 | [10 empty] | 23.2202 | FY42 | [10 empty] | 0 | [11 empty] | 0 | [11 empty] | 0 | [11 empty] | 0 | [11 empty] | 0
FY43 | [10 empty] | 58.1872 | FY43 | [10 empty] | 2.7249 | FY43 | [10 empty] | 0 | FY43 | [10 empty] | 0.12065 | FY43 | [10 empty] | 23.2202 | FY43 | [10 empty] | 0 | [11 empty] | 0 | [11 empty] | 0 | [11 empty] | 0 | [11 empty] | 0
FY44 | [10 empty] | 58.1872 | FY44 | [10 empty] | 2.7249 | FY44 | [10 empty] | 0 | FY44 | [10 empty] | 0.12065 | FY44 | [10 empty] | 23.2202 | FY44 | [10 empty] | 0 | [11 empty] | 0 | [11 empty] | 0 | [11 empty] | 0 | [11 empty] | 0
FY45 | [10 empty] | 58.1872 | FY45 | [10 empty] | 2.7249 | FY45 | [10 empty] | 0 | FY45 | [10 empty] | 0.12065 | FY45 | [10 empty] | 23.2202 | FY45 | [10 empty] | 0 | [11 empty] | 0 | [11 empty] | 0 | [11 empty] | 0 | [11 empty] | 0
FY46 | [10 empty] | 58.1872 | FY46 | [10 empty] | 2.7249 | FY46 | [10 empty] | 0 | FY46 | [10 empty] | 0.12065 | FY46 | [10 empty] | 23.2202 | FY46 | [10 empty] | 0 | [11 empty] | 0 | [11 empty] | 0 | [11 empty] | 0 | [11 empty] | 0
FY47 | [10 empty] | 58.1872 | FY47 | [10 empty] | 2.7249 | FY47 | [10 empty] | 0 | FY47 | [10 empty] | 0.12065 | FY47 | [10 empty] | 23.2202 | FY47 | [10 empty] | 0 | [11 empty] | 0 | [11 empty] | 0 | [11 empty] | 0 | [11 empty] | 0
FY48 | [10 empty] | 58.1872 | FY48 | [10 empty] | 2.7249 | FY48 | [10 empty] | 0 | FY48 | [10 empty] | 0.12065 | FY48 | [10 empty] | 23.2202 | FY48 | [10 empty] | 0 | [11 empty] | 0 | [11 empty] | 0 | [11 empty] | 0 | [11 empty] | 0
FY49 | [10 empty] | 58.1872 | FY49 | [10 empty] | 2.7249 | FY49 | [10 empty] | 0 | FY49 | [10 empty] | 0.12065 | FY49 | [10 empty] | 23.2202 | FY49 | [10 empty] | 0 | [11 empty] | 0 | [11 empty] | 0 | [11 empty] | 0 | [11 empty] | 0
FY50 | [10 empty] | 58.1872 | FY50 | [10 empty] | 2.7249 | FY50 | [10 empty] | 0 | FY50 | [10 empty] | 0.12065 | FY50 | [10 empty] | 23.2202 | FY50 | [10 empty] | 0 | [11 empty] | 0 | [11 empty] | 0 | [11 empty] | 0 | [11 empty] | 0
FY51 | [10 empty] | 58.1872 | FY51 | [10 empty] | 2.7249 | FY51 | [10 empty] | 0 | FY51 | [10 empty] | 0.12065 | FY51 | [10 empty] | 23.2202 | FY51 | [10 empty] | 0 | [11 empty] | 0 | [11 empty] | 0 | [11 empty] | 0 | [11 empty] | 0
FY52 | [10 empty] | 58.1872 | FY52 | [10 empty] | 2.7249 | FY52 | [10 empty] | 0 | FY52 | [10 empty] | 0.12065 | FY52 | [10 empty] | 23.2202 | FY52 | [10 empty] | 0 | [11 empty] | 0 | [11 empty] | 0 | [11 empty] | 0 | [11 empty] | 0
FY53 | [10 empty] | 58.1872 | FY53 | [10 empty] | 2.7249 | FY53 | [10 empty] | 0 | FY53 | [10 empty] | 0.12065 | FY53 | [10 empty] | 23.2202 | FY53 | [10 empty] | 0 | [11 empty] | 0 | [11 empty] | 0 | [11 empty] | 0 | [11 empty] | 0
FY54 | [10 empty] | 58.1872 | FY54 | [10 empty] | 2.7249 | FY54 | [10 empty] | 0 | FY54 | [10 empty] | 0.12065 | FY54 | [10 empty] | 23.2202 | FY54 | [10 empty] | 0 | [11 empty] | 0 | [11 empty] | 0 | [11 empty] | 0 | [11 empty] | 0

## 2.2.2 SupplyRisk$ LowD
Option 1 - Do Nothing / Base Case | [11 empty] | Option 2 - WOTS25 22kV feeder upgrade to a higher rating | [11 empty] | Option 3 - Construct a new 22kV feeder by splitting the existing WOTS25 into two feeders | [11 empty] | Option 4 - Construct a 5MW/10MWh battery energy storage system (BESS) | [11 empty] | Option 5 - Contract network support services to defer network investment | [11 empty] | Option 6 - | [11 empty] | Option 7 - | [11 empty] | Option 8 - | [11 empty] | Option 9 - | [11 empty] | Option 10 -
| Total Supply Risk $M by Asset and Year | [11 empty] | Total Supply Risk $M by Asset and Year | [11 empty] | Total Supply Risk $M by Asset and Year | [11 empty] | Total Supply Risk $M by Asset and Year | [11 empty] | Total Supply Risk $M by Asset and Year | [11 empty] | Total Supply Risk $M by Asset and Year | [11 empty] | Total Supply Risk $M by Asset and Year | [11 empty] | Total Supply Risk $M by Asset and Year | [11 empty] | Total Supply Risk $M by Asset and Year | [11 empty] | Total Supply Risk $M by Asset and Year
Source: | E@R WOTS25 Feeder V2.7 Low Demand.xlsx¦Output for AusNet''s NPV model'!$B$5:$P$5 | [11 empty] | E@R WOTS25 Feeder V2.7 Low Demand.xlsx¦Output for AusNet''s NPV model'!$B$10:$P$10 | [11 empty] | E@R WOTS25 Feeder V2.7 Low Demand.xlsx¦Output for AusNet''s NPV model'!$B$13:$P$13 | [11 empty] | E@R WOTS25 Feeder V2.7 Low Demand.xlsx¦Output for AusNet''s NPV model'!$B$16:$P$16 | [11 empty] | E@R WOTS25 Feeder V2.7 Low Demand.xlsx¦Output for AusNet''s NPV model'!$B$19:$P$19
Year | WOTS25 | 0 | 0 | 0 | 0 | 0 | 0 | 0 | 0 | 0 | Opt 1 Total | Year | WOTS25 | 0 | 0 | 0 | 0 | 0 | 0 | 0 | 0 | 0 | Opt 2 Total | Year | WOTS25 | 0 | 0 | 0 | 0 | 0 | 0 | 0 | 0 | 0 | Opt 3 Total | Year | WOTS25 | 0 | 0 | 0 | 0 | 0 | 0 | 0 | 0 | 0 | Opt 4 Total | Year | WOTS25 | 0 | 0 | 0 | 0 | 0 | 0 | 0 | 0 | 0 | Opt 5 Total | Year | WOTS25 | 0 | 0 | 0 | 0 | 0 | 0 | 0 | 0 | 0 | Opt 6 Total | Year | WOTS25 | 0 | 0 | 0 | 0 | 0 | 0 | 0 | 0 | 0 | Opt 7 Total | Year | WOTS25 | 0 | 0 | 0 | 0 | 0 | 0 | 0 | 0 | 0 | Opt 8 Total | Year | WOTS25 | 0 | 0 | 0 | 0 | 0 | 0 | 0 | 0 | 0 | Opt 9 Total | Year | WOTS25 | 0 | 0 | 0 | 0 | 0 | 0 | 0 | 0 | 0 | Opt 10 Total
FY25 | 0.024073 | [9 empty] | 0.024073 | FY25 | 0.024073 | [9 empty] | 0.024073 | FY25 | 0.024073 | [9 empty] | 0.024073 | FY25 | 0.024073 | [9 empty] | 0.024073 | FY25 | 0 | [9 empty] | 0 | FY25 | 0 | [9 empty] | 0
FY26 | 0.09781 | [6 empty] | ` |  |  | 0.09781 | FY26 | 0.09781 | [9 empty] | 0.09781 | FY26 | 0.09781 | [9 empty] | 0.09781 | FY26 | 0.09781 | [9 empty] | 0.09781 | FY26 | 0 | [9 empty] | 0 | FY26
FY27 | 0 | [9 empty] | 0 | FY27 | 0 | [9 empty] | 0 | FY27 | 0 | [9 empty] | 0 | FY27 | 0 | [9 empty] | 0 | FY27 | 0 | [9 empty] | 0 | FY27
FY28 | 0.00010139 | [9 empty] | 0.00010139 | FY28 | 0 | [9 empty] | 0 | FY28 | 0 | [9 empty] | 0 | FY28 | 0 | [9 empty] | 0 | FY28 | 0 | [9 empty] | 0 | FY28
FY29 | 0.0040151 | [9 empty] | 0.0040151 | FY29 | 0 | [9 empty] | 0 | FY29 | 0 | [9 empty] | 0 | FY29 | 0 | [9 empty] | 0 | FY29 | 0 | [9 empty] | 0 | FY29
FY30 | 0.033712 | [9 empty] | 0.033712 | FY30 | 0 | [9 empty] | 0 | FY30 | 0 | [9 empty] | 0 | FY30 | 0 | [9 empty] | 0 | FY30 | 0 | [9 empty] | 0 | FY30
FY31 | 0.13186 | [9 empty] | 0.13186 | FY31 | 0 | [9 empty] | 0 | FY31 | 0 | [9 empty] | 0 | FY31 | 0 | [9 empty] | 0 | FY31 | 0 | [9 empty] | 0 | FY31
FY32 | 0.32972 | [9 empty] | 0.32972 | FY32 | 0 | [9 empty] | 0 | FY32 | 0 | [9 empty] | 0 | FY32 | 0 | [9 empty] | 0 | FY32 | 0.003445 | [9 empty] | 0.003445 | FY32
FY33 | 0.81019 | [9 empty] | 0.81019 | FY33 | 0 | [9 empty] | 0 | FY33 | 0 | [9 empty] | 0 | FY33 | 0 | [9 empty] | 0 | FY33 | 0.05144 | [9 empty] | 0.05144 | FY33
FY34 | 1.4964 | [9 empty] | 1.4964 | FY34 | 0 | [9 empty] | 0 | FY34 | 0 | [9 empty] | 0 | FY34 | 0 | [9 empty] | 0 | FY34 | 0.17592 | [9 empty] | 0.17592 | FY34
FY35 | 2.7071 | [9 empty] | 2.7071 | FY35 | 0 | [9 empty] | 0 | FY35 | 0 | [9 empty] | 0 | FY35 | 0 | [9 empty] | 0 | FY35 | 0.31958 | [9 empty] | 0.31958 | FY35
FY36 | 5.0029 | [9 empty] | 5.0029 | FY36 | 0.0015683 | [9 empty] | 0.0015683 | FY36 | 0 | [9 empty] | 0 | FY36 | 0 | [9 empty] | 0 | FY36 | 0.77811 | [9 empty] | 0.77811 | FY36
FY37 | 5.9349 | [9 empty] | 5.9349 | FY37 | 0.0037508 | [9 empty] | 0.0037508 | FY37 | 0 | [9 empty] | 0 | FY37 | 0 | [9 empty] | 0 | FY37 | 0.96116 | [9 empty] | 0.96116 | FY37
FY38 | 10.5098 | [9 empty] | 10.5098 | FY38 | 0.039873 | [9 empty] | 0.039873 | FY38 | 0 | [9 empty] | 0 | FY38 | 0 | [9 empty] | 0 | FY38 | 1.9301 | [9 empty] | 1.9301 | FY38
FY39 | 18.445 | [9 empty] | 18.445 | FY39 | 0.16916 | [9 empty] | 0.16916 | FY39 | 0 | [9 empty] | 0 | FY39 | 0 | [9 empty] | 0 | FY39 | 3.9549 | [9 empty] | 3.9549 | FY39
FY40 | [10 empty] | 18.445 | FY40 | [10 empty] | 0.16916 | FY40 | [10 empty] | 0 | FY40 | [10 empty] | 0 | FY40 | [10 empty] | 3.9549 | FY40 | [10 empty] | 0 | [11 empty] | 0 | [11 empty] | 0 | [11 empty] | 0 | [11 empty] | 0
FY41 | [10 empty] | 18.445 | FY41 | [10 empty] | 0.16916 | FY41 | [10 empty] | 0 | FY41 | [10 empty] | 0 | FY41 | [10 empty] | 3.9549 | FY41 | [10 empty] | 0 | [11 empty] | 0 | [11 empty] | 0 | [11 empty] | 0 | [11 empty] | 0
FY42 | [10 empty] | 18.445 | FY42 | [10 empty] | 0.16916 | FY42 | [10 empty] | 0 | FY42 | [10 empty] | 0 | FY42 | [10 empty] | 3.9549 | FY42 | [10 empty] | 0 | [11 empty] | 0 | [11 empty] | 0 | [11 empty] | 0 | [11 empty] | 0
FY43 | [10 empty] | 18.445 | FY43 | [10 empty] | 0.16916 | FY43 | [10 empty] | 0 | FY43 | [10 empty] | 0 | FY43 | [10 empty] | 3.9549 | FY43 | [10 empty] | 0 | [11 empty] | 0 | [11 empty] | 0 | [11 empty] | 0 | [11 empty] | 0
FY44 | [10 empty] | 18.445 | FY44 | [10 empty] | 0.16916 | FY44 | [10 empty] | 0 | FY44 | [10 empty] | 0 | FY44 | [10 empty] | 3.9549 | FY44 | [10 empty] | 0 | [11 empty] | 0 | [11 empty] | 0 | [11 empty] | 0 | [11 empty] | 0
FY45 | [10 empty] | 18.445 | FY45 | [10 empty] | 0.16916 | FY45 | [10 empty] | 0 | FY45 | [10 empty] | 0 | FY45 | [10 empty] | 3.9549 | FY45 | [10 empty] | 0 | [11 empty] | 0 | [11 empty] | 0 | [11 empty] | 0 | [11 empty] | 0
FY46 | [10 empty] | 18.445 | FY46 | [10 empty] | 0.16916 | FY46 | [10 empty] | 0 | FY46 | [10 empty] | 0 | FY46 | [10 empty] | 3.9549 | FY46 | [10 empty] | 0 | [11 empty] | 0 | [11 empty] | 0 | [11 empty] | 0 | [11 empty] | 0
FY47 | [10 empty] | 18.445 | FY47 | [10 empty] | 0.16916 | FY47 | [10 empty] | 0 | FY47 | [10 empty] | 0 | FY47 | [10 empty] | 3.9549 | FY47 | [10 empty] | 0 | [11 empty] | 0 | [11 empty] | 0 | [11 empty] | 0 | [11 empty] | 0
FY48 | [10 empty] | 18.445 | FY48 | [10 empty] | 0.16916 | FY48 | [10 empty] | 0 | FY48 | [10 empty] | 0 | FY48 | [10 empty] | 3.9549 | FY48 | [10 empty] | 0 | [11 empty] | 0 | [11 empty] | 0 | [11 empty] | 0 | [11 empty] | 0
FY49 | [10 empty] | 18.445 | FY49 | [10 empty] | 0.16916 | FY49 | [10 empty] | 0 | FY49 | [10 empty] | 0 | FY49 | [10 empty] | 3.9549 | FY49 | [10 empty] | 0 | [11 empty] | 0 | [11 empty] | 0 | [11 empty] | 0 | [11 empty] | 0
FY50 | [10 empty] | 18.445 | FY50 | [10 empty] | 0.16916 | FY50 | [10 empty] | 0 | FY50 | [10 empty] | 0 | FY50 | [10 empty] | 3.9549 | FY50 | [10 empty] | 0 | [11 empty] | 0 | [11 empty] | 0 | [11 empty] | 0 | [11 empty] | 0
FY51 | [10 empty] | 18.445 | FY51 | [10 empty] | 0.16916 | FY51 | [10 empty] | 0 | FY51 | [10 empty] | 0 | FY51 | [10 empty] | 3.9549 | FY51 | [10 empty] | 0 | [11 empty] | 0 | [11 empty] | 0 | [11 empty] | 0 | [11 empty] | 0
FY52 | [10 empty] | 18.445 | FY52 | [10 empty] | 0.16916 | FY52 | [10 empty] | 0 | FY52 | [10 empty] | 0 | FY52 | [10 empty] | 3.9549 | FY52 | [10 empty] | 0 | [11 empty] | 0 | [11 empty] | 0 | [11 empty] | 0 | [11 empty] | 0
FY53 | [10 empty] | 18.445 | FY53 | [10 empty] | 0.16916 | FY53 | [10 empty] | 0 | FY53 | [10 empty] | 0 | FY53 | [10 empty] | 3.9549 | FY53 | [10 empty] | 0 | [11 empty] | 0 | [11 empty] | 0 | [11 empty] | 0 | [11 empty] | 0
FY54 | [10 empty] | 18.445 | FY54 | [10 empty] | 0.16916 | FY54 | [10 empty] | 0 | FY54 | [10 empty] | 0 | FY54 | [10 empty] | 3.9549 | FY54 | [10 empty] | 0 | [11 empty] | 0 | [11 empty] | 0 | [11 empty] | 0 | [11 empty] | 0

## 2.2.3 SupplyRisk$ HighD
Option 1 - Do Nothing / Base Case | [11 empty] | Option 2 - WOTS25 22kV feeder upgrade to a higher rating | [11 empty] | Option 3 - Construct a new 22kV feeder by splitting the existing WOTS25 into two feeders | [11 empty] | Option 4 - Construct a 5MW/10MWh battery energy storage system (BESS) | [11 empty] | Option 5 - Contract network support services to defer network investment | [11 empty] | Option 6 - | [11 empty] | Option 7 - | [11 empty] | Option 8 - | [11 empty] | Option 9 - | [11 empty] | Option 10 -
| Total Supply Risk $M by Asset and Year | [11 empty] | Total Supply Risk $M by Asset and Year | [11 empty] | Total Supply Risk $M by Asset and Year | [11 empty] | Total Supply Risk $M by Asset and Year | [11 empty] | Total Supply Risk $M by Asset and Year | [11 empty] | Total Supply Risk $M by Asset and Year | [11 empty] | Total Supply Risk $M by Asset and Year | [11 empty] | Total Supply Risk $M by Asset and Year | [11 empty] | Total Supply Risk $M by Asset and Year | [11 empty] | Total Supply Risk $M by Asset and Year
Source: | E@R WOTS25 Feeder V2.7 High Demand.xlsx¦Output for AusNet''s NPV model'!$B$5:$P$5 | [11 empty] | E@R WOTS25 Feeder V2.7 High Demand.xlsx¦Output for AusNet''s NPV model'!$B$10:$P$10 | [11 empty] | E@R WOTS25 Feeder V2.7 High Demand.xlsx¦Output for AusNet''s NPV model'!$B$13:$P$13 | [11 empty] | E@R WOTS25 Feeder V2.7 High Demand.xlsx¦Output for AusNet''s NPV model'!$B$16:$P$16 | [11 empty] | E@R WOTS25 Feeder V2.7 High Demand.xlsx¦Output for AusNet''s NPV model'!$B$19:$P$19
Year | WOTS25 | 0 | 0 | 0 | 0 | 0 | 0 | 0 | 0 | 0 | Opt 1 Total | Year | WOTS25 | 0 | 0 | 0 | 0 | 0 | 0 | 0 | 0 | 0 | Opt 2 Total | Year | WOTS25 | 0 | 0 | 0 | 0 | 0 | 0 | 0 | 0 | 0 | Opt 3 Total | Year | WOTS25 | 0 | 0 | 0 | 0 | 0 | 0 | 0 | 0 | 0 | Opt 4 Total | Year | WOTS25 | 0 | 0 | 0 | 0 | 0 | 0 | 0 | 0 | 0 | Opt 5 Total | Year | WOTS25 | 0 | 0 | 0 | 0 | 0 | 0 | 0 | 0 | 0 | Opt 6 Total | Year | WOTS25 | 0 | 0 | 0 | 0 | 0 | 0 | 0 | 0 | 0 | Opt 7 Total | Year | WOTS25 | 0 | 0 | 0 | 0 | 0 | 0 | 0 | 0 | 0 | Opt 8 Total | Year | WOTS25 | 0 | 0 | 0 | 0 | 0 | 0 | 0 | 0 | 0 | Opt 9 Total | Year | WOTS25 | 0 | 0 | 0 | 0 | 0 | 0 | 0 | 0 | 0 | Opt 10 Total
FY25 | 2.0917 | [9 empty] | 2.0917 | FY25 | 2.0917 | [9 empty] | 2.0917 | FY25 | 2.0917 | [9 empty] | 2.0917 | FY25 | 2.0917 | [9 empty] | 2.0917 | FY25 | 0.70988 | [9 empty] | 0.70988 | FY25 | 0 | [9 empty] | 0
FY26 | 3.0289 | [9 empty] | 3.0289 | FY26 | 3.0289 | [9 empty] | 3.0289 | FY26 | 3.0289 | [9 empty] | 3.0289 | FY26 | 3.0289 | [9 empty] | 3.0289 | FY26 | 1.1275 | [9 empty] | 1.1275 | FY26
FY27 | 0.80819 | [9 empty] | 0.80819 | FY27 | 0.80819 | [9 empty] | 0.80819 | FY27 | 0.80819 | [9 empty] | 0.80819 | FY27 | 0.80819 | [9 empty] | 0.80819 | FY27 | 0.16707 | [9 empty] | 0.16707 | FY27
FY28 | 1.2791 | [9 empty] | 1.2791 | FY28 | 0 | [9 empty] | 0 | FY28 | 0 | [9 empty] | 0 | FY28 | 0 | [9 empty] | 0 | FY28 | 0.33266 | [9 empty] | 0.33266 | FY28
FY29 | 1.8832 | [9 empty] | 1.8832 | FY29 | 0 | [9 empty] | 0 | FY29 | 0 | [9 empty] | 0 | FY29 | 0 | [9 empty] | 0 | FY29 | 0.51214 | [9 empty] | 0.51214 | FY29
FY30 | 3.1218 | [9 empty] | 3.1218 | FY30 | 0.0051182 | [9 empty] | 0.0051182 | FY30 | 0 | [9 empty] | 0 | FY30 | 0 | [9 empty] | 0 | FY30 | 0.91841 | [9 empty] | 0.91841 | FY30
FY31 | 5.8394 | [9 empty] | 5.8394 | FY31 | 0.038313 | [9 empty] | 0.038313 | FY31 | 0 | [9 empty] | 0 | FY31 | 0 | [9 empty] | 0 | FY31 | 1.6855 | [9 empty] | 1.6855 | FY31
FY32 | 10.8015 | [9 empty] | 10.8015 | FY32 | 0.16355 | [9 empty] | 0.16355 | FY32 | 0 | [9 empty] | 0 | FY32 | 0 | [9 empty] | 0 | FY32 | 3.1223 | [9 empty] | 3.1223 | FY32
FY33 | 19.1561 | [9 empty] | 19.1561 | FY33 | 0.52186 | [9 empty] | 0.52186 | FY33 | 0 | [9 empty] | 0 | FY33 | 5.8021e-05 | [9 empty] | 5.8021e-05 | FY33 | 6.062 | [9 empty] | 6.062 | FY33
FY34 | 28.4056 | [9 empty] | 28.4056 | FY34 | 1.0129 | [9 empty] | 1.0129 | FY34 | 0 | [9 empty] | 0 | FY34 | 0.014744 | [9 empty] | 0.014744 | FY34 | 9.9638 | [9 empty] | 9.9638 | FY34
FY35 | 44.8267 | [9 empty] | 44.8267 | FY35 | 1.7779 | [9 empty] | 1.7779 | FY35 | 0 | [9 empty] | 0 | FY35 | 0.059896 | [9 empty] | 0.059896 | FY35 | 17.918 | [9 empty] | 17.918 | FY35
FY36 | 60.9467 | [9 empty] | 60.9467 | FY36 | 3.5915 | [9 empty] | 3.5915 | FY36 | 0 | [9 empty] | 0 | FY36 | 0.34651 | [9 empty] | 0.34651 | FY36 | 26.9813 | [9 empty] | 26.9813 | FY36
FY37 | 68.5091 | [9 empty] | 68.5091 | FY37 | 4.2701 | [9 empty] | 4.2701 | FY37 | 0 | [9 empty] | 0 | FY37 | 0.511 | [9 empty] | 0.511 | FY37 | 30.6956 | [9 empty] | 30.6956 | FY37
FY38 | 91.2445 | [9 empty] | 91.2445 | FY38 | 7.9001 | [9 empty] | 7.9001 | FY38 | 0 | [9 empty] | 0 | FY38 | 1.2934 | [9 empty] | 1.2934 | FY38 | 45.4398 | [9 empty] | 45.4398 | FY38
FY39 | 122.6433 | [9 empty] | 122.6433 | FY39 | 14.6534 | [9 empty] | 14.6534 | FY39 | 0 | [9 empty] | 0 | FY39 | 3.3175 | [9 empty] | 3.3175 | FY39 | 66.9673 | [9 empty] | 66.9673 | FY39
FY40 | [10 empty] | 122.6433 | FY40 | [10 empty] | 14.6534 | FY40 | [10 empty] | 0 | FY40 | [10 empty] | 3.3175 | FY40 | [10 empty] | 66.9673 | FY40 | [10 empty] | 0 | [11 empty] | 0 | [11 empty] | 0 | [11 empty] | 0 | [11 empty] | 0
FY41 | [10 empty] | 122.6433 | FY41 | [10 empty] | 14.6534 | FY41 | [10 empty] | 0 | FY41 | [10 empty] | 3.3175 | FY41 | [10 empty] | 66.9673 | FY41 | [10 empty] | 0 | [11 empty] | 0 | [11 empty] | 0 | [11 empty] | 0 | [11 empty] | 0
FY42 | [10 empty] | 122.6433 | FY42 | [10 empty] | 14.6534 | FY42 | [10 empty] | 0 | FY42 | [10 empty] | 3.3175 | FY42 | [10 empty] | 66.9673 | FY42 | [10 empty] | 0 | [11 empty] | 0 | [11 empty] | 0 | [11 empty] | 0 | [11 empty] | 0
FY43 | [10 empty] | 122.6433 | FY43 | [10 empty] | 14.6534 | FY43 | [10 empty] | 0 | FY43 | [10 empty] | 3.3175 | FY43 | [10 empty] | 66.9673 | FY43 | [10 empty] | 0 | [11 empty] | 0 | [11 empty] | 0 | [11 empty] | 0 | [11 empty] | 0
FY44 | [10 empty] | 122.6433 | FY44 | [10 empty] | 14.6534 | FY44 | [10 empty] | 0 | FY44 | [10 empty] | 3.3175 | FY44 | [10 empty] | 66.9673 | FY44 | [10 empty] | 0 | [11 empty] | 0 | [11 empty] | 0 | [11 empty] | 0 | [11 empty] | 0
FY45 | [10 empty] | 122.6433 | FY45 | [10 empty] | 14.6534 | FY45 | [10 empty] | 0 | FY45 | [10 empty] | 3.3175 | FY45 | [10 empty] | 66.9673 | FY45 | [10 empty] | 0 | [11 empty] | 0 | [11 empty] | 0 | [11 empty] | 0 | [11 empty] | 0
FY46 | [10 empty] | 122.6433 | FY46 | [10 empty] | 14.6534 | FY46 | [10 empty] | 0 | FY46 | [10 empty] | 3.3175 | FY46 | [10 empty] | 66.9673 | FY46 | [10 empty] | 0 | [11 empty] | 0 | [11 empty] | 0 | [11 empty] | 0 | [11 empty] | 0
FY47 | [10 empty] | 122.6433 | FY47 | [10 empty] | 14.6534 | FY47 | [10 empty] | 0 | FY47 | [10 empty] | 3.3175 | FY47 | [10 empty] | 66.9673 | FY47 | [10 empty] | 0 | [11 empty] | 0 | [11 empty] | 0 | [11 empty] | 0 | [11 empty] | 0
FY48 | [10 empty] | 122.6433 | FY48 | [10 empty] | 14.6534 | FY48 | [10 empty] | 0 | FY48 | [10 empty] | 3.3175 | FY48 | [10 empty] | 66.9673 | FY48 | [10 empty] | 0 | [11 empty] | 0 | [11 empty] | 0 | [11 empty] | 0 | [11 empty] | 0
FY49 | [10 empty] | 122.6433 | FY49 | [10 empty] | 14.6534 | FY49 | [10 empty] | 0 | FY49 | [10 empty] | 3.3175 | FY49 | [10 empty] | 66.9673 | FY49 | [10 empty] | 0 | [11 empty] | 0 | [11 empty] | 0 | [11 empty] | 0 | [11 empty] | 0
FY50 | [10 empty] | 122.6433 | FY50 | [10 empty] | 14.6534 | FY50 | [10 empty] | 0 | FY50 | [10 empty] | 3.3175 | FY50 | [10 empty] | 66.9673 | FY50 | [10 empty] | 0 | [11 empty] | 0 | [11 empty] | 0 | [11 empty] | 0 | [11 empty] | 0
FY51 | [10 empty] | 122.6433 | FY51 | [10 empty] | 14.6534 | FY51 | [10 empty] | 0 | FY51 | [10 empty] | 3.3175 | FY51 | [10 empty] | 66.9673 | FY51 | [10 empty] | 0 | [11 empty] | 0 | [11 empty] | 0 | [11 empty] | 0 | [11 empty] | 0
FY52 | [10 empty] | 122.6433 | FY52 | [10 empty] | 14.6534 | FY52 | [10 empty] | 0 | FY52 | [10 empty] | 3.3175 | FY52 | [10 empty] | 66.9673 | FY52 | [10 empty] | 0 | [11 empty] | 0 | [11 empty] | 0 | [11 empty] | 0 | [11 empty] | 0
FY53 | [10 empty] | 122.6433 | FY53 | [10 empty] | 14.6534 | FY53 | [10 empty] | 0 | FY53 | [10 empty] | 3.3175 | FY53 | [10 empty] | 66.9673 | FY53 | [10 empty] | 0 | [11 empty] | 0 | [11 empty] | 0 | [11 empty] | 0 | [11 empty] | 0
FY54 | [10 empty] | 122.6433 | FY54 | [10 empty] | 14.6534 | FY54 | [10 empty] | 0 | FY54 | [10 empty] | 3.3175 | FY54 | [10 empty] | 66.9673 | FY54 | [10 empty] | 0 | [11 empty] | 0 | [11 empty] | 0 | [11 empty] | 0 | [11 empty] | 0

## 2.2.4 SupplyRisk$ Low PoF (hidden)
Option 1 - Do Nothing / Base Case | [11 empty] | Option 2 - WOTS25 22kV feeder upgrade to a higher rating | [11 empty] | Option 3 - Construct a new 22kV feeder by splitting the existing WOTS25 into two feeders | [11 empty] | Option 4 - Construct a 5MW/10MWh battery energy storage system (BESS) | [11 empty] | Option 5 - Contract network support services to defer network investment | [11 empty] | Option 6 - | [11 empty] | Option 7 - | [11 empty] | Option 8 - | [11 empty] | Option 9 - | [11 empty] | Option 10 -
| Total Supply Risk $M by Asset and Year | [11 empty] | Total Supply Risk $M by Asset and Year | [11 empty] | Total Supply Risk $M by Asset and Year | [11 empty] | Total Supply Risk $M by Asset and Year | [11 empty] | Total Supply Risk $M by Asset and Year | [11 empty] | Total Supply Risk $M by Asset and Year | [11 empty] | Total Supply Risk $M by Asset and Year | [11 empty] | Total Supply Risk $M by Asset and Year | [11 empty] | Total Supply Risk $M by Asset and Year | [11 empty] | Total Supply Risk $M by Asset and Year
Source:
Year | WOTS25 | 0 | 0 | 0 | 0 | 0 | 0 | 0 | 0 | 0 | Opt 1 Total | Year | WOTS25 | 0 | 0 | 0 | 0 | 0 | 0 | 0 | 0 | 0 | Opt 2 Total | Year | WOTS25 | 0 | 0 | 0 | 0 | 0 | 0 | 0 | 0 | 0 | Opt 3 Total | Year | WOTS25 | 0 | 0 | 0 | 0 | 0 | 0 | 0 | 0 | 0 | Opt 4 Total | Year | WOTS25 | 0 | 0 | 0 | 0 | 0 | 0 | 0 | 0 | 0 | Opt 5 Total | Year | WOTS25 | 0 | 0 | 0 | 0 | 0 | 0 | 0 | 0 | 0 | Opt 6 Total | Year | WOTS25 | 0 | 0 | 0 | 0 | 0 | 0 | 0 | 0 | 0 | Opt 7 Total | Year | WOTS25 | 0 | 0 | 0 | 0 | 0 | 0 | 0 | 0 | 0 | Opt 8 Total | Year | WOTS25 | 0 | 0 | 0 | 0 | 0 | 0 | 0 | 0 | 0 | Opt 9 Total | Year | WOTS25 | 0 | 0 | 0 | 0 | 0 | 0 | 0 | 0 | 0 | Opt 10 Total
FY25 | 0.03699 | [9 empty] | 0 | FY25 | 0.03699 | [9 empty] | 0 | FY25 | 0.03699 | [9 empty] | 0 | FY25 | 0.03699 | [9 empty] | 0 | FY25 | 0 | [9 empty] | 0 | FY25 | 0 | [9 empty] | 0 | FY25 | 0 | [9 empty] | 0 | FY25 | 0 | [9 empty] | 0 | FY25 | 0 | [9 empty] | 0 | FY25 | 0 | [9 empty] | 0
FY26 | 0.066788 | [10 empty] | FY26 | 0.066788 | [10 empty] | FY26 | 0.066788 | [10 empty] | FY26 | 0.066788 | [10 empty] | FY26 | [11 empty] | FY26 | [11 empty] | FY26 | [11 empty] | FY26 | [11 empty] | FY26 | [11 empty] | FY26
FY27 | 0.10348 | [10 empty] | FY27 | 0.10348 | [10 empty] | FY27 | 0.10348 | [10 empty] | FY27 | 0.10348 | [10 empty] | FY27 | [11 empty] | FY27 | [11 empty] | FY27 | [11 empty] | FY27 | [11 empty] | FY27 | [11 empty] | FY27
FY28 | 0.13597 | [10 empty] | FY28 | 0.13597 | [10 empty] | FY28 | 0.13597 | [10 empty] | FY28 | 0.13597 | [10 empty] | FY28 | [11 empty] | FY28 | [11 empty] | FY28 | [11 empty] | FY28 | [11 empty] | FY28 | [11 empty] | FY28
FY29 | 0.20135 | [10 empty] | FY29 | 0.20135 | [10 empty] | FY29 | 0.20135 | [10 empty] | FY29 | 0.20135 | [10 empty] | FY29 | [11 empty] | FY29 | [11 empty] | FY29 | [11 empty] | FY29 | [11 empty] | FY29 | [11 empty] | FY29
FY30 | 0.35821 | [10 empty] | FY30 | 0 | [10 empty] | FY30 | 0 | [10 empty] | FY30 | 0 | [10 empty] | FY30 | [11 empty] | FY30 | [11 empty] | FY30 | [11 empty] | FY30 | [11 empty] | FY30 | [11 empty] | FY30
FY31 | 0.95331 | [10 empty] | FY31 | 0 | [10 empty] | FY31 | 0 | [10 empty] | FY31 | 0 | [10 empty] | FY31 | [11 empty] | FY31 | [11 empty] | FY31 | [11 empty] | FY31 | [11 empty] | FY31 | [11 empty] | FY31
FY32 | 2.2729 | [10 empty] | FY32 | 7.5738e-05 | [10 empty] | FY32 | 0 | [10 empty] | FY32 | 0 | [10 empty] | FY32 | [11 empty] | FY32 | [11 empty] | FY32 | [11 empty] | FY32 | [11 empty] | FY32 | [11 empty] | FY32
FY33 | 4.7339 | [10 empty] | FY33 | 0.018001 | [10 empty] | FY33 | 0 | [10 empty] | FY33 | 0 | [10 empty] | FY33 | [11 empty] | FY33 | [11 empty] | FY33 | [11 empty] | FY33 | [11 empty] | FY33 | [11 empty] | FY33
FY34 | 7.1304 | [10 empty] | FY34 | 0.039585 | [10 empty] | FY34 | 0 | [10 empty] | FY34 | 0 | [10 empty] | FY34 | [11 empty] | FY34 | [11 empty] | FY34 | [11 empty] | FY34 | [11 empty] | FY34 | [11 empty] | FY34
FY35 | 13.025 | [10 empty] | FY35 | 0.082967 | [10 empty] | FY35 | 0 | [10 empty] | FY35 | 0 | [10 empty] | FY35 | [11 empty] | FY35 | [11 empty] | FY35 | [11 empty] | FY35 | [11 empty] | FY35 | [11 empty] | FY35
FY36 | 22.0554 | [10 empty] | FY36 | 0.3708 | [10 empty] | FY36 | 0 | [10 empty] | FY36 | 0 | [10 empty] | FY36 | [11 empty] | FY36 | [11 empty] | FY36 | [11 empty] | FY36 | [11 empty] | FY36 | [11 empty] | FY36
FY37 | 14.5791 | [10 empty] | FY37 | 0.1138 | [10 empty] | FY37 | 0 | [10 empty] | FY37 | 0 | [10 empty] | FY37 | [11 empty] | FY37 | [11 empty] | FY37 | [11 empty] | FY37 | [11 empty] | FY37 | [11 empty] | FY37
FY38 | 25.7156 | [10 empty] | FY38 | 0.48796 | [10 empty] | FY38 | 0 | [10 empty] | FY38 | 0 | [10 empty] | FY38 | [11 empty] | FY38 | [11 empty] | FY38 | [11 empty] | FY38 | [11 empty] | FY38 | [11 empty] | FY38
FY39 | 45.9475 | [10 empty] | FY39 | 2.2515 | [10 empty] | FY39 | 0 | [10 empty] | FY39 | 0.042967 | [10 empty] | FY39 | [11 empty] | FY39 | [11 empty] | FY39 | [11 empty] | FY39 | [11 empty] | FY39 | [11 empty] | FY39
FY40 | [10 empty] | 0 | FY40 | [10 empty] | 0 | FY40 | [10 empty] | 0 | FY40 | [10 empty] | 0 | FY40 | [10 empty] | 0 | FY40 | [10 empty] | 0 | FY40 | [10 empty] | 0 | FY40 | [10 empty] | 0 | FY40 | [10 empty] | 0 | FY40 | [10 empty] | 0
FY41 | [10 empty] | 0 | FY41 | [10 empty] | 0 | FY41 | [10 empty] | 0 | FY41 | [10 empty] | 0 | FY41 | [10 empty] | 0 | FY41 | [10 empty] | 0 | FY41 | [10 empty] | 0 | FY41 | [10 empty] | 0 | FY41 | [10 empty] | 0 | FY41 | [10 empty] | 0
FY42 | [10 empty] | 0 | FY42 | [10 empty] | 0 | FY42 | [10 empty] | 0 | FY42 | [10 empty] | 0 | FY42 | [10 empty] | 0 | FY42 | [10 empty] | 0 | FY42 | [10 empty] | 0 | FY42 | [10 empty] | 0 | FY42 | [10 empty] | 0 | FY42 | [10 empty] | 0
FY43 | [10 empty] | 0 | FY43 | [10 empty] | 0 | FY43 | [10 empty] | 0 | FY43 | [10 empty] | 0 | FY43 | [10 empty] | 0 | FY43 | [10 empty] | 0 | FY43 | [10 empty] | 0 | FY43 | [10 empty] | 0 | FY43 | [10 empty] | 0 | FY43 | [10 empty] | 0
FY44 | [10 empty] | 0 | FY44 | [10 empty] | 0 | FY44 | [10 empty] | 0 | FY44 | [10 empty] | 0 | FY44 | [10 empty] | 0 | FY44 | [10 empty] | 0 | FY44 | [10 empty] | 0 | FY44 | [10 empty] | 0 | FY44 | [10 empty] | 0 | FY44 | [10 empty] | 0
FY45 | [10 empty] | 0 | FY45 | [10 empty] | 0 | FY45 | [10 empty] | 0 | FY45 | [10 empty] | 0 | FY45 | [10 empty] | 0 | FY45 | [10 empty] | 0 | FY45 | [10 empty] | 0 | FY45 | [10 empty] | 0 | FY45 | [10 empty] | 0 | FY45 | [10 empty] | 0
FY46 | [10 empty] | 0 | FY46 | [10 empty] | 0 | FY46 | [10 empty] | 0 | FY46 | [10 empty] | 0 | FY46 | [10 empty] | 0 | FY46 | [10 empty] | 0 | FY46 | [10 empty] | 0 | FY46 | [10 empty] | 0 | FY46 | [10 empty] | 0 | FY46 | [10 empty] | 0
FY47 | [10 empty] | 0 | FY47 | [10 empty] | 0 | FY47 | [10 empty] | 0 | FY47 | [10 empty] | 0 | FY47 | [10 empty] | 0 | FY47 | [10 empty] | 0 | FY47 | [10 empty] | 0 | FY47 | [10 empty] | 0 | FY47 | [10 empty] | 0 | FY47 | [10 empty] | 0
FY48 | [10 empty] | 0 | FY48 | [10 empty] | 0 | FY48 | [10 empty] | 0 | FY48 | [10 empty] | 0 | FY48 | [10 empty] | 0 | FY48 | [10 empty] | 0 | FY48 | [10 empty] | 0 | FY48 | [10 empty] | 0 | FY48 | [10 empty] | 0 | FY48 | [10 empty] | 0
FY49 | [10 empty] | 0 | FY49 | [10 empty] | 0 | FY49 | [10 empty] | 0 | FY49 | [10 empty] | 0 | FY49 | [10 empty] | 0 | FY49 | [10 empty] | 0 | FY49 | [10 empty] | 0 | FY49 | [10 empty] | 0 | FY49 | [10 empty] | 0 | FY49 | [10 empty] | 0
FY50 | [10 empty] | 0 | FY50 | [10 empty] | 0 | FY50 | [10 empty] | 0 | FY50 | [10 empty] | 0 | FY50 | [10 empty] | 0 | FY50 | [10 empty] | 0 | FY50 | [10 empty] | 0 | FY50 | [10 empty] | 0 | FY50 | [10 empty] | 0 | FY50 | [10 empty] | 0
FY51 | [10 empty] | 0 | FY51 | [10 empty] | 0 | FY51 | [10 empty] | 0 | FY51 | [10 empty] | 0 | FY51 | [10 empty] | 0 | FY51 | [10 empty] | 0 | FY51 | [10 empty] | 0 | FY51 | [10 empty] | 0 | FY51 | [10 empty] | 0 | FY51 | [10 empty] | 0
FY52 | [10 empty] | 0 | FY52 | [10 empty] | 0 | FY52 | [10 empty] | 0 | FY52 | [10 empty] | 0 | FY52 | [10 empty] | 0 | FY52 | [10 empty] | 0 | FY52 | [10 empty] | 0 | FY52 | [10 empty] | 0 | FY52 | [10 empty] | 0 | FY52 | [10 empty] | 0
FY53 | [10 empty] | 0 | FY53 | [10 empty] | 0 | FY53 | [10 empty] | 0 | FY53 | [10 empty] | 0 | FY53 | [10 empty] | 0 | FY53 | [10 empty] | 0 | FY53 | [10 empty] | 0 | FY53 | [10 empty] | 0 | FY53 | [10 empty] | 0 | FY53 | [10 empty] | 0
FY54 | [10 empty] | 0 | FY54 | [10 empty] | 0 | FY54 | [10 empty] | 0 | FY54 | [10 empty] | 0 | FY54 | [10 empty] | 0 | FY54 | [10 empty] | 0 | FY54 | [10 empty] | 0 | FY54 | [10 empty] | 0 | FY54 | [10 empty] | 0 | FY54 | [10 empty] | 0

## 2.2.4 SupplyRisk$ High PoF (hidden)
Option 1 - Do Nothing / Base Case | [11 empty] | Option 2 - WOTS25 22kV feeder upgrade to a higher rating | [11 empty] | Option 3 - Construct a new 22kV feeder by splitting the existing WOTS25 into two feeders | [11 empty] | Option 4 - Construct a 5MW/10MWh battery energy storage system (BESS) | [11 empty] | Option 5 - Contract network support services to defer network investment | [11 empty] | Option 6 - | [11 empty] | Option 7 - | [11 empty] | Option 8 - | [11 empty] | Option 9 - | [11 empty] | Option 10 -
| Total Supply Risk $M by Asset and Year | [11 empty] | Total Supply Risk $M by Asset and Year | [11 empty] | Total Supply Risk $M by Asset and Year | [11 empty] | Total Supply Risk $M by Asset and Year | [11 empty] | Total Supply Risk $M by Asset and Year | [11 empty] | Total Supply Risk $M by Asset and Year | [11 empty] | Total Supply Risk $M by Asset and Year | [11 empty] | Total Supply Risk $M by Asset and Year | [11 empty] | Total Supply Risk $M by Asset and Year | [11 empty] | Total Supply Risk $M by Asset and Year
Source:
Year | WOTS25 | 0 | 0 | 0 | 0 | 0 | 0 | 0 | 0 | 0 | Opt 1 Total | Year | WOTS25 | 0 | 0 | 0 | 0 | 0 | 0 | 0 | 0 | 0 | Opt 2 Total | Year | WOTS25 | 0 | 0 | 0 | 0 | 0 | 0 | 0 | 0 | 0 | Opt 3 Total | Year | WOTS25 | 0 | 0 | 0 | 0 | 0 | 0 | 0 | 0 | 0 | Opt 4 Total | Year | WOTS25 | 0 | 0 | 0 | 0 | 0 | 0 | 0 | 0 | 0 | Opt 5 Total | Year | WOTS25 | 0 | 0 | 0 | 0 | 0 | 0 | 0 | 0 | 0 | Opt 6 Total | Year | WOTS25 | 0 | 0 | 0 | 0 | 0 | 0 | 0 | 0 | 0 | Opt 7 Total | Year | WOTS25 | 0 | 0 | 0 | 0 | 0 | 0 | 0 | 0 | 0 | Opt 8 Total | Year | WOTS25 | 0 | 0 | 0 | 0 | 0 | 0 | 0 | 0 | 0 | Opt 9 Total | Year | WOTS25 | 0 | 0 | 0 | 0 | 0 | 0 | 0 | 0 | 0 | Opt 10 Total
FY25 | 0.03699 | [9 empty] | 0 | FY25 | 0.03699 | [9 empty] | 0 | FY25 | 0.03699 | [9 empty] | 0 | FY25 | 0.03699 | [9 empty] | 0 | FY25 | 0 | [9 empty] | 0 | FY25 | 0 | [9 empty] | 0 | FY25 | 0 | [9 empty] | 0 | FY25 | 0 | [9 empty] | 0 | FY25 | 0 | [9 empty] | 0 | FY25 | 0 | [9 empty] | 0
FY26 | 0.066788 | [10 empty] | FY26 | 0.066788 | [10 empty] | FY26 | 0.066788 | [10 empty] | FY26 | 0.066788 | [10 empty] | FY26 | [11 empty] | FY26 | [11 empty] | FY26 | [11 empty] | FY26 | [11 empty] | FY26 | [11 empty] | FY26
FY27 | 0.10348 | [10 empty] | FY27 | 0.10348 | [10 empty] | FY27 | 0.10348 | [10 empty] | FY27 | 0.10348 | [10 empty] | FY27 | [11 empty] | FY27 | [11 empty] | FY27 | [11 empty] | FY27 | [11 empty] | FY27 | [11 empty] | FY27
FY28 | 0.13597 | [10 empty] | FY28 | 0.13597 | [10 empty] | FY28 | 0.13597 | [10 empty] | FY28 | 0.13597 | [10 empty] | FY28 | [11 empty] | FY28 | [11 empty] | FY28 | [11 empty] | FY28 | [11 empty] | FY28 | [11 empty] | FY28
FY29 | 0.20135 | [10 empty] | FY29 | 0.20135 | [10 empty] | FY29 | 0.20135 | [10 empty] | FY29 | 0.20135 | [10 empty] | FY29 | [11 empty] | FY29 | [11 empty] | FY29 | [11 empty] | FY29 | [11 empty] | FY29 | [11 empty] | FY29
FY30 | 0.35821 | [10 empty] | FY30 | 0 | [10 empty] | FY30 | 0 | [10 empty] | FY30 | 0 | [10 empty] | FY30 | [11 empty] | FY30 | [11 empty] | FY30 | [11 empty] | FY30 | [11 empty] | FY30 | [11 empty] | FY30
FY31 | 0.95331 | [10 empty] | FY31 | 0 | [10 empty] | FY31 | 0 | [10 empty] | FY31 | 0 | [10 empty] | FY31 | [11 empty] | FY31 | [11 empty] | FY31 | [11 empty] | FY31 | [11 empty] | FY31 | [11 empty] | FY31
FY32 | 2.2729 | [10 empty] | FY32 | 7.5738e-05 | [10 empty] | FY32 | 0 | [10 empty] | FY32 | 0 | [10 empty] | FY32 | [11 empty] | FY32 | [11 empty] | FY32 | [11 empty] | FY32 | [11 empty] | FY32 | [11 empty] | FY32
FY33 | 4.7339 | [10 empty] | FY33 | 0.018001 | [10 empty] | FY33 | 0 | [10 empty] | FY33 | 0 | [10 empty] | FY33 | [11 empty] | FY33 | [11 empty] | FY33 | [11 empty] | FY33 | [11 empty] | FY33 | [11 empty] | FY33
FY34 | 7.1304 | [10 empty] | FY34 | 0.039585 | [10 empty] | FY34 | 0 | [10 empty] | FY34 | 0 | [10 empty] | FY34 | [11 empty] | FY34 | [11 empty] | FY34 | [11 empty] | FY34 | [11 empty] | FY34 | [11 empty] | FY34
FY35 | 13.025 | [10 empty] | FY35 | 0.082967 | [10 empty] | FY35 | 0 | [10 empty] | FY35 | 0 | [10 empty] | FY35 | [11 empty] | FY35 | [11 empty] | FY35 | [11 empty] | FY35 | [11 empty] | FY35 | [11 empty] | FY35
FY36 | 22.0554 | [10 empty] | FY36 | 0.3708 | [10 empty] | FY36 | 0 | [10 empty] | FY36 | 0 | [10 empty] | FY36 | [11 empty] | FY36 | [11 empty] | FY36 | [11 empty] | FY36 | [11 empty] | FY36 | [11 empty] | FY36
FY37 | 14.5791 | [10 empty] | FY37 | 0.1138 | [10 empty] | FY37 | 0 | [10 empty] | FY37 | 0 | [10 empty] | FY37 | [11 empty] | FY37 | [11 empty] | FY37 | [11 empty] | FY37 | [11 empty] | FY37 | [11 empty] | FY37
FY38 | 25.7156 | [10 empty] | FY38 | 0.48796 | [10 empty] | FY38 | 0 | [10 empty] | FY38 | 0 | [10 empty] | FY38 | [11 empty] | FY38 | [11 empty] | FY38 | [11 empty] | FY38 | [11 empty] | FY38 | [11 empty] | FY38
FY39 | 45.9475 | [10 empty] | FY39 | 2.2515 | [10 empty] | FY39 | 0 | [10 empty] | FY39 | 0.042967 | [10 empty] | FY39 | [11 empty] | FY39 | [11 empty] | FY39 | [11 empty] | FY39 | [11 empty] | FY39 | [11 empty] | FY39
FY40 | [10 empty] | 0 | FY40 | [10 empty] | 0 | FY40 | [10 empty] | 0 | FY40 | [10 empty] | 0 | FY40 | [10 empty] | 0 | FY40 | [10 empty] | 0 | FY40 | [10 empty] | 0 | FY40 | [10 empty] | 0 | FY40 | [10 empty] | 0 | FY40 | [10 empty] | 0
FY41 | [10 empty] | 0 | FY41 | [10 empty] | 0 | FY41 | [10 empty] | 0 | FY41 | [10 empty] | 0 | FY41 | [10 empty] | 0 | FY41 | [10 empty] | 0 | FY41 | [10 empty] | 0 | FY41 | [10 empty] | 0 | FY41 | [10 empty] | 0 | FY41 | [10 empty] | 0
FY42 | [10 empty] | 0 | FY42 | [10 empty] | 0 | FY42 | [10 empty] | 0 | FY42 | [10 empty] | 0 | FY42 | [10 empty] | 0 | FY42 | [10 empty] | 0 | FY42 | [10 empty] | 0 | FY42 | [10 empty] | 0 | FY42 | [10 empty] | 0 | FY42 | [10 empty] | 0
FY43 | [10 empty] | 0 | FY43 | [10 empty] | 0 | FY43 | [10 empty] | 0 | FY43 | [10 empty] | 0 | FY43 | [10 empty] | 0 | FY43 | [10 empty] | 0 | FY43 | [10 empty] | 0 | FY43 | [10 empty] | 0 | FY43 | [10 empty] | 0 | FY43 | [10 empty] | 0
FY44 | [10 empty] | 0 | FY44 | [10 empty] | 0 | FY44 | [10 empty] | 0 | FY44 | [10 empty] | 0 | FY44 | [10 empty] | 0 | FY44 | [10 empty] | 0 | FY44 | [10 empty] | 0 | FY44 | [10 empty] | 0 | FY44 | [10 empty] | 0 | FY44 | [10 empty] | 0
FY45 | [10 empty] | 0 | FY45 | [10 empty] | 0 | FY45 | [10 empty] | 0 | FY45 | [10 empty] | 0 | FY45 | [10 empty] | 0 | FY45 | [10 empty] | 0 | FY45 | [10 empty] | 0 | FY45 | [10 empty] | 0 | FY45 | [10 empty] | 0 | FY45 | [10 empty] | 0
FY46 | [10 empty] | 0 | FY46 | [10 empty] | 0 | FY46 | [10 empty] | 0 | FY46 | [10 empty] | 0 | FY46 | [10 empty] | 0 | FY46 | [10 empty] | 0 | FY46 | [10 empty] | 0 | FY46 | [10 empty] | 0 | FY46 | [10 empty] | 0 | FY46 | [10 empty] | 0
FY47 | [10 empty] | 0 | FY47 | [10 empty] | 0 | FY47 | [10 empty] | 0 | FY47 | [10 empty] | 0 | FY47 | [10 empty] | 0 | FY47 | [10 empty] | 0 | FY47 | [10 empty] | 0 | FY47 | [10 empty] | 0 | FY47 | [10 empty] | 0 | FY47 | [10 empty] | 0
FY48 | [10 empty] | 0 | FY48 | [10 empty] | 0 | FY48 | [10 empty] | 0 | FY48 | [10 empty] | 0 | FY48 | [10 empty] | 0 | FY48 | [10 empty] | 0 | FY48 | [10 empty] | 0 | FY48 | [10 empty] | 0 | FY48 | [10 empty] | 0 | FY48 | [10 empty] | 0
FY49 | [10 empty] | 0 | FY49 | [10 empty] | 0 | FY49 | [10 empty] | 0 | FY49 | [10 empty] | 0 | FY49 | [10 empty] | 0 | FY49 | [10 empty] | 0 | FY49 | [10 empty] | 0 | FY49 | [10 empty] | 0 | FY49 | [10 empty] | 0 | FY49 | [10 empty] | 0
FY50 | [10 empty] | 0 | FY50 | [10 empty] | 0 | FY50 | [10 empty] | 0 | FY50 | [10 empty] | 0 | FY50 | [10 empty] | 0 | FY50 | [10 empty] | 0 | FY50 | [10 empty] | 0 | FY50 | [10 empty] | 0 | FY50 | [10 empty] | 0 | FY50 | [10 empty] | 0
FY51 | [10 empty] | 0 | FY51 | [10 empty] | 0 | FY51 | [10 empty] | 0 | FY51 | [10 empty] | 0 | FY51 | [10 empty] | 0 | FY51 | [10 empty] | 0 | FY51 | [10 empty] | 0 | FY51 | [10 empty] | 0 | FY51 | [10 empty] | 0 | FY51 | [10 empty] | 0
FY52 | [10 empty] | 0 | FY52 | [10 empty] | 0 | FY52 | [10 empty] | 0 | FY52 | [10 empty] | 0 | FY52 | [10 empty] | 0 | FY52 | [10 empty] | 0 | FY52 | [10 empty] | 0 | FY52 | [10 empty] | 0 | FY52 | [10 empty] | 0 | FY52 | [10 empty] | 0
FY53 | [10 empty] | 0 | FY53 | [10 empty] | 0 | FY53 | [10 empty] | 0 | FY53 | [10 empty] | 0 | FY53 | [10 empty] | 0 | FY53 | [10 empty] | 0 | FY53 | [10 empty] | 0 | FY53 | [10 empty] | 0 | FY53 | [10 empty] | 0 | FY53 | [10 empty] | 0
FY54 | [10 empty] | 0 | FY54 | [10 empty] | 0 | FY54 | [10 empty] | 0 | FY54 | [10 empty] | 0 | FY54 | [10 empty] | 0 | FY54 | [10 empty] | 0 | FY54 | [10 empty] | 0 | FY54 | [10 empty] | 0 | FY54 | [10 empty] | 0 | FY54 | [10 empty] | 0

## 2.3.1 Cost_Sum
$millions (real $2024) |  |  |  |  | 1 | 2 | 3 | 4 | 5 | 6 | 7 | 8 | 9 | 10 | 11 | 12 | 13 | 14 | 15 | 16 | 17 | 18 | 19 | 20 | 21 | 22 | 23 | 24 | 25 | 26 | 27 | 28 | 29 | 30
Real $2025 to real $2024 conversion factor |  | 95.36% |  |  | FY25 | FY26 | FY27 | FY28 | FY29 | FY30 | FY31 | FY32 | FY33 | FY34 | FY35 | FY36 | FY37 | FY38 | FY39 | FY40 | FY41 | FY42 | FY43 | FY44 | FY45 | FY46 | FY47 | FY48 | FY49 | FY50 | FY51 | FY52 | FY53 | FY54
Option 1 | bar: 3 FY27 to 4 FY28; 7 FY31
Build up
| Capex |  |  |  | 3 FY27: 0; 4 FY28: 0; 5 FY29: 0; 6 FY30: 0; 7 FY31: 0
| Opex |  |  |  | 3 FY27: 0; 4 FY28: 0; 5 FY29: 0; 6 FY30: 0; 7 FY31: 0
Summary
| Capex total |  |  |  | 3 FY27: 0; 4 FY28: 0; 5 FY29: 0; 6 FY30: 0; 7 FY31: 0
Opex total | bar: 3 FY27 to 7 FY31
Option 2 | bar: 3 FY27 to 4 FY28; 7 FY31
Capex build up
|  | Incl in capex forecast | Incl in economic analysis | Inc in Lifecycle Replacment | bar: 3 FY27 to 7 FY31
| Design | 1 | 1 | 0 | 3 FY27: C-I-C; 4 FY28: C-I-C; 5 FY29: C-I-C; 6 FY30: C-I-C; 7 FY31: C-I-C
| Internal labour | 1 | 1 | 1 | 3 FY27: C-I-C; 4 FY28: C-I-C; 5 FY29: C-I-C; 6 FY30: C-I-C; 7 FY31: C-I-C
| Materials | 1 | 1 | 0 | 3 FY27: C-I-C; 4 FY28: C-I-C; 5 FY29: C-I-C; 6 FY30: C-I-C; 7 FY31: C-I-C
| Contract costs | 1 | 1 | 1 | 3 FY27: C-I-C; 4 FY28: C-I-C; 5 FY29: C-I-C; 6 FY30: C-I-C; 7 FY31: C-I-C
| P(50) risk allowance | 1 | 1 | 1 | 3 FY27: C-I-C; 4 FY28: C-I-C; 5 FY29: C-I-C; 6 FY30: C-I-C; 7 FY31: C-I-C
| Overheads | 0 | 1 | 1 | 3 FY27: C-I-C; 4 FY28: C-I-C; 5 FY29: C-I-C; 6 FY30: C-I-C; 7 FY31: C-I-C
| Finance charges | 0 | 1 | 1 | 3 FY27: C-I-C; 4 FY28: C-I-C; 5 FY29: C-I-C; 6 FY30: C-I-C; 7 FY31: C-I-C
Capex Timing
[7 empty] | 1 | 0 | 0 | 0 | 0
Estimated Lifecycle Replacment Cost
[12 empty] | 0 | 0 | 0 | 0 | 0 | 0 | 0 | 0 | 0 | 0 | 0 | 0 | 0 | 0 | 0 | 0 | 0 | 0 | 0 | 0 | 0 | 0 | 0
Opex build up
| Item 1 | [5 empty] | 0 | 0.14441 | 0.14441 | 0.14441 | 0.14441 | 0.14441 | 0.14441 | 0.14441 | 0.14441 | 0.14441 | 0.14441 | 0.14441 | 0.14441 | 0.14441 | 0.14441 | 0.14441 | 0.14441 | 0.14441 | 0.14441 | 0.14441 | 0.14441 | 0.14441 | 0.14441 | 0.14441 | 0.14441 | 0.14441 | 0.14441 | 0.14441
Item 2 | bar: 3 FY27 to 7 FY31
Item 3 | bar: 3 FY27 to 7 FY31
Summary
| Capex total |  |  |  | 0 | 0 | 14.4415 | 0 | 0 | 0 | 0 | 0 | 0 | 0 | 0 | 0 | 0 | 0 | 0 | 0 | 0 | 0 | 0 | 0 | 0 | 0 | 0 | 0 | 0 | 0 | 0 | 0 | 0 | 0
| Opex total |  |  |  | 0 | 0 | 0 | 0.14441 | 0.14441 | 0.14441 | 0.14441 | 0.14441 | 0.14441 | 0.14441 | 0.14441 | 0.14441 | 0.14441 | 0.14441 | 0.14441 | 0.14441 | 0.14441 | 0.14441 | 0.14441 | 0.14441 | 0.14441 | 0.14441 | 0.14441 | 0.14441 | 0.14441 | 0.14441 | 0.14441 | 0.14441 | 0.14441 | 0.14441
Option 3 | bar: 3 FY27 to 4 FY28; 7 FY31
Capex build up
|  | Incl in capex forecast | Incl in economic analysis | Inc in Lifecycle Replacment | bar: 3 FY27 to 7 FY31
| Design | 1 | 1 | 0 | 3 FY27: C-I-C; 4 FY28: C-I-C; 5 FY29: C-I-C; 6 FY30: C-I-C; 7 FY31: C-I-C
| Internal labour | 1 | 1 | 1 | 3 FY27: C-I-C; 4 FY28: C-I-C; 5 FY29: C-I-C; 6 FY30: C-I-C; 7 FY31: C-I-C
| Materials | 1 | 1 | 0 | 3 FY27: C-I-C; 4 FY28: C-I-C; 5 FY29: C-I-C; 6 FY30: C-I-C; 7 FY31: C-I-C
| Contract costs | 1 | 1 | 1 | 3 FY27: C-I-C; 4 FY28: C-I-C; 5 FY29: C-I-C; 6 FY30: C-I-C; 7 FY31: C-I-C
| P(50) risk allowance | 1 | 1 | 1 | 3 FY27: C-I-C; 4 FY28: C-I-C; 5 FY29: C-I-C; 6 FY30: C-I-C; 7 FY31: C-I-C
| Overheads | 0 | 1 | 1 | 3 FY27: C-I-C; 4 FY28: C-I-C; 5 FY29: C-I-C; 6 FY30: C-I-C; 7 FY31: C-I-C
| Finance charges | 0 | 1 | 1 | 3 FY27: C-I-C; 4 FY28: C-I-C; 5 FY29: C-I-C; 6 FY30: C-I-C; 7 FY31: C-I-C
Capex Timing
[7 empty] | 1 | 0 | 0 | 0 | 0
Estimated Lifecycle Replacment Cost
[12 empty] | 0 | 0 | 0 | 0 | 0 | 0 | 0 | 0 | 0 | 0 | 0 | 0 | 0 | 0 | 0 | 0 | 0 | 0 | 0 | 0 | 0 | 0 | 0
Opex build up
| Item 1 | [5 empty] | 0 | 0.061587 | 0.061587 | 0.061587 | 0.061587 | 0.061587 | 0.061587 | 0.061587 | 0.061587 | 0.061587 | 0.061587 | 0.061587 | 0.061587 | 0.061587 | 0.061587 | 0.061587 | 0.061587 | 0.061587 | 0.061587 | 0.061587 | 0.061587 | 0.061587 | 0.061587 | 0.061587 | 0.061587 | 0.061587 | 0.061587 | 0.061587
Item 2 | bar: 3 FY27 to 7 FY31
Item 3 | bar: 3 FY27 to 7 FY31
Summary
| Capex total |  |  |  | 0 | 0 | 6.1587 | 0 | 0 | 0 | 0 | 0 | 0 | 0 | 0 | 0 | 0 | 0 | 0 | 0 | 0 | 0 | 0 | 0 | 0 | 0 | 0 | 0 | 0 | 0 | 0 | 0 | 0 | 0
| Opex total |  |  |  | 0 | 0 | 0 | 0.061587 | 0.061587 | 0.061587 | 0.061587 | 0.061587 | 0.061587 | 0.061587 | 0.061587 | 0.061587 | 0.061587 | 0.061587 | 0.061587 | 0.061587 | 0.061587 | 0.061587 | 0.061587 | 0.061587 | 0.061587 | 0.061587 | 0.061587 | 0.061587 | 0.061587 | 0.061587 | 0.061587 | 0.061587 | 0.061587 | 0.061587
Option 4 | bar: 3 FY27 to 4 FY28; 7 FY31
Capex build up
|  | Incl in capex forecast | Incl in economic analysis | Inc in Lifecycle Replacment | bar: 3 FY27 to 7 FY31
| Design | 1 | 1 | 0 | 3 FY27: C-I-C; 4 FY28: C-I-C; 5 FY29: C-I-C; 6 FY30: C-I-C; 7 FY31: C-I-C
| Internal labour | 1 | 1 | 1 | 3 FY27: C-I-C; 4 FY28: C-I-C; 5 FY29: C-I-C; 6 FY30: C-I-C; 7 FY31: C-I-C
| Materials | 1 | 1 | 0.7615 | 3 FY27: C-I-C; 4 FY28: C-I-C; 5 FY29: C-I-C; 6 FY30: C-I-C; 7 FY31: C-I-C
| Contract costs | 1 | 1 | 1 | 3 FY27: C-I-C; 4 FY28: C-I-C; 5 FY29: C-I-C; 6 FY30: C-I-C; 7 FY31: C-I-C
| P(50) risk allowance | 1 | 1 | 1 | 3 FY27: C-I-C; 4 FY28: C-I-C; 5 FY29: C-I-C; 6 FY30: C-I-C; 7 FY31: C-I-C
| Overheads | 0 | 1 | 1 | 3 FY27: C-I-C; 4 FY28: C-I-C; 5 FY29: C-I-C; 6 FY30: C-I-C; 7 FY31: C-I-C
| Finance charges | 0 | 1 | 1 | 3 FY27: C-I-C; 4 FY28: C-I-C; 5 FY29: C-I-C; 6 FY30: C-I-C; 7 FY31: C-I-C
Capex Timing
[7 empty] | 1 | 0 | 0 | 0 | 0
Estimated Lifecycle Replacment Cost
[12 empty] | 0 | 0 | 0 | 0 | 0 | 0 | 0 | 0 | 0 | 0 | 17.0728 | 0 | 0 | 0 | 0 | 0 | 0 | 0 | 0 | 0 | 0 | 0 | 0
Opex build up
| Item 1 | [5 empty] | 0 | 0.19435 | 0.19435 | 0.19435 | 0.19435 | 0.19435 | 0.19435 | 0.19435 | 0.19435 | 0.19435 | 0.19435 | 0.19435 | 0.19435 | 0.19435 | 0.19435 | 0.19435 | 0.19435 | 0.19435 | 0.19435 | 0.19435 | 0.19435 | 0.19435 | 0.19435 | 0.19435 | 0.19435 | 0.19435 | 0.19435 | 0.19435
Item 2 | bar: 3 FY27 to 7 FY31
Item 3 | bar: 3 FY27 to 7 FY31
Summary
| Capex total |  |  |  | 0 | 0 | 19.4348 | 0 | 0 | 0 | 0 | 0 | 0 | 0 | 0 | 0 | 0 | 0 | 0 | 0 | 0 | 17.0728 | 0 | 0 | 0 | 0 | 0 | 0 | 0 | 0 | 0 | 0 | 0 | 0
| Opex total |  |  |  | 0 | 0 | 0 | 0.19435 | 0.19435 | 0.19435 | 0.19435 | 0.19435 | 0.19435 | 0.19435 | 0.19435 | 0.19435 | 0.19435 | 0.19435 | 0.19435 | 0.19435 | 0.19435 | 0.19435 | 0.19435 | 0.19435 | 0.19435 | 0.19435 | 0.19435 | 0.19435 | 0.19435 | 0.19435 | 0.19435 | 0.19435 | 0.19435 | 0.19435
Option 5 | bar: 3 FY27 to 4 FY28; 7 FY31
Capex build up
|  | Incl in capex forecast | Incl in economic analysis | Inc in Lifecycle Replacment | bar: 3 FY27 to 7 FY31
| Design | 1 | 1 | 0 | 3 FY27: C-I-C; 4 FY28: C-I-C; 5 FY29: C-I-C; 6 FY30: C-I-C; 7 FY31: C-I-C
| Internal labour | 1 | 1 | 1 | 3 FY27: C-I-C; 4 FY28: C-I-C; 5 FY29: C-I-C; 6 FY30: C-I-C; 7 FY31: C-I-C
| Materials | 1 | 1 | 0 | 3 FY27: C-I-C; 4 FY28: C-I-C; 5 FY29: C-I-C; 6 FY30: C-I-C; 7 FY31: C-I-C
| Contract costs | 1 | 1 | 1 | 3 FY27: C-I-C; 4 FY28: C-I-C; 5 FY29: C-I-C; 6 FY30: C-I-C; 7 FY31: C-I-C
| P(50) risk allowance | 1 | 1 | 1 | 3 FY27: C-I-C; 4 FY28: C-I-C; 5 FY29: C-I-C; 6 FY30: C-I-C; 7 FY31: C-I-C
| Overheads | 0 | 1 | 1 | 3 FY27: C-I-C; 4 FY28: C-I-C; 5 FY29: C-I-C; 6 FY30: C-I-C; 7 FY31: C-I-C
| Finance charges | 0 | 1 | 1 | 3 FY27: C-I-C; 4 FY28: C-I-C; 5 FY29: C-I-C; 6 FY30: C-I-C; 7 FY31: C-I-C
Capex Timing
[7 empty] | 1 | 0 | 0 | 0 | 0
Estimated Lifecycle Replacment Cost
[12 empty] | 0 | 0 | 0 | 0 | 0 | 0 | 0 | 0 | 0 | 0 | 0 | 0 | 0 | 0 | 0 | 0 | 0 | 0 | 0 | 0 | 0 | 0 | 0
Opex build up
| Item 1 | [5 empty] | 0 | 0 | 0 | 0 | 0 | 0 | 0 | 0 | 0 | 0 | 0 | 0 | 0 | 0 | 0 | 0 | 0 | 0 | 0 | 0 | 0 | 0 | 0 | 0 | 0 | 0 | 0 | 0
| Item 2 |  |  |  | 0.47234 | 0.70951 | 0.095123 | 0.22041 | 0.35537 | 0.61158 | 1.0912 | 1.9943 | 3.8774 | 6.3185 | 11.0761 | 16.235 | 18.7519 | 25.8323 | 34.967 | 34.967 | 34.967 | 34.967 | 34.967 | 34.967 | 34.967 | 34.967 | 34.967 | 34.967 | 34.967 | 34.967 | 34.967 | 34.967 | 34.967 | 34.967
Item 3 | bar: 3 FY27 to 7 FY31
Summary
| Capex total |  |  |  | 0 | 0 | 0 | 0 | 0 | 0 | 0 | 0 | 0 | 0 | 0 | 0 | 0 | 0 | 0 | 0 | 0 | 0 | 0 | 0 | 0 | 0 | 0 | 0 | 0 | 0 | 0 | 0 | 0 | 0
| Opex total |  |  |  | 0.47234 | 0.70951 | 0.095123 | 0.22041 | 0.35537 | 0.61158 | 1.0912 | 1.9943 | 3.8774 | 6.3185 | 11.0761 | 16.235 | 18.7519 | 25.8323 | 34.967 | 34.967 | 34.967 | 34.967 | 34.967 | 34.967 | 34.967 | 34.967 | 34.967 | 34.967 | 34.967 | 34.967 | 34.967 | 34.967 | 34.967 | 34.967
Option 6 | bar: 3 FY27 to 4 FY28; 7 FY31
Capex build up
|  | Incl in capex forecast | Incl in economic analysis | Inc in Lifecycle Replacment | bar: 3 FY27 to 7 FY31
| Design | 1 | 1 | 0 | 3 FY27: C-I-C; 4 FY28: C-I-C; 5 FY29: C-I-C; 6 FY30: C-I-C; 7 FY31: C-I-C
| Internal labour | 1 | 1 | 1 | 3 FY27: C-I-C; 4 FY28: C-I-C; 5 FY29: C-I-C; 6 FY30: C-I-C; 7 FY31: C-I-C
| Materials | 1 | 1 | 0 | 3 FY27: C-I-C; 4 FY28: C-I-C; 5 FY29: C-I-C; 6 FY30: C-I-C; 7 FY31: C-I-C
| Contract costs | 1 | 1 | 1 | 3 FY27: C-I-C; 4 FY28: C-I-C; 5 FY29: C-I-C; 6 FY30: C-I-C; 7 FY31: C-I-C
| P(50) risk allowance | 1 | 1 | 1 | 3 FY27: C-I-C; 4 FY28: C-I-C; 5 FY29: C-I-C; 6 FY30: C-I-C; 7 FY31: C-I-C
| Overheads | 0 | 1 | 1 | 3 FY27: C-I-C; 4 FY28: C-I-C; 5 FY29: C-I-C; 6 FY30: C-I-C; 7 FY31: C-I-C
| Finance charges | 0 | 1 | 1 | 3 FY27: C-I-C; 4 FY28: C-I-C; 5 FY29: C-I-C; 6 FY30: C-I-C; 7 FY31: C-I-C
Capex Timing
[7 empty] | 1 | 0 | 0 | 0 | 0
Estimated Lifecycle Replacment Cost
[12 empty] | 0 | 0 | 0 | 0 | 0 | 0 | 0 | 0 | 0 | 0 | 0 | 0 | 0 | 0 | 0 | 0 | 0 | 0 | 0 | 0 | 0 | 0 | 0
Opex build up
| Item 1 | [5 empty] | 0 | 0 | 0 | 0 | 0 | 0 | 0 | 0 | 0 | 0 | 0 | 0 | 0 | 0 | 0 | 0 | 0 | 0 | 0 | 0 | 0 | 0 | 0 | 0 | 0 | 0 | 0 | 0
Item 2 | bar: 3 FY27 to 7 FY31
Item 3 | bar: 3 FY27 to 7 FY31
Summary
| Capex total |  |  |  | 0 | 0 | 0 | 0 | 0 | 0 | 0 | 0 | 0 | 0 | 0 | 0 | 0 | 0 | 0 | 0 | 0 | 0 | 0 | 0 | 0 | 0 | 0 | 0 | 0 | 0 | 0 | 0 | 0 | 0
| Opex total |  |  |  | 0 | 0 | 0 | 0 | 0 | 0 | 0 | 0 | 0 | 0 | 0 | 0 | 0 | 0 | 0 | 0 | 0 | 0 | 0 | 0 | 0 | 0 | 0 | 0 | 0 | 0 | 0 | 0 | 0 | 0
Option 7
Capex build up
|  | Incl in capex forecast | Incl in economic analysis | Inc in Lifecycle Replacment | bar: 3 FY27 to 7 FY31
| Design | 1 | 1 | 0 | 3 FY27: C-I-C; 4 FY28: C-I-C; 5 FY29: C-I-C; 6 FY30: C-I-C; 7 FY31: C-I-C
| Internal labour | 1 | 1 | 1 | 3 FY27: C-I-C; 4 FY28: C-I-C; 5 FY29: C-I-C; 6 FY30: C-I-C; 7 FY31: C-I-C
| Materials | 1 | 1 | 0 | 3 FY27: C-I-C; 4 FY28: C-I-C; 5 FY29: C-I-C; 6 FY30: C-I-C; 7 FY31: C-I-C
| Contract costs | 1 | 1 | 1 | 3 FY27: C-I-C; 4 FY28: C-I-C; 5 FY29: C-I-C; 6 FY30: C-I-C; 7 FY31: C-I-C
| P(50) risk allowance | 1 | 1 | 1 | 3 FY27: C-I-C; 4 FY28: C-I-C; 5 FY29: C-I-C; 6 FY30: C-I-C; 7 FY31: C-I-C
| Overheads | 0 | 1 | 1 | 3 FY27: C-I-C; 4 FY28: C-I-C; 5 FY29: C-I-C; 6 FY30: C-I-C; 7 FY31: C-I-C
| Finance charges | 0 | 1 | 1 | 3 FY27: C-I-C; 4 FY28: C-I-C; 5 FY29: C-I-C; 6 FY30: C-I-C; 7 FY31: C-I-C
Capex Timing
[7 empty] | 1 | 0 | 0 | 0 | 0
Estimated Lifecycle Replacment Cost
[12 empty] | 0 | 0 | 0 | 0 | 0 | 0 | 0 | 0 | 0 | 0 | 0 | 0 | 0 | 0 | 0 | 0 | 0 | 0 | 0 | 0 | 0 | 0 | 0
Opex build up
| Item 1 | [5 empty] | 0 | 0 | 0 | 0 | 0 | 0 | 0 | 0 | 0 | 0 | 0 | 0 | 0 | 0 | 0 | 0 | 0 | 0 | 0 | 0 | 0 | 0 | 0 | 0 | 0 | 0 | 0 | 0
Item 2 | bar: 3 FY27 to 7 FY31
Item 3 | bar: 3 FY27 to 7 FY31
Summary
| Capex total |  |  |  | 0 | 0 | 0 | 0 | 0 | 0 | 0 | 0 | 0 | 0 | 0 | 0 | 0 | 0 | 0 | 0 | 0 | 0 | 0 | 0 | 0 | 0 | 0 | 0 | 0 | 0 | 0 | 0 | 0 | 0
| Opex total |  |  |  | 0 | 0 | 0 | 0 | 0 | 0 | 0 | 0 | 0 | 0 | 0 | 0 | 0 | 0 | 0 | 0 | 0 | 0 | 0 | 0 | 0 | 0 | 0 | 0 | 0 | 0 | 0 | 0 | 0 | 0
Option 8
Capex build up
|  | Incl in capex forecast | Incl in economic analysis | Inc in Lifecycle Replacment | bar: 3 FY27 to 7 FY31
| Design | 1 | 1 | 0 | 3 FY27: C-I-C; 4 FY28: C-I-C; 5 FY29: C-I-C; 6 FY30: C-I-C; 7 FY31: C-I-C
| Internal labour | 1 | 1 | 1 | 3 FY27: C-I-C; 4 FY28: C-I-C; 5 FY29: C-I-C; 6 FY30: C-I-C; 7 FY31: C-I-C
| Materials | 1 | 1 | 0 | 3 FY27: C-I-C; 4 FY28: C-I-C; 5 FY29: C-I-C; 6 FY30: C-I-C; 7 FY31: C-I-C
| Contract costs | 1 | 1 | 1 | 3 FY27: C-I-C; 4 FY28: C-I-C; 5 FY29: C-I-C; 6 FY30: C-I-C; 7 FY31: C-I-C
| P(50) risk allowance | 1 | 1 | 1 | 3 FY27: C-I-C; 4 FY28: C-I-C; 5 FY29: C-I-C; 6 FY30: C-I-C; 7 FY31: C-I-C
| Overheads | 0 | 1 | 1 | 3 FY27: C-I-C; 4 FY28: C-I-C; 5 FY29: C-I-C; 6 FY30: C-I-C; 7 FY31: C-I-C
| Finance charges | 0 | 1 | 1 | 3 FY27: C-I-C; 4 FY28: C-I-C; 5 FY29: C-I-C; 6 FY30: C-I-C; 7 FY31: C-I-C
Capex Timing
[7 empty] | 1 | 0 | 0 | 0 | 0
Estimated Lifecycle Replacment Cost
[12 empty] | 0 | 0 | 0 | 0 | 0 | 0 | 0 | 0 | 0 | 0 | 0 | 0 | 0 | 0 | 0 | 0 | 0 | 0 | 0 | 0 | 0 | 0 | 0
Opex build up
| Item 1 | [5 empty] | 0 | 0 | 0 | 0 | 0 | 0 | 0 | 0 | 0 | 0 | 0 | 0 | 0 | 0 | 0 | 0 | 0 | 0 | 0 | 0 | 0 | 0 | 0 | 0 | 0 | 0 | 0 | 0
Item 2 | bar: 3 FY27 to 7 FY31
Item 3 | bar: 3 FY27 to 7 FY31
Summary
| Capex total |  |  |  | 0 | 0 | 0 | 0 | 0 | 0 | 0 | 0 | 0 | 0 | 0 | 0 | 0 | 0 | 0 | 0 | 0 | 0 | 0 | 0 | 0 | 0 | 0 | 0 | 0 | 0 | 0 | 0 | 0 | 0
| Opex total |  |  |  | 0 | 0 | 0 | 0 | 0 | 0 | 0 | 0 | 0 | 0 | 0 | 0 | 0 | 0 | 0 | 0 | 0 | 0 | 0 | 0 | 0 | 0 | 0 | 0 | 0 | 0 | 0 | 0 | 0 | 0
Option 9
Capex build up
|  | Incl in capex forecast | Incl in economic analysis | Inc in Lifecycle Replacment | bar: 3 FY27 to 7 FY31
| Design | 1 | 1 | 0 | 3 FY27: C-I-C; 4 FY28: C-I-C; 5 FY29: C-I-C; 6 FY30: C-I-C; 7 FY31: C-I-C
| Internal labour | 1 | 1 | 1 | 3 FY27: C-I-C; 4 FY28: C-I-C; 5 FY29: C-I-C; 6 FY30: C-I-C; 7 FY31: C-I-C
| Materials | 1 | 1 | 0 | 3 FY27: C-I-C; 4 FY28: C-I-C; 5 FY29: C-I-C; 6 FY30: C-I-C; 7 FY31: C-I-C
| Contract costs | 1 | 1 | 1 | 3 FY27: C-I-C; 4 FY28: C-I-C; 5 FY29: C-I-C; 6 FY30: C-I-C; 7 FY31: C-I-C
| P(50) risk allowance | 1 | 1 | 1 | 3 FY27: C-I-C; 4 FY28: C-I-C; 5 FY29: C-I-C; 6 FY30: C-I-C; 7 FY31: C-I-C
| Overheads | 0 | 1 | 1 | 3 FY27: C-I-C; 4 FY28: C-I-C; 5 FY29: C-I-C; 6 FY30: C-I-C; 7 FY31: C-I-C
| Finance charges | 0 | 1 | 1 | 3 FY27: C-I-C; 4 FY28: C-I-C; 5 FY29: C-I-C; 6 FY30: C-I-C; 7 FY31: C-I-C
Capex Timing
[7 empty] | 1 | 0 | 0 | 0 | 0
Estimated Lifecycle Replacment Cost
[12 empty] | 0 | 0 | 0 | 0 | 0 | 0 | 0 | 0 | 0 | 0 | 0 | 0 | 0 | 0 | 0 | 0 | 0 | 0 | 0 | 0 | 0 | 0 | 0
Opex build up
| Item 1 | [5 empty] | 0 | 0 | 0 | 0 | 0 | 0 | 0 | 0 | 0 | 0 | 0 | 0 | 0 | 0 | 0 | 0 | 0 | 0 | 0 | 0 | 0 | 0 | 0 | 0 | 0 | 0 | 0 | 0
Item 2 | bar: 3 FY27 to 7 FY31
Item 3 | bar: 3 FY27 to 7 FY31
Summary
| Capex total |  |  |  | 0 | 0 | 0 | 0 | 0 | 0 | 0 | 0 | 0 | 0 | 0 | 0 | 0 | 0 | 0 | 0 | 0 | 0 | 0 | 0 | 0 | 0 | 0 | 0 | 0 | 0 | 0 | 0 | 0 | 0
| Opex total |  |  |  | 0 | 0 | 0 | 0 | 0 | 0 | 0 | 0 | 0 | 0 | 0 | 0 | 0 | 0 | 0 | 0 | 0 | 0 | 0 | 0 | 0 | 0 | 0 | 0 | 0 | 0 | 0 | 0 | 0 | 0
Option 10
Capex build up
|  | Incl in capex forecast | Incl in economic analysis | Inc in Lifecycle Replacment | bar: 3 FY27 to 7 FY31
| Design | 1 | 1 | 0 | 3 FY27: C-I-C; 4 FY28: C-I-C; 5 FY29: C-I-C; 6 FY30: C-I-C; 7 FY31: C-I-C
| Internal labour | 1 | 1 | 1 | 3 FY27: C-I-C; 4 FY28: C-I-C; 5 FY29: C-I-C; 6 FY30: C-I-C; 7 FY31: C-I-C
| Materials | 1 | 1 | 0 | 3 FY27: C-I-C; 4 FY28: C-I-C; 5 FY29: C-I-C; 6 FY30: C-I-C; 7 FY31: C-I-C
| Contract costs | 1 | 1 | 1 | 3 FY27: C-I-C; 4 FY28: C-I-C; 5 FY29: C-I-C; 6 FY30: C-I-C; 7 FY31: C-I-C
| P(50) risk allowance | 1 | 1 | 1 | 3 FY27: C-I-C; 4 FY28: C-I-C; 5 FY29: C-I-C; 6 FY30: C-I-C; 7 FY31: C-I-C
| Overheads | 0 | 1 | 1 | 3 FY27: C-I-C; 4 FY28: C-I-C; 5 FY29: C-I-C; 6 FY30: C-I-C; 7 FY31: C-I-C
| Finance charges | 0 | 1 | 1 | 3 FY27: C-I-C; 4 FY28: C-I-C; 5 FY29: C-I-C; 6 FY30: C-I-C; 7 FY31: C-I-C
Capex Timing
[7 empty] | 1 | 0 | 0 | 0 | 0
Estimated Lifecycle Replacment Cost
[12 empty] | 0 | 0 | 0 | 0 | 0 | 0 | 0 | 0 | 0 | 0 | 0 | 0 | 0 | 0 | 0 | 0 | 0 | 0 | 0 | 0 | 0 | 0 | 0
Opex build up
| Item 1 | [5 empty] | 0 | 0 | 0 | 0 | 0 | 0 | 0 | 0 | 0 | 0 | 0 | 0 | 0 | 0 | 0 | 0 | 0 | 0 | 0 | 0 | 0 | 0 | 0 | 0 | 0 | 0 | 0 | 0
Item 2 | bar: 3 FY27 to 7 FY31
Item 3 | bar: 3 FY27 to 7 FY31
Summary
| Capex total |  |  |  | 0 | 0 | 0 | 0 | 0 | 0 | 0 | 0 | 0 | 0 | 0 | 0 | 0 | 0 | 0 | 0 | 0 | 0 | 0 | 0 | 0 | 0 | 0 | 0 | 0 | 0 | 0 | 0 | 0 | 0
| Opex total |  |  |  | 0 | 0 | 0 | 0 | 0 | 0 | 0 | 0 | 0 | 0 | 0 | 0 | 0 | 0 | 0 | 0 | 0 | 0 | 0 | 0 | 0 | 0 | 0 | 0 | 0 | 0 | 0 | 0 | 0 | 0

## 2.3.2 Option2 Cost
Dollar Basis
WOTS25 Upgrade Feeder | Real $2025
PROJECT EXPENDITURE FORECASTS | 2025 | 2026 | 2027 | 2028 | 2029 | 2030 | TOTAL | Design | 1 | 1 | C-I-C
DESIGN | 0 | 0 | 0 | 0 | 0 | 0 | C-I-C | Internal labour | 1 | 1 | C-I-C
INTERNAL LABOUR | 0 | 0 | 0 | 0 | 0 | 0 | C-I-C | Materials | 1 | 1 | C-I-C
MATERIALS | 0 | 0 | 0 | 0 | 0 | 0 | C-I-C | Contract costs | 1 | 1 | C-I-C
CONTRACT COSTS | 0 | 0 | 0 | 0 | 0 | 0 | C-I-C | P(50) risk allowance | 1 | 1 | C-I-C
PROJECT DIRECT EXPENDITURE | 0 | 0 | 0 | 0 | 0 | 0 | C-I-C | Overheads | 1 | 1 | C-I-C
P50 RISK | 0 | 0 | 0 | 0 | 0 | 0 | C-I-C | Finance charges | 0 | 0 | C-I-C
DIRECT + P50 RISK | 0 | 0 | 0 | 0 | 0 | 0 | C-I-C
OVERHEADS | 0 | 0 | 0 | 0 | 0 | 0 | C-I-C
FINANCE CHARGES | 0 | 0 | 0 | 0 | 0 | 0 | C-I-C
Direct + P50 RISK + INDIRECTS | 0 | 0 | 0 | 0 | 0 | 0 | C-I-C
P90-P50 RISK | 0 | 0 | 0 | 0 | 0 | 0 | C-I-C
DIRECT + P90 RISK + INDIRECTS | 0 | 0 | 0 | 0 | 0 | 0 | C-I-C

## 2.3.3 Option3 Cost
Dollar Basis
WOTS25- Split Feeder | Real $2025
PROJECT EXPENDITURE FORECASTS | 2025 | 2026 | 2027 | 2028 | 2029 | 2030 | TOTAL | Design | 1 | 1 | C-I-C
DESIGN | 0 | 0 | 0 | 0 | 0 | 0 | C-I-C | Internal labour | 1 | 1 | C-I-C
INTERNAL LABOUR | 0 | 0 | 0 | 0 | 0 | 0 | C-I-C | Materials | 1 | 1 | C-I-C
MATERIALS | 0 | 0 | 0 | 0 | 0 | 0 | C-I-C | Contract costs | 1 | 1 | C-I-C
CONTRACT COSTS | 0 | 0 | 0 | 0 | 0 | 0 | C-I-C | P(50) risk allowance | 1 | 1 | C-I-C
PROJECT DIRECT EXPENDITURE | 0 | 0 | 0 | 0 | 0 | 0 | C-I-C | Overheads | 1 | 1 | C-I-C
P50 RISK | 0 | 0 | 0 | 0 | 0 | 0 | C-I-C | Finance charges | 0 | 0 | C-I-C
DIRECT + P50 RISK | 0 | 0 | 0 | 0 | 0 | 0 | C-I-C
OVERHEADS | 0 | 0 | 0 | 0 | 0 | 0 | C-I-C
FINANCE CHARGES | 0 | 0 | 0 | 0 | 0 | 0 | C-I-C
Direct + P50 RISK + INDIRECTS | 0 | 0 | 0 | 0 | 0 | 0 | C-I-C
P90-P50 RISK | 0 | 0 | 0 | 0 | 0 | 0 | C-I-C
DIRECT + P90 RISK + INDIRECTS | 0 | 0 | 0 | 0 | 0 | 0 | C-I-C

## 2.3.4 Option4 Cost
Dollar Basis
5/10 MWh BESS | Real $2025
PROJECT EXPENDITURE FORECASTS | 2025 | 2026 | 2027 | 2028 | 2029 | 2030 | TOTAL | Design | 1 | 1 | C-I-C
DESIGN | 0 | 0 | 0 | 0 | 0 | 0 | C-I-C | Internal labour | 1 | 1 | C-I-C
INTERNAL LABOUR | 0 | 0 | 0 | 0 | 0 | 0 | C-I-C | Materials | 1 | 1 | C-I-C
MATERIALS | 0 | 0 | 0 | 0 | 0 | 0 | C-I-C | Contract costs | 1 | 1 | C-I-C
CONTRACT COSTS | 0 | 0 | 0 | 0 | 0 | 0 | C-I-C | P(50) risk allowance | 1 | 1 | C-I-C
PROJECT DIRECT EXPENDITURE | 0 | 0 | 0 | 0 | 0 | 0 | C-I-C | Overheads | 1 | 1 | C-I-C
P50 RISK | 0 | 0 | 0 | 0 | 0 | 0 | C-I-C | Finance charges | 0 | 0 | C-I-C
DIRECT + P50 RISK | 0 | 0 | 0 | 0 | 0 | 0 | C-I-C
OVERHEADS | 0 | 0 | 0 | 0 | 0 | 0 | C-I-C
FINANCE CHARGES | 0 | 0 | 0 | 0 | 0 | 0 | C-I-C
Direct + P50 RISK + INDIRECTS | 0 | 0 | 0 | 0 | 0 | 0 | C-I-C
P90-P50 RISK | 0 | 0 | 0 | 0 | 0 | 0 | C-I-C
DIRECT + P90 RISK + INDIRECTS | 0 | 0 | 0 | 0 | 0 | 0 | C-I-C

## 2.3.5 Option5 Cost (hidden)
Dollar Basis
Not Used | Real $2025
PROJECT EXPENDITURE FORECASTS | 2025 | 2026 | 2027 | 2028 | 2029 | 2030 | TOTAL | Design | 1 | 1 | 0
DESIGN | 0 | 0 | 0 | 0 | 0 | 0 |  | Internal labour | 1 | 1 | 0
INTERNAL LABOUR | 0 | 0 | 0 | 0 | 0 | 0 |  | Materials | 1 | 1 | 0
MATERIALS | 0 | 0 | 0 | 0 | 0 | 0 |  | Contract costs | 1 | 1 | 0
CONTRACT COSTS | 0 | 0 | 0 | 0 | 0 | 0 |  | P(50) risk allowance | 1 | 1 | 0
PROJECT DIRECT EXPENDITURE | 0 | 0 | 0 | 0 | 0 | 0 |  | Overheads | 1 | 1 | 0
P50 RISK | 0 | 0 | 0 | 0 | 0 | 0 |  | Finance charges | 0 | 0 | 0
DIRECT + P50 RISK | 0 | 0 | 0 | 0 | 0 | 0
OVERHEADS | 0 | 0 | 0 | 0 | 0 | 0
FINANCE CHARGES | 0 | 0 | 0 | 0 | 0 | 0
Direct + P50 RISK + INDIRECTS | 0 | 0 | 0 | 0 | 0 | 0
P90-P50 RISK | 0 | 0 | 0 | 0 | 0 | 0
DIRECT + P90 RISK + INDIRECTS | 0 | 0 | 0 | 0 | 0 | 0

## 2.3.6 Option6 Cost (hidden)
Dollar Basis
Not Used | Real $2025
PROJECT EXPENDITURE FORECASTS | 2025 | 2026 | 2027 | 2028 | 2029 | 2030 | TOTAL | Design | 1 | 1 | 0
DESIGN | 0 | 0 | 0 | 0 | 0 | 0 |  | Internal labour | 1 | 1 | 0
INTERNAL LABOUR | 0 | 0 | 0 | 0 | 0 | 0 |  | Materials | 1 | 1 | 0
MATERIALS | 0 | 0 | 0 | 0 | 0 | 0 |  | Contract costs | 1 | 1 | 0
CONTRACT COSTS | 0 | 0 | 0 | 0 | 0 | 0 |  | P(50) risk allowance | 1 | 1 | 0
PROJECT DIRECT EXPENDITURE | 0 | 0 | 0 | 0 | 0 | 0 |  | Overheads | 1 | 1 | 0
P50 RISK | 0 | 0 | 0 | 0 | 0 | 0 |  | Finance charges | 0 | 0 | 0
DIRECT + P50 RISK | 0 | 0 | 0 | 0 | 0 | 0
OVERHEADS | 0 | 0 | 0 | 0 | 0 | 0
FINANCE CHARGES | 0 | 0 | 0 | 0 | 0 | 0
Direct + P50 RISK + INDIRECTS | 0 | 0 | 0 | 0 | 0 | 0
P90-P50 RISK | 0 | 0 | 0 | 0 | 0 | 0
DIRECT + P90 RISK + INDIRECTS | 0 | 0 | 0 | 0 | 0 | 0

## 2.3.7 Option7 Cost (hidden)
Dollar Basis
Not Used | Real $2025
PROJECT EXPENDITURE FORECASTS | 2025 | 2026 | 2027 | 2028 | 2029 | 2030 | TOTAL | Design | 1 | 1 | 0
DESIGN | 0 | 0 | 0 | 0 | 0 | 0 |  | Internal labour | 1 | 1 | 0
INTERNAL LABOUR | 0 | 0 | 0 | 0 | 0 | 0 |  | Materials | 1 | 1 | 0
MATERIALS | 0 | 0 | 0 | 0 | 0 | 0 |  | Contract costs | 1 | 1 | 0
CONTRACT COSTS | 0 | 0 | 0 | 0 | 0 | 0 |  | P(50) risk allowance | 1 | 1 | 0
PROJECT DIRECT EXPENDITURE | 0 | 0 | 0 | 0 | 0 | 0 |  | Overheads | 1 | 1 | 0
P50 RISK | 0 | 0 | 0 | 0 | 0 | 0 |  | Finance charges | 0 | 0 | 0
DIRECT + P50 RISK | 0 | 0 | 0 | 0 | 0 | 0
OVERHEADS | 0 | 0 | 0 | 0 | 0 | 0
FINANCE CHARGES | 0 | 0 | 0 | 0 | 0 | 0
Direct + P50 RISK + INDIRECTS | 0 | 0 | 0 | 0 | 0 | 0
P90-P50 RISK | 0 | 0 | 0 | 0 | 0 | 0
DIRECT + P90 RISK + INDIRECTS | 0 | 0 | 0 | 0 | 0 | 0

## 2.3.8 Option8 Cost (hidden)
Dollar Basis
Not Used | Real $2025
PROJECT EXPENDITURE FORECASTS | 2025 | 2026 | 2027 | 2028 | 2029 | 2030 | TOTAL | Design | 1 | 1 | 0
DESIGN | 0 | 0 | 0 | 0 | 0 | 0 |  | Internal labour | 1 | 1 | 0
INTERNAL LABOUR | 0 | 0 | 0 | 0 | 0 | 0 |  | Materials | 1 | 1 | 0
MATERIALS | 0 | 0 | 0 | 0 | 0 | 0 |  | Contract costs | 1 | 1 | 0
CONTRACT COSTS | 0 | 0 | 0 | 0 | 0 | 0 |  | P(50) risk allowance | 1 | 1 | 0
PROJECT DIRECT EXPENDITURE | 0 | 0 | 0 | 0 | 0 | 0 |  | Overheads | 1 | 1 | 0
P50 RISK | 0 | 0 | 0 | 0 | 0 | 0 |  | Finance charges | 0 | 0 | 0
DIRECT + P50 RISK | 0 | 0 | 0 | 0 | 0 | 0
OVERHEADS | 0 | 0 | 0 | 0 | 0 | 0
FINANCE CHARGES | 0 | 0 | 0 | 0 | 0 | 0
Direct + P50 RISK + INDIRECTS | 0 | 0 | 0 | 0 | 0 | 0
P90-P50 RISK | 0 | 0 | 0 | 0 | 0 | 0
DIRECT + P90 RISK + INDIRECTS | 0 | 0 | 0 | 0 | 0 | 0

## 2.3.9 Option9 Cost (hidden)
Dollar Basis
Not Used | Real $2025
PROJECT EXPENDITURE FORECASTS | 2025 | 2026 | 2027 | 2028 | 2029 | 2030 | TOTAL | Design | 1 | 1 | 0
DESIGN | 0 | 0 | 0 | 0 | 0 | 0 |  | Internal labour | 1 | 1 | 0
INTERNAL LABOUR | 0 | 0 | 0 | 0 | 0 | 0 |  | Materials | 1 | 1 | 0
MATERIALS | 0 | 0 | 0 | 0 | 0 | 0 |  | Contract costs | 1 | 1 | 0
CONTRACT COSTS | 0 | 0 | 0 | 0 | 0 | 0 |  | P(50) risk allowance | 1 | 1 | 0
PROJECT DIRECT EXPENDITURE | 0 | 0 | 0 | 0 | 0 | 0 |  | Overheads | 1 | 1 | 0
P50 RISK | 0 | 0 | 0 | 0 | 0 | 0 |  | Finance charges | 0 | 0 | 0
DIRECT + P50 RISK | 0 | 0 | 0 | 0 | 0 | 0
OVERHEADS | 0 | 0 | 0 | 0 | 0 | 0
FINANCE CHARGES | 0 | 0 | 0 | 0 | 0 | 0
Direct + P50 RISK + INDIRECTS | 0 | 0 | 0 | 0 | 0 | 0
P90-P50 RISK | 0 | 0 | 0 | 0 | 0 | 0
DIRECT + P90 RISK + INDIRECTS | 0 | 0 | 0 | 0 | 0 | 0

## 2.3.10 Option10 Cost (hidden)
Dollar Basis
Not Used | Real $2025
PROJECT EXPENDITURE FORECASTS | 2025 | 2026 | 2027 | 2028 | 2029 | 2030 | TOTAL | Design | 1 | 1 | 0
DESIGN | 0 | 0 | 0 | 0 | 0 | 0 |  | Internal labour | 1 | 1 | 0
INTERNAL LABOUR | 0 | 0 | 0 | 0 | 0 | 0 |  | Materials | 1 | 1 | 0
MATERIALS | 0 | 0 | 0 | 0 | 0 | 0 |  | Contract costs | 1 | 1 | 0
CONTRACT COSTS | 0 | 0 | 0 | 0 | 0 | 0 |  | P(50) risk allowance | 1 | 1 | 0
PROJECT DIRECT EXPENDITURE | 0 | 0 | 0 | 0 | 0 | 0 |  | Overheads | 1 | 1 | 0
P50 RISK | 0 | 0 | 0 | 0 | 0 | 0 |  | Finance charges | 0 | 0 | 0
DIRECT + P50 RISK | 0 | 0 | 0 | 0 | 0 | 0
OVERHEADS | 0 | 0 | 0 | 0 | 0 | 0
FINANCE CHARGES | 0 | 0 | 0 | 0 | 0 | 0
Direct + P50 RISK + INDIRECTS | 0 | 0 | 0 | 0 | 0 | 0
P90-P50 RISK | 0 | 0 | 0 | 0 | 0 | 0
DIRECT + P90 RISK + INDIRECTS | 0 | 0 | 0 | 0 | 0 | 0

## 3.1 NPV
Economic inputs and assumptions
Scenario | Discount rate | Central
| Cost | Central
| VCR | Central
|  | Central | Lower bound | Upper bound
| Discount rate | 5.56% | 4.11% | 7%
| Cost | 100% | 80% | 120%
| VCR | 100% | 80% | 120%
Asset life for calculating annualised capex (years) | Option 1 | 45
| Option 2 | 45
| Option 3 | 45
| Option 4 | 15
| Option 5 | 45
| Option 6 | 45
| Option 7 | 45
| Option 8 | 45
| Option 9 | 45
| Option 10 | 45
|  |  |  | 1 | 2 | 3 | 4 | 5 | 6 | 7 | 8 | 9 | 10 | 11 | 12 | 13 | 14 | 15 | 16 | 17 | 18 | 19 | 20 | 21 | 22 | 23 | 24 | 25 | 26 | 27 | 28 | 29 | 30
|  |  |  | FY25 | FY26 | FY27 | FY28 | FY29 | FY30 | FY31 | FY32 | FY33 | FY34 | FY35 | FY36 | FY37 | FY38 | FY39 | FY40 | FY41 | FY42 | FY43 | FY44 | FY45 | FY46 | FY47 | FY48 | FY49 | FY50 | FY51 | FY52 | FY53 | FY54
Outputs | bar: 3 FY27; 7 FY31
Option 1
| Discounted | Undiscounted
| 0 | 0 | Capex | 0 | 0 | 0 | 0 | 0 | 0 | 0 | 0 | 0 | 0 | 0 | 0 | 0 | 0 | 0 | 0 | 0 | 0 | 0 | 0 | 0 | 0 | 0 | 0 | 0 | 0 | 0 | 0 | 0 | 0
| 0 | 0 | Opex | 0 | 0 | 0 | 0 | 0 | 0 | 0 | 0 | 0 | 0 | 0 | 0 | 0 | 0 | 0 | 0 | 0 | 0 | 0 | 0 | 0 | 0 | 0 | 0 | 0 | 0 | 0 | 0 | 0 | 0
| 0 | 0 | Reduction in unserved energy | 0 | 0 | 0 | 0 | 0 | 0 | 0 | 0 | 0 | 0 | 0 | 0 | 0 | 0 | 0 | 0 | 0 | 0 | 0 | 0 | 0 | 0 | 0 | 0 | 0 | 0 | 0 | 0 | 0 | 0
| 0 | 0 | Net benefit | 0 | 0 | 0 | 0 | 0 | 0 | 0 | 0 | 0 | 0 | 0 | 0 | 0 | 0 | 0 | 0 | 0 | 0 | 0 | 0 | 0 | 0 | 0 | 0 | 0 | 0 | 0 | 0 | 0 | 0
|  |  | EUE Value ($m, real $2024) | 0.53564 | 0.88371 | 0.095123 | 0.22368 | 0.3699 | 0.69512 | 1.3219 | 2.4867 | 4.9965 | 8.3198 | 14.7696 | 22.8574 | 26.4007 | 39.2427 | 58.1872 | 58.1872 | 58.1872 | 58.1872 | 58.1872 | 58.1872 | 58.1872 | 58.1872 | 58.1872 | 58.1872 | 58.1872 | 58.1872 | 58.1872 | 58.1872 | 58.1872 | 58.1872
Option 2
Determining Optimal Timing: | Discounted | Undiscounted
| 12.9602 | 14.4415 | Capex | 0 | 0 | 14.4415 | 0 | 0 | 0 | 0 | 0 | 0 | 0 | 0 | 0 | 0 | 0 | 0 | 0 | 0 | 0 | 0 | 0 | 0 | 0 | 0 | 0 | 0 | 0 | 0 | 0 | 0 | 0
| 1.7902 | 3.8992 | Opex | 0 | 0 | 0 | 0.14441 | 0.14441 | 0.14441 | 0.14441 | 0.14441 | 0.14441 | 0.14441 | 0.14441 | 0.14441 | 0.14441 | 0.14441 | 0.14441 | 0.14441 | 0.14441 | 0.14441 | 0.14441 | 0.14441 | 0.14441 | 0.14441 | 0.14441 | 0.14441 | 0.14441 | 0.14441 | 0.14441 | 0.14441 | 0.14441 | 0.14441
| 351.06 | 1006.4915 | Reduction in unserved energy | 0 | 0 | 0 | 0.22368 | 0.3699 | 0.69512 | 1.3219 | 2.4867 | 4.9873 | 8.2563 | 14.6273 | 22.3976 | 25.7721 | 37.9568 | 55.4623 | 55.4623 | 55.4623 | 55.4623 | 55.4623 | 55.4623 | 55.4623 | 55.4623 | 55.4623 | 55.4623 | 55.4623 | 55.4623 | 55.4623 | 55.4623 | 55.4623 | 55.4623
| 336.3096 | 988.1508 | Net benefit | 0 | 0 | -14.4415 | 0.07927 | 0.22549 | 0.55071 | 1.1774 | 2.3423 | 4.8429 | 8.1119 | 14.4828 | 22.2532 | 25.6277 | 37.8124 | 55.3179 | 55.3179 | 55.3179 | 55.3179 | 55.3179 | 55.3179 | 55.3179 | 55.3179 | 55.3179 | 55.3179 | 55.3179 | 55.3179 | 55.3179 | 55.3179 | 55.3179 | 55.3179
|  |  | EUE Value ($m, real $2024) | 0.53564 | 0.88371 | 0.095123 | 0 | 0 | 0 | 0 | 0 | 0.0092428 | 0.063526 | 0.14235 | 0.45977 | 0.6286 | 1.2859 | 2.7249 | 2.7249 | 2.7249 | 2.7249 | 2.7249 | 2.7249 | 2.7249 | 2.7249 | 2.7249 | 2.7249 | 2.7249 | 2.7249 | 2.7249 | 2.7249 | 2.7249 | 2.7249
|  |  | Annualised capex | 0 | 0 | 0.78978 | 0.78978 | 0.78978 | 0.78978 | 0.78978 | 0.78978 | 0.78978 | 0.78978 | 0.78978 | 0.78978 | 0.78978 | 0.78978 | 0.78978 | 0.78978 | 0.78978 | 0.78978 | 0.78978 | 0.78978 | 0.78978 | 0.78978 | 0.78978 | 0.78978 | 0.78978 | 0.78978 | 0.78978 | 0.78978 | 0.78978 | 0.78978
|  |  | Annualised cost (capex+opex) | 0 | 0 | 0.78978 | 0.93419 | 0.93419 | 0.93419 | 0.93419 | 0.93419 | 0.93419 | 0.93419 | 0.93419 | 0.93419 | 0.93419 | 0.93419 | 0.93419 | 0.93419 | 0.93419 | 0.93419 | 0.93419 | 0.93419 | 0.93419 | 0.93419 | 0.93419 | 0.93419 | 0.93419 | 0.93419 | 0.93419 | 0.93419 | 0.93419 | 0.93419
|  |  | Optimal timing (interim calc) | 0 | 0 | 0 | 0 | 0 | 0 | 1 | 1 | 1 | 1 | 1 | 1 | 1 | 1 | 1 | 1 | 1 | 1 | 1 | 1 | 1 | 1 | 1 | 1 | 1 | 1 | 1 | 1 | 1 | 1
|  |  | Optimal timing | - | - | - | - | - | - | Yes | - | - | - | - | - | - | - | - | - | - | - | - | - | - | - | - | - | - | - | - | - | - | -
Adjusted For Optimal Timing: | 11.0183 | 14.4415 | Capex | 0 | 0 | 0 | 0 | 0 | 14.4415 | 0 | 0 | 0 | 0 | 0 | 0 | 0 | 0 | 0 | 0 | 0 | 0 | 0 | 0 | 0 | 0 | 0 | 0 | 0 | 0 | 0 | 0 | 0 | 0
| 1.4409 | 3.466 | Opex | 0 | 0 | 0 | 0 | 0 | 0 | 0.14441 | 0.14441 | 0.14441 | 0.14441 | 0.14441 | 0.14441 | 0.14441 | 0.14441 | 0.14441 | 0.14441 | 0.14441 | 0.14441 | 0.14441 | 0.14441 | 0.14441 | 0.14441 | 0.14441 | 0.14441 | 0.14441 | 0.14441 | 0.14441 | 0.14441 | 0.14441 | 0.14441
| 350.0416 | 1005.2028 | Reduction in unserved energy | 0 | 0 | 0 | 0 | 0 | 0 | 1.3219 | 2.4867 | 4.9873 | 8.2563 | 14.6273 | 22.3976 | 25.7721 | 37.9568 | 55.4623 | 55.4623 | 55.4623 | 55.4623 | 55.4623 | 55.4623 | 55.4623 | 55.4623 | 55.4623 | 55.4623 | 55.4623 | 55.4623 | 55.4623 | 55.4623 | 55.4623 | 55.4623
| 337.5824 | 987.2954 | Net benefit | 0 | 0 | 0 | 0 | 0 | -14.4415 | 1.1774 | 2.3423 | 4.8429 | 8.1119 | 14.4828 | 22.2532 | 25.6277 | 37.8124 | 55.3179 | 55.3179 | 55.3179 | 55.3179 | 55.3179 | 55.3179 | 55.3179 | 55.3179 | 55.3179 | 55.3179 | 55.3179 | 55.3179 | 55.3179 | 55.3179 | 55.3179 | 55.3179
Option 3
Determining Optimal Timing: | Discounted | Undiscounted
| 5.527 | 6.1587 | Capex | 0 | 0 | 6.1587 | 0 | 0 | 0 | 0 | 0 | 0 | 0 | 0 | 0 | 0 | 0 | 0 | 0 | 0 | 0 | 0 | 0 | 0 | 0 | 0 | 0 | 0 | 0 | 0 | 0 | 0 | 0
| 0.76343 | 1.6628 | Opex | 0 | 0 | 0 | 0.061587 | 0.061587 | 0.061587 | 0.061587 | 0.061587 | 0.061587 | 0.061587 | 0.061587 | 0.061587 | 0.061587 | 0.061587 | 0.061587 | 0.061587 | 0.061587 | 0.061587 | 0.061587 | 0.061587 | 0.061587 | 0.061587 | 0.061587 | 0.061587 | 0.061587 | 0.061587 | 0.061587 | 0.061587 | 0.061587 | 0.061587
| 366.4558 | 1052.6795 | Reduction in unserved energy | 0 | 0 | 0 | 0.22368 | 0.3699 | 0.69512 | 1.3219 | 2.4867 | 4.9965 | 8.3198 | 14.7696 | 22.8574 | 26.4007 | 39.2427 | 58.1872 | 58.1872 | 58.1872 | 58.1872 | 58.1872 | 58.1872 | 58.1872 | 58.1872 | 58.1872 | 58.1872 | 58.1872 | 58.1872 | 58.1872 | 58.1872 | 58.1872 | 58.1872
| 360.1653 | 1044.858 | Net benefit | 0 | 0 | -6.1587 | 0.1621 | 0.30831 | 0.63353 | 1.2603 | 2.4251 | 4.9349 | 8.2582 | 14.708 | 22.7958 | 26.3391 | 39.1811 | 58.1256 | 58.1256 | 58.1256 | 58.1256 | 58.1256 | 58.1256 | 58.1256 | 58.1256 | 58.1256 | 58.1256 | 58.1256 | 58.1256 | 58.1256 | 58.1256 | 58.1256 | 58.1256
|  |  | EUE Value ($m, real $2024) | 0.53564 | 0.88371 | 0.095123 | 0 | 0 | 0 | 0 | 0 | 0 | 0 | 0 | 0 | 0 | 0 | 0 | 0 | 0 | 0 | 0 | 0 | 0 | 0 | 0 | 0 | 0 | 0 | 0 | 0 | 0 | 0
|  |  | Annualised capex | 0 | 0 | 0.33681 | 0.33681 | 0.33681 | 0.33681 | 0.33681 | 0.33681 | 0.33681 | 0.33681 | 0.33681 | 0.33681 | 0.33681 | 0.33681 | 0.33681 | 0.33681 | 0.33681 | 0.33681 | 0.33681 | 0.33681 | 0.33681 | 0.33681 | 0.33681 | 0.33681 | 0.33681 | 0.33681 | 0.33681 | 0.33681 | 0.33681 | 0.33681
|  |  | Annualised cost (capex+opex) | 0 | 0 | 0.33681 | 0.39839 | 0.39839 | 0.39839 | 0.39839 | 0.39839 | 0.39839 | 0.39839 | 0.39839 | 0.39839 | 0.39839 | 0.39839 | 0.39839 | 0.39839 | 0.39839 | 0.39839 | 0.39839 | 0.39839 | 0.39839 | 0.39839 | 0.39839 | 0.39839 | 0.39839 | 0.39839 | 0.39839 | 0.39839 | 0.39839 | 0.39839
|  |  | Optimal timing (interim calc) | 0 | 0 | 0 | 0 | 0 | 1 | 1 | 1 | 1 | 1 | 1 | 1 | 1 | 1 | 1 | 1 | 1 | 1 | 1 | 1 | 1 | 1 | 1 | 1 | 1 | 1 | 1 | 1 | 1 | 1
|  |  | Optimal timing | - | - | - | - | - | Yes | - | - | - | - | - | - | - | - | - | - | - | - | - | - | - | - | - | - | - | - | - | - | - | -
Adjusted For Optimal Timing: | 4.9601 | 6.1587 | Capex | 0 | 0 | 0 | 0 | 6.1587 | 0 | 0 | 0 | 0 | 0 | 0 | 0 | 0 | 0 | 0 | 0 | 0 | 0 | 0 | 0 | 0 | 0 | 0 | 0 | 0 | 0 | 0 | 0 | 0 | 0
| 0.66147 | 1.5397 | Opex | 0 | 0 | 0 | 0 | 0 | 0.061587 | 0.061587 | 0.061587 | 0.061587 | 0.061587 | 0.061587 | 0.061587 | 0.061587 | 0.061587 | 0.061587 | 0.061587 | 0.061587 | 0.061587 | 0.061587 | 0.061587 | 0.061587 | 0.061587 | 0.061587 | 0.061587 | 0.061587 | 0.061587 | 0.061587 | 0.061587 | 0.061587 | 0.061587
| 365.9677 | 1052.086 | Reduction in unserved energy | 0 | 0 | 0 | 0 | 0 | 0.69512 | 1.3219 | 2.4867 | 4.9965 | 8.3198 | 14.7696 | 22.8574 | 26.4007 | 39.2427 | 58.1872 | 58.1872 | 58.1872 | 58.1872 | 58.1872 | 58.1872 | 58.1872 | 58.1872 | 58.1872 | 58.1872 | 58.1872 | 58.1872 | 58.1872 | 58.1872 | 58.1872 | 58.1872
| 360.3461 | 1044.3876 | Net benefit | 0 | 0 | 0 | 0 | -6.1587 | 0.63353 | 1.2603 | 2.4251 | 4.9349 | 8.2582 | 14.708 | 22.7958 | 26.3391 | 39.1811 | 58.1256 | 58.1256 | 58.1256 | 58.1256 | 58.1256 | 58.1256 | 58.1256 | 58.1256 | 58.1256 | 58.1256 | 58.1256 | 58.1256 | 58.1256 | 58.1256 | 58.1256 | 58.1256
Option 4
Determining Optimal Timing: | Discounted | Undiscounted
| 24.2462 | 36.5077 | Capex | 0 | 0 | 19.4348 | 0 | 0 | 0 | 0 | 0 | 0 | 0 | 0 | 0 | 0 | 0 | 0 | 0 | 0 | 17.0728 | 0 | 0 | 0 | 0 | 0 | 0 | 0 | 0 | 0 | 0 | 0 | 0
| 2.4091 | 5.2474 | Opex | 0 | 0 | 0 | 0.19435 | 0.19435 | 0.19435 | 0.19435 | 0.19435 | 0.19435 | 0.19435 | 0.19435 | 0.19435 | 0.19435 | 0.19435 | 0.19435 | 0.19435 | 0.19435 | 0.19435 | 0.19435 | 0.19435 | 0.19435 | 0.19435 | 0.19435 | 0.19435 | 0.19435 | 0.19435 | 0.19435 | 0.19435 | 0.19435 | 0.19435
| 365.8246 | 1050.7307 | Reduction in unserved energy | 0 | 0 | 0 | 0.22368 | 0.3699 | 0.69512 | 1.3219 | 2.4867 | 4.9965 | 8.3198 | 14.7696 | 22.8574 | 26.4007 | 39.2243 | 58.0666 | 58.0666 | 58.0666 | 58.0666 | 58.0666 | 58.0666 | 58.0666 | 58.0666 | 58.0666 | 58.0666 | 58.0666 | 58.0666 | 58.0666 | 58.0666 | 58.0666 | 58.0666
| 339.1692 | 1008.9757 | Net benefit | 0 | 0 | -19.4348 | 0.029337 | 0.17555 | 0.50077 | 1.1275 | 2.2924 | 4.8022 | 8.1254 | 14.5753 | 22.663 | 26.2063 | 39.03 | 57.8722 | 57.8722 | 57.8722 | 40.7994 | 57.8722 | 57.8722 | 57.8722 | 57.8722 | 57.8722 | 57.8722 | 57.8722 | 57.8722 | 57.8722 | 57.8722 | 57.8722 | 57.8722
|  |  | EUE Value ($m, real $2024) | 0.53564 | 0.88371 | 0.095123 | 0 | 0 | 0 | 0 | 0 | 0 | 0 | 0 | 0 | 3.7589e-06 | 0.018386 | 0.12065 | 0.12065 | 0.12065 | 0.12065 | 0.12065 | 0.12065 | 0.12065 | 0.12065 | 0.12065 | 0.12065 | 0.12065 | 0.12065 | 0.12065 | 0.12065 | 0.12065 | 0.12065
|  |  | Annualised capex | 0 | 0 | 2.4252 | 2.4252 | 2.4252 | 2.4252 | 2.4252 | 2.4252 | 2.4252 | 2.4252 | 2.4252 | 2.4252 | 2.4252 | 2.4252 | 2.4252 | 2.4252 | 2.4252 | 2.4252 | 2.4252 | 2.4252 | 2.4252 | 2.4252 | 2.4252 | 2.4252 | 2.4252 | 2.4252 | 2.4252 | 2.4252 | 2.4252 | 2.4252
|  |  | Annualised cost (capex+opex) | 0 | 0 | 2.4252 | 2.6195 | 2.6195 | 2.6195 | 2.6195 | 2.6195 | 2.6195 | 2.6195 | 2.6195 | 2.6195 | 2.6195 | 2.6195 | 2.6195 | 2.6195 | 2.6195 | 2.6195 | 2.6195 | 2.6195 | 2.6195 | 2.6195 | 2.6195 | 2.6195 | 2.6195 | 2.6195 | 2.6195 | 2.6195 | 2.6195 | 2.6195
|  |  | Optimal timing (interim calc) | 0 | 0 | 0 | 0 | 0 | 0 | 0 | 0 | 1 | 1 | 1 | 1 | 1 | 1 | 1 | 1 | 1 | 1 | 1 | 1 | 1 | 1 | 1 | 1 | 1 | 1 | 1 | 1 | 1 | 1
|  |  | Optimal timing | - | - | - | - | - | - | - | - | Yes | - | - | - | - | - | - | - | - | - | - | - | - | - | - | - | - | - | - | - | - | -
[11 empty] | 1 | 2 | 3 | 4 | 5 | 6 | 7 | 8 | 9 | 10 | 11 | 12 | 13 | 14 | 15 | 16 | 17 | 18 | 19
Adjusted For Optimal Timing: | 18.499 | 36.5077 | Capex | 0 | 0 | 0 | 0 | 0 | 0 | 0 | 19.4348 | 0 | 0 | 0 | 0 | 0 | 0 | 0 | 0 | 0 | 0 | 0 | 0 | 0 | 0 | 17.0728 | 0 | 0 | 0 | 0 | 0 | 0 | 0
| 1.6656 | 4.2757 | Opex | 0 | 0 | 0 | 0 | 0 | 0 | 0 | 0 | 0.19435 | 0.19435 | 0.19435 | 0.19435 | 0.19435 | 0.19435 | 0.19435 | 0.19435 | 0.19435 | 0.19435 | 0.19435 | 0.19435 | 0.19435 | 0.19435 | 0.19435 | 0.19435 | 0.19435 | 0.19435 | 0.19435 | 0.19435 | 0.19435 | 0.19435
| 362.1481 | 1045.6335 | Reduction in unserved energy | 0 | 0 | 0 | 0 | 0 | 0 | 0 | 0 | 4.9965 | 8.3198 | 14.7696 | 22.8574 | 26.4007 | 39.2243 | 58.0666 | 58.0666 | 58.0666 | 58.0666 | 58.0666 | 58.0666 | 58.0666 | 58.0666 | 58.0666 | 58.0666 | 58.0666 | 58.0666 | 58.0666 | 58.0666 | 58.0666 | 58.0666
| 341.9836 | 1004.8501 | Net benefit | 0 | 0 | 0 | 0 | 0 | 0 | 0 | -19.4348 | 4.8022 | 8.1254 | 14.5753 | 22.663 | 26.2063 | 39.03 | 57.8722 | 57.8722 | 57.8722 | 57.8722 | 57.8722 | 57.8722 | 57.8722 | 57.8722 | 40.7994 | 57.8722 | 57.8722 | 57.8722 | 57.8722 | 57.8722 | 57.8722 | 57.8722
Option 5
Determining Optimal Timing: | Discounted | Undiscounted
| 0 | 0 | Capex | 0 | 0 | 0 | 0 | 0 | 0 | 0 | 0 | 0 | 0 | 0 | 0 | 0 | 0 | 0 | 0 | 0 | 0 | 0 | 0 | 0 | 0 | 0 | 0 | 0 | 0 | 0 | 0 | 0 | 0
| 228.9908 | 647.1128 | Opex | 0.47234 | 0.70951 | 0.095123 | 0.22041 | 0.35537 | 0.61158 | 1.0912 | 1.9943 | 3.8774 | 6.3185 | 11.0761 | 16.235 | 18.7519 | 25.8323 | 34.967 | 34.967 | 34.967 | 34.967 | 34.967 | 34.967 | 34.967 | 34.967 | 34.967 | 34.967 | 34.967 | 34.967 | 34.967 | 34.967 | 34.967 | 34.967
| 228.9908 | 647.1128 | Reduction in unserved energy | 0.47234 | 0.70951 | 0.095123 | 0.22041 | 0.35537 | 0.61158 | 1.0912 | 1.9943 | 3.8774 | 6.3185 | 11.0761 | 16.235 | 18.7519 | 25.8323 | 34.967 | 34.967 | 34.967 | 34.967 | 34.967 | 34.967 | 34.967 | 34.967 | 34.967 | 34.967 | 34.967 | 34.967 | 34.967 | 34.967 | 34.967 | 34.967
| 0 | 0 | Net benefit | 0 | 0 | 0 | 0 | 0 | 0 | 0 | 0 | 0 | 0 | 0 | 0 | 0 | 0 | 0 | 0 | 0 | 0 | 0 | 0 | 0 | 0 | 0 | 0 | 0 | 0 | 0 | 0 | 0 | 0
|  |  | EUE Value ($m, real $2024) | 0.063306 | 0.1742 | 0 | 0.0032767 | 0.014528 | 0.083544 | 0.23062 | 0.49237 | 1.1192 | 2.0013 | 3.6935 | 6.6224 | 7.6488 | 13.4104 | 23.2202 | 23.2202 | 23.2202 | 23.2202 | 23.2202 | 23.2202 | 23.2202 | 23.2202 | 23.2202 | 23.2202 | 23.2202 | 23.2202 | 23.2202 | 23.2202 | 23.2202 | 23.2202
|  |  | Annualised capex | 0 | 0 | 0 | 0 | 0 | 0 | 0 | 0 | 0 | 0 | 0 | 0 | 0 | 0 | 0 | 0 | 0 | 0 | 0 | 0 | 0 | 0 | 0 | 0 | 0 | 0 | 0 | 0 | 0 | 0
|  |  | Annualised cost (capex+opex) | 0.47234 | 0.70951 | 0.095123 | 0.22041 | 0.35537 | 0.61158 | 1.0912 | 1.9943 | 3.8774 | 6.3185 | 11.0761 | 16.235 | 18.7519 | 25.8323 | 34.967 | 34.967 | 34.967 | 34.967 | 34.967 | 34.967 | 34.967 | 34.967 | 34.967 | 34.967 | 34.967 | 34.967 | 34.967 | 34.967 | 34.967 | 34.967
|  |  | Optimal timing (interim calc) | 0 | 0 | 0 | 0 | 0 | 0 | 0 | 0 | 0 | 0 | 0 | 0 | 0 | 0 | 0 | 0 | 0 | 0 | 0 | 0 | 0 | 0 | 0 | 0 | 0 | 0 | 0 | 0 | 0 | 0
|  |  | Optimal timing | - | - | - | - | - | - | - | [19 empty] | - | - | - | - | bar: 1 to 19
Adjusted For Optimal Timing: | 0 | 0 | Capex | 0 | 0 | 0 | 0 | 0 | 0 | 0 | 0 | 0 | 0 | 0 | 0 | 0 | 0 | 0 | 0 | 0 | 0 | 0 | 0 | 0 | 0 | 0 | 0 | 0 | 0 | 0 | 0 | 0 | 0
| 228.9908 | 647.1128 | Opex | 0.47234 | 0.70951 | 0.095123 | 0.22041 | 0.35537 | 0.61158 | 1.0912 | 1.9943 | 3.8774 | 6.3185 | 11.0761 | 16.235 | 18.7519 | 25.8323 | 34.967 | 34.967 | 34.967 | 34.967 | 34.967 | 34.967 | 34.967 | 34.967 | 34.967 | 34.967 | 34.967 | 34.967 | 34.967 | 34.967 | 34.967 | 34.967
| 228.9908 | 647.1128 | Reduction in unserved energy | 0.47234 | 0.70951 | 0.095123 | 0.22041 | 0.35537 | 0.61158 | 1.0912 | 1.9943 | 3.8774 | 6.3185 | 11.0761 | 16.235 | 18.7519 | 25.8323 | 34.967 | 34.967 | 34.967 | 34.967 | 34.967 | 34.967 | 34.967 | 34.967 | 34.967 | 34.967 | 34.967 | 34.967 | 34.967 | 34.967 | 34.967 | 34.967
| 0 | 0 | Net benefit | 0 | 0 | 0 | 0 | 0 | 0 | 0 | 0 | 0 | 0 | 0 | 0 | 0 | 0 | 0 | 0 | 0 | 0 | 0 | 0 | 0 | 0 | 0 | 0 | 0 | 0 | 0 | 0 | 0 | 0
Option 6
Determining Optimal Timing: | Discounted | Undiscounted
| 0 | 0 | Capex | 0 | 0 | 0 | 0 | 0 | 0 | 0 | 0 | 0 | 0 | 0 | 0 | 0 | 0 | 0 | 0 | 0 | 0 | 0 | 0 | 0 | 0 | 0 | 0 | 0 | 0 | 0 | 0 | 0 | 0
| 0 | 0 | Opex | 0 | 0 | 0 | 0 | 0 | 0 | 0 | 0 | 0 | 0 | 0 | 0 | 0 | 0 | 0 | 0 | 0 | 0 | 0 | 0 | 0 | 0 | 0 | 0 | 0 | 0 | 0 | 0 | 0 | 0
| 0 | 0 | Reduction in unserved energy | 0 | 0 | 0 | 0 | 0 | 0 | 0 | 0 | 0 | 0 | 0 | 0 | 0 | 0 | 0 | 0 | 0 | 0 | 0 | 0 | 0 | 0 | 0 | 0 | 0 | 0 | 0 | 0 | 0 | 0
| 0 | 0 | Net benefit | 0 | 0 | 0 | 0 | 0 | 0 | 0 | 0 | 0 | 0 | 0 | 0 | 0 | 0 | 0 | 0 | 0 | 0 | 0 | 0 | 0 | 0 | 0 | 0 | 0 | 0 | 0 | 0 | 0 | 0
|  |  | EUE Value ($m, real $2024) | 0 | 0 | 0 | 0 | 0 | 0 | 0 | 0 | 0 | 0 | 0 | 0 | 0 | 0 | 0 | 0 | 0 | 0 | 0 | 0 | 0 | 0 | 0 | 0 | 0 | 0 | 0 | 0 | 0 | 0
|  |  | Annualised capex | 0 | 0 | 0 | 0 | 0 | 0 | 0 | 0 | 0 | 0 | 0 | 0 | 0 | 0 | 0 | 0 | 0 | 0 | 0 | 0 | 0 | 0 | 0 | 0 | 0 | 0 | 0 | 0 | 0 | 0
|  |  | Annualised cost (capex+opex) | 0 | 0 | 0 | 0 | 0 | 0 | 0 | 0 | 0 | 0 | 0 | 0 | 0 | 0 | 0 | 0 | 0 | 0 | 0 | 0 | 0 | 0 | 0 | 0 | 0 | 0 | 0 | 0 | 0 | 0
|  |  | Optimal timing (interim calc) | 0 | 0 | 0 | 0 | 0 | 0 | 0 | 0 | 0 | 0 | 0 | 0 | 0 | 0 | 0 | 0 | 0 | 0 | 0 | 0 | 0 | 0 | 0 | 0 | 0 | 0 | 0 | 0 | 0 | 0
|  |  | Optimal timing | - | - | - | - | - | - | - | [19 empty] | - | - | - | - | bar: 1 to 19
Adjusted For Optimal Timing: | 0 | 0 | Capex | 0 | 0 | 0 | 0 | 0 | 0 | 0 | 0 | 0 | 0 | 0 | 0 | 0 | 0 | 0 | 0 | 0 | 0 | 0 | 0 | 0 | 0 | 0 | 0 | 0 | 0 | 0 | 0 | 0 | 0
| 0 | 0 | Opex | 0 | 0 | 0 | 0 | 0 | 0 | 0 | 0 | 0 | 0 | 0 | 0 | 0 | 0 | 0 | 0 | 0 | 0 | 0 | 0 | 0 | 0 | 0 | 0 | 0 | 0 | 0 | 0 | 0 | 0
| 0 | 0 | Reduction in unserved energy | 0 | 0 | 0 | 0 | 0 | 0 | 0 | 0 | 0 | 0 | 0 | 0 | 0 | 0 | 0 | 0 | 0 | 0 | 0 | 0 | 0 | 0 | 0 | 0 | 0 | 0 | 0 | 0 | 0 | 0
| 0 | 0 | Net benefit | 0 | 0 | 0 | 0 | 0 | 0 | 0 | 0 | 0 | 0 | 0 | 0 | 0 | 0 | 0 | 0 | 0 | 0 | 0 | 0 | 0 | 0 | 0 | 0 | 0 | 0 | 0 | 0 | 0 | 0
Option 7
Determining Optimal Timing: | Discounted | Undiscounted
| 0 | 0 | Capex | 0 | 0 | 0 | 0 | 0 | 0 | 0 | 0 | 0 | 0 | 0 | 0 | 0 | 0 | 0 | 0 | 0 | 0 | 0 | 0 | 0 | 0 | 0 | 0 | 0 | 0 | 0 | 0 | 0 | 0
| 0 | 0 | Opex | 0 | 0 | 0 | 0 | 0 | 0 | 0 | 0 | 0 | 0 | 0 | 0 | 0 | 0 | 0 | 0 | 0 | 0 | 0 | 0 | 0 | 0 | 0 | 0 | 0 | 0 | 0 | 0 | 0 | 0
| 0 | 0 | Reduction in unserved energy | 0 | 0 | 0 | 0 | 0 | 0 | 0 | 0 | 0 | 0 | 0 | 0 | 0 | 0 | 0 | 0 | 0 | 0 | 0 | 0 | 0 | 0 | 0 | 0 | 0 | 0 | 0 | 0 | 0 | 0
| 0 | 0 | Net benefit | 0 | 0 | 0 | 0 | 0 | 0 | 0 | 0 | 0 | 0 | 0 | 0 | 0 | 0 | 0 | 0 | 0 | 0 | 0 | 0 | 0 | 0 | 0 | 0 | 0 | 0 | 0 | 0 | 0 | 0
|  |  | EUE Value ($m, real $2024) | 0 | 0 | 0 | 0 | 0 | 0 | 0 | 0 | 0 | 0 | 0 | 0 | 0 | 0 | 0 | 0 | 0 | 0 | 0 | 0 | 0 | 0 | 0 | 0 | 0 | 0 | 0 | 0 | 0 | 0
|  |  | Annualised capex | 0 | 0 | 0 | 0 | 0 | 0 | 0 | 0 | 0 | 0 | 0 | 0 | 0 | 0 | 0 | 0 | 0 | 0 | 0 | 0 | 0 | 0 | 0 | 0 | 0 | 0 | 0 | 0 | 0 | 0
|  |  | Annualised cost (capex+opex) | 0 | 0 | 0 | 0 | 0 | 0 | 0 | 0 | 0 | 0 | 0 | 0 | 0 | 0 | 0 | 0 | 0 | 0 | 0 | 0 | 0 | 0 | 0 | 0 | 0 | 0 | 0 | 0 | 0 | 0
|  |  | Optimal timing (interim calc) | 0 | 0 | 0 | 0 | 0 | 0 | 0 | 0 | 0 | 0 | 0 | 0 | 0 | 0 | 0 | 0 | 0 | 0 | 0 | 0 | 0 | 0 | 0 | 0 | 0 | 0 | 0 | 0 | 0 | 0
|  |  | Optimal timing | - | - | - | - | - | - | - | [19 empty] | - | - | - | - | bar: 1 to 19
Adjusted For Optimal Timing: | 0 | 0 | Capex | 0 | 0 | 0 | 0 | 0 | 0 | 0 | 0 | 0 | 0 | 0 | 0 | 0 | 0 | 0 | 0 | 0 | 0 | 0 | 0 | 0 | 0 | 0 | 0 | 0 | 0 | 0 | 0 | 0 | 0
| 0 | 0 | Opex | 0 | 0 | 0 | 0 | 0 | 0 | 0 | 0 | 0 | 0 | 0 | 0 | 0 | 0 | 0 | 0 | 0 | 0 | 0 | 0 | 0 | 0 | 0 | 0 | 0 | 0 | 0 | 0 | 0 | 0
| 0 | 0 | Reduction in unserved energy | 0 | 0 | 0 | 0 | 0 | 0 | 0 | 0 | 0 | 0 | 0 | 0 | 0 | 0 | 0 | 0 | 0 | 0 | 0 | 0 | 0 | 0 | 0 | 0 | 0 | 0 | 0 | 0 | 0 | 0
| 0 | 0 | Net benefit | 0 | 0 | 0 | 0 | 0 | 0 | 0 | 0 | 0 | 0 | 0 | 0 | 0 | 0 | 0 | 0 | 0 | 0 | 0 | 0 | 0 | 0 | 0 | 0 | 0 | 0 | 0 | 0 | 0 | 0
Option 8
Determining Optimal Timing: | Discounted | Undiscounted
| 0 | 0 | Capex | 0 | 0 | 0 | 0 | 0 | 0 | 0 | 0 | 0 | 0 | 0 | 0 | 0 | 0 | 0 | 0 | 0 | 0 | 0 | 0 | 0 | 0 | 0 | 0 | 0 | 0 | 0 | 0 | 0 | 0
| 0 | 0 | Opex | 0 | 0 | 0 | 0 | 0 | 0 | 0 | 0 | 0 | 0 | 0 | 0 | 0 | 0 | 0 | 0 | 0 | 0 | 0 | 0 | 0 | 0 | 0 | 0 | 0 | 0 | 0 | 0 | 0 | 0
| 0 | 0 | Reduction in unserved energy | 0 | 0 | 0 | 0 | 0 | 0 | 0 | 0 | 0 | 0 | 0 | 0 | 0 | 0 | 0 | 0 | 0 | 0 | 0 | 0 | 0 | 0 | 0 | 0 | 0 | 0 | 0 | 0 | 0 | 0
| 0 | 0 | Net benefit | 0 | 0 | 0 | 0 | 0 | 0 | 0 | 0 | 0 | 0 | 0 | 0 | 0 | 0 | 0 | 0 | 0 | 0 | 0 | 0 | 0 | 0 | 0 | 0 | 0 | 0 | 0 | 0 | 0 | 0
|  |  | EUE Value ($m, real $2024) | 0 | 0 | 0 | 0 | 0 | 0 | 0 | 0 | 0 | 0 | 0 | 0 | 0 | 0 | 0 | 0 | 0 | 0 | 0 | 0 | 0 | 0 | 0 | 0 | 0 | 0 | 0 | 0 | 0 | 0
|  |  | Annualised capex | 0 | 0 | 0 | 0 | 0 | 0 | 0 | 0 | 0 | 0 | 0 | 0 | 0 | 0 | 0 | 0 | 0 | 0 | 0 | 0 | 0 | 0 | 0 | 0 | 0 | 0 | 0 | 0 | 0 | 0
|  |  | Annualised cost (capex+opex) | 0 | 0 | 0 | 0 | 0 | 0 | 0 | 0 | 0 | 0 | 0 | 0 | 0 | 0 | 0 | 0 | 0 | 0 | 0 | 0 | 0 | 0 | 0 | 0 | 0 | 0 | 0 | 0 | 0 | 0
|  |  | Optimal timing (interim calc) | 0 | 0 | 0 | 0 | 0 | 0 | 0 | 0 | 0 | 0 | 0 | 0 | 0 | 0 | 0 | 0 | 0 | 0 | 0 | 0 | 0 | 0 | 0 | 0 | 0 | 0 | 0 | 0 | 0 | 0
|  |  | Optimal timing | - | - | - | - | - | - | - | [19 empty] | - | - | - | - | bar: 1 to 19
Adjusted For Optimal Timing: | 0 | 0 | Capex | 0 | 0 | 0 | 0 | 0 | 0 | 0 | 0 | 0 | 0 | 0 | 0 | 0 | 0 | 0 | 0 | 0 | 0 | 0 | 0 | 0 | 0 | 0 | 0 | 0 | 0 | 0 | 0 | 0 | 0
| 0 | 0 | Opex | 0 | 0 | 0 | 0 | 0 | 0 | 0 | 0 | 0 | 0 | 0 | 0 | 0 | 0 | 0 | 0 | 0 | 0 | 0 | 0 | 0 | 0 | 0 | 0 | 0 | 0 | 0 | 0 | 0 | 0
| 0 | 0 | Reduction in unserved energy | 0 | 0 | 0 | 0 | 0 | 0 | 0 | 0 | 0 | 0 | 0 | 0 | 0 | 0 | 0 | 0 | 0 | 0 | 0 | 0 | 0 | 0 | 0 | 0 | 0 | 0 | 0 | 0 | 0 | 0
| 0 | 0 | Net benefit | 0 | 0 | 0 | 0 | 0 | 0 | 0 | 0 | 0 | 0 | 0 | 0 | 0 | 0 | 0 | 0 | 0 | 0 | 0 | 0 | 0 | 0 | 0 | 0 | 0 | 0 | 0 | 0 | 0 | 0
Option 9
Determining Optimal Timing: | Discounted | Undiscounted
| 0 | 0 | Capex | 0 | 0 | 0 | 0 | 0 | 0 | 0 | 0 | 0 | 0 | 0 | 0 | 0 | 0 | 0 | 0 | 0 | 0 | 0 | 0 | 0 | 0 | 0 | 0 | 0 | 0 | 0 | 0 | 0 | 0
| 0 | 0 | Opex | 0 | 0 | 0 | 0 | 0 | 0 | 0 | 0 | 0 | 0 | 0 | 0 | 0 | 0 | 0 | 0 | 0 | 0 | 0 | 0 | 0 | 0 | 0 | 0 | 0 | 0 | 0 | 0 | 0 | 0
| 0 | 0 | Reduction in unserved energy | 0 | 0 | 0 | 0 | 0 | 0 | 0 | 0 | 0 | 0 | 0 | 0 | 0 | 0 | 0 | 0 | 0 | 0 | 0 | 0 | 0 | 0 | 0 | 0 | 0 | 0 | 0 | 0 | 0 | 0
| 0 | 0 | Net benefit | 0 | 0 | 0 | 0 | 0 | 0 | 0 | 0 | 0 | 0 | 0 | 0 | 0 | 0 | 0 | 0 | 0 | 0 | 0 | 0 | 0 | 0 | 0 | 0 | 0 | 0 | 0 | 0 | 0 | 0
|  |  | EUE Value ($m, real $2024) | 0 | 0 | 0 | 0 | 0 | 0 | 0 | 0 | 0 | 0 | 0 | 0 | 0 | 0 | 0 | 0 | 0 | 0 | 0 | 0 | 0 | 0 | 0 | 0 | 0 | 0 | 0 | 0 | 0 | 0
|  |  | Annualised capex | 0 | 0 | 0 | 0 | 0 | 0 | 0 | 0 | 0 | 0 | 0 | 0 | 0 | 0 | 0 | 0 | 0 | 0 | 0 | 0 | 0 | 0 | 0 | 0 | 0 | 0 | 0 | 0 | 0 | 0
|  |  | Annualised cost (capex+opex) | 0 | 0 | 0 | 0 | 0 | 0 | 0 | 0 | 0 | 0 | 0 | 0 | 0 | 0 | 0 | 0 | 0 | 0 | 0 | 0 | 0 | 0 | 0 | 0 | 0 | 0 | 0 | 0 | 0 | 0
|  |  | Optimal timing (interim calc) | 0 | 0 | 0 | 0 | 0 | 0 | 0 | 0 | 0 | 0 | 0 | 0 | 0 | 0 | 0 | 0 | 0 | 0 | 0 | 0 | 0 | 0 | 0 | 0 | 0 | 0 | 0 | 0 | 0 | 0
|  |  | Optimal timing | - | - | - | - | - | - | - | [19 empty] | - | - | - | - | bar: 1 to 19
Adjusted For Optimal Timing: | 0 | 0 | Capex | 0 | 0 | 0 | 0 | 0 | 0 | 0 | 0 | 0 | 0 | 0 | 0 | 0 | 0 | 0 | 0 | 0 | 0 | 0 | 0 | 0 | 0 | 0 | 0 | 0 | 0 | 0 | 0 | 0 | 0
| 0 | 0 | Opex | 0 | 0 | 0 | 0 | 0 | 0 | 0 | 0 | 0 | 0 | 0 | 0 | 0 | 0 | 0 | 0 | 0 | 0 | 0 | 0 | 0 | 0 | 0 | 0 | 0 | 0 | 0 | 0 | 0 | 0
| 0 | 0 | Reduction in unserved energy | 0 | 0 | 0 | 0 | 0 | 0 | 0 | 0 | 0 | 0 | 0 | 0 | 0 | 0 | 0 | 0 | 0 | 0 | 0 | 0 | 0 | 0 | 0 | 0 | 0 | 0 | 0 | 0 | 0 | 0
| 0 | 0 | Net benefit | 0 | 0 | 0 | 0 | 0 | 0 | 0 | 0 | 0 | 0 | 0 | 0 | 0 | 0 | 0 | 0 | 0 | 0 | 0 | 0 | 0 | 0 | 0 | 0 | 0 | 0 | 0 | 0 | 0 | 0
Option 10
Determining Optimal Timing: | Discounted | Undiscounted
| 0 | 0 | Capex | 0 | 0 | 0 | 0 | 0 | 0 | 0 | 0 | 0 | 0 | 0 | 0 | 0 | 0 | 0 | 0 | 0 | 0 | 0 | 0 | 0 | 0 | 0 | 0 | 0 | 0 | 0 | 0 | 0 | 0
| 0 | 0 | Opex | 0 | 0 | 0 | 0 | 0 | 0 | 0 | 0 | 0 | 0 | 0 | 0 | 0 | 0 | 0 | 0 | 0 | 0 | 0 | 0 | 0 | 0 | 0 | 0 | 0 | 0 | 0 | 0 | 0 | 0
| 0 | 0 | Reduction in unserved energy | 0 | 0 | 0 | 0 | 0 | 0 | 0 | 0 | 0 | 0 | 0 | 0 | 0 | 0 | 0 | 0 | 0 | 0 | 0 | 0 | 0 | 0 | 0 | 0 | 0 | 0 | 0 | 0 | 0 | 0
| 0 | 0 | Net benefit | 0 | 0 | 0 | 0 | 0 | 0 | 0 | 0 | 0 | 0 | 0 | 0 | 0 | 0 | 0 | 0 | 0 | 0 | 0 | 0 | 0 | 0 | 0 | 0 | 0 | 0 | 0 | 0 | 0 | 0
|  |  | EUE Value ($m, real $2024) | 0 | 0 | 0 | 0 | 0 | 0 | 0 | 0 | 0 | 0 | 0 | 0 | 0 | 0 | 0 | 0 | 0 | 0 | 0 | 0 | 0 | 0 | 0 | 0 | 0 | 0 | 0 | 0 | 0 | 0
|  |  | Annualised capex | 0 | 0 | 0 | 0 | 0 | 0 | 0 | 0 | 0 | 0 | 0 | 0 | 0 | 0 | 0 | 0 | 0 | 0 | 0 | 0 | 0 | 0 | 0 | 0 | 0 | 0 | 0 | 0 | 0 | 0
|  |  | Annualised cost (capex+opex) | 0 | 0 | 0 | 0 | 0 | 0 | 0 | 0 | 0 | 0 | 0 | 0 | 0 | 0 | 0 | 0 | 0 | 0 | 0 | 0 | 0 | 0 | 0 | 0 | 0 | 0 | 0 | 0 | 0 | 0
|  |  | Optimal timing (interim calc) | 0 | 0 | 0 | 0 | 0 | 0 | 0 | 0 | 0 | 0 | 0 | 0 | 0 | 0 | 0 | 0 | 0 | 0 | 0 | 0 | 0 | 0 | 0 | 0 | 0 | 0 | 0 | 0 | 0 | 0
|  |  | Optimal timing | - | - | - | - | - | - | - | [19 empty] | - | - | - | - | bar: 1 to 19
Adjusted For Optimal Timing: | 0 | 0 | Capex | 0 | 0 | 0 | 0 | 0 | 0 | 0 | 0 | 0 | 0 | 0 | 0 | 0 | 0 | 0 | 0 | 0 | 0 | 0 | 0 | 0 | 0 | 0 | 0 | 0 | 0 | 0 | 0 | 0 | 0
| 0 | 0 | Opex | 0 | 0 | 0 | 0 | 0 | 0 | 0 | 0 | 0 | 0 | 0 | 0 | 0 | 0 | 0 | 0 | 0 | 0 | 0 | 0 | 0 | 0 | 0 | 0 | 0 | 0 | 0 | 0 | 0 | 0
| 0 | 0 | Reduction in unserved energy | 0 | 0 | 0 | 0 | 0 | 0 | 0 | 0 | 0 | 0 | 0 | 0 | 0 | 0 | 0 | 0 | 0 | 0 | 0 | 0 | 0 | 0 | 0 | 0 | 0 | 0 | 0 | 0 | 0 | 0
| 0 | 0 | Net benefit | 0 | 0 | 0 | 0 | 0 | 0 | 0 | 0 | 0 | 0 | 0 | 0 | 0 | 0 | 0 | 0 | 0 | 0 | 0 | 0 | 0 | 0 | 0 | 0 | 0 | 0 | 0 | 0 | 0 | 0

## 3.2.1 NPV (LoDiscount)
Economic inputs and assumptions
Scenario | Discount rate | Lower bound
| Cost | Central
| VCR | Central
|  | Central | Lower bound | Upper bound
| Discount rate | 5.56% | 4.11% | 7%
| Cost | 100% | 80% | 120%
| VCR | 100% | 80% | 120%
Asset life for calculating annualised capex (years) | Option 1 | 45
| Option 2 | 45
| Option 3 | 45
| Option 4 | 15
| Option 5 | 45
| Option 6 | 45
| Option 7 | 45
| Option 8 | 45
| Option 9 | 45
| Option 10 | 45
|  |  |  | 1 | 2 | 3 | 4 | 5 | 6 | 7 | 8 | 9 | 10 | 11 | 12 | 13 | 14 | 15 | 16 | 17 | 18 | 19 | 20 | 21 | 22 | 23 | 24 | 25 | 26 | 27 | 28 | 29 | 30
|  |  |  | FY25 | FY26 | FY27 | FY28 | FY29 | FY30 | FY31 | FY32 | FY33 | FY34 | FY35 | FY36 | FY37 | FY38 | FY39 | FY40 | FY41 | FY42 | FY43 | FY44 | FY45 | FY46 | FY47 | FY48 | FY49 | FY50 | FY51 | FY52 | FY53 | FY54
Outputs | bar: 3 FY27; 7 FY31
Option 1
| Discounted | Undiscounted
| 0 | 0 | Capex | 0 | 0 | 0 | 0 | 0 | 0 | 0 | 0 | 0 | 0 | 0 | 0 | 0 | 0 | 0 | 0 | 0 | 0 | 0 | 0 | 0 | 0 | 0 | 0 | 0 | 0 | 0 | 0 | 0 | 0
| 0 | 0 | Opex | 0 | 0 | 0 | 0 | 0 | 0 | 0 | 0 | 0 | 0 | 0 | 0 | 0 | 0 | 0 | 0 | 0 | 0 | 0 | 0 | 0 | 0 | 0 | 0 | 0 | 0 | 0 | 0 | 0 | 0
| 0 | 0 | Reduction in unserved energy | 0 | 0 | 0 | 0 | 0 | 0 | 0 | 0 | 0 | 0 | 0 | 0 | 0 | 0 | 0 | 0 | 0 | 0 | 0 | 0 | 0 | 0 | 0 | 0 | 0 | 0 | 0 | 0 | 0 | 0
| 0 | 0 | Net benefit | 0 | 0 | 0 | 0 | 0 | 0 | 0 | 0 | 0 | 0 | 0 | 0 | 0 | 0 | 0 | 0 | 0 | 0 | 0 | 0 | 0 | 0 | 0 | 0 | 0 | 0 | 0 | 0 | 0 | 0
|  |  | EUE Value ($m, real $2024) | 0.53564 | 0.88371 | 0.095123 | 0.22368 | 0.3699 | 0.69512 | 1.3219 | 2.4867 | 4.9965 | 8.3198 | 14.7696 | 22.8574 | 26.4007 | 39.2427 | 58.1872 | 58.1872 | 58.1872 | 58.1872 | 58.1872 | 58.1872 | 58.1872 | 58.1872 | 58.1872 | 58.1872 | 58.1872 | 58.1872 | 58.1872 | 58.1872 | 58.1872 | 58.1872
Option 2
Determining Optimal Timing: | Discounted | Undiscounted
| 13.3238 | 14.4415 | Capex | 0 | 0 | 14.4415 | 0 | 0 | 0 | 0 | 0 | 0 | 0 | 0 | 0 | 0 | 0 | 0 | 0 | 0 | 0 | 0 | 0 | 0 | 0 | 0 | 0 | 0 | 0 | 0 | 0 | 0 | 0
| 2.1491 | 3.8992 | Opex | 0 | 0 | 0 | 0.14441 | 0.14441 | 0.14441 | 0.14441 | 0.14441 | 0.14441 | 0.14441 | 0.14441 | 0.14441 | 0.14441 | 0.14441 | 0.14441 | 0.14441 | 0.14441 | 0.14441 | 0.14441 | 0.14441 | 0.14441 | 0.14441 | 0.14441 | 0.14441 | 0.14441 | 0.14441 | 0.14441 | 0.14441 | 0.14441 | 0.14441
| 455.6357 | 1006.4915 | Reduction in unserved energy | 0 | 0 | 0 | 0.22368 | 0.3699 | 0.69512 | 1.3219 | 2.4867 | 4.9873 | 8.2563 | 14.6273 | 22.3976 | 25.7721 | 37.9568 | 55.4623 | 55.4623 | 55.4623 | 55.4623 | 55.4623 | 55.4623 | 55.4623 | 55.4623 | 55.4623 | 55.4623 | 55.4623 | 55.4623 | 55.4623 | 55.4623 | 55.4623 | 55.4623
| 440.1628 | 988.1508 | Net benefit | 0 | 0 | -14.4415 | 0.07927 | 0.22549 | 0.55071 | 1.1774 | 2.3423 | 4.8429 | 8.1119 | 14.4828 | 22.2532 | 25.6277 | 37.8124 | 55.3179 | 55.3179 | 55.3179 | 55.3179 | 55.3179 | 55.3179 | 55.3179 | 55.3179 | 55.3179 | 55.3179 | 55.3179 | 55.3179 | 55.3179 | 55.3179 | 55.3179 | 55.3179
|  |  | EUE Value ($m, real $2024) | 0.53564 | 0.88371 | 0.095123 | 0 | 0 | 0 | 0 | 0 | 0.0092428 | 0.063526 | 0.14235 | 0.45977 | 0.6286 | 1.2859 | 2.7249 | 2.7249 | 2.7249 | 2.7249 | 2.7249 | 2.7249 | 2.7249 | 2.7249 | 2.7249 | 2.7249 | 2.7249 | 2.7249 | 2.7249 | 2.7249 | 2.7249 | 2.7249
|  |  | Annualised capex | 0 | 0 | 0.81193 | 0.81193 | 0.81193 | 0.81193 | 0.81193 | 0.81193 | 0.81193 | 0.81193 | 0.81193 | 0.81193 | 0.81193 | 0.81193 | 0.81193 | 0.81193 | 0.81193 | 0.81193 | 0.81193 | 0.81193 | 0.81193 | 0.81193 | 0.81193 | 0.81193 | 0.81193 | 0.81193 | 0.81193 | 0.81193 | 0.81193 | 0.81193
|  |  | Annualised cost (capex+opex) | 0 | 0 | 0.81193 | 0.95635 | 0.95635 | 0.95635 | 0.95635 | 0.95635 | 0.95635 | 0.95635 | 0.95635 | 0.95635 | 0.95635 | 0.95635 | 0.95635 | 0.95635 | 0.95635 | 0.95635 | 0.95635 | 0.95635 | 0.95635 | 0.95635 | 0.95635 | 0.95635 | 0.95635 | 0.95635 | 0.95635 | 0.95635 | 0.95635 | 0.95635
|  |  | Optimal timing (interim calc) | 0 | 0 | 0 | 0 | 0 | 0 | 1 | 1 | 1 | 1 | 1 | 1 | 1 | 1 | 1 | 1 | 1 | 1 | 1 | 1 | 1 | 1 | 1 | 1 | 1 | 1 | 1 | 1 | 1 | 1
|  |  | Optimal timing | - | - | - | - | - | - | Yes | - | - | - | - | - | - | - | - | - | - | - | - | - | - | - | - | - | - | - | - | - | - | -
Adjusted For Optimal Timing: | 11.8073 | 14.4415 | Capex | 0 | 0 | 0 | 0 | 0 | 14.4415 | 0 | 0 | 0 | 0 | 0 | 0 | 0 | 0 | 0 | 0 | 0 | 0 | 0 | 0 | 0 | 0 | 0 | 0 | 0 | 0 | 0 | 0 | 0 | 0
| 1.7801 | 3.466 | Opex | 0 | 0 | 0 | 0 | 0 | 0 | 0.14441 | 0.14441 | 0.14441 | 0.14441 | 0.14441 | 0.14441 | 0.14441 | 0.14441 | 0.14441 | 0.14441 | 0.14441 | 0.14441 | 0.14441 | 0.14441 | 0.14441 | 0.14441 | 0.14441 | 0.14441 | 0.14441 | 0.14441 | 0.14441 | 0.14441 | 0.14441 | 0.14441
| 454.5543 | 1005.2028 | Reduction in unserved energy | 0 | 0 | 0 | 0 | 0 | 0 | 1.3219 | 2.4867 | 4.9873 | 8.2563 | 14.6273 | 22.3976 | 25.7721 | 37.9568 | 55.4623 | 55.4623 | 55.4623 | 55.4623 | 55.4623 | 55.4623 | 55.4623 | 55.4623 | 55.4623 | 55.4623 | 55.4623 | 55.4623 | 55.4623 | 55.4623 | 55.4623 | 55.4623
| 440.9668 | 987.2954 | Net benefit | 0 | 0 | 0 | 0 | 0 | -14.4415 | 1.1774 | 2.3423 | 4.8429 | 8.1119 | 14.4828 | 22.2532 | 25.6277 | 37.8124 | 55.3179 | 55.3179 | 55.3179 | 55.3179 | 55.3179 | 55.3179 | 55.3179 | 55.3179 | 55.3179 | 55.3179 | 55.3179 | 55.3179 | 55.3179 | 55.3179 | 55.3179 | 55.3179
Option 3
Determining Optimal Timing: | Discounted | Undiscounted
| 5.682 | 6.1587 | Capex | 0 | 0 | 6.1587 | 0 | 0 | 0 | 0 | 0 | 0 | 0 | 0 | 0 | 0 | 0 | 0 | 0 | 0 | 0 | 0 | 0 | 0 | 0 | 0 | 0 | 0 | 0 | 0 | 0 | 0 | 0
| 0.91651 | 1.6628 | Opex | 0 | 0 | 0 | 0.061587 | 0.061587 | 0.061587 | 0.061587 | 0.061587 | 0.061587 | 0.061587 | 0.061587 | 0.061587 | 0.061587 | 0.061587 | 0.061587 | 0.061587 | 0.061587 | 0.061587 | 0.061587 | 0.061587 | 0.061587 | 0.061587 | 0.061587 | 0.061587 | 0.061587 | 0.061587 | 0.061587 | 0.061587 | 0.061587 | 0.061587
| 475.8835 | 1052.6795 | Reduction in unserved energy | 0 | 0 | 0 | 0.22368 | 0.3699 | 0.69512 | 1.3219 | 2.4867 | 4.9965 | 8.3198 | 14.7696 | 22.8574 | 26.4007 | 39.2427 | 58.1872 | 58.1872 | 58.1872 | 58.1872 | 58.1872 | 58.1872 | 58.1872 | 58.1872 | 58.1872 | 58.1872 | 58.1872 | 58.1872 | 58.1872 | 58.1872 | 58.1872 | 58.1872
| 469.285 | 1044.858 | Net benefit | 0 | 0 | -6.1587 | 0.1621 | 0.30831 | 0.63353 | 1.2603 | 2.4251 | 4.9349 | 8.2582 | 14.708 | 22.7958 | 26.3391 | 39.1811 | 58.1256 | 58.1256 | 58.1256 | 58.1256 | 58.1256 | 58.1256 | 58.1256 | 58.1256 | 58.1256 | 58.1256 | 58.1256 | 58.1256 | 58.1256 | 58.1256 | 58.1256 | 58.1256
|  |  | EUE Value ($m, real $2024) | 0.53564 | 0.88371 | 0.095123 | 0 | 0 | 0 | 0 | 0 | 0 | 0 | 0 | 0 | 0 | 0 | 0 | 0 | 0 | 0 | 0 | 0 | 0 | 0 | 0 | 0 | 0 | 0 | 0 | 0 | 0 | 0
|  |  | Annualised capex | 0 | 0 | 0.34625 | 0.34625 | 0.34625 | 0.34625 | 0.34625 | 0.34625 | 0.34625 | 0.34625 | 0.34625 | 0.34625 | 0.34625 | 0.34625 | 0.34625 | 0.34625 | 0.34625 | 0.34625 | 0.34625 | 0.34625 | 0.34625 | 0.34625 | 0.34625 | 0.34625 | 0.34625 | 0.34625 | 0.34625 | 0.34625 | 0.34625 | 0.34625
|  |  | Annualised cost (capex+opex) | 0 | 0 | 0.34625 | 0.40784 | 0.40784 | 0.40784 | 0.40784 | 0.40784 | 0.40784 | 0.40784 | 0.40784 | 0.40784 | 0.40784 | 0.40784 | 0.40784 | 0.40784 | 0.40784 | 0.40784 | 0.40784 | 0.40784 | 0.40784 | 0.40784 | 0.40784 | 0.40784 | 0.40784 | 0.40784 | 0.40784 | 0.40784 | 0.40784 | 0.40784
|  |  | Optimal timing (interim calc) | 0 | 0 | 0 | 0 | 0 | 1 | 1 | 1 | 1 | 1 | 1 | 1 | 1 | 1 | 1 | 1 | 1 | 1 | 1 | 1 | 1 | 1 | 1 | 1 | 1 | 1 | 1 | 1 | 1 | 1
|  |  | Optimal timing | - | - | - | - | - | Yes | - | - | - | - | - | - | - | - | - | - | - | - | - | - | - | - | - | - | - | - | - | - | - | -
Adjusted For Optimal Timing: | 5.2423 | 6.1587 | Capex | 0 | 0 | 0 | 0 | 6.1587 | 0 | 0 | 0 | 0 | 0 | 0 | 0 | 0 | 0 | 0 | 0 | 0 | 0 | 0 | 0 | 0 | 0 | 0 | 0 | 0 | 0 | 0 | 0 | 0 | 0
| 0.80951 | 1.5397 | Opex | 0 | 0 | 0 | 0 | 0 | 0.061587 | 0.061587 | 0.061587 | 0.061587 | 0.061587 | 0.061587 | 0.061587 | 0.061587 | 0.061587 | 0.061587 | 0.061587 | 0.061587 | 0.061587 | 0.061587 | 0.061587 | 0.061587 | 0.061587 | 0.061587 | 0.061587 | 0.061587 | 0.061587 | 0.061587 | 0.061587 | 0.061587 | 0.061587
| 475.3704 | 1052.086 | Reduction in unserved energy | 0 | 0 | 0 | 0 | 0 | 0.69512 | 1.3219 | 2.4867 | 4.9965 | 8.3198 | 14.7696 | 22.8574 | 26.4007 | 39.2427 | 58.1872 | 58.1872 | 58.1872 | 58.1872 | 58.1872 | 58.1872 | 58.1872 | 58.1872 | 58.1872 | 58.1872 | 58.1872 | 58.1872 | 58.1872 | 58.1872 | 58.1872 | 58.1872
| 469.3187 | 1044.3876 | Net benefit | 0 | 0 | 0 | 0 | -6.1587 | 0.63353 | 1.2603 | 2.4251 | 4.9349 | 8.2582 | 14.708 | 22.7958 | 26.3391 | 39.1811 | 58.1256 | 58.1256 | 58.1256 | 58.1256 | 58.1256 | 58.1256 | 58.1256 | 58.1256 | 58.1256 | 58.1256 | 58.1256 | 58.1256 | 58.1256 | 58.1256 | 58.1256 | 58.1256
Option 4
Determining Optimal Timing: | Discounted | Undiscounted
| 26.5393 | 36.5077 | Capex | 0 | 0 | 19.4348 | 0 | 0 | 0 | 0 | 0 | 0 | 0 | 0 | 0 | 0 | 0 | 0 | 0 | 0 | 17.0728 | 0 | 0 | 0 | 0 | 0 | 0 | 0 | 0 | 0 | 0 | 0 | 0
| 2.8922 | 5.2474 | Opex | 0 | 0 | 0 | 0.19435 | 0.19435 | 0.19435 | 0.19435 | 0.19435 | 0.19435 | 0.19435 | 0.19435 | 0.19435 | 0.19435 | 0.19435 | 0.19435 | 0.19435 | 0.19435 | 0.19435 | 0.19435 | 0.19435 | 0.19435 | 0.19435 | 0.19435 | 0.19435 | 0.19435 | 0.19435 | 0.19435 | 0.19435 | 0.19435 | 0.19435
| 475.0465 | 1050.7307 | Reduction in unserved energy | 0 | 0 | 0 | 0.22368 | 0.3699 | 0.69512 | 1.3219 | 2.4867 | 4.9965 | 8.3198 | 14.7696 | 22.8574 | 26.4007 | 39.2243 | 58.0666 | 58.0666 | 58.0666 | 58.0666 | 58.0666 | 58.0666 | 58.0666 | 58.0666 | 58.0666 | 58.0666 | 58.0666 | 58.0666 | 58.0666 | 58.0666 | 58.0666 | 58.0666
| 445.6151 | 1008.9757 | Net benefit | 0 | 0 | -19.4348 | 0.029337 | 0.17555 | 0.50077 | 1.1275 | 2.2924 | 4.8022 | 8.1254 | 14.5753 | 22.663 | 26.2063 | 39.03 | 57.8722 | 57.8722 | 57.8722 | 40.7994 | 57.8722 | 57.8722 | 57.8722 | 57.8722 | 57.8722 | 57.8722 | 57.8722 | 57.8722 | 57.8722 | 57.8722 | 57.8722 | 57.8722
|  |  | EUE Value ($m, real $2024) | 0.53564 | 0.88371 | 0.095123 | 0 | 0 | 0 | 0 | 0 | 0 | 0 | 0 | 0 | 3.7589e-06 | 0.018386 | 0.12065 | 0.12065 | 0.12065 | 0.12065 | 0.12065 | 0.12065 | 0.12065 | 0.12065 | 0.12065 | 0.12065 | 0.12065 | 0.12065 | 0.12065 | 0.12065 | 0.12065 | 0.12065
|  |  | Annualised capex | 0 | 0 | 2.6545 | 2.6545 | 2.6545 | 2.6545 | 2.6545 | 2.6545 | 2.6545 | 2.6545 | 2.6545 | 2.6545 | 2.6545 | 2.6545 | 2.6545 | 2.6545 | 2.6545 | 2.6545 | 2.6545 | 2.6545 | 2.6545 | 2.6545 | 2.6545 | 2.6545 | 2.6545 | 2.6545 | 2.6545 | 2.6545 | 2.6545 | 2.6545
|  |  | Annualised cost (capex+opex) | 0 | 0 | 2.6545 | 2.8489 | 2.8489 | 2.8489 | 2.8489 | 2.8489 | 2.8489 | 2.8489 | 2.8489 | 2.8489 | 2.8489 | 2.8489 | 2.8489 | 2.8489 | 2.8489 | 2.8489 | 2.8489 | 2.8489 | 2.8489 | 2.8489 | 2.8489 | 2.8489 | 2.8489 | 2.8489 | 2.8489 | 2.8489 | 2.8489 | 2.8489
|  |  | Optimal timing (interim calc) | 0 | 0 | 0 | 0 | 0 | 0 | 0 | 0 | 1 | 1 | 1 | 1 | 1 | 1 | 1 | 1 | 1 | 1 | 1 | 1 | 1 | 1 | 1 | 1 | 1 | 1 | 1 | 1 | 1 | 1
|  |  | Optimal timing | - | - | - | - | - | - | - | - | Yes | - | - | - | - | - | - | - | - | - | - | - | - | - | - | - | - | - | - | - | - | -
[11 empty] | 1 | 2 | 3 | 4 | 5 | 6 | 7 | 8 | 9 | 10 | 11 | 12 | 13 | 14 | 15 | 16 | 17 | 18 | 19
Adjusted For Optimal Timing: | 21.6983 | 36.5077 | Capex | 0 | 0 | 0 | 0 | 0 | 0 | 0 | 19.4348 | 0 | 0 | 0 | 0 | 0 | 0 | 0 | 0 | 0 | 0 | 0 | 0 | 0 | 0 | 17.0728 | 0 | 0 | 0 | 0 | 0 | 0 | 0
| 2.0964 | 4.2757 | Opex | 0 | 0 | 0 | 0 | 0 | 0 | 0 | 0 | 0.19435 | 0.19435 | 0.19435 | 0.19435 | 0.19435 | 0.19435 | 0.19435 | 0.19435 | 0.19435 | 0.19435 | 0.19435 | 0.19435 | 0.19435 | 0.19435 | 0.19435 | 0.19435 | 0.19435 | 0.19435 | 0.19435 | 0.19435 | 0.19435 | 0.19435
| 471.0513 | 1045.6335 | Reduction in unserved energy | 0 | 0 | 0 | 0 | 0 | 0 | 0 | 0 | 4.9965 | 8.3198 | 14.7696 | 22.8574 | 26.4007 | 39.2243 | 58.0666 | 58.0666 | 58.0666 | 58.0666 | 58.0666 | 58.0666 | 58.0666 | 58.0666 | 58.0666 | 58.0666 | 58.0666 | 58.0666 | 58.0666 | 58.0666 | 58.0666 | 58.0666
| 447.2565 | 1004.8501 | Net benefit | 0 | 0 | 0 | 0 | 0 | 0 | 0 | -19.4348 | 4.8022 | 8.1254 | 14.5753 | 22.663 | 26.2063 | 39.03 | 57.8722 | 57.8722 | 57.8722 | 57.8722 | 57.8722 | 57.8722 | 57.8722 | 57.8722 | 40.7994 | 57.8722 | 57.8722 | 57.8722 | 57.8722 | 57.8722 | 57.8722 | 57.8722
Option 5
Determining Optimal Timing: | Discounted | Undiscounted
| 0 | 0 | Capex | 0 | 0 | 0 | 0 | 0 | 0 | 0 | 0 | 0 | 0 | 0 | 0 | 0 | 0 | 0 | 0 | 0 | 0 | 0 | 0 | 0 | 0 | 0 | 0 | 0 | 0 | 0 | 0 | 0 | 0
| 295.917 | 647.1128 | Opex | 0.47234 | 0.70951 | 0.095123 | 0.22041 | 0.35537 | 0.61158 | 1.0912 | 1.9943 | 3.8774 | 6.3185 | 11.0761 | 16.235 | 18.7519 | 25.8323 | 34.967 | 34.967 | 34.967 | 34.967 | 34.967 | 34.967 | 34.967 | 34.967 | 34.967 | 34.967 | 34.967 | 34.967 | 34.967 | 34.967 | 34.967 | 34.967
| 295.917 | 647.1128 | Reduction in unserved energy | 0.47234 | 0.70951 | 0.095123 | 0.22041 | 0.35537 | 0.61158 | 1.0912 | 1.9943 | 3.8774 | 6.3185 | 11.0761 | 16.235 | 18.7519 | 25.8323 | 34.967 | 34.967 | 34.967 | 34.967 | 34.967 | 34.967 | 34.967 | 34.967 | 34.967 | 34.967 | 34.967 | 34.967 | 34.967 | 34.967 | 34.967 | 34.967
| 0 | 0 | Net benefit | 0 | 0 | 0 | 0 | 0 | 0 | 0 | 0 | 0 | 0 | 0 | 0 | 0 | 0 | 0 | 0 | 0 | 0 | 0 | 0 | 0 | 0 | 0 | 0 | 0 | 0 | 0 | 0 | 0 | 0
|  |  | EUE Value ($m, real $2024) | 0.063306 | 0.1742 | 0 | 0.0032767 | 0.014528 | 0.083544 | 0.23062 | 0.49237 | 1.1192 | 2.0013 | 3.6935 | 6.6224 | 7.6488 | 13.4104 | 23.2202 | 23.2202 | 23.2202 | 23.2202 | 23.2202 | 23.2202 | 23.2202 | 23.2202 | 23.2202 | 23.2202 | 23.2202 | 23.2202 | 23.2202 | 23.2202 | 23.2202 | 23.2202
|  |  | Annualised capex | 0 | 0 | 0 | 0 | 0 | 0 | 0 | 0 | 0 | 0 | 0 | 0 | 0 | 0 | 0 | 0 | 0 | 0 | 0 | 0 | 0 | 0 | 0 | 0 | 0 | 0 | 0 | 0 | 0 | 0
|  |  | Annualised cost (capex+opex) | 0.47234 | 0.70951 | 0.095123 | 0.22041 | 0.35537 | 0.61158 | 1.0912 | 1.9943 | 3.8774 | 6.3185 | 11.0761 | 16.235 | 18.7519 | 25.8323 | 34.967 | 34.967 | 34.967 | 34.967 | 34.967 | 34.967 | 34.967 | 34.967 | 34.967 | 34.967 | 34.967 | 34.967 | 34.967 | 34.967 | 34.967 | 34.967
|  |  | Optimal timing (interim calc) | 0 | 0 | 0 | 0 | 0 | 0 | 0 | 0 | 0 | 0 | 0 | 0 | 0 | 0 | 0 | 0 | 0 | 0 | 0 | 0 | 0 | 0 | 0 | 0 | 0 | 0 | 0 | 0 | 0 | 0
|  |  | Optimal timing | - | - | - | - | - | - | - | [19 empty] | - | - | - | - | bar: 1 to 19
Adjusted For Optimal Timing: | 0 | 0 | Capex | 0 | 0 | 0 | 0 | 0 | 0 | 0 | 0 | 0 | 0 | 0 | 0 | 0 | 0 | 0 | 0 | 0 | 0 | 0 | 0 | 0 | 0 | 0 | 0 | 0 | 0 | 0 | 0 | 0 | 0
| 295.917 | 647.1128 | Opex | 0.47234 | 0.70951 | 0.095123 | 0.22041 | 0.35537 | 0.61158 | 1.0912 | 1.9943 | 3.8774 | 6.3185 | 11.0761 | 16.235 | 18.7519 | 25.8323 | 34.967 | 34.967 | 34.967 | 34.967 | 34.967 | 34.967 | 34.967 | 34.967 | 34.967 | 34.967 | 34.967 | 34.967 | 34.967 | 34.967 | 34.967 | 34.967
| 295.917 | 647.1128 | Reduction in unserved energy | 0.47234 | 0.70951 | 0.095123 | 0.22041 | 0.35537 | 0.61158 | 1.0912 | 1.9943 | 3.8774 | 6.3185 | 11.0761 | 16.235 | 18.7519 | 25.8323 | 34.967 | 34.967 | 34.967 | 34.967 | 34.967 | 34.967 | 34.967 | 34.967 | 34.967 | 34.967 | 34.967 | 34.967 | 34.967 | 34.967 | 34.967 | 34.967
| 0 | 0 | Net benefit | 0 | 0 | 0 | 0 | 0 | 0 | 0 | 0 | 0 | 0 | 0 | 0 | 0 | 0 | 0 | 0 | 0 | 0 | 0 | 0 | 0 | 0 | 0 | 0 | 0 | 0 | 0 | 0 | 0 | 0
Option 6
Determining Optimal Timing: | Discounted | Undiscounted
| 0 | 0 | Capex | 0 | 0 | 0 | 0 | 0 | 0 | 0 | 0 | 0 | 0 | 0 | 0 | 0 | 0 | 0 | 0 | 0 | 0 | 0 | 0 | 0 | 0 | 0 | 0 | 0 | 0 | 0 | 0 | 0 | 0
| 0 | 0 | Opex | 0 | 0 | 0 | 0 | 0 | 0 | 0 | 0 | 0 | 0 | 0 | 0 | 0 | 0 | 0 | 0 | 0 | 0 | 0 | 0 | 0 | 0 | 0 | 0 | 0 | 0 | 0 | 0 | 0 | 0
| 0 | 0 | Reduction in unserved energy | 0 | 0 | 0 | 0 | 0 | 0 | 0 | 0 | 0 | 0 | 0 | 0 | 0 | 0 | 0 | 0 | 0 | 0 | 0 | 0 | 0 | 0 | 0 | 0 | 0 | 0 | 0 | 0 | 0 | 0
| 0 | 0 | Net benefit | 0 | 0 | 0 | 0 | 0 | 0 | 0 | 0 | 0 | 0 | 0 | 0 | 0 | 0 | 0 | 0 | 0 | 0 | 0 | 0 | 0 | 0 | 0 | 0 | 0 | 0 | 0 | 0 | 0 | 0
|  |  | EUE Value ($m, real $2024) | 0 | 0 | 0 | 0 | 0 | 0 | 0 | 0 | 0 | 0 | 0 | 0 | 0 | 0 | 0 | 0 | 0 | 0 | 0 | 0 | 0 | 0 | 0 | 0 | 0 | 0 | 0 | 0 | 0 | 0
|  |  | Annualised capex | 0 | 0 | 0 | 0 | 0 | 0 | 0 | 0 | 0 | 0 | 0 | 0 | 0 | 0 | 0 | 0 | 0 | 0 | 0 | 0 | 0 | 0 | 0 | 0 | 0 | 0 | 0 | 0 | 0 | 0
|  |  | Annualised cost (capex+opex) | 0 | 0 | 0 | 0 | 0 | 0 | 0 | 0 | 0 | 0 | 0 | 0 | 0 | 0 | 0 | 0 | 0 | 0 | 0 | 0 | 0 | 0 | 0 | 0 | 0 | 0 | 0 | 0 | 0 | 0
|  |  | Optimal timing (interim calc) | 0 | 0 | 0 | 0 | 0 | 0 | 0 | 0 | 0 | 0 | 0 | 0 | 0 | 0 | 0 | 0 | 0 | 0 | 0 | 0 | 0 | 0 | 0 | 0 | 0 | 0 | 0 | 0 | 0 | 0
|  |  | Optimal timing | - | - | - | - | - | - | - | [19 empty] | - | - | - | - | bar: 1 to 19
Adjusted For Optimal Timing: | 0 | 0 | Capex | 0 | 0 | 0 | 0 | 0 | 0 | 0 | 0 | 0 | 0 | 0 | 0 | 0 | 0 | 0 | 0 | 0 | 0 | 0 | 0 | 0 | 0 | 0 | 0 | 0 | 0 | 0 | 0 | 0 | 0
| 0 | 0 | Opex | 0 | 0 | 0 | 0 | 0 | 0 | 0 | 0 | 0 | 0 | 0 | 0 | 0 | 0 | 0 | 0 | 0 | 0 | 0 | 0 | 0 | 0 | 0 | 0 | 0 | 0 | 0 | 0 | 0 | 0
| 0 | 0 | Reduction in unserved energy | 0 | 0 | 0 | 0 | 0 | 0 | 0 | 0 | 0 | 0 | 0 | 0 | 0 | 0 | 0 | 0 | 0 | 0 | 0 | 0 | 0 | 0 | 0 | 0 | 0 | 0 | 0 | 0 | 0 | 0
| 0 | 0 | Net benefit | 0 | 0 | 0 | 0 | 0 | 0 | 0 | 0 | 0 | 0 | 0 | 0 | 0 | 0 | 0 | 0 | 0 | 0 | 0 | 0 | 0 | 0 | 0 | 0 | 0 | 0 | 0 | 0 | 0 | 0
Option 7
Determining Optimal Timing: | Discounted | Undiscounted
| 0 | 0 | Capex | 0 | 0 | 0 | 0 | 0 | 0 | 0 | 0 | 0 | 0 | 0 | 0 | 0 | 0 | 0 | 0 | 0 | 0 | 0 | 0 | 0 | 0 | 0 | 0 | 0 | 0 | 0 | 0 | 0 | 0
| 0 | 0 | Opex | 0 | 0 | 0 | 0 | 0 | 0 | 0 | 0 | 0 | 0 | 0 | 0 | 0 | 0 | 0 | 0 | 0 | 0 | 0 | 0 | 0 | 0 | 0 | 0 | 0 | 0 | 0 | 0 | 0 | 0
| 0 | 0 | Reduction in unserved energy | 0 | 0 | 0 | 0 | 0 | 0 | 0 | 0 | 0 | 0 | 0 | 0 | 0 | 0 | 0 | 0 | 0 | 0 | 0 | 0 | 0 | 0 | 0 | 0 | 0 | 0 | 0 | 0 | 0 | 0
| 0 | 0 | Net benefit | 0 | 0 | 0 | 0 | 0 | 0 | 0 | 0 | 0 | 0 | 0 | 0 | 0 | 0 | 0 | 0 | 0 | 0 | 0 | 0 | 0 | 0 | 0 | 0 | 0 | 0 | 0 | 0 | 0 | 0
|  |  | EUE Value ($m, real $2024) | 0 | 0 | 0 | 0 | 0 | 0 | 0 | 0 | 0 | 0 | 0 | 0 | 0 | 0 | 0 | 0 | 0 | 0 | 0 | 0 | 0 | 0 | 0 | 0 | 0 | 0 | 0 | 0 | 0 | 0
|  |  | Annualised capex | 0 | 0 | 0 | 0 | 0 | 0 | 0 | 0 | 0 | 0 | 0 | 0 | 0 | 0 | 0 | 0 | 0 | 0 | 0 | 0 | 0 | 0 | 0 | 0 | 0 | 0 | 0 | 0 | 0 | 0
|  |  | Annualised cost (capex+opex) | 0 | 0 | 0 | 0 | 0 | 0 | 0 | 0 | 0 | 0 | 0 | 0 | 0 | 0 | 0 | 0 | 0 | 0 | 0 | 0 | 0 | 0 | 0 | 0 | 0 | 0 | 0 | 0 | 0 | 0
|  |  | Optimal timing (interim calc) | 0 | 0 | 0 | 0 | 0 | 0 | 0 | 0 | 0 | 0 | 0 | 0 | 0 | 0 | 0 | 0 | 0 | 0 | 0 | 0 | 0 | 0 | 0 | 0 | 0 | 0 | 0 | 0 | 0 | 0
|  |  | Optimal timing | - | - | - | - | - | - | - | [19 empty] | - | - | - | - | bar: 1 to 19
Adjusted For Optimal Timing: | 0 | 0 | Capex | 0 | 0 | 0 | 0 | 0 | 0 | 0 | 0 | 0 | 0 | 0 | 0 | 0 | 0 | 0 | 0 | 0 | 0 | 0 | 0 | 0 | 0 | 0 | 0 | 0 | 0 | 0 | 0 | 0 | 0
| 0 | 0 | Opex | 0 | 0 | 0 | 0 | 0 | 0 | 0 | 0 | 0 | 0 | 0 | 0 | 0 | 0 | 0 | 0 | 0 | 0 | 0 | 0 | 0 | 0 | 0 | 0 | 0 | 0 | 0 | 0 | 0 | 0
| 0 | 0 | Reduction in unserved energy | 0 | 0 | 0 | 0 | 0 | 0 | 0 | 0 | 0 | 0 | 0 | 0 | 0 | 0 | 0 | 0 | 0 | 0 | 0 | 0 | 0 | 0 | 0 | 0 | 0 | 0 | 0 | 0 | 0 | 0
| 0 | 0 | Net benefit | 0 | 0 | 0 | 0 | 0 | 0 | 0 | 0 | 0 | 0 | 0 | 0 | 0 | 0 | 0 | 0 | 0 | 0 | 0 | 0 | 0 | 0 | 0 | 0 | 0 | 0 | 0 | 0 | 0 | 0
Option 8
Determining Optimal Timing: | Discounted | Undiscounted
| 0 | 0 | Capex | 0 | 0 | 0 | 0 | 0 | 0 | 0 | 0 | 0 | 0 | 0 | 0 | 0 | 0 | 0 | 0 | 0 | 0 | 0 | 0 | 0 | 0 | 0 | 0 | 0 | 0 | 0 | 0 | 0 | 0
| 0 | 0 | Opex | 0 | 0 | 0 | 0 | 0 | 0 | 0 | 0 | 0 | 0 | 0 | 0 | 0 | 0 | 0 | 0 | 0 | 0 | 0 | 0 | 0 | 0 | 0 | 0 | 0 | 0 | 0 | 0 | 0 | 0
| 0 | 0 | Reduction in unserved energy | 0 | 0 | 0 | 0 | 0 | 0 | 0 | 0 | 0 | 0 | 0 | 0 | 0 | 0 | 0 | 0 | 0 | 0 | 0 | 0 | 0 | 0 | 0 | 0 | 0 | 0 | 0 | 0 | 0 | 0
| 0 | 0 | Net benefit | 0 | 0 | 0 | 0 | 0 | 0 | 0 | 0 | 0 | 0 | 0 | 0 | 0 | 0 | 0 | 0 | 0 | 0 | 0 | 0 | 0 | 0 | 0 | 0 | 0 | 0 | 0 | 0 | 0 | 0
|  |  | EUE Value ($m, real $2024) | 0 | 0 | 0 | 0 | 0 | 0 | 0 | 0 | 0 | 0 | 0 | 0 | 0 | 0 | 0 | 0 | 0 | 0 | 0 | 0 | 0 | 0 | 0 | 0 | 0 | 0 | 0 | 0 | 0 | 0
|  |  | Annualised capex | 0 | 0 | 0 | 0 | 0 | 0 | 0 | 0 | 0 | 0 | 0 | 0 | 0 | 0 | 0 | 0 | 0 | 0 | 0 | 0 | 0 | 0 | 0 | 0 | 0 | 0 | 0 | 0 | 0 | 0
|  |  | Annualised cost (capex+opex) | 0 | 0 | 0 | 0 | 0 | 0 | 0 | 0 | 0 | 0 | 0 | 0 | 0 | 0 | 0 | 0 | 0 | 0 | 0 | 0 | 0 | 0 | 0 | 0 | 0 | 0 | 0 | 0 | 0 | 0
|  |  | Optimal timing (interim calc) | 0 | 0 | 0 | 0 | 0 | 0 | 0 | 0 | 0 | 0 | 0 | 0 | 0 | 0 | 0 | 0 | 0 | 0 | 0 | 0 | 0 | 0 | 0 | 0 | 0 | 0 | 0 | 0 | 0 | 0
|  |  | Optimal timing | - | - | - | - | - | - | - | [19 empty] | - | - | - | - | bar: 1 to 19
Adjusted For Optimal Timing: | 0 | 0 | Capex | 0 | 0 | 0 | 0 | 0 | 0 | 0 | 0 | 0 | 0 | 0 | 0 | 0 | 0 | 0 | 0 | 0 | 0 | 0 | 0 | 0 | 0 | 0 | 0 | 0 | 0 | 0 | 0 | 0 | 0
| 0 | 0 | Opex | 0 | 0 | 0 | 0 | 0 | 0 | 0 | 0 | 0 | 0 | 0 | 0 | 0 | 0 | 0 | 0 | 0 | 0 | 0 | 0 | 0 | 0 | 0 | 0 | 0 | 0 | 0 | 0 | 0 | 0
| 0 | 0 | Reduction in unserved energy | 0 | 0 | 0 | 0 | 0 | 0 | 0 | 0 | 0 | 0 | 0 | 0 | 0 | 0 | 0 | 0 | 0 | 0 | 0 | 0 | 0 | 0 | 0 | 0 | 0 | 0 | 0 | 0 | 0 | 0
| 0 | 0 | Net benefit | 0 | 0 | 0 | 0 | 0 | 0 | 0 | 0 | 0 | 0 | 0 | 0 | 0 | 0 | 0 | 0 | 0 | 0 | 0 | 0 | 0 | 0 | 0 | 0 | 0 | 0 | 0 | 0 | 0 | 0
Option 9
Determining Optimal Timing: | Discounted | Undiscounted
| 0 | 0 | Capex | 0 | 0 | 0 | 0 | 0 | 0 | 0 | 0 | 0 | 0 | 0 | 0 | 0 | 0 | 0 | 0 | 0 | 0 | 0 | 0 | 0 | 0 | 0 | 0 | 0 | 0 | 0 | 0 | 0 | 0
| 0 | 0 | Opex | 0 | 0 | 0 | 0 | 0 | 0 | 0 | 0 | 0 | 0 | 0 | 0 | 0 | 0 | 0 | 0 | 0 | 0 | 0 | 0 | 0 | 0 | 0 | 0 | 0 | 0 | 0 | 0 | 0 | 0
| 0 | 0 | Reduction in unserved energy | 0 | 0 | 0 | 0 | 0 | 0 | 0 | 0 | 0 | 0 | 0 | 0 | 0 | 0 | 0 | 0 | 0 | 0 | 0 | 0 | 0 | 0 | 0 | 0 | 0 | 0 | 0 | 0 | 0 | 0
| 0 | 0 | Net benefit | 0 | 0 | 0 | 0 | 0 | 0 | 0 | 0 | 0 | 0 | 0 | 0 | 0 | 0 | 0 | 0 | 0 | 0 | 0 | 0 | 0 | 0 | 0 | 0 | 0 | 0 | 0 | 0 | 0 | 0
|  |  | EUE Value ($m, real $2024) | 0 | 0 | 0 | 0 | 0 | 0 | 0 | 0 | 0 | 0 | 0 | 0 | 0 | 0 | 0 | 0 | 0 | 0 | 0 | 0 | 0 | 0 | 0 | 0 | 0 | 0 | 0 | 0 | 0 | 0
|  |  | Annualised capex | 0 | 0 | 0 | 0 | 0 | 0 | 0 | 0 | 0 | 0 | 0 | 0 | 0 | 0 | 0 | 0 | 0 | 0 | 0 | 0 | 0 | 0 | 0 | 0 | 0 | 0 | 0 | 0 | 0 | 0
|  |  | Annualised cost (capex+opex) | 0 | 0 | 0 | 0 | 0 | 0 | 0 | 0 | 0 | 0 | 0 | 0 | 0 | 0 | 0 | 0 | 0 | 0 | 0 | 0 | 0 | 0 | 0 | 0 | 0 | 0 | 0 | 0 | 0 | 0
|  |  | Optimal timing (interim calc) | 0 | 0 | 0 | 0 | 0 | 0 | 0 | 0 | 0 | 0 | 0 | 0 | 0 | 0 | 0 | 0 | 0 | 0 | 0 | 0 | 0 | 0 | 0 | 0 | 0 | 0 | 0 | 0 | 0 | 0
|  |  | Optimal timing | - | - | - | - | - | - | - | [19 empty] | - | - | - | - | bar: 1 to 19
Adjusted For Optimal Timing: | 0 | 0 | Capex | 0 | 0 | 0 | 0 | 0 | 0 | 0 | 0 | 0 | 0 | 0 | 0 | 0 | 0 | 0 | 0 | 0 | 0 | 0 | 0 | 0 | 0 | 0 | 0 | 0 | 0 | 0 | 0 | 0 | 0
| 0 | 0 | Opex | 0 | 0 | 0 | 0 | 0 | 0 | 0 | 0 | 0 | 0 | 0 | 0 | 0 | 0 | 0 | 0 | 0 | 0 | 0 | 0 | 0 | 0 | 0 | 0 | 0 | 0 | 0 | 0 | 0 | 0
| 0 | 0 | Reduction in unserved energy | 0 | 0 | 0 | 0 | 0 | 0 | 0 | 0 | 0 | 0 | 0 | 0 | 0 | 0 | 0 | 0 | 0 | 0 | 0 | 0 | 0 | 0 | 0 | 0 | 0 | 0 | 0 | 0 | 0 | 0
| 0 | 0 | Net benefit | 0 | 0 | 0 | 0 | 0 | 0 | 0 | 0 | 0 | 0 | 0 | 0 | 0 | 0 | 0 | 0 | 0 | 0 | 0 | 0 | 0 | 0 | 0 | 0 | 0 | 0 | 0 | 0 | 0 | 0
Option 10
Determining Optimal Timing: | Discounted | Undiscounted
| 0 | 0 | Capex | 0 | 0 | 0 | 0 | 0 | 0 | 0 | 0 | 0 | 0 | 0 | 0 | 0 | 0 | 0 | 0 | 0 | 0 | 0 | 0 | 0 | 0 | 0 | 0 | 0 | 0 | 0 | 0 | 0 | 0
| 0 | 0 | Opex | 0 | 0 | 0 | 0 | 0 | 0 | 0 | 0 | 0 | 0 | 0 | 0 | 0 | 0 | 0 | 0 | 0 | 0 | 0 | 0 | 0 | 0 | 0 | 0 | 0 | 0 | 0 | 0 | 0 | 0
| 0 | 0 | Reduction in unserved energy | 0 | 0 | 0 | 0 | 0 | 0 | 0 | 0 | 0 | 0 | 0 | 0 | 0 | 0 | 0 | 0 | 0 | 0 | 0 | 0 | 0 | 0 | 0 | 0 | 0 | 0 | 0 | 0 | 0 | 0
| 0 | 0 | Net benefit | 0 | 0 | 0 | 0 | 0 | 0 | 0 | 0 | 0 | 0 | 0 | 0 | 0 | 0 | 0 | 0 | 0 | 0 | 0 | 0 | 0 | 0 | 0 | 0 | 0 | 0 | 0 | 0 | 0 | 0
|  |  | EUE Value ($m, real $2024) | 0 | 0 | 0 | 0 | 0 | 0 | 0 | 0 | 0 | 0 | 0 | 0 | 0 | 0 | 0 | 0 | 0 | 0 | 0 | 0 | 0 | 0 | 0 | 0 | 0 | 0 | 0 | 0 | 0 | 0
|  |  | Annualised capex | 0 | 0 | 0 | 0 | 0 | 0 | 0 | 0 | 0 | 0 | 0 | 0 | 0 | 0 | 0 | 0 | 0 | 0 | 0 | 0 | 0 | 0 | 0 | 0 | 0 | 0 | 0 | 0 | 0 | 0
|  |  | Annualised cost (capex+opex) | 0 | 0 | 0 | 0 | 0 | 0 | 0 | 0 | 0 | 0 | 0 | 0 | 0 | 0 | 0 | 0 | 0 | 0 | 0 | 0 | 0 | 0 | 0 | 0 | 0 | 0 | 0 | 0 | 0 | 0
|  |  | Optimal timing (interim calc) | 0 | 0 | 0 | 0 | 0 | 0 | 0 | 0 | 0 | 0 | 0 | 0 | 0 | 0 | 0 | 0 | 0 | 0 | 0 | 0 | 0 | 0 | 0 | 0 | 0 | 0 | 0 | 0 | 0 | 0
|  |  | Optimal timing | - | - | - | - | - | - | - | [19 empty] | - | - | - | - | bar: 1 to 19
Adjusted For Optimal Timing: | 0 | 0 | Capex | 0 | 0 | 0 | 0 | 0 | 0 | 0 | 0 | 0 | 0 | 0 | 0 | 0 | 0 | 0 | 0 | 0 | 0 | 0 | 0 | 0 | 0 | 0 | 0 | 0 | 0 | 0 | 0 | 0 | 0
| 0 | 0 | Opex | 0 | 0 | 0 | 0 | 0 | 0 | 0 | 0 | 0 | 0 | 0 | 0 | 0 | 0 | 0 | 0 | 0 | 0 | 0 | 0 | 0 | 0 | 0 | 0 | 0 | 0 | 0 | 0 | 0 | 0
| 0 | 0 | Reduction in unserved energy | 0 | 0 | 0 | 0 | 0 | 0 | 0 | 0 | 0 | 0 | 0 | 0 | 0 | 0 | 0 | 0 | 0 | 0 | 0 | 0 | 0 | 0 | 0 | 0 | 0 | 0 | 0 | 0 | 0 | 0
| 0 | 0 | Net benefit | 0 | 0 | 0 | 0 | 0 | 0 | 0 | 0 | 0 | 0 | 0 | 0 | 0 | 0 | 0 | 0 | 0 | 0 | 0 | 0 | 0 | 0 | 0 | 0 | 0 | 0 | 0 | 0 | 0 | 0

## 3.2.2 NPV (HiDiscount)
Economic inputs and assumptions
Scenario | Discount rate | Upper bound
| Cost | Central
| VCR | Central
|  | Central | Lower bound | Upper bound
| Discount rate | 5.56% | 4.11% | 7%
| Cost | 100% | 80% | 120%
| VCR | 100% | 80% | 120%
Asset life for calculating annualised capex (years) | Option 1 | 45
| Option 2 | 45
| Option 3 | 45
| Option 4 | 15
| Option 5 | 45
| Option 6 | 45
| Option 7 | 45
| Option 8 | 45
| Option 9 | 45
| Option 10 | 45
|  |  |  | 1 | 2 | 3 | 4 | 5 | 6 | 7 | 8 | 9 | 10 | 11 | 12 | 13 | 14 | 15 | 16 | 17 | 18 | 19 | 20 | 21 | 22 | 23 | 24 | 25 | 26 | 27 | 28 | 29 | 30
|  |  |  | FY25 | FY26 | FY27 | FY28 | FY29 | FY30 | FY31 | FY32 | FY33 | FY34 | FY35 | FY36 | FY37 | FY38 | FY39 | FY40 | FY41 | FY42 | FY43 | FY44 | FY45 | FY46 | FY47 | FY48 | FY49 | FY50 | FY51 | FY52 | FY53 | FY54
Outputs | bar: 3 FY27; 7 FY31
Option 1
| Discounted | Undiscounted
| 0 | 0 | Capex | 0 | 0 | 0 | 0 | 0 | 0 | 0 | 0 | 0 | 0 | 0 | 0 | 0 | 0 | 0 | 0 | 0 | 0 | 0 | 0 | 0 | 0 | 0 | 0 | 0 | 0 | 0 | 0 | 0 | 0
| 0 | 0 | Opex | 0 | 0 | 0 | 0 | 0 | 0 | 0 | 0 | 0 | 0 | 0 | 0 | 0 | 0 | 0 | 0 | 0 | 0 | 0 | 0 | 0 | 0 | 0 | 0 | 0 | 0 | 0 | 0 | 0 | 0
| 0 | 0 | Reduction in unserved energy | 0 | 0 | 0 | 0 | 0 | 0 | 0 | 0 | 0 | 0 | 0 | 0 | 0 | 0 | 0 | 0 | 0 | 0 | 0 | 0 | 0 | 0 | 0 | 0 | 0 | 0 | 0 | 0 | 0 | 0
| 0 | 0 | Net benefit | 0 | 0 | 0 | 0 | 0 | 0 | 0 | 0 | 0 | 0 | 0 | 0 | 0 | 0 | 0 | 0 | 0 | 0 | 0 | 0 | 0 | 0 | 0 | 0 | 0 | 0 | 0 | 0 | 0 | 0
|  |  | EUE Value ($m, real $2024) | 0.53564 | 0.88371 | 0.095123 | 0.22368 | 0.3699 | 0.69512 | 1.3219 | 2.4867 | 4.9965 | 8.3198 | 14.7696 | 22.8574 | 26.4007 | 39.2427 | 58.1872 | 58.1872 | 58.1872 | 58.1872 | 58.1872 | 58.1872 | 58.1872 | 58.1872 | 58.1872 | 58.1872 | 58.1872 | 58.1872 | 58.1872 | 58.1872 | 58.1872 | 58.1872
Option 2
Determining Optimal Timing: | Discounted | Undiscounted
| 12.6138 | 14.4415 | Capex | 0 | 0 | 14.4415 | 0 | 0 | 0 | 0 | 0 | 0 | 0 | 0 | 0 | 0 | 0 | 0 | 0 | 0 | 0 | 0 | 0 | 0 | 0 | 0 | 0 | 0 | 0 | 0 | 0 | 0 | 0
| 1.512 | 3.8992 | Opex | 0 | 0 | 0 | 0.14441 | 0.14441 | 0.14441 | 0.14441 | 0.14441 | 0.14441 | 0.14441 | 0.14441 | 0.14441 | 0.14441 | 0.14441 | 0.14441 | 0.14441 | 0.14441 | 0.14441 | 0.14441 | 0.14441 | 0.14441 | 0.14441 | 0.14441 | 0.14441 | 0.14441 | 0.14441 | 0.14441 | 0.14441 | 0.14441 | 0.14441
| 273.4674 | 1006.4915 | Reduction in unserved energy | 0 | 0 | 0 | 0.22368 | 0.3699 | 0.69512 | 1.3219 | 2.4867 | 4.9873 | 8.2563 | 14.6273 | 22.3976 | 25.7721 | 37.9568 | 55.4623 | 55.4623 | 55.4623 | 55.4623 | 55.4623 | 55.4623 | 55.4623 | 55.4623 | 55.4623 | 55.4623 | 55.4623 | 55.4623 | 55.4623 | 55.4623 | 55.4623 | 55.4623
| 259.3417 | 988.1508 | Net benefit | 0 | 0 | -14.4415 | 0.07927 | 0.22549 | 0.55071 | 1.1774 | 2.3423 | 4.8429 | 8.1119 | 14.4828 | 22.2532 | 25.6277 | 37.8124 | 55.3179 | 55.3179 | 55.3179 | 55.3179 | 55.3179 | 55.3179 | 55.3179 | 55.3179 | 55.3179 | 55.3179 | 55.3179 | 55.3179 | 55.3179 | 55.3179 | 55.3179 | 55.3179
|  |  | EUE Value ($m, real $2024) | 0.53564 | 0.88371 | 0.095123 | 0 | 0 | 0 | 0 | 0 | 0.0092428 | 0.063526 | 0.14235 | 0.45977 | 0.6286 | 1.2859 | 2.7249 | 2.7249 | 2.7249 | 2.7249 | 2.7249 | 2.7249 | 2.7249 | 2.7249 | 2.7249 | 2.7249 | 2.7249 | 2.7249 | 2.7249 | 2.7249 | 2.7249 | 2.7249
|  |  | Annualised capex | 0 | 0 | 0.76866 | 0.76866 | 0.76866 | 0.76866 | 0.76866 | 0.76866 | 0.76866 | 0.76866 | 0.76866 | 0.76866 | 0.76866 | 0.76866 | 0.76866 | 0.76866 | 0.76866 | 0.76866 | 0.76866 | 0.76866 | 0.76866 | 0.76866 | 0.76866 | 0.76866 | 0.76866 | 0.76866 | 0.76866 | 0.76866 | 0.76866 | 0.76866
|  |  | Annualised cost (capex+opex) | 0 | 0 | 0.76866 | 0.91308 | 0.91308 | 0.91308 | 0.91308 | 0.91308 | 0.91308 | 0.91308 | 0.91308 | 0.91308 | 0.91308 | 0.91308 | 0.91308 | 0.91308 | 0.91308 | 0.91308 | 0.91308 | 0.91308 | 0.91308 | 0.91308 | 0.91308 | 0.91308 | 0.91308 | 0.91308 | 0.91308 | 0.91308 | 0.91308 | 0.91308
|  |  | Optimal timing (interim calc) | 0 | 0 | 0 | 0 | 0 | 0 | 1 | 1 | 1 | 1 | 1 | 1 | 1 | 1 | 1 | 1 | 1 | 1 | 1 | 1 | 1 | 1 | 1 | 1 | 1 | 1 | 1 | 1 | 1 | 1
|  |  | Optimal timing | - | - | - | - | - | - | Yes | - | - | - | - | - | - | - | - | - | - | - | - | - | - | - | - | - | - | - | - | - | - | -
Adjusted For Optimal Timing: | 10.2966 | 14.4415 | Capex | 0 | 0 | 0 | 0 | 0 | 14.4415 | 0 | 0 | 0 | 0 | 0 | 0 | 0 | 0 | 0 | 0 | 0 | 0 | 0 | 0 | 0 | 0 | 0 | 0 | 0 | 0 | 0 | 0 | 0 | 0
| 1.1809 | 3.466 | Opex | 0 | 0 | 0 | 0 | 0 | 0 | 0.14441 | 0.14441 | 0.14441 | 0.14441 | 0.14441 | 0.14441 | 0.14441 | 0.14441 | 0.14441 | 0.14441 | 0.14441 | 0.14441 | 0.14441 | 0.14441 | 0.14441 | 0.14441 | 0.14441 | 0.14441 | 0.14441 | 0.14441 | 0.14441 | 0.14441 | 0.14441 | 0.14441
| 272.507 | 1005.2028 | Reduction in unserved energy | 0 | 0 | 0 | 0 | 0 | 0 | 1.3219 | 2.4867 | 4.9873 | 8.2563 | 14.6273 | 22.3976 | 25.7721 | 37.9568 | 55.4623 | 55.4623 | 55.4623 | 55.4623 | 55.4623 | 55.4623 | 55.4623 | 55.4623 | 55.4623 | 55.4623 | 55.4623 | 55.4623 | 55.4623 | 55.4623 | 55.4623 | 55.4623
| 261.0295 | 987.2954 | Net benefit | 0 | 0 | 0 | 0 | 0 | -14.4415 | 1.1774 | 2.3423 | 4.8429 | 8.1119 | 14.4828 | 22.2532 | 25.6277 | 37.8124 | 55.3179 | 55.3179 | 55.3179 | 55.3179 | 55.3179 | 55.3179 | 55.3179 | 55.3179 | 55.3179 | 55.3179 | 55.3179 | 55.3179 | 55.3179 | 55.3179 | 55.3179 | 55.3179
Option 3
Determining Optimal Timing: | Discounted | Undiscounted
| 5.3792 | 6.1587 | Capex | 0 | 0 | 6.1587 | 0 | 0 | 0 | 0 | 0 | 0 | 0 | 0 | 0 | 0 | 0 | 0 | 0 | 0 | 0 | 0 | 0 | 0 | 0 | 0 | 0 | 0 | 0 | 0 | 0 | 0 | 0
| 0.64479 | 1.6628 | Opex | 0 | 0 | 0 | 0.061587 | 0.061587 | 0.061587 | 0.061587 | 0.061587 | 0.061587 | 0.061587 | 0.061587 | 0.061587 | 0.061587 | 0.061587 | 0.061587 | 0.061587 | 0.061587 | 0.061587 | 0.061587 | 0.061587 | 0.061587 | 0.061587 | 0.061587 | 0.061587 | 0.061587 | 0.061587 | 0.061587 | 0.061587 | 0.061587 | 0.061587
| 285.2926 | 1052.6795 | Reduction in unserved energy | 0 | 0 | 0 | 0.22368 | 0.3699 | 0.69512 | 1.3219 | 2.4867 | 4.9965 | 8.3198 | 14.7696 | 22.8574 | 26.4007 | 39.2427 | 58.1872 | 58.1872 | 58.1872 | 58.1872 | 58.1872 | 58.1872 | 58.1872 | 58.1872 | 58.1872 | 58.1872 | 58.1872 | 58.1872 | 58.1872 | 58.1872 | 58.1872 | 58.1872
| 279.2685 | 1044.858 | Net benefit | 0 | 0 | -6.1587 | 0.1621 | 0.30831 | 0.63353 | 1.2603 | 2.4251 | 4.9349 | 8.2582 | 14.708 | 22.7958 | 26.3391 | 39.1811 | 58.1256 | 58.1256 | 58.1256 | 58.1256 | 58.1256 | 58.1256 | 58.1256 | 58.1256 | 58.1256 | 58.1256 | 58.1256 | 58.1256 | 58.1256 | 58.1256 | 58.1256 | 58.1256
|  |  | EUE Value ($m, real $2024) | 0.53564 | 0.88371 | 0.095123 | 0 | 0 | 0 | 0 | 0 | 0 | 0 | 0 | 0 | 0 | 0 | 0 | 0 | 0 | 0 | 0 | 0 | 0 | 0 | 0 | 0 | 0 | 0 | 0 | 0 | 0 | 0
|  |  | Annualised capex | 0 | 0 | 0.3278 | 0.3278 | 0.3278 | 0.3278 | 0.3278 | 0.3278 | 0.3278 | 0.3278 | 0.3278 | 0.3278 | 0.3278 | 0.3278 | 0.3278 | 0.3278 | 0.3278 | 0.3278 | 0.3278 | 0.3278 | 0.3278 | 0.3278 | 0.3278 | 0.3278 | 0.3278 | 0.3278 | 0.3278 | 0.3278 | 0.3278 | 0.3278
|  |  | Annualised cost (capex+opex) | 0 | 0 | 0.3278 | 0.38939 | 0.38939 | 0.38939 | 0.38939 | 0.38939 | 0.38939 | 0.38939 | 0.38939 | 0.38939 | 0.38939 | 0.38939 | 0.38939 | 0.38939 | 0.38939 | 0.38939 | 0.38939 | 0.38939 | 0.38939 | 0.38939 | 0.38939 | 0.38939 | 0.38939 | 0.38939 | 0.38939 | 0.38939 | 0.38939 | 0.38939
|  |  | Optimal timing (interim calc) | 0 | 0 | 0 | 0 | 0 | 1 | 1 | 1 | 1 | 1 | 1 | 1 | 1 | 1 | 1 | 1 | 1 | 1 | 1 | 1 | 1 | 1 | 1 | 1 | 1 | 1 | 1 | 1 | 1 | 1
|  |  | Optimal timing | - | - | - | - | - | Yes | - | - | - | - | - | - | - | - | - | - | - | - | - | - | - | - | - | - | - | - | - | - | - | -
Adjusted For Optimal Timing: | 4.6984 | 6.1587 | Capex | 0 | 0 | 0 | 0 | 6.1587 | 0 | 0 | 0 | 0 | 0 | 0 | 0 | 0 | 0 | 0 | 0 | 0 | 0 | 0 | 0 | 0 | 0 | 0 | 0 | 0 | 0 | 0 | 0 | 0 | 0
| 0.54754 | 1.5397 | Opex | 0 | 0 | 0 | 0 | 0 | 0.061587 | 0.061587 | 0.061587 | 0.061587 | 0.061587 | 0.061587 | 0.061587 | 0.061587 | 0.061587 | 0.061587 | 0.061587 | 0.061587 | 0.061587 | 0.061587 | 0.061587 | 0.061587 | 0.061587 | 0.061587 | 0.061587 | 0.061587 | 0.061587 | 0.061587 | 0.061587 | 0.061587 | 0.061587
| 284.8278 | 1052.086 | Reduction in unserved energy | 0 | 0 | 0 | 0 | 0 | 0.69512 | 1.3219 | 2.4867 | 4.9965 | 8.3198 | 14.7696 | 22.8574 | 26.4007 | 39.2427 | 58.1872 | 58.1872 | 58.1872 | 58.1872 | 58.1872 | 58.1872 | 58.1872 | 58.1872 | 58.1872 | 58.1872 | 58.1872 | 58.1872 | 58.1872 | 58.1872 | 58.1872 | 58.1872
| 279.5818 | 1044.3876 | Net benefit | 0 | 0 | 0 | 0 | -6.1587 | 0.63353 | 1.2603 | 2.4251 | 4.9349 | 8.2582 | 14.708 | 22.7958 | 26.3391 | 39.1811 | 58.1256 | 58.1256 | 58.1256 | 58.1256 | 58.1256 | 58.1256 | 58.1256 | 58.1256 | 58.1256 | 58.1256 | 58.1256 | 58.1256 | 58.1256 | 58.1256 | 58.1256 | 58.1256
Option 4
Determining Optimal Timing: | Discounted | Undiscounted
| 22.38 | 36.5077 | Capex | 0 | 0 | 19.4348 | 0 | 0 | 0 | 0 | 0 | 0 | 0 | 0 | 0 | 0 | 0 | 0 | 0 | 0 | 17.0728 | 0 | 0 | 0 | 0 | 0 | 0 | 0 | 0 | 0 | 0 | 0 | 0
| 2.0348 | 5.2474 | Opex | 0 | 0 | 0 | 0.19435 | 0.19435 | 0.19435 | 0.19435 | 0.19435 | 0.19435 | 0.19435 | 0.19435 | 0.19435 | 0.19435 | 0.19435 | 0.19435 | 0.19435 | 0.19435 | 0.19435 | 0.19435 | 0.19435 | 0.19435 | 0.19435 | 0.19435 | 0.19435 | 0.19435 | 0.19435 | 0.19435 | 0.19435 | 0.19435 | 0.19435
| 284.812 | 1050.7307 | Reduction in unserved energy | 0 | 0 | 0 | 0.22368 | 0.3699 | 0.69512 | 1.3219 | 2.4867 | 4.9965 | 8.3198 | 14.7696 | 22.8574 | 26.4007 | 39.2243 | 58.0666 | 58.0666 | 58.0666 | 58.0666 | 58.0666 | 58.0666 | 58.0666 | 58.0666 | 58.0666 | 58.0666 | 58.0666 | 58.0666 | 58.0666 | 58.0666 | 58.0666 | 58.0666
| 260.3973 | 1008.9757 | Net benefit | 0 | 0 | -19.4348 | 0.029337 | 0.17555 | 0.50077 | 1.1275 | 2.2924 | 4.8022 | 8.1254 | 14.5753 | 22.663 | 26.2063 | 39.03 | 57.8722 | 57.8722 | 57.8722 | 40.7994 | 57.8722 | 57.8722 | 57.8722 | 57.8722 | 57.8722 | 57.8722 | 57.8722 | 57.8722 | 57.8722 | 57.8722 | 57.8722 | 57.8722
|  |  | EUE Value ($m, real $2024) | 0.53564 | 0.88371 | 0.095123 | 0 | 0 | 0 | 0 | 0 | 0 | 0 | 0 | 0 | 3.7589e-06 | 0.018386 | 0.12065 | 0.12065 | 0.12065 | 0.12065 | 0.12065 | 0.12065 | 0.12065 | 0.12065 | 0.12065 | 0.12065 | 0.12065 | 0.12065 | 0.12065 | 0.12065 | 0.12065 | 0.12065
|  |  | Annualised capex | 0 | 0 | 2.2385 | 2.2385 | 2.2385 | 2.2385 | 2.2385 | 2.2385 | 2.2385 | 2.2385 | 2.2385 | 2.2385 | 2.2385 | 2.2385 | 2.2385 | 2.2385 | 2.2385 | 2.2385 | 2.2385 | 2.2385 | 2.2385 | 2.2385 | 2.2385 | 2.2385 | 2.2385 | 2.2385 | 2.2385 | 2.2385 | 2.2385 | 2.2385
|  |  | Annualised cost (capex+opex) | 0 | 0 | 2.2385 | 2.4329 | 2.4329 | 2.4329 | 2.4329 | 2.4329 | 2.4329 | 2.4329 | 2.4329 | 2.4329 | 2.4329 | 2.4329 | 2.4329 | 2.4329 | 2.4329 | 2.4329 | 2.4329 | 2.4329 | 2.4329 | 2.4329 | 2.4329 | 2.4329 | 2.4329 | 2.4329 | 2.4329 | 2.4329 | 2.4329 | 2.4329
|  |  | Optimal timing (interim calc) | 0 | 0 | 0 | 0 | 0 | 0 | 0 | 1 | 1 | 1 | 1 | 1 | 1 | 1 | 1 | 1 | 1 | 1 | 1 | 1 | 1 | 1 | 1 | 1 | 1 | 1 | 1 | 1 | 1 | 1
|  |  | Optimal timing | - | - | - | - | - | - | - | Yes | - | - | - | - | - | - | - | - | - | - | - | - | - | - | - | - | - | - | - | - | - | -
[11 empty] | 1 | 2 | 3 | 4 | 5 | 6 | 7 | 8 | 9 | 10 | 11 | 12 | 13 | 14 | 15 | 16 | 17 | 18 | 19
Adjusted For Optimal Timing: | 17.0736 | 36.5077 | Capex | 0 | 0 | 0 | 0 | 0 | 0 | 19.4348 | 0 | 0 | 0 | 0 | 0 | 0 | 0 | 0 | 0 | 0 | 0 | 0 | 0 | 0 | 17.0728 | 0 | 0 | 0 | 0 | 0 | 0 | 0 | 0
| 1.4598 | 4.47 | Opex | 0 | 0 | 0 | 0 | 0 | 0 | 0 | 0.19435 | 0.19435 | 0.19435 | 0.19435 | 0.19435 | 0.19435 | 0.19435 | 0.19435 | 0.19435 | 0.19435 | 0.19435 | 0.19435 | 0.19435 | 0.19435 | 0.19435 | 0.19435 | 0.19435 | 0.19435 | 0.19435 | 0.19435 | 0.19435 | 0.19435 | 0.19435
| 282.9708 | 1048.1202 | Reduction in unserved energy | 0 | 0 | 0 | 0 | 0 | 0 | 0 | 2.4867 | 4.9965 | 8.3198 | 14.7696 | 22.8574 | 26.4007 | 39.2243 | 58.0666 | 58.0666 | 58.0666 | 58.0666 | 58.0666 | 58.0666 | 58.0666 | 58.0666 | 58.0666 | 58.0666 | 58.0666 | 58.0666 | 58.0666 | 58.0666 | 58.0666 | 58.0666
| 264.4374 | 1007.1425 | Net benefit | 0 | 0 | 0 | 0 | 0 | 0 | -19.4348 | 2.2924 | 4.8022 | 8.1254 | 14.5753 | 22.663 | 26.2063 | 39.03 | 57.8722 | 57.8722 | 57.8722 | 57.8722 | 57.8722 | 57.8722 | 57.8722 | 40.7994 | 57.8722 | 57.8722 | 57.8722 | 57.8722 | 57.8722 | 57.8722 | 57.8722 | 57.8722
Option 5
Determining Optimal Timing: | Discounted | Undiscounted
| 0 | 0 | Capex | 0 | 0 | 0 | 0 | 0 | 0 | 0 | 0 | 0 | 0 | 0 | 0 | 0 | 0 | 0 | 0 | 0 | 0 | 0 | 0 | 0 | 0 | 0 | 0 | 0 | 0 | 0 | 0 | 0 | 0
| 179.2288 | 647.1128 | Opex | 0.47234 | 0.70951 | 0.095123 | 0.22041 | 0.35537 | 0.61158 | 1.0912 | 1.9943 | 3.8774 | 6.3185 | 11.0761 | 16.235 | 18.7519 | 25.8323 | 34.967 | 34.967 | 34.967 | 34.967 | 34.967 | 34.967 | 34.967 | 34.967 | 34.967 | 34.967 | 34.967 | 34.967 | 34.967 | 34.967 | 34.967 | 34.967
| 179.2288 | 647.1128 | Reduction in unserved energy | 0.47234 | 0.70951 | 0.095123 | 0.22041 | 0.35537 | 0.61158 | 1.0912 | 1.9943 | 3.8774 | 6.3185 | 11.0761 | 16.235 | 18.7519 | 25.8323 | 34.967 | 34.967 | 34.967 | 34.967 | 34.967 | 34.967 | 34.967 | 34.967 | 34.967 | 34.967 | 34.967 | 34.967 | 34.967 | 34.967 | 34.967 | 34.967
| 0 | 0 | Net benefit | 0 | 0 | 0 | 0 | 0 | 0 | 0 | 0 | 0 | 0 | 0 | 0 | 0 | 0 | 0 | 0 | 0 | 0 | 0 | 0 | 0 | 0 | 0 | 0 | 0 | 0 | 0 | 0 | 0 | 0
|  |  | EUE Value ($m, real $2024) | 0.063306 | 0.1742 | 0 | 0.0032767 | 0.014528 | 0.083544 | 0.23062 | 0.49237 | 1.1192 | 2.0013 | 3.6935 | 6.6224 | 7.6488 | 13.4104 | 23.2202 | 23.2202 | 23.2202 | 23.2202 | 23.2202 | 23.2202 | 23.2202 | 23.2202 | 23.2202 | 23.2202 | 23.2202 | 23.2202 | 23.2202 | 23.2202 | 23.2202 | 23.2202
|  |  | Annualised capex | 0 | 0 | 0 | 0 | 0 | 0 | 0 | 0 | 0 | 0 | 0 | 0 | 0 | 0 | 0 | 0 | 0 | 0 | 0 | 0 | 0 | 0 | 0 | 0 | 0 | 0 | 0 | 0 | 0 | 0
|  |  | Annualised cost (capex+opex) | 0.47234 | 0.70951 | 0.095123 | 0.22041 | 0.35537 | 0.61158 | 1.0912 | 1.9943 | 3.8774 | 6.3185 | 11.0761 | 16.235 | 18.7519 | 25.8323 | 34.967 | 34.967 | 34.967 | 34.967 | 34.967 | 34.967 | 34.967 | 34.967 | 34.967 | 34.967 | 34.967 | 34.967 | 34.967 | 34.967 | 34.967 | 34.967
|  |  | Optimal timing (interim calc) | 0 | 0 | 0 | 0 | 0 | 0 | 0 | 0 | 0 | 0 | 0 | 0 | 0 | 0 | 0 | 0 | 0 | 0 | 0 | 0 | 0 | 0 | 0 | 0 | 0 | 0 | 0 | 0 | 0 | 0
|  |  | Optimal timing | - | - | - | - | - | - | - | [19 empty] | - | - | - | - | bar: 1 to 19
Adjusted For Optimal Timing: | 0 | 0 | Capex | 0 | 0 | 0 | 0 | 0 | 0 | 0 | 0 | 0 | 0 | 0 | 0 | 0 | 0 | 0 | 0 | 0 | 0 | 0 | 0 | 0 | 0 | 0 | 0 | 0 | 0 | 0 | 0 | 0 | 0
| 179.2288 | 647.1128 | Opex | 0.47234 | 0.70951 | 0.095123 | 0.22041 | 0.35537 | 0.61158 | 1.0912 | 1.9943 | 3.8774 | 6.3185 | 11.0761 | 16.235 | 18.7519 | 25.8323 | 34.967 | 34.967 | 34.967 | 34.967 | 34.967 | 34.967 | 34.967 | 34.967 | 34.967 | 34.967 | 34.967 | 34.967 | 34.967 | 34.967 | 34.967 | 34.967
| 179.2288 | 647.1128 | Reduction in unserved energy | 0.47234 | 0.70951 | 0.095123 | 0.22041 | 0.35537 | 0.61158 | 1.0912 | 1.9943 | 3.8774 | 6.3185 | 11.0761 | 16.235 | 18.7519 | 25.8323 | 34.967 | 34.967 | 34.967 | 34.967 | 34.967 | 34.967 | 34.967 | 34.967 | 34.967 | 34.967 | 34.967 | 34.967 | 34.967 | 34.967 | 34.967 | 34.967
| 0 | 0 | Net benefit | 0 | 0 | 0 | 0 | 0 | 0 | 0 | 0 | 0 | 0 | 0 | 0 | 0 | 0 | 0 | 0 | 0 | 0 | 0 | 0 | 0 | 0 | 0 | 0 | 0 | 0 | 0 | 0 | 0 | 0
Option 6
Determining Optimal Timing: | Discounted | Undiscounted
| 0 | 0 | Capex | 0 | 0 | 0 | 0 | 0 | 0 | 0 | 0 | 0 | 0 | 0 | 0 | 0 | 0 | 0 | 0 | 0 | 0 | 0 | 0 | 0 | 0 | 0 | 0 | 0 | 0 | 0 | 0 | 0 | 0
| 0 | 0 | Opex | 0 | 0 | 0 | 0 | 0 | 0 | 0 | 0 | 0 | 0 | 0 | 0 | 0 | 0 | 0 | 0 | 0 | 0 | 0 | 0 | 0 | 0 | 0 | 0 | 0 | 0 | 0 | 0 | 0 | 0
| 0 | 0 | Reduction in unserved energy | 0 | 0 | 0 | 0 | 0 | 0 | 0 | 0 | 0 | 0 | 0 | 0 | 0 | 0 | 0 | 0 | 0 | 0 | 0 | 0 | 0 | 0 | 0 | 0 | 0 | 0 | 0 | 0 | 0 | 0
| 0 | 0 | Net benefit | 0 | 0 | 0 | 0 | 0 | 0 | 0 | 0 | 0 | 0 | 0 | 0 | 0 | 0 | 0 | 0 | 0 | 0 | 0 | 0 | 0 | 0 | 0 | 0 | 0 | 0 | 0 | 0 | 0 | 0
|  |  | EUE Value ($m, real $2024) | 0 | 0 | 0 | 0 | 0 | 0 | 0 | 0 | 0 | 0 | 0 | 0 | 0 | 0 | 0 | 0 | 0 | 0 | 0 | 0 | 0 | 0 | 0 | 0 | 0 | 0 | 0 | 0 | 0 | 0
|  |  | Annualised capex | 0 | 0 | 0 | 0 | 0 | 0 | 0 | 0 | 0 | 0 | 0 | 0 | 0 | 0 | 0 | 0 | 0 | 0 | 0 | 0 | 0 | 0 | 0 | 0 | 0 | 0 | 0 | 0 | 0 | 0
|  |  | Annualised cost (capex+opex) | 0 | 0 | 0 | 0 | 0 | 0 | 0 | 0 | 0 | 0 | 0 | 0 | 0 | 0 | 0 | 0 | 0 | 0 | 0 | 0 | 0 | 0 | 0 | 0 | 0 | 0 | 0 | 0 | 0 | 0
|  |  | Optimal timing (interim calc) | 0 | 0 | 0 | 0 | 0 | 0 | 0 | 0 | 0 | 0 | 0 | 0 | 0 | 0 | 0 | 0 | 0 | 0 | 0 | 0 | 0 | 0 | 0 | 0 | 0 | 0 | 0 | 0 | 0 | 0
|  |  | Optimal timing | - | - | - | - | - | - | - | [19 empty] | - | - | - | - | bar: 1 to 19
Adjusted For Optimal Timing: | 0 | 0 | Capex | 0 | 0 | 0 | 0 | 0 | 0 | 0 | 0 | 0 | 0 | 0 | 0 | 0 | 0 | 0 | 0 | 0 | 0 | 0 | 0 | 0 | 0 | 0 | 0 | 0 | 0 | 0 | 0 | 0 | 0
| 0 | 0 | Opex | 0 | 0 | 0 | 0 | 0 | 0 | 0 | 0 | 0 | 0 | 0 | 0 | 0 | 0 | 0 | 0 | 0 | 0 | 0 | 0 | 0 | 0 | 0 | 0 | 0 | 0 | 0 | 0 | 0 | 0
| 0 | 0 | Reduction in unserved energy | 0 | 0 | 0 | 0 | 0 | 0 | 0 | 0 | 0 | 0 | 0 | 0 | 0 | 0 | 0 | 0 | 0 | 0 | 0 | 0 | 0 | 0 | 0 | 0 | 0 | 0 | 0 | 0 | 0 | 0
| 0 | 0 | Net benefit | 0 | 0 | 0 | 0 | 0 | 0 | 0 | 0 | 0 | 0 | 0 | 0 | 0 | 0 | 0 | 0 | 0 | 0 | 0 | 0 | 0 | 0 | 0 | 0 | 0 | 0 | 0 | 0 | 0 | 0
Option 7
Determining Optimal Timing: | Discounted | Undiscounted
| 0 | 0 | Capex | 0 | 0 | 0 | 0 | 0 | 0 | 0 | 0 | 0 | 0 | 0 | 0 | 0 | 0 | 0 | 0 | 0 | 0 | 0 | 0 | 0 | 0 | 0 | 0 | 0 | 0 | 0 | 0 | 0 | 0
| 0 | 0 | Opex | 0 | 0 | 0 | 0 | 0 | 0 | 0 | 0 | 0 | 0 | 0 | 0 | 0 | 0 | 0 | 0 | 0 | 0 | 0 | 0 | 0 | 0 | 0 | 0 | 0 | 0 | 0 | 0 | 0 | 0
| 0 | 0 | Reduction in unserved energy | 0 | 0 | 0 | 0 | 0 | 0 | 0 | 0 | 0 | 0 | 0 | 0 | 0 | 0 | 0 | 0 | 0 | 0 | 0 | 0 | 0 | 0 | 0 | 0 | 0 | 0 | 0 | 0 | 0 | 0
| 0 | 0 | Net benefit | 0 | 0 | 0 | 0 | 0 | 0 | 0 | 0 | 0 | 0 | 0 | 0 | 0 | 0 | 0 | 0 | 0 | 0 | 0 | 0 | 0 | 0 | 0 | 0 | 0 | 0 | 0 | 0 | 0 | 0
|  |  | EUE Value ($m, real $2024) | 0 | 0 | 0 | 0 | 0 | 0 | 0 | 0 | 0 | 0 | 0 | 0 | 0 | 0 | 0 | 0 | 0 | 0 | 0 | 0 | 0 | 0 | 0 | 0 | 0 | 0 | 0 | 0 | 0 | 0
|  |  | Annualised capex | 0 | 0 | 0 | 0 | 0 | 0 | 0 | 0 | 0 | 0 | 0 | 0 | 0 | 0 | 0 | 0 | 0 | 0 | 0 | 0 | 0 | 0 | 0 | 0 | 0 | 0 | 0 | 0 | 0 | 0
|  |  | Annualised cost (capex+opex) | 0 | 0 | 0 | 0 | 0 | 0 | 0 | 0 | 0 | 0 | 0 | 0 | 0 | 0 | 0 | 0 | 0 | 0 | 0 | 0 | 0 | 0 | 0 | 0 | 0 | 0 | 0 | 0 | 0 | 0
|  |  | Optimal timing (interim calc) | 0 | 0 | 0 | 0 | 0 | 0 | 0 | 0 | 0 | 0 | 0 | 0 | 0 | 0 | 0 | 0 | 0 | 0 | 0 | 0 | 0 | 0 | 0 | 0 | 0 | 0 | 0 | 0 | 0 | 0
|  |  | Optimal timing | - | - | - | - | - | - | - | [19 empty] | - | - | - | - | bar: 1 to 19
Adjusted For Optimal Timing: | 0 | 0 | Capex | 0 | 0 | 0 | 0 | 0 | 0 | 0 | 0 | 0 | 0 | 0 | 0 | 0 | 0 | 0 | 0 | 0 | 0 | 0 | 0 | 0 | 0 | 0 | 0 | 0 | 0 | 0 | 0 | 0 | 0
| 0 | 0 | Opex | 0 | 0 | 0 | 0 | 0 | 0 | 0 | 0 | 0 | 0 | 0 | 0 | 0 | 0 | 0 | 0 | 0 | 0 | 0 | 0 | 0 | 0 | 0 | 0 | 0 | 0 | 0 | 0 | 0 | 0
| 0 | 0 | Reduction in unserved energy | 0 | 0 | 0 | 0 | 0 | 0 | 0 | 0 | 0 | 0 | 0 | 0 | 0 | 0 | 0 | 0 | 0 | 0 | 0 | 0 | 0 | 0 | 0 | 0 | 0 | 0 | 0 | 0 | 0 | 0
| 0 | 0 | Net benefit | 0 | 0 | 0 | 0 | 0 | 0 | 0 | 0 | 0 | 0 | 0 | 0 | 0 | 0 | 0 | 0 | 0 | 0 | 0 | 0 | 0 | 0 | 0 | 0 | 0 | 0 | 0 | 0 | 0 | 0
Option 8
Determining Optimal Timing: | Discounted | Undiscounted
| 0 | 0 | Capex | 0 | 0 | 0 | 0 | 0 | 0 | 0 | 0 | 0 | 0 | 0 | 0 | 0 | 0 | 0 | 0 | 0 | 0 | 0 | 0 | 0 | 0 | 0 | 0 | 0 | 0 | 0 | 0 | 0 | 0
| 0 | 0 | Opex | 0 | 0 | 0 | 0 | 0 | 0 | 0 | 0 | 0 | 0 | 0 | 0 | 0 | 0 | 0 | 0 | 0 | 0 | 0 | 0 | 0 | 0 | 0 | 0 | 0 | 0 | 0 | 0 | 0 | 0
| 0 | 0 | Reduction in unserved energy | 0 | 0 | 0 | 0 | 0 | 0 | 0 | 0 | 0 | 0 | 0 | 0 | 0 | 0 | 0 | 0 | 0 | 0 | 0 | 0 | 0 | 0 | 0 | 0 | 0 | 0 | 0 | 0 | 0 | 0
| 0 | 0 | Net benefit | 0 | 0 | 0 | 0 | 0 | 0 | 0 | 0 | 0 | 0 | 0 | 0 | 0 | 0 | 0 | 0 | 0 | 0 | 0 | 0 | 0 | 0 | 0 | 0 | 0 | 0 | 0 | 0 | 0 | 0
|  |  | EUE Value ($m, real $2024) | 0 | 0 | 0 | 0 | 0 | 0 | 0 | 0 | 0 | 0 | 0 | 0 | 0 | 0 | 0 | 0 | 0 | 0 | 0 | 0 | 0 | 0 | 0 | 0 | 0 | 0 | 0 | 0 | 0 | 0
|  |  | Annualised capex | 0 | 0 | 0 | 0 | 0 | 0 | 0 | 0 | 0 | 0 | 0 | 0 | 0 | 0 | 0 | 0 | 0 | 0 | 0 | 0 | 0 | 0 | 0 | 0 | 0 | 0 | 0 | 0 | 0 | 0
|  |  | Annualised cost (capex+opex) | 0 | 0 | 0 | 0 | 0 | 0 | 0 | 0 | 0 | 0 | 0 | 0 | 0 | 0 | 0 | 0 | 0 | 0 | 0 | 0 | 0 | 0 | 0 | 0 | 0 | 0 | 0 | 0 | 0 | 0
|  |  | Optimal timing (interim calc) | 0 | 0 | 0 | 0 | 0 | 0 | 0 | 0 | 0 | 0 | 0 | 0 | 0 | 0 | 0 | 0 | 0 | 0 | 0 | 0 | 0 | 0 | 0 | 0 | 0 | 0 | 0 | 0 | 0 | 0
|  |  | Optimal timing | - | - | - | - | - | - | - | [19 empty] | - | - | - | - | bar: 1 to 19
Adjusted For Optimal Timing: | 0 | 0 | Capex | 0 | 0 | 0 | 0 | 0 | 0 | 0 | 0 | 0 | 0 | 0 | 0 | 0 | 0 | 0 | 0 | 0 | 0 | 0 | 0 | 0 | 0 | 0 | 0 | 0 | 0 | 0 | 0 | 0 | 0
| 0 | 0 | Opex | 0 | 0 | 0 | 0 | 0 | 0 | 0 | 0 | 0 | 0 | 0 | 0 | 0 | 0 | 0 | 0 | 0 | 0 | 0 | 0 | 0 | 0 | 0 | 0 | 0 | 0 | 0 | 0 | 0 | 0
| 0 | 0 | Reduction in unserved energy | 0 | 0 | 0 | 0 | 0 | 0 | 0 | 0 | 0 | 0 | 0 | 0 | 0 | 0 | 0 | 0 | 0 | 0 | 0 | 0 | 0 | 0 | 0 | 0 | 0 | 0 | 0 | 0 | 0 | 0
| 0 | 0 | Net benefit | 0 | 0 | 0 | 0 | 0 | 0 | 0 | 0 | 0 | 0 | 0 | 0 | 0 | 0 | 0 | 0 | 0 | 0 | 0 | 0 | 0 | 0 | 0 | 0 | 0 | 0 | 0 | 0 | 0 | 0
Option 9
Determining Optimal Timing: | Discounted | Undiscounted
| 0 | 0 | Capex | 0 | 0 | 0 | 0 | 0 | 0 | 0 | 0 | 0 | 0 | 0 | 0 | 0 | 0 | 0 | 0 | 0 | 0 | 0 | 0 | 0 | 0 | 0 | 0 | 0 | 0 | 0 | 0 | 0 | 0
| 0 | 0 | Opex | 0 | 0 | 0 | 0 | 0 | 0 | 0 | 0 | 0 | 0 | 0 | 0 | 0 | 0 | 0 | 0 | 0 | 0 | 0 | 0 | 0 | 0 | 0 | 0 | 0 | 0 | 0 | 0 | 0 | 0
| 0 | 0 | Reduction in unserved energy | 0 | 0 | 0 | 0 | 0 | 0 | 0 | 0 | 0 | 0 | 0 | 0 | 0 | 0 | 0 | 0 | 0 | 0 | 0 | 0 | 0 | 0 | 0 | 0 | 0 | 0 | 0 | 0 | 0 | 0
| 0 | 0 | Net benefit | 0 | 0 | 0 | 0 | 0 | 0 | 0 | 0 | 0 | 0 | 0 | 0 | 0 | 0 | 0 | 0 | 0 | 0 | 0 | 0 | 0 | 0 | 0 | 0 | 0 | 0 | 0 | 0 | 0 | 0
|  |  | EUE Value ($m, real $2024) | 0 | 0 | 0 | 0 | 0 | 0 | 0 | 0 | 0 | 0 | 0 | 0 | 0 | 0 | 0 | 0 | 0 | 0 | 0 | 0 | 0 | 0 | 0 | 0 | 0 | 0 | 0 | 0 | 0 | 0
|  |  | Annualised capex | 0 | 0 | 0 | 0 | 0 | 0 | 0 | 0 | 0 | 0 | 0 | 0 | 0 | 0 | 0 | 0 | 0 | 0 | 0 | 0 | 0 | 0 | 0 | 0 | 0 | 0 | 0 | 0 | 0 | 0
|  |  | Annualised cost (capex+opex) | 0 | 0 | 0 | 0 | 0 | 0 | 0 | 0 | 0 | 0 | 0 | 0 | 0 | 0 | 0 | 0 | 0 | 0 | 0 | 0 | 0 | 0 | 0 | 0 | 0 | 0 | 0 | 0 | 0 | 0
|  |  | Optimal timing (interim calc) | 0 | 0 | 0 | 0 | 0 | 0 | 0 | 0 | 0 | 0 | 0 | 0 | 0 | 0 | 0 | 0 | 0 | 0 | 0 | 0 | 0 | 0 | 0 | 0 | 0 | 0 | 0 | 0 | 0 | 0
|  |  | Optimal timing | - | - | - | - | - | - | - | [19 empty] | - | - | - | - | bar: 1 to 19
Adjusted For Optimal Timing: | 0 | 0 | Capex | 0 | 0 | 0 | 0 | 0 | 0 | 0 | 0 | 0 | 0 | 0 | 0 | 0 | 0 | 0 | 0 | 0 | 0 | 0 | 0 | 0 | 0 | 0 | 0 | 0 | 0 | 0 | 0 | 0 | 0
| 0 | 0 | Opex | 0 | 0 | 0 | 0 | 0 | 0 | 0 | 0 | 0 | 0 | 0 | 0 | 0 | 0 | 0 | 0 | 0 | 0 | 0 | 0 | 0 | 0 | 0 | 0 | 0 | 0 | 0 | 0 | 0 | 0
| 0 | 0 | Reduction in unserved energy | 0 | 0 | 0 | 0 | 0 | 0 | 0 | 0 | 0 | 0 | 0 | 0 | 0 | 0 | 0 | 0 | 0 | 0 | 0 | 0 | 0 | 0 | 0 | 0 | 0 | 0 | 0 | 0 | 0 | 0
| 0 | 0 | Net benefit | 0 | 0 | 0 | 0 | 0 | 0 | 0 | 0 | 0 | 0 | 0 | 0 | 0 | 0 | 0 | 0 | 0 | 0 | 0 | 0 | 0 | 0 | 0 | 0 | 0 | 0 | 0 | 0 | 0 | 0
Option 10
Determining Optimal Timing: | Discounted | Undiscounted
| 0 | 0 | Capex | 0 | 0 | 0 | 0 | 0 | 0 | 0 | 0 | 0 | 0 | 0 | 0 | 0 | 0 | 0 | 0 | 0 | 0 | 0 | 0 | 0 | 0 | 0 | 0 | 0 | 0 | 0 | 0 | 0 | 0
| 0 | 0 | Opex | 0 | 0 | 0 | 0 | 0 | 0 | 0 | 0 | 0 | 0 | 0 | 0 | 0 | 0 | 0 | 0 | 0 | 0 | 0 | 0 | 0 | 0 | 0 | 0 | 0 | 0 | 0 | 0 | 0 | 0
| 0 | 0 | Reduction in unserved energy | 0 | 0 | 0 | 0 | 0 | 0 | 0 | 0 | 0 | 0 | 0 | 0 | 0 | 0 | 0 | 0 | 0 | 0 | 0 | 0 | 0 | 0 | 0 | 0 | 0 | 0 | 0 | 0 | 0 | 0
| 0 | 0 | Net benefit | 0 | 0 | 0 | 0 | 0 | 0 | 0 | 0 | 0 | 0 | 0 | 0 | 0 | 0 | 0 | 0 | 0 | 0 | 0 | 0 | 0 | 0 | 0 | 0 | 0 | 0 | 0 | 0 | 0 | 0
|  |  | EUE Value ($m, real $2024) | 0 | 0 | 0 | 0 | 0 | 0 | 0 | 0 | 0 | 0 | 0 | 0 | 0 | 0 | 0 | 0 | 0 | 0 | 0 | 0 | 0 | 0 | 0 | 0 | 0 | 0 | 0 | 0 | 0 | 0
|  |  | Annualised capex | 0 | 0 | 0 | 0 | 0 | 0 | 0 | 0 | 0 | 0 | 0 | 0 | 0 | 0 | 0 | 0 | 0 | 0 | 0 | 0 | 0 | 0 | 0 | 0 | 0 | 0 | 0 | 0 | 0 | 0
|  |  | Annualised cost (capex+opex) | 0 | 0 | 0 | 0 | 0 | 0 | 0 | 0 | 0 | 0 | 0 | 0 | 0 | 0 | 0 | 0 | 0 | 0 | 0 | 0 | 0 | 0 | 0 | 0 | 0 | 0 | 0 | 0 | 0 | 0
|  |  | Optimal timing (interim calc) | 0 | 0 | 0 | 0 | 0 | 0 | 0 | 0 | 0 | 0 | 0 | 0 | 0 | 0 | 0 | 0 | 0 | 0 | 0 | 0 | 0 | 0 | 0 | 0 | 0 | 0 | 0 | 0 | 0 | 0
|  |  | Optimal timing | - | - | - | - | - | - | - | [19 empty] | - | - | - | - | bar: 1 to 19
Adjusted For Optimal Timing: | 0 | 0 | Capex | 0 | 0 | 0 | 0 | 0 | 0 | 0 | 0 | 0 | 0 | 0 | 0 | 0 | 0 | 0 | 0 | 0 | 0 | 0 | 0 | 0 | 0 | 0 | 0 | 0 | 0 | 0 | 0 | 0 | 0
| 0 | 0 | Opex | 0 | 0 | 0 | 0 | 0 | 0 | 0 | 0 | 0 | 0 | 0 | 0 | 0 | 0 | 0 | 0 | 0 | 0 | 0 | 0 | 0 | 0 | 0 | 0 | 0 | 0 | 0 | 0 | 0 | 0
| 0 | 0 | Reduction in unserved energy | 0 | 0 | 0 | 0 | 0 | 0 | 0 | 0 | 0 | 0 | 0 | 0 | 0 | 0 | 0 | 0 | 0 | 0 | 0 | 0 | 0 | 0 | 0 | 0 | 0 | 0 | 0 | 0 | 0 | 0
| 0 | 0 | Net benefit | 0 | 0 | 0 | 0 | 0 | 0 | 0 | 0 | 0 | 0 | 0 | 0 | 0 | 0 | 0 | 0 | 0 | 0 | 0 | 0 | 0 | 0 | 0 | 0 | 0 | 0 | 0 | 0 | 0 | 0

## 3.2.3 NPV (LoCost)
Economic inputs and assumptions
Scenario | Discount rate | Central
| Cost | Lower bound
| VCR | Central
|  | Central | Lower bound | Upper bound
| Discount rate | 5.56% | 4.11% | 7%
| Cost | 100% | 80% | 120%
| VCR | 100% | 80% | 120%
Asset life for calculating annualised capex (years) | Option 1 | 45
| Option 2 | 45
| Option 3 | 45
| Option 4 | 15
| Option 5 | 45
| Option 6 | 45
| Option 7 | 45
| Option 8 | 45
| Option 9 | 45
| Option 10 | 45
|  |  |  | 1 | 2 | 3 | 4 | 5 | 6 | 7 | 8 | 9 | 10 | 11 | 12 | 13 | 14 | 15 | 16 | 17 | 18 | 19 | 20 | 21 | 22 | 23 | 24 | 25 | 26 | 27 | 28 | 29 | 30
|  |  |  | FY25 | FY26 | FY27 | FY28 | FY29 | FY30 | FY31 | FY32 | FY33 | FY34 | FY35 | FY36 | FY37 | FY38 | FY39 | FY40 | FY41 | FY42 | FY43 | FY44 | FY45 | FY46 | FY47 | FY48 | FY49 | FY50 | FY51 | FY52 | FY53 | FY54
Outputs | bar: 3 FY27; 7 FY31
Option 1
| Discounted | Undiscounted
| 0 | 0 | Capex | 0 | 0 | 0 | 0 | 0 | 0 | 0 | 0 | 0 | 0 | 0 | 0 | 0 | 0 | 0 | 0 | 0 | 0 | 0 | 0 | 0 | 0 | 0 | 0 | 0 | 0 | 0 | 0 | 0 | 0
| 0 | 0 | Opex | 0 | 0 | 0 | 0 | 0 | 0 | 0 | 0 | 0 | 0 | 0 | 0 | 0 | 0 | 0 | 0 | 0 | 0 | 0 | 0 | 0 | 0 | 0 | 0 | 0 | 0 | 0 | 0 | 0 | 0
| 0 | 0 | Reduction in unserved energy | 0 | 0 | 0 | 0 | 0 | 0 | 0 | 0 | 0 | 0 | 0 | 0 | 0 | 0 | 0 | 0 | 0 | 0 | 0 | 0 | 0 | 0 | 0 | 0 | 0 | 0 | 0 | 0 | 0 | 0
| 0 | 0 | Net benefit | 0 | 0 | 0 | 0 | 0 | 0 | 0 | 0 | 0 | 0 | 0 | 0 | 0 | 0 | 0 | 0 | 0 | 0 | 0 | 0 | 0 | 0 | 0 | 0 | 0 | 0 | 0 | 0 | 0 | 0
|  |  | EUE Value ($m, real $2024) | 0.53564 | 0.88371 | 0.095123 | 0.22368 | 0.3699 | 0.69512 | 1.3219 | 2.4867 | 4.9965 | 8.3198 | 14.7696 | 22.8574 | 26.4007 | 39.2427 | 58.1872 | 58.1872 | 58.1872 | 58.1872 | 58.1872 | 58.1872 | 58.1872 | 58.1872 | 58.1872 | 58.1872 | 58.1872 | 58.1872 | 58.1872 | 58.1872 | 58.1872 | 58.1872
Option 2
Determining Optimal Timing: | Discounted | Undiscounted
| 10.3682 | 11.5532 | Capex | 0 | 0 | 11.5532 | 0 | 0 | 0 | 0 | 0 | 0 | 0 | 0 | 0 | 0 | 0 | 0 | 0 | 0 | 0 | 0 | 0 | 0 | 0 | 0 | 0 | 0 | 0 | 0 | 0 | 0 | 0
| 1.4321 | 3.1194 | Opex | 0 | 0 | 0 | 0.11553 | 0.11553 | 0.11553 | 0.11553 | 0.11553 | 0.11553 | 0.11553 | 0.11553 | 0.11553 | 0.11553 | 0.11553 | 0.11553 | 0.11553 | 0.11553 | 0.11553 | 0.11553 | 0.11553 | 0.11553 | 0.11553 | 0.11553 | 0.11553 | 0.11553 | 0.11553 | 0.11553 | 0.11553 | 0.11553 | 0.11553
| 351.06 | 1006.4915 | Reduction in unserved energy | 0 | 0 | 0 | 0.22368 | 0.3699 | 0.69512 | 1.3219 | 2.4867 | 4.9873 | 8.2563 | 14.6273 | 22.3976 | 25.7721 | 37.9568 | 55.4623 | 55.4623 | 55.4623 | 55.4623 | 55.4623 | 55.4623 | 55.4623 | 55.4623 | 55.4623 | 55.4623 | 55.4623 | 55.4623 | 55.4623 | 55.4623 | 55.4623 | 55.4623
| 339.2597 | 991.819 | Net benefit | 0 | 0 | -11.5532 | 0.10815 | 0.25437 | 0.57959 | 1.2063 | 2.3712 | 4.8718 | 8.1407 | 14.5117 | 22.2821 | 25.6565 | 37.8412 | 55.3468 | 55.3468 | 55.3468 | 55.3468 | 55.3468 | 55.3468 | 55.3468 | 55.3468 | 55.3468 | 55.3468 | 55.3468 | 55.3468 | 55.3468 | 55.3468 | 55.3468 | 55.3468
|  |  | EUE Value ($m, real $2024) | 0.53564 | 0.88371 | 0.095123 | 0 | 0 | 0 | 0 | 0 | 0.0092428 | 0.063526 | 0.14235 | 0.45977 | 0.6286 | 1.2859 | 2.7249 | 2.7249 | 2.7249 | 2.7249 | 2.7249 | 2.7249 | 2.7249 | 2.7249 | 2.7249 | 2.7249 | 2.7249 | 2.7249 | 2.7249 | 2.7249 | 2.7249 | 2.7249
|  |  | Annualised capex | 0 | 0 | 0.63182 | 0.63182 | 0.63182 | 0.63182 | 0.63182 | 0.63182 | 0.63182 | 0.63182 | 0.63182 | 0.63182 | 0.63182 | 0.63182 | 0.63182 | 0.63182 | 0.63182 | 0.63182 | 0.63182 | 0.63182 | 0.63182 | 0.63182 | 0.63182 | 0.63182 | 0.63182 | 0.63182 | 0.63182 | 0.63182 | 0.63182 | 0.63182
|  |  | Annualised cost (capex+opex) | 0 | 0 | 0.63182 | 0.74735 | 0.74735 | 0.74735 | 0.74735 | 0.74735 | 0.74735 | 0.74735 | 0.74735 | 0.74735 | 0.74735 | 0.74735 | 0.74735 | 0.74735 | 0.74735 | 0.74735 | 0.74735 | 0.74735 | 0.74735 | 0.74735 | 0.74735 | 0.74735 | 0.74735 | 0.74735 | 0.74735 | 0.74735 | 0.74735 | 0.74735
|  |  | Optimal timing (interim calc) | 0 | 0 | 0 | 0 | 0 | 0 | 1 | 1 | 1 | 1 | 1 | 1 | 1 | 1 | 1 | 1 | 1 | 1 | 1 | 1 | 1 | 1 | 1 | 1 | 1 | 1 | 1 | 1 | 1 | 1
|  |  | Optimal timing | - | - | - | - | - | - | Yes | - | - | - | - | - | - | - | - | - | - | - | - | - | - | - | - | - | - | - | - | - | - | -
Adjusted For Optimal Timing: | 8.8146 | 11.5532 | Capex | 0 | 0 | 0 | 0 | 0 | 11.5532 | 0 | 0 | 0 | 0 | 0 | 0 | 0 | 0 | 0 | 0 | 0 | 0 | 0 | 0 | 0 | 0 | 0 | 0 | 0 | 0 | 0 | 0 | 0 | 0
| 1.1527 | 2.7728 | Opex | 0 | 0 | 0 | 0 | 0 | 0 | 0.11553 | 0.11553 | 0.11553 | 0.11553 | 0.11553 | 0.11553 | 0.11553 | 0.11553 | 0.11553 | 0.11553 | 0.11553 | 0.11553 | 0.11553 | 0.11553 | 0.11553 | 0.11553 | 0.11553 | 0.11553 | 0.11553 | 0.11553 | 0.11553 | 0.11553 | 0.11553 | 0.11553
| 350.0416 | 1005.2028 | Reduction in unserved energy | 0 | 0 | 0 | 0 | 0 | 0 | 1.3219 | 2.4867 | 4.9873 | 8.2563 | 14.6273 | 22.3976 | 25.7721 | 37.9568 | 55.4623 | 55.4623 | 55.4623 | 55.4623 | 55.4623 | 55.4623 | 55.4623 | 55.4623 | 55.4623 | 55.4623 | 55.4623 | 55.4623 | 55.4623 | 55.4623 | 55.4623 | 55.4623
| 340.0742 | 990.8769 | Net benefit | 0 | 0 | 0 | 0 | 0 | -11.5532 | 1.2063 | 2.3712 | 4.8718 | 8.1407 | 14.5117 | 22.2821 | 25.6565 | 37.8412 | 55.3468 | 55.3468 | 55.3468 | 55.3468 | 55.3468 | 55.3468 | 55.3468 | 55.3468 | 55.3468 | 55.3468 | 55.3468 | 55.3468 | 55.3468 | 55.3468 | 55.3468 | 55.3468
Option 3
Determining Optimal Timing: | Discounted | Undiscounted
| 4.4216 | 4.927 | Capex | 0 | 0 | 4.927 | 0 | 0 | 0 | 0 | 0 | 0 | 0 | 0 | 0 | 0 | 0 | 0 | 0 | 0 | 0 | 0 | 0 | 0 | 0 | 0 | 0 | 0 | 0 | 0 | 0 | 0 | 0
| 0.61074 | 1.3303 | Opex | 0 | 0 | 0 | 0.04927 | 0.04927 | 0.04927 | 0.04927 | 0.04927 | 0.04927 | 0.04927 | 0.04927 | 0.04927 | 0.04927 | 0.04927 | 0.04927 | 0.04927 | 0.04927 | 0.04927 | 0.04927 | 0.04927 | 0.04927 | 0.04927 | 0.04927 | 0.04927 | 0.04927 | 0.04927 | 0.04927 | 0.04927 | 0.04927 | 0.04927
| 366.4558 | 1052.6795 | Reduction in unserved energy | 0 | 0 | 0 | 0.22368 | 0.3699 | 0.69512 | 1.3219 | 2.4867 | 4.9965 | 8.3198 | 14.7696 | 22.8574 | 26.4007 | 39.2427 | 58.1872 | 58.1872 | 58.1872 | 58.1872 | 58.1872 | 58.1872 | 58.1872 | 58.1872 | 58.1872 | 58.1872 | 58.1872 | 58.1872 | 58.1872 | 58.1872 | 58.1872 | 58.1872
| 361.4234 | 1046.4223 | Net benefit | 0 | 0 | -4.927 | 0.17442 | 0.32063 | 0.64585 | 1.2726 | 2.4374 | 4.9473 | 8.2705 | 14.7203 | 22.8081 | 26.3514 | 39.1934 | 58.138 | 58.138 | 58.138 | 58.138 | 58.138 | 58.138 | 58.138 | 58.138 | 58.138 | 58.138 | 58.138 | 58.138 | 58.138 | 58.138 | 58.138 | 58.138
|  |  | EUE Value ($m, real $2024) | 0.53564 | 0.88371 | 0.095123 | 0 | 0 | 0 | 0 | 0 | 0 | 0 | 0 | 0 | 0 | 0 | 0 | 0 | 0 | 0 | 0 | 0 | 0 | 0 | 0 | 0 | 0 | 0 | 0 | 0 | 0 | 0
|  |  | Annualised capex | 0 | 0 | 0.26945 | 0.26945 | 0.26945 | 0.26945 | 0.26945 | 0.26945 | 0.26945 | 0.26945 | 0.26945 | 0.26945 | 0.26945 | 0.26945 | 0.26945 | 0.26945 | 0.26945 | 0.26945 | 0.26945 | 0.26945 | 0.26945 | 0.26945 | 0.26945 | 0.26945 | 0.26945 | 0.26945 | 0.26945 | 0.26945 | 0.26945 | 0.26945
|  |  | Annualised cost (capex+opex) | 0 | 0 | 0.26945 | 0.31872 | 0.31872 | 0.31872 | 0.31872 | 0.31872 | 0.31872 | 0.31872 | 0.31872 | 0.31872 | 0.31872 | 0.31872 | 0.31872 | 0.31872 | 0.31872 | 0.31872 | 0.31872 | 0.31872 | 0.31872 | 0.31872 | 0.31872 | 0.31872 | 0.31872 | 0.31872 | 0.31872 | 0.31872 | 0.31872 | 0.31872
|  |  | Optimal timing (interim calc) | 0 | 0 | 0 | 0 | 1 | 1 | 1 | 1 | 1 | 1 | 1 | 1 | 1 | 1 | 1 | 1 | 1 | 1 | 1 | 1 | 1 | 1 | 1 | 1 | 1 | 1 | 1 | 1 | 1 | 1
|  |  | Optimal timing | - | - | - | - | Yes | - | - | - | - | - | - | - | - | - | - | - | - | - | - | - | - | - | - | - | - | - | - | - | - | -
Adjusted For Optimal Timing: | 4.1887 | 4.927 | Capex | 0 | 0 | 0 | 4.927 | 0 | 0 | 0 | 0 | 0 | 0 | 0 | 0 | 0 | 0 | 0 | 0 | 0 | 0 | 0 | 0 | 0 | 0 | 0 | 0 | 0 | 0 | 0 | 0 | 0 | 0
| 0.56885 | 1.281 | Opex | 0 | 0 | 0 | 0 | 0.04927 | 0.04927 | 0.04927 | 0.04927 | 0.04927 | 0.04927 | 0.04927 | 0.04927 | 0.04927 | 0.04927 | 0.04927 | 0.04927 | 0.04927 | 0.04927 | 0.04927 | 0.04927 | 0.04927 | 0.04927 | 0.04927 | 0.04927 | 0.04927 | 0.04927 | 0.04927 | 0.04927 | 0.04927 | 0.04927
| 366.2656 | 1052.4559 | Reduction in unserved energy | 0 | 0 | 0 | 0 | 0.3699 | 0.69512 | 1.3219 | 2.4867 | 4.9965 | 8.3198 | 14.7696 | 22.8574 | 26.4007 | 39.2427 | 58.1872 | 58.1872 | 58.1872 | 58.1872 | 58.1872 | 58.1872 | 58.1872 | 58.1872 | 58.1872 | 58.1872 | 58.1872 | 58.1872 | 58.1872 | 58.1872 | 58.1872 | 58.1872
| 361.508 | 1046.2479 | Net benefit | 0 | 0 | 0 | -4.927 | 0.32063 | 0.64585 | 1.2726 | 2.4374 | 4.9473 | 8.2705 | 14.7203 | 22.8081 | 26.3514 | 39.1934 | 58.138 | 58.138 | 58.138 | 58.138 | 58.138 | 58.138 | 58.138 | 58.138 | 58.138 | 58.138 | 58.138 | 58.138 | 58.138 | 58.138 | 58.138 | 58.138
Option 4
Determining Optimal Timing: | Discounted | Undiscounted
| 19.397 | 29.2061 | Capex | 0 | 0 | 15.5479 | 0 | 0 | 0 | 0 | 0 | 0 | 0 | 0 | 0 | 0 | 0 | 0 | 0 | 0 | 13.6583 | 0 | 0 | 0 | 0 | 0 | 0 | 0 | 0 | 0 | 0 | 0 | 0
| 1.9273 | 4.1979 | Opex | 0 | 0 | 0 | 0.15548 | 0.15548 | 0.15548 | 0.15548 | 0.15548 | 0.15548 | 0.15548 | 0.15548 | 0.15548 | 0.15548 | 0.15548 | 0.15548 | 0.15548 | 0.15548 | 0.15548 | 0.15548 | 0.15548 | 0.15548 | 0.15548 | 0.15548 | 0.15548 | 0.15548 | 0.15548 | 0.15548 | 0.15548 | 0.15548 | 0.15548
| 365.8246 | 1050.7307 | Reduction in unserved energy | 0 | 0 | 0 | 0.22368 | 0.3699 | 0.69512 | 1.3219 | 2.4867 | 4.9965 | 8.3198 | 14.7696 | 22.8574 | 26.4007 | 39.2243 | 58.0666 | 58.0666 | 58.0666 | 58.0666 | 58.0666 | 58.0666 | 58.0666 | 58.0666 | 58.0666 | 58.0666 | 58.0666 | 58.0666 | 58.0666 | 58.0666 | 58.0666 | 58.0666
| 344.5003 | 1017.3267 | Net benefit | 0 | 0 | -15.5479 | 0.068206 | 0.21442 | 0.53964 | 1.1664 | 2.3312 | 4.8411 | 8.1643 | 14.6141 | 22.7019 | 26.2452 | 39.0688 | 57.9111 | 57.9111 | 57.9111 | 44.2528 | 57.9111 | 57.9111 | 57.9111 | 57.9111 | 57.9111 | 57.9111 | 57.9111 | 57.9111 | 57.9111 | 57.9111 | 57.9111 | 57.9111
|  |  | EUE Value ($m, real $2024) | 0.53564 | 0.88371 | 0.095123 | 0 | 0 | 0 | 0 | 0 | 0 | 0 | 0 | 0 | 3.7589e-06 | 0.018386 | 0.12065 | 0.12065 | 0.12065 | 0.12065 | 0.12065 | 0.12065 | 0.12065 | 0.12065 | 0.12065 | 0.12065 | 0.12065 | 0.12065 | 0.12065 | 0.12065 | 0.12065 | 0.12065
|  |  | Annualised capex | 0 | 0 | 1.9401 | 1.9401 | 1.9401 | 1.9401 | 1.9401 | 1.9401 | 1.9401 | 1.9401 | 1.9401 | 1.9401 | 1.9401 | 1.9401 | 1.9401 | 1.9401 | 1.9401 | 1.9401 | 1.9401 | 1.9401 | 1.9401 | 1.9401 | 1.9401 | 1.9401 | 1.9401 | 1.9401 | 1.9401 | 1.9401 | 1.9401 | 1.9401
|  |  | Annualised cost (capex+opex) | 0 | 0 | 1.9401 | 2.0956 | 2.0956 | 2.0956 | 2.0956 | 2.0956 | 2.0956 | 2.0956 | 2.0956 | 2.0956 | 2.0956 | 2.0956 | 2.0956 | 2.0956 | 2.0956 | 2.0956 | 2.0956 | 2.0956 | 2.0956 | 2.0956 | 2.0956 | 2.0956 | 2.0956 | 2.0956 | 2.0956 | 2.0956 | 2.0956 | 2.0956
|  |  | Optimal timing (interim calc) | 0 | 0 | 0 | 0 | 0 | 0 | 0 | 1 | 1 | 1 | 1 | 1 | 1 | 1 | 1 | 1 | 1 | 1 | 1 | 1 | 1 | 1 | 1 | 1 | 1 | 1 | 1 | 1 | 1 | 1
|  |  | Optimal timing | - | - | - | - | - | - | - | Yes | - | - | - | - | - | - | - | - | - | - | - | - | - | - | - | - | - | - | - | - | - | -
[11 empty] | 1 | 2 | 3 | 4 | 5 | 6 | 7 | 8 | 9 | 10 | 11 | 12 | 13 | 14 | 15 | 16 | 17 | 18 | 19
Adjusted For Optimal Timing: | 15.622 | 29.2061 | Capex | 0 | 0 | 0 | 0 | 0 | 0 | 15.5479 | 0 | 0 | 0 | 0 | 0 | 0 | 0 | 0 | 0 | 0 | 0 | 0 | 0 | 0 | 13.6583 | 0 | 0 | 0 | 0 | 0 | 0 | 0 | 0
| 1.4389 | 3.576 | Opex | 0 | 0 | 0 | 0 | 0 | 0 | 0 | 0.15548 | 0.15548 | 0.15548 | 0.15548 | 0.15548 | 0.15548 | 0.15548 | 0.15548 | 0.15548 | 0.15548 | 0.15548 | 0.15548 | 0.15548 | 0.15548 | 0.15548 | 0.15548 | 0.15548 | 0.15548 | 0.15548 | 0.15548 | 0.15548 | 0.15548 | 0.15548
| 363.8507 | 1048.1202 | Reduction in unserved energy | 0 | 0 | 0 | 0 | 0 | 0 | 0 | 2.4867 | 4.9965 | 8.3198 | 14.7696 | 22.8574 | 26.4007 | 39.2243 | 58.0666 | 58.0666 | 58.0666 | 58.0666 | 58.0666 | 58.0666 | 58.0666 | 58.0666 | 58.0666 | 58.0666 | 58.0666 | 58.0666 | 58.0666 | 58.0666 | 58.0666 | 58.0666
| 346.7898 | 1015.338 | Net benefit | 0 | 0 | 0 | 0 | 0 | 0 | -15.5479 | 2.3312 | 4.8411 | 8.1643 | 14.6141 | 22.7019 | 26.2452 | 39.0688 | 57.9111 | 57.9111 | 57.9111 | 57.9111 | 57.9111 | 57.9111 | 57.9111 | 44.2528 | 57.9111 | 57.9111 | 57.9111 | 57.9111 | 57.9111 | 57.9111 | 57.9111 | 57.9111
Option 5
Determining Optimal Timing: | Discounted | Undiscounted
| 0 | 0 | Capex | 0 | 0 | 0 | 0 | 0 | 0 | 0 | 0 | 0 | 0 | 0 | 0 | 0 | 0 | 0 | 0 | 0 | 0 | 0 | 0 | 0 | 0 | 0 | 0 | 0 | 0 | 0 | 0 | 0 | 0
| 183.1927 | 517.6902 | Opex | 0.37787 | 0.56761 | 0.076098 | 0.17633 | 0.2843 | 0.48926 | 0.87299 | 1.5955 | 3.1019 | 5.0548 | 8.8609 | 12.988 | 15.0015 | 20.6658 | 27.9736 | 27.9736 | 27.9736 | 27.9736 | 27.9736 | 27.9736 | 27.9736 | 27.9736 | 27.9736 | 27.9736 | 27.9736 | 27.9736 | 27.9736 | 27.9736 | 27.9736 | 27.9736
| 228.9908 | 647.1128 | Reduction in unserved energy | 0.47234 | 0.70951 | 0.095123 | 0.22041 | 0.35537 | 0.61158 | 1.0912 | 1.9943 | 3.8774 | 6.3185 | 11.0761 | 16.235 | 18.7519 | 25.8323 | 34.967 | 34.967 | 34.967 | 34.967 | 34.967 | 34.967 | 34.967 | 34.967 | 34.967 | 34.967 | 34.967 | 34.967 | 34.967 | 34.967 | 34.967 | 34.967
| 45.7982 | 129.4226 | Net benefit | 0.094468 | 0.1419 | 0.019025 | 0.044082 | 0.071075 | 0.12232 | 0.21825 | 0.39887 | 0.77548 | 1.2637 | 2.2152 | 3.247 | 3.7504 | 5.1665 | 6.9934 | 6.9934 | 6.9934 | 6.9934 | 6.9934 | 6.9934 | 6.9934 | 6.9934 | 6.9934 | 6.9934 | 6.9934 | 6.9934 | 6.9934 | 6.9934 | 6.9934 | 6.9934
|  |  | EUE Value ($m, real $2024) | 0.063306 | 0.1742 | 0 | 0.0032767 | 0.014528 | 0.083544 | 0.23062 | 0.49237 | 1.1192 | 2.0013 | 3.6935 | 6.6224 | 7.6488 | 13.4104 | 23.2202 | 23.2202 | 23.2202 | 23.2202 | 23.2202 | 23.2202 | 23.2202 | 23.2202 | 23.2202 | 23.2202 | 23.2202 | 23.2202 | 23.2202 | 23.2202 | 23.2202 | 23.2202
|  |  | Annualised capex | 0 | 0 | 0 | 0 | 0 | 0 | 0 | 0 | 0 | 0 | 0 | 0 | 0 | 0 | 0 | 0 | 0 | 0 | 0 | 0 | 0 | 0 | 0 | 0 | 0 | 0 | 0 | 0 | 0 | 0
|  |  | Annualised cost (capex+opex) | 0.37787 | 0.56761 | 0.076098 | 0.17633 | 0.2843 | 0.48926 | 0.87299 | 1.5955 | 3.1019 | 5.0548 | 8.8609 | 12.988 | 15.0015 | 20.6658 | 27.9736 | 27.9736 | 27.9736 | 27.9736 | 27.9736 | 27.9736 | 27.9736 | 27.9736 | 27.9736 | 27.9736 | 27.9736 | 27.9736 | 27.9736 | 27.9736 | 27.9736 | 27.9736
|  |  | Optimal timing (interim calc) | 1 | 1 | 1 | 1 | 1 | 1 | 1 | [19 empty] | 1 | 1 | 1 | 1 | bar: 1 to 19
|  |  | Optimal timing | Yes | - | - | - | - | - | - | [19 empty] | - | - | - | - | bar: 1 to 19
Adjusted For Optimal Timing: | 0 | 0 | Capex | 0 | 0 | 0 | 0 | 0 | 0 | 0 | 0 | 0 | 0 | 0 | 0 | 0 | 0 | 0 | 0 | 0 | 0 | 0 | 0 | 0 | 0 | 0 | 0 | 0 | 0 | 0 | 0 | 0 | 0
| 183.1927 | 517.6902 | Opex | 0.37787 | 0.56761 | 0.076098 | 0.17633 | 0.2843 | 0.48926 | 0.87299 | 1.5955 | 3.1019 | 5.0548 | 8.8609 | 12.988 | 15.0015 | 20.6658 | 27.9736 | 27.9736 | 27.9736 | 27.9736 | 27.9736 | 27.9736 | 27.9736 | 27.9736 | 27.9736 | 27.9736 | 27.9736 | 27.9736 | 27.9736 | 27.9736 | 27.9736 | 27.9736
| 228.9908 | 647.1128 | Reduction in unserved energy | 0.47234 | 0.70951 | 0.095123 | 0.22041 | 0.35537 | 0.61158 | 1.0912 | 1.9943 | 3.8774 | 6.3185 | 11.0761 | 16.235 | 18.7519 | 25.8323 | 34.967 | 34.967 | 34.967 | 34.967 | 34.967 | 34.967 | 34.967 | 34.967 | 34.967 | 34.967 | 34.967 | 34.967 | 34.967 | 34.967 | 34.967 | 34.967
| 45.7982 | 129.4226 | Net benefit | 0.094468 | 0.1419 | 0.019025 | 0.044082 | 0.071075 | 0.12232 | 0.21825 | 0.39887 | 0.77548 | 1.2637 | 2.2152 | 3.247 | 3.7504 | 5.1665 | 6.9934 | 6.9934 | 6.9934 | 6.9934 | 6.9934 | 6.9934 | 6.9934 | 6.9934 | 6.9934 | 6.9934 | 6.9934 | 6.9934 | 6.9934 | 6.9934 | 6.9934 | 6.9934
Option 6
Determining Optimal Timing: | Discounted | Undiscounted
| 0 | 0 | Capex | 0 | 0 | 0 | 0 | 0 | 0 | 0 | 0 | 0 | 0 | 0 | 0 | 0 | 0 | 0 | 0 | 0 | 0 | 0 | 0 | 0 | 0 | 0 | 0 | 0 | 0 | 0 | 0 | 0 | 0
| 0 | 0 | Opex | 0 | 0 | 0 | 0 | 0 | 0 | 0 | 0 | 0 | 0 | 0 | 0 | 0 | 0 | 0 | 0 | 0 | 0 | 0 | 0 | 0 | 0 | 0 | 0 | 0 | 0 | 0 | 0 | 0 | 0
| 0 | 0 | Reduction in unserved energy | 0 | 0 | 0 | 0 | 0 | 0 | 0 | 0 | 0 | 0 | 0 | 0 | 0 | 0 | 0 | 0 | 0 | 0 | 0 | 0 | 0 | 0 | 0 | 0 | 0 | 0 | 0 | 0 | 0 | 0
| 0 | 0 | Net benefit | 0 | 0 | 0 | 0 | 0 | 0 | 0 | 0 | 0 | 0 | 0 | 0 | 0 | 0 | 0 | 0 | 0 | 0 | 0 | 0 | 0 | 0 | 0 | 0 | 0 | 0 | 0 | 0 | 0 | 0
|  |  | EUE Value ($m, real $2024) | 0 | 0 | 0 | 0 | 0 | 0 | 0 | 0 | 0 | 0 | 0 | 0 | 0 | 0 | 0 | 0 | 0 | 0 | 0 | 0 | 0 | 0 | 0 | 0 | 0 | 0 | 0 | 0 | 0 | 0
|  |  | Annualised capex | 0 | 0 | 0 | 0 | 0 | 0 | 0 | 0 | 0 | 0 | 0 | 0 | 0 | 0 | 0 | 0 | 0 | 0 | 0 | 0 | 0 | 0 | 0 | 0 | 0 | 0 | 0 | 0 | 0 | 0
|  |  | Annualised cost (capex+opex) | 0 | 0 | 0 | 0 | 0 | 0 | 0 | 0 | 0 | 0 | 0 | 0 | 0 | 0 | 0 | 0 | 0 | 0 | 0 | 0 | 0 | 0 | 0 | 0 | 0 | 0 | 0 | 0 | 0 | 0
|  |  | Optimal timing (interim calc) | 0 | 0 | 0 | 0 | 0 | 0 | 0 | 0 | 0 | 0 | 0 | 0 | 0 | 0 | 0 | 0 | 0 | 0 | 0 | 0 | 0 | 0 | 0 | 0 | 0 | 0 | 0 | 0 | 0 | 0
|  |  | Optimal timing | - | - | - | - | - | - | - | [19 empty] | - | - | - | - | bar: 1 to 19
Adjusted For Optimal Timing: | 0 | 0 | Capex | 0 | 0 | 0 | 0 | 0 | 0 | 0 | 0 | 0 | 0 | 0 | 0 | 0 | 0 | 0 | 0 | 0 | 0 | 0 | 0 | 0 | 0 | 0 | 0 | 0 | 0 | 0 | 0 | 0 | 0
| 0 | 0 | Opex | 0 | 0 | 0 | 0 | 0 | 0 | 0 | 0 | 0 | 0 | 0 | 0 | 0 | 0 | 0 | 0 | 0 | 0 | 0 | 0 | 0 | 0 | 0 | 0 | 0 | 0 | 0 | 0 | 0 | 0
| 0 | 0 | Reduction in unserved energy | 0 | 0 | 0 | 0 | 0 | 0 | 0 | 0 | 0 | 0 | 0 | 0 | 0 | 0 | 0 | 0 | 0 | 0 | 0 | 0 | 0 | 0 | 0 | 0 | 0 | 0 | 0 | 0 | 0 | 0
| 0 | 0 | Net benefit | 0 | 0 | 0 | 0 | 0 | 0 | 0 | 0 | 0 | 0 | 0 | 0 | 0 | 0 | 0 | 0 | 0 | 0 | 0 | 0 | 0 | 0 | 0 | 0 | 0 | 0 | 0 | 0 | 0 | 0
Option 7
Determining Optimal Timing: | Discounted | Undiscounted
| 0 | 0 | Capex | 0 | 0 | 0 | 0 | 0 | 0 | 0 | 0 | 0 | 0 | 0 | 0 | 0 | 0 | 0 | 0 | 0 | 0 | 0 | 0 | 0 | 0 | 0 | 0 | 0 | 0 | 0 | 0 | 0 | 0
| 0 | 0 | Opex | 0 | 0 | 0 | 0 | 0 | 0 | 0 | 0 | 0 | 0 | 0 | 0 | 0 | 0 | 0 | 0 | 0 | 0 | 0 | 0 | 0 | 0 | 0 | 0 | 0 | 0 | 0 | 0 | 0 | 0
| 0 | 0 | Reduction in unserved energy | 0 | 0 | 0 | 0 | 0 | 0 | 0 | 0 | 0 | 0 | 0 | 0 | 0 | 0 | 0 | 0 | 0 | 0 | 0 | 0 | 0 | 0 | 0 | 0 | 0 | 0 | 0 | 0 | 0 | 0
| 0 | 0 | Net benefit | 0 | 0 | 0 | 0 | 0 | 0 | 0 | 0 | 0 | 0 | 0 | 0 | 0 | 0 | 0 | 0 | 0 | 0 | 0 | 0 | 0 | 0 | 0 | 0 | 0 | 0 | 0 | 0 | 0 | 0
|  |  | EUE Value ($m, real $2024) | 0 | 0 | 0 | 0 | 0 | 0 | 0 | 0 | 0 | 0 | 0 | 0 | 0 | 0 | 0 | 0 | 0 | 0 | 0 | 0 | 0 | 0 | 0 | 0 | 0 | 0 | 0 | 0 | 0 | 0
|  |  | Annualised capex | 0 | 0 | 0 | 0 | 0 | 0 | 0 | 0 | 0 | 0 | 0 | 0 | 0 | 0 | 0 | 0 | 0 | 0 | 0 | 0 | 0 | 0 | 0 | 0 | 0 | 0 | 0 | 0 | 0 | 0
|  |  | Annualised cost (capex+opex) | 0 | 0 | 0 | 0 | 0 | 0 | 0 | 0 | 0 | 0 | 0 | 0 | 0 | 0 | 0 | 0 | 0 | 0 | 0 | 0 | 0 | 0 | 0 | 0 | 0 | 0 | 0 | 0 | 0 | 0
|  |  | Optimal timing (interim calc) | 0 | 0 | 0 | 0 | 0 | 0 | 0 | 0 | 0 | 0 | 0 | 0 | 0 | 0 | 0 | 0 | 0 | 0 | 0 | 0 | 0 | 0 | 0 | 0 | 0 | 0 | 0 | 0 | 0 | 0
|  |  | Optimal timing | - | - | - | - | - | - | - | [19 empty] | - | - | - | - | bar: 1 to 19
Adjusted For Optimal Timing: | 0 | 0 | Capex | 0 | 0 | 0 | 0 | 0 | 0 | 0 | 0 | 0 | 0 | 0 | 0 | 0 | 0 | 0 | 0 | 0 | 0 | 0 | 0 | 0 | 0 | 0 | 0 | 0 | 0 | 0 | 0 | 0 | 0
| 0 | 0 | Opex | 0 | 0 | 0 | 0 | 0 | 0 | 0 | 0 | 0 | 0 | 0 | 0 | 0 | 0 | 0 | 0 | 0 | 0 | 0 | 0 | 0 | 0 | 0 | 0 | 0 | 0 | 0 | 0 | 0 | 0
| 0 | 0 | Reduction in unserved energy | 0 | 0 | 0 | 0 | 0 | 0 | 0 | 0 | 0 | 0 | 0 | 0 | 0 | 0 | 0 | 0 | 0 | 0 | 0 | 0 | 0 | 0 | 0 | 0 | 0 | 0 | 0 | 0 | 0 | 0
| 0 | 0 | Net benefit | 0 | 0 | 0 | 0 | 0 | 0 | 0 | 0 | 0 | 0 | 0 | 0 | 0 | 0 | 0 | 0 | 0 | 0 | 0 | 0 | 0 | 0 | 0 | 0 | 0 | 0 | 0 | 0 | 0 | 0
Option 8
Determining Optimal Timing: | Discounted | Undiscounted
| 0 | 0 | Capex | 0 | 0 | 0 | 0 | 0 | 0 | 0 | 0 | 0 | 0 | 0 | 0 | 0 | 0 | 0 | 0 | 0 | 0 | 0 | 0 | 0 | 0 | 0 | 0 | 0 | 0 | 0 | 0 | 0 | 0
| 0 | 0 | Opex | 0 | 0 | 0 | 0 | 0 | 0 | 0 | 0 | 0 | 0 | 0 | 0 | 0 | 0 | 0 | 0 | 0 | 0 | 0 | 0 | 0 | 0 | 0 | 0 | 0 | 0 | 0 | 0 | 0 | 0
| 0 | 0 | Reduction in unserved energy | 0 | 0 | 0 | 0 | 0 | 0 | 0 | 0 | 0 | 0 | 0 | 0 | 0 | 0 | 0 | 0 | 0 | 0 | 0 | 0 | 0 | 0 | 0 | 0 | 0 | 0 | 0 | 0 | 0 | 0
| 0 | 0 | Net benefit | 0 | 0 | 0 | 0 | 0 | 0 | 0 | 0 | 0 | 0 | 0 | 0 | 0 | 0 | 0 | 0 | 0 | 0 | 0 | 0 | 0 | 0 | 0 | 0 | 0 | 0 | 0 | 0 | 0 | 0
|  |  | EUE Value ($m, real $2024) | 0 | 0 | 0 | 0 | 0 | 0 | 0 | 0 | 0 | 0 | 0 | 0 | 0 | 0 | 0 | 0 | 0 | 0 | 0 | 0 | 0 | 0 | 0 | 0 | 0 | 0 | 0 | 0 | 0 | 0
|  |  | Annualised capex | 0 | 0 | 0 | 0 | 0 | 0 | 0 | 0 | 0 | 0 | 0 | 0 | 0 | 0 | 0 | 0 | 0 | 0 | 0 | 0 | 0 | 0 | 0 | 0 | 0 | 0 | 0 | 0 | 0 | 0
|  |  | Annualised cost (capex+opex) | 0 | 0 | 0 | 0 | 0 | 0 | 0 | 0 | 0 | 0 | 0 | 0 | 0 | 0 | 0 | 0 | 0 | 0 | 0 | 0 | 0 | 0 | 0 | 0 | 0 | 0 | 0 | 0 | 0 | 0
|  |  | Optimal timing (interim calc) | 0 | 0 | 0 | 0 | 0 | 0 | 0 | 0 | 0 | 0 | 0 | 0 | 0 | 0 | 0 | 0 | 0 | 0 | 0 | 0 | 0 | 0 | 0 | 0 | 0 | 0 | 0 | 0 | 0 | 0
|  |  | Optimal timing | - | - | - | - | - | - | - | [19 empty] | - | - | - | - | bar: 1 to 19
Adjusted For Optimal Timing: | 0 | 0 | Capex | 0 | 0 | 0 | 0 | 0 | 0 | 0 | 0 | 0 | 0 | 0 | 0 | 0 | 0 | 0 | 0 | 0 | 0 | 0 | 0 | 0 | 0 | 0 | 0 | 0 | 0 | 0 | 0 | 0 | 0
| 0 | 0 | Opex | 0 | 0 | 0 | 0 | 0 | 0 | 0 | 0 | 0 | 0 | 0 | 0 | 0 | 0 | 0 | 0 | 0 | 0 | 0 | 0 | 0 | 0 | 0 | 0 | 0 | 0 | 0 | 0 | 0 | 0
| 0 | 0 | Reduction in unserved energy | 0 | 0 | 0 | 0 | 0 | 0 | 0 | 0 | 0 | 0 | 0 | 0 | 0 | 0 | 0 | 0 | 0 | 0 | 0 | 0 | 0 | 0 | 0 | 0 | 0 | 0 | 0 | 0 | 0 | 0
| 0 | 0 | Net benefit | 0 | 0 | 0 | 0 | 0 | 0 | 0 | 0 | 0 | 0 | 0 | 0 | 0 | 0 | 0 | 0 | 0 | 0 | 0 | 0 | 0 | 0 | 0 | 0 | 0 | 0 | 0 | 0 | 0 | 0
Option 9
Determining Optimal Timing: | Discounted | Undiscounted
| 0 | 0 | Capex | 0 | 0 | 0 | 0 | 0 | 0 | 0 | 0 | 0 | 0 | 0 | 0 | 0 | 0 | 0 | 0 | 0 | 0 | 0 | 0 | 0 | 0 | 0 | 0 | 0 | 0 | 0 | 0 | 0 | 0
| 0 | 0 | Opex | 0 | 0 | 0 | 0 | 0 | 0 | 0 | 0 | 0 | 0 | 0 | 0 | 0 | 0 | 0 | 0 | 0 | 0 | 0 | 0 | 0 | 0 | 0 | 0 | 0 | 0 | 0 | 0 | 0 | 0
| 0 | 0 | Reduction in unserved energy | 0 | 0 | 0 | 0 | 0 | 0 | 0 | 0 | 0 | 0 | 0 | 0 | 0 | 0 | 0 | 0 | 0 | 0 | 0 | 0 | 0 | 0 | 0 | 0 | 0 | 0 | 0 | 0 | 0 | 0
| 0 | 0 | Net benefit | 0 | 0 | 0 | 0 | 0 | 0 | 0 | 0 | 0 | 0 | 0 | 0 | 0 | 0 | 0 | 0 | 0 | 0 | 0 | 0 | 0 | 0 | 0 | 0 | 0 | 0 | 0 | 0 | 0 | 0
|  |  | EUE Value ($m, real $2024) | 0 | 0 | 0 | 0 | 0 | 0 | 0 | 0 | 0 | 0 | 0 | 0 | 0 | 0 | 0 | 0 | 0 | 0 | 0 | 0 | 0 | 0 | 0 | 0 | 0 | 0 | 0 | 0 | 0 | 0
|  |  | Annualised capex | 0 | 0 | 0 | 0 | 0 | 0 | 0 | 0 | 0 | 0 | 0 | 0 | 0 | 0 | 0 | 0 | 0 | 0 | 0 | 0 | 0 | 0 | 0 | 0 | 0 | 0 | 0 | 0 | 0 | 0
|  |  | Annualised cost (capex+opex) | 0 | 0 | 0 | 0 | 0 | 0 | 0 | 0 | 0 | 0 | 0 | 0 | 0 | 0 | 0 | 0 | 0 | 0 | 0 | 0 | 0 | 0 | 0 | 0 | 0 | 0 | 0 | 0 | 0 | 0
|  |  | Optimal timing (interim calc) | 0 | 0 | 0 | 0 | 0 | 0 | 0 | 0 | 0 | 0 | 0 | 0 | 0 | 0 | 0 | 0 | 0 | 0 | 0 | 0 | 0 | 0 | 0 | 0 | 0 | 0 | 0 | 0 | 0 | 0
|  |  | Optimal timing | - | - | - | - | - | - | - | [19 empty] | - | - | - | - | bar: 1 to 19
Adjusted For Optimal Timing: | 0 | 0 | Capex | 0 | 0 | 0 | 0 | 0 | 0 | 0 | 0 | 0 | 0 | 0 | 0 | 0 | 0 | 0 | 0 | 0 | 0 | 0 | 0 | 0 | 0 | 0 | 0 | 0 | 0 | 0 | 0 | 0 | 0
| 0 | 0 | Opex | 0 | 0 | 0 | 0 | 0 | 0 | 0 | 0 | 0 | 0 | 0 | 0 | 0 | 0 | 0 | 0 | 0 | 0 | 0 | 0 | 0 | 0 | 0 | 0 | 0 | 0 | 0 | 0 | 0 | 0
| 0 | 0 | Reduction in unserved energy | 0 | 0 | 0 | 0 | 0 | 0 | 0 | 0 | 0 | 0 | 0 | 0 | 0 | 0 | 0 | 0 | 0 | 0 | 0 | 0 | 0 | 0 | 0 | 0 | 0 | 0 | 0 | 0 | 0 | 0
| 0 | 0 | Net benefit | 0 | 0 | 0 | 0 | 0 | 0 | 0 | 0 | 0 | 0 | 0 | 0 | 0 | 0 | 0 | 0 | 0 | 0 | 0 | 0 | 0 | 0 | 0 | 0 | 0 | 0 | 0 | 0 | 0 | 0
Option 10
Determining Optimal Timing: | Discounted | Undiscounted
| 0 | 0 | Capex | 0 | 0 | 0 | 0 | 0 | 0 | 0 | 0 | 0 | 0 | 0 | 0 | 0 | 0 | 0 | 0 | 0 | 0 | 0 | 0 | 0 | 0 | 0 | 0 | 0 | 0 | 0 | 0 | 0 | 0
| 0 | 0 | Opex | 0 | 0 | 0 | 0 | 0 | 0 | 0 | 0 | 0 | 0 | 0 | 0 | 0 | 0 | 0 | 0 | 0 | 0 | 0 | 0 | 0 | 0 | 0 | 0 | 0 | 0 | 0 | 0 | 0 | 0
| 0 | 0 | Reduction in unserved energy | 0 | 0 | 0 | 0 | 0 | 0 | 0 | 0 | 0 | 0 | 0 | 0 | 0 | 0 | 0 | 0 | 0 | 0 | 0 | 0 | 0 | 0 | 0 | 0 | 0 | 0 | 0 | 0 | 0 | 0
| 0 | 0 | Net benefit | 0 | 0 | 0 | 0 | 0 | 0 | 0 | 0 | 0 | 0 | 0 | 0 | 0 | 0 | 0 | 0 | 0 | 0 | 0 | 0 | 0 | 0 | 0 | 0 | 0 | 0 | 0 | 0 | 0 | 0
|  |  | EUE Value ($m, real $2024) | 0 | 0 | 0 | 0 | 0 | 0 | 0 | 0 | 0 | 0 | 0 | 0 | 0 | 0 | 0 | 0 | 0 | 0 | 0 | 0 | 0 | 0 | 0 | 0 | 0 | 0 | 0 | 0 | 0 | 0
|  |  | Annualised capex | 0 | 0 | 0 | 0 | 0 | 0 | 0 | 0 | 0 | 0 | 0 | 0 | 0 | 0 | 0 | 0 | 0 | 0 | 0 | 0 | 0 | 0 | 0 | 0 | 0 | 0 | 0 | 0 | 0 | 0
|  |  | Annualised cost (capex+opex) | 0 | 0 | 0 | 0 | 0 | 0 | 0 | 0 | 0 | 0 | 0 | 0 | 0 | 0 | 0 | 0 | 0 | 0 | 0 | 0 | 0 | 0 | 0 | 0 | 0 | 0 | 0 | 0 | 0 | 0
|  |  | Optimal timing (interim calc) | 0 | 0 | 0 | 0 | 0 | 0 | 0 | 0 | 0 | 0 | 0 | 0 | 0 | 0 | 0 | 0 | 0 | 0 | 0 | 0 | 0 | 0 | 0 | 0 | 0 | 0 | 0 | 0 | 0 | 0
|  |  | Optimal timing | - | - | - | - | - | - | - | [19 empty] | - | - | - | - | bar: 1 to 19
Adjusted For Optimal Timing: | 0 | 0 | Capex | 0 | 0 | 0 | 0 | 0 | 0 | 0 | 0 | 0 | 0 | 0 | 0 | 0 | 0 | 0 | 0 | 0 | 0 | 0 | 0 | 0 | 0 | 0 | 0 | 0 | 0 | 0 | 0 | 0 | 0
| 0 | 0 | Opex | 0 | 0 | 0 | 0 | 0 | 0 | 0 | 0 | 0 | 0 | 0 | 0 | 0 | 0 | 0 | 0 | 0 | 0 | 0 | 0 | 0 | 0 | 0 | 0 | 0 | 0 | 0 | 0 | 0 | 0
| 0 | 0 | Reduction in unserved energy | 0 | 0 | 0 | 0 | 0 | 0 | 0 | 0 | 0 | 0 | 0 | 0 | 0 | 0 | 0 | 0 | 0 | 0 | 0 | 0 | 0 | 0 | 0 | 0 | 0 | 0 | 0 | 0 | 0 | 0
| 0 | 0 | Net benefit | 0 | 0 | 0 | 0 | 0 | 0 | 0 | 0 | 0 | 0 | 0 | 0 | 0 | 0 | 0 | 0 | 0 | 0 | 0 | 0 | 0 | 0 | 0 | 0 | 0 | 0 | 0 | 0 | 0 | 0

## 3.2.4 NPV (HiCost)
Economic inputs and assumptions
Scenario | Discount rate | Central
| Cost | Upper bound
| VCR | Central
|  | Central | Lower bound | Upper bound
| Discount rate | 5.56% | 4.11% | 7%
| Cost | 100% | 80% | 120%
| VCR | 100% | 80% | 120%
Asset life for calculating annualised capex (years) | Option 1 | 45
| Option 2 | 45
| Option 3 | 45
| Option 4 | 15
| Option 5 | 45
| Option 6 | 45
| Option 7 | 45
| Option 8 | 45
| Option 9 | 45
| Option 10 | 45
|  |  |  | 1 | 2 | 3 | 4 | 5 | 6 | 7 | 8 | 9 | 10 | 11 | 12 | 13 | 14 | 15 | 16 | 17 | 18 | 19 | 20 | 21 | 22 | 23 | 24 | 25 | 26 | 27 | 28 | 29 | 30
|  |  |  | FY25 | FY26 | FY27 | FY28 | FY29 | FY30 | FY31 | FY32 | FY33 | FY34 | FY35 | FY36 | FY37 | FY38 | FY39 | FY40 | FY41 | FY42 | FY43 | FY44 | FY45 | FY46 | FY47 | FY48 | FY49 | FY50 | FY51 | FY52 | FY53 | FY54
Outputs | bar: 3 FY27; 7 FY31
Option 1
| Discounted | Undiscounted
| 0 | 0 | Capex | 0 | 0 | 0 | 0 | 0 | 0 | 0 | 0 | 0 | 0 | 0 | 0 | 0 | 0 | 0 | 0 | 0 | 0 | 0 | 0 | 0 | 0 | 0 | 0 | 0 | 0 | 0 | 0 | 0 | 0
| 0 | 0 | Opex | 0 | 0 | 0 | 0 | 0 | 0 | 0 | 0 | 0 | 0 | 0 | 0 | 0 | 0 | 0 | 0 | 0 | 0 | 0 | 0 | 0 | 0 | 0 | 0 | 0 | 0 | 0 | 0 | 0 | 0
| 0 | 0 | Reduction in unserved energy | 0 | 0 | 0 | 0 | 0 | 0 | 0 | 0 | 0 | 0 | 0 | 0 | 0 | 0 | 0 | 0 | 0 | 0 | 0 | 0 | 0 | 0 | 0 | 0 | 0 | 0 | 0 | 0 | 0 | 0
| 0 | 0 | Net benefit | 0 | 0 | 0 | 0 | 0 | 0 | 0 | 0 | 0 | 0 | 0 | 0 | 0 | 0 | 0 | 0 | 0 | 0 | 0 | 0 | 0 | 0 | 0 | 0 | 0 | 0 | 0 | 0 | 0 | 0
|  |  | EUE Value ($m, real $2024) | 0.53564 | 0.88371 | 0.095123 | 0.22368 | 0.3699 | 0.69512 | 1.3219 | 2.4867 | 4.9965 | 8.3198 | 14.7696 | 22.8574 | 26.4007 | 39.2427 | 58.1872 | 58.1872 | 58.1872 | 58.1872 | 58.1872 | 58.1872 | 58.1872 | 58.1872 | 58.1872 | 58.1872 | 58.1872 | 58.1872 | 58.1872 | 58.1872 | 58.1872 | 58.1872
Option 2
Determining Optimal Timing: | Discounted | Undiscounted
| 15.5523 | 17.3298 | Capex | 0 | 0 | 17.3298 | 0 | 0 | 0 | 0 | 0 | 0 | 0 | 0 | 0 | 0 | 0 | 0 | 0 | 0 | 0 | 0 | 0 | 0 | 0 | 0 | 0 | 0 | 0 | 0 | 0 | 0 | 0
| 2.1482 | 4.679 | Opex | 0 | 0 | 0 | 0.1733 | 0.1733 | 0.1733 | 0.1733 | 0.1733 | 0.1733 | 0.1733 | 0.1733 | 0.1733 | 0.1733 | 0.1733 | 0.1733 | 0.1733 | 0.1733 | 0.1733 | 0.1733 | 0.1733 | 0.1733 | 0.1733 | 0.1733 | 0.1733 | 0.1733 | 0.1733 | 0.1733 | 0.1733 | 0.1733 | 0.1733
| 351.06 | 1006.4915 | Reduction in unserved energy | 0 | 0 | 0 | 0.22368 | 0.3699 | 0.69512 | 1.3219 | 2.4867 | 4.9873 | 8.2563 | 14.6273 | 22.3976 | 25.7721 | 37.9568 | 55.4623 | 55.4623 | 55.4623 | 55.4623 | 55.4623 | 55.4623 | 55.4623 | 55.4623 | 55.4623 | 55.4623 | 55.4623 | 55.4623 | 55.4623 | 55.4623 | 55.4623 | 55.4623
| 333.3595 | 984.4827 | Net benefit | 0 | 0 | -17.3298 | 0.050387 | 0.1966 | 0.52182 | 1.1486 | 2.3134 | 4.814 | 8.083 | 14.454 | 22.2243 | 25.5988 | 37.7835 | 55.289 | 55.289 | 55.289 | 55.289 | 55.289 | 55.289 | 55.289 | 55.289 | 55.289 | 55.289 | 55.289 | 55.289 | 55.289 | 55.289 | 55.289 | 55.289
|  |  | EUE Value ($m, real $2024) | 0.53564 | 0.88371 | 0.095123 | 0 | 0 | 0 | 0 | 0 | 0.0092428 | 0.063526 | 0.14235 | 0.45977 | 0.6286 | 1.2859 | 2.7249 | 2.7249 | 2.7249 | 2.7249 | 2.7249 | 2.7249 | 2.7249 | 2.7249 | 2.7249 | 2.7249 | 2.7249 | 2.7249 | 2.7249 | 2.7249 | 2.7249 | 2.7249
|  |  | Annualised capex | 0 | 0 | 0.94773 | 0.94773 | 0.94773 | 0.94773 | 0.94773 | 0.94773 | 0.94773 | 0.94773 | 0.94773 | 0.94773 | 0.94773 | 0.94773 | 0.94773 | 0.94773 | 0.94773 | 0.94773 | 0.94773 | 0.94773 | 0.94773 | 0.94773 | 0.94773 | 0.94773 | 0.94773 | 0.94773 | 0.94773 | 0.94773 | 0.94773 | 0.94773
|  |  | Annualised cost (capex+opex) | 0 | 0 | 0.94773 | 1.121 | 1.121 | 1.121 | 1.121 | 1.121 | 1.121 | 1.121 | 1.121 | 1.121 | 1.121 | 1.121 | 1.121 | 1.121 | 1.121 | 1.121 | 1.121 | 1.121 | 1.121 | 1.121 | 1.121 | 1.121 | 1.121 | 1.121 | 1.121 | 1.121 | 1.121 | 1.121
|  |  | Optimal timing (interim calc) | 0 | 0 | 0 | 0 | 0 | 0 | 1 | 1 | 1 | 1 | 1 | 1 | 1 | 1 | 1 | 1 | 1 | 1 | 1 | 1 | 1 | 1 | 1 | 1 | 1 | 1 | 1 | 1 | 1 | 1
|  |  | Optimal timing | - | - | - | - | - | - | Yes | - | - | - | - | - | - | - | - | - | - | - | - | - | - | - | - | - | - | - | - | - | - | -
Adjusted For Optimal Timing: | 13.222 | 17.3298 | Capex | 0 | 0 | 0 | 0 | 0 | 17.3298 | 0 | 0 | 0 | 0 | 0 | 0 | 0 | 0 | 0 | 0 | 0 | 0 | 0 | 0 | 0 | 0 | 0 | 0 | 0 | 0 | 0 | 0 | 0 | 0
| 1.7291 | 4.1591 | Opex | 0 | 0 | 0 | 0 | 0 | 0 | 0.1733 | 0.1733 | 0.1733 | 0.1733 | 0.1733 | 0.1733 | 0.1733 | 0.1733 | 0.1733 | 0.1733 | 0.1733 | 0.1733 | 0.1733 | 0.1733 | 0.1733 | 0.1733 | 0.1733 | 0.1733 | 0.1733 | 0.1733 | 0.1733 | 0.1733 | 0.1733 | 0.1733
| 350.0416 | 1005.2028 | Reduction in unserved energy | 0 | 0 | 0 | 0 | 0 | 0 | 1.3219 | 2.4867 | 4.9873 | 8.2563 | 14.6273 | 22.3976 | 25.7721 | 37.9568 | 55.4623 | 55.4623 | 55.4623 | 55.4623 | 55.4623 | 55.4623 | 55.4623 | 55.4623 | 55.4623 | 55.4623 | 55.4623 | 55.4623 | 55.4623 | 55.4623 | 55.4623 | 55.4623
| 335.0905 | 983.7139 | Net benefit | 0 | 0 | 0 | 0 | 0 | -17.3298 | 1.1486 | 2.3134 | 4.814 | 8.083 | 14.454 | 22.2243 | 25.5988 | 37.7835 | 55.289 | 55.289 | 55.289 | 55.289 | 55.289 | 55.289 | 55.289 | 55.289 | 55.289 | 55.289 | 55.289 | 55.289 | 55.289 | 55.289 | 55.289 | 55.289
Option 3
Determining Optimal Timing: | Discounted | Undiscounted
| 6.6324 | 7.3904 | Capex | 0 | 0 | 7.3904 | 0 | 0 | 0 | 0 | 0 | 0 | 0 | 0 | 0 | 0 | 0 | 0 | 0 | 0 | 0 | 0 | 0 | 0 | 0 | 0 | 0 | 0 | 0 | 0 | 0 | 0 | 0
| 0.91611 | 1.9954 | Opex | 0 | 0 | 0 | 0.073904 | 0.073904 | 0.073904 | 0.073904 | 0.073904 | 0.073904 | 0.073904 | 0.073904 | 0.073904 | 0.073904 | 0.073904 | 0.073904 | 0.073904 | 0.073904 | 0.073904 | 0.073904 | 0.073904 | 0.073904 | 0.073904 | 0.073904 | 0.073904 | 0.073904 | 0.073904 | 0.073904 | 0.073904 | 0.073904 | 0.073904
| 366.4558 | 1052.6795 | Reduction in unserved energy | 0 | 0 | 0 | 0.22368 | 0.3699 | 0.69512 | 1.3219 | 2.4867 | 4.9965 | 8.3198 | 14.7696 | 22.8574 | 26.4007 | 39.2427 | 58.1872 | 58.1872 | 58.1872 | 58.1872 | 58.1872 | 58.1872 | 58.1872 | 58.1872 | 58.1872 | 58.1872 | 58.1872 | 58.1872 | 58.1872 | 58.1872 | 58.1872 | 58.1872
| 358.9072 | 1043.2937 | Net benefit | 0 | 0 | -7.3904 | 0.14978 | 0.296 | 0.62122 | 1.2479 | 2.4128 | 4.9226 | 8.2459 | 14.6957 | 22.7835 | 26.3268 | 39.1688 | 58.1133 | 58.1133 | 58.1133 | 58.1133 | 58.1133 | 58.1133 | 58.1133 | 58.1133 | 58.1133 | 58.1133 | 58.1133 | 58.1133 | 58.1133 | 58.1133 | 58.1133 | 58.1133
|  |  | EUE Value ($m, real $2024) | 0.53564 | 0.88371 | 0.095123 | 0 | 0 | 0 | 0 | 0 | 0 | 0 | 0 | 0 | 0 | 0 | 0 | 0 | 0 | 0 | 0 | 0 | 0 | 0 | 0 | 0 | 0 | 0 | 0 | 0 | 0 | 0
|  |  | Annualised capex | 0 | 0 | 0.40417 | 0.40417 | 0.40417 | 0.40417 | 0.40417 | 0.40417 | 0.40417 | 0.40417 | 0.40417 | 0.40417 | 0.40417 | 0.40417 | 0.40417 | 0.40417 | 0.40417 | 0.40417 | 0.40417 | 0.40417 | 0.40417 | 0.40417 | 0.40417 | 0.40417 | 0.40417 | 0.40417 | 0.40417 | 0.40417 | 0.40417 | 0.40417
|  |  | Annualised cost (capex+opex) | 0 | 0 | 0.40417 | 0.47807 | 0.47807 | 0.47807 | 0.47807 | 0.47807 | 0.47807 | 0.47807 | 0.47807 | 0.47807 | 0.47807 | 0.47807 | 0.47807 | 0.47807 | 0.47807 | 0.47807 | 0.47807 | 0.47807 | 0.47807 | 0.47807 | 0.47807 | 0.47807 | 0.47807 | 0.47807 | 0.47807 | 0.47807 | 0.47807 | 0.47807
|  |  | Optimal timing (interim calc) | 0 | 0 | 0 | 0 | 0 | 1 | 1 | 1 | 1 | 1 | 1 | 1 | 1 | 1 | 1 | 1 | 1 | 1 | 1 | 1 | 1 | 1 | 1 | 1 | 1 | 1 | 1 | 1 | 1 | 1
|  |  | Optimal timing | - | - | - | - | - | Yes | - | - | - | - | - | - | - | - | - | - | - | - | - | - | - | - | - | - | - | - | - | - | - | -
Adjusted For Optimal Timing: | 5.9521 | 7.3904 | Capex | 0 | 0 | 0 | 0 | 7.3904 | 0 | 0 | 0 | 0 | 0 | 0 | 0 | 0 | 0 | 0 | 0 | 0 | 0 | 0 | 0 | 0 | 0 | 0 | 0 | 0 | 0 | 0 | 0 | 0 | 0
| 0.79376 | 1.8476 | Opex | 0 | 0 | 0 | 0 | 0 | 0.073904 | 0.073904 | 0.073904 | 0.073904 | 0.073904 | 0.073904 | 0.073904 | 0.073904 | 0.073904 | 0.073904 | 0.073904 | 0.073904 | 0.073904 | 0.073904 | 0.073904 | 0.073904 | 0.073904 | 0.073904 | 0.073904 | 0.073904 | 0.073904 | 0.073904 | 0.073904 | 0.073904 | 0.073904
| 365.9677 | 1052.086 | Reduction in unserved energy | 0 | 0 | 0 | 0 | 0 | 0.69512 | 1.3219 | 2.4867 | 4.9965 | 8.3198 | 14.7696 | 22.8574 | 26.4007 | 39.2427 | 58.1872 | 58.1872 | 58.1872 | 58.1872 | 58.1872 | 58.1872 | 58.1872 | 58.1872 | 58.1872 | 58.1872 | 58.1872 | 58.1872 | 58.1872 | 58.1872 | 58.1872 | 58.1872
| 359.2218 | 1042.8479 | Net benefit | 0 | 0 | 0 | 0 | -7.3904 | 0.62122 | 1.2479 | 2.4128 | 4.9226 | 8.2459 | 14.6957 | 22.7835 | 26.3268 | 39.1688 | 58.1133 | 58.1133 | 58.1133 | 58.1133 | 58.1133 | 58.1133 | 58.1133 | 58.1133 | 58.1133 | 58.1133 | 58.1133 | 58.1133 | 58.1133 | 58.1133 | 58.1133 | 58.1133
Option 4
Determining Optimal Timing: | Discounted | Undiscounted
| 29.0955 | 43.8092 | Capex | 0 | 0 | 23.3218 | 0 | 0 | 0 | 0 | 0 | 0 | 0 | 0 | 0 | 0 | 0 | 0 | 0 | 0 | 20.4874 | 0 | 0 | 0 | 0 | 0 | 0 | 0 | 0 | 0 | 0 | 0 | 0
| 2.891 | 6.2969 | Opex | 0 | 0 | 0 | 0.23322 | 0.23322 | 0.23322 | 0.23322 | 0.23322 | 0.23322 | 0.23322 | 0.23322 | 0.23322 | 0.23322 | 0.23322 | 0.23322 | 0.23322 | 0.23322 | 0.23322 | 0.23322 | 0.23322 | 0.23322 | 0.23322 | 0.23322 | 0.23322 | 0.23322 | 0.23322 | 0.23322 | 0.23322 | 0.23322 | 0.23322
| 365.8246 | 1050.7307 | Reduction in unserved energy | 0 | 0 | 0 | 0.22368 | 0.3699 | 0.69512 | 1.3219 | 2.4867 | 4.9965 | 8.3198 | 14.7696 | 22.8574 | 26.4007 | 39.2243 | 58.0666 | 58.0666 | 58.0666 | 58.0666 | 58.0666 | 58.0666 | 58.0666 | 58.0666 | 58.0666 | 58.0666 | 58.0666 | 58.0666 | 58.0666 | 58.0666 | 58.0666 | 58.0666
| 333.8381 | 1000.6247 | Net benefit | 0 | 0 | -23.3218 | -0.009533 | 0.13668 | 0.4619 | 1.0886 | 2.2535 | 4.7633 | 8.0866 | 14.5364 | 22.6242 | 26.1674 | 38.9911 | 57.8334 | 57.8334 | 57.8334 | 37.346 | 57.8334 | 57.8334 | 57.8334 | 57.8334 | 57.8334 | 57.8334 | 57.8334 | 57.8334 | 57.8334 | 57.8334 | 57.8334 | 57.8334
|  |  | EUE Value ($m, real $2024) | 0.53564 | 0.88371 | 0.095123 | 0 | 0 | 0 | 0 | 0 | 0 | 0 | 0 | 0 | 3.7589e-06 | 0.018386 | 0.12065 | 0.12065 | 0.12065 | 0.12065 | 0.12065 | 0.12065 | 0.12065 | 0.12065 | 0.12065 | 0.12065 | 0.12065 | 0.12065 | 0.12065 | 0.12065 | 0.12065 | 0.12065
|  |  | Annualised capex | 0 | 0 | 2.9102 | 2.9102 | 2.9102 | 2.9102 | 2.9102 | 2.9102 | 2.9102 | 2.9102 | 2.9102 | 2.9102 | 2.9102 | 2.9102 | 2.9102 | 2.9102 | 2.9102 | 2.9102 | 2.9102 | 2.9102 | 2.9102 | 2.9102 | 2.9102 | 2.9102 | 2.9102 | 2.9102 | 2.9102 | 2.9102 | 2.9102 | 2.9102
|  |  | Annualised cost (capex+opex) | 0 | 0 | 2.9102 | 3.1434 | 3.1434 | 3.1434 | 3.1434 | 3.1434 | 3.1434 | 3.1434 | 3.1434 | 3.1434 | 3.1434 | 3.1434 | 3.1434 | 3.1434 | 3.1434 | 3.1434 | 3.1434 | 3.1434 | 3.1434 | 3.1434 | 3.1434 | 3.1434 | 3.1434 | 3.1434 | 3.1434 | 3.1434 | 3.1434 | 3.1434
|  |  | Optimal timing (interim calc) | 0 | 0 | 0 | 0 | 0 | 0 | 0 | 0 | 1 | 1 | 1 | 1 | 1 | 1 | 1 | 1 | 1 | 1 | 1 | 1 | 1 | 1 | 1 | 1 | 1 | 1 | 1 | 1 | 1 | 1
|  |  | Optimal timing | - | - | - | - | - | - | - | - | Yes | - | - | - | - | - | - | - | - | - | - | - | - | - | - | - | - | - | - | - | - | -
[11 empty] | 1 | 2 | 3 | 4 | 5 | 6 | 7 | 8 | 9 | 10 | 11 | 12 | 13 | 14 | 15 | 16 | 17 | 18 | 19
Adjusted For Optimal Timing: | 22.1988 | 43.8092 | Capex | 0 | 0 | 0 | 0 | 0 | 0 | 0 | 23.3218 | 0 | 0 | 0 | 0 | 0 | 0 | 0 | 0 | 0 | 0 | 0 | 0 | 0 | 0 | 20.4874 | 0 | 0 | 0 | 0 | 0 | 0 | 0
| 1.9987 | 5.1308 | Opex | 0 | 0 | 0 | 0 | 0 | 0 | 0 | 0 | 0.23322 | 0.23322 | 0.23322 | 0.23322 | 0.23322 | 0.23322 | 0.23322 | 0.23322 | 0.23322 | 0.23322 | 0.23322 | 0.23322 | 0.23322 | 0.23322 | 0.23322 | 0.23322 | 0.23322 | 0.23322 | 0.23322 | 0.23322 | 0.23322 | 0.23322
| 362.1481 | 1045.6335 | Reduction in unserved energy | 0 | 0 | 0 | 0 | 0 | 0 | 0 | 0 | 4.9965 | 8.3198 | 14.7696 | 22.8574 | 26.4007 | 39.2243 | 58.0666 | 58.0666 | 58.0666 | 58.0666 | 58.0666 | 58.0666 | 58.0666 | 58.0666 | 58.0666 | 58.0666 | 58.0666 | 58.0666 | 58.0666 | 58.0666 | 58.0666 | 58.0666
| 337.9507 | 996.6935 | Net benefit | 0 | 0 | 0 | 0 | 0 | 0 | 0 | -23.3218 | 4.7633 | 8.0866 | 14.5364 | 22.6242 | 26.1674 | 38.9911 | 57.8334 | 57.8334 | 57.8334 | 57.8334 | 57.8334 | 57.8334 | 57.8334 | 57.8334 | 37.346 | 57.8334 | 57.8334 | 57.8334 | 57.8334 | 57.8334 | 57.8334 | 57.8334
Option 5
Determining Optimal Timing: | Discounted | Undiscounted
| 0 | 0 | Capex | 0 | 0 | 0 | 0 | 0 | 0 | 0 | 0 | 0 | 0 | 0 | 0 | 0 | 0 | 0 | 0 | 0 | 0 | 0 | 0 | 0 | 0 | 0 | 0 | 0 | 0 | 0 | 0 | 0 | 0
| 274.789 | 776.5353 | Opex | 0.56681 | 0.85141 | 0.11415 | 0.26449 | 0.42645 | 0.73389 | 1.3095 | 2.3932 | 4.6529 | 7.5821 | 13.2913 | 19.482 | 22.5023 | 30.9987 | 41.9604 | 41.9604 | 41.9604 | 41.9604 | 41.9604 | 41.9604 | 41.9604 | 41.9604 | 41.9604 | 41.9604 | 41.9604 | 41.9604 | 41.9604 | 41.9604 | 41.9604 | 41.9604
| 228.9908 | 647.1128 | Reduction in unserved energy | 0.47234 | 0.70951 | 0.095123 | 0.22041 | 0.35537 | 0.61158 | 1.0912 | 1.9943 | 3.8774 | 6.3185 | 11.0761 | 16.235 | 18.7519 | 25.8323 | 34.967 | 34.967 | 34.967 | 34.967 | 34.967 | 34.967 | 34.967 | 34.967 | 34.967 | 34.967 | 34.967 | 34.967 | 34.967 | 34.967 | 34.967 | 34.967
| -45.7982 | -129.4226 | Net benefit | -0.094468 | -0.1419 | -0.019025 | -0.044082 | -0.071075 | -0.12232 | -0.21825 | -0.39887 | -0.77548 | -1.2637 | -2.2152 | -3.247 | -3.7504 | -5.1665 | -6.9934 | -6.9934 | -6.9934 | -6.9934 | -6.9934 | -6.9934 | -6.9934 | -6.9934 | -6.9934 | -6.9934 | -6.9934 | -6.9934 | -6.9934 | -6.9934 | -6.9934 | -6.9934
|  |  | EUE Value ($m, real $2024) | 0.063306 | 0.1742 | 0 | 0.0032767 | 0.014528 | 0.083544 | 0.23062 | 0.49237 | 1.1192 | 2.0013 | 3.6935 | 6.6224 | 7.6488 | 13.4104 | 23.2202 | 23.2202 | 23.2202 | 23.2202 | 23.2202 | 23.2202 | 23.2202 | 23.2202 | 23.2202 | 23.2202 | 23.2202 | 23.2202 | 23.2202 | 23.2202 | 23.2202 | 23.2202
|  |  | Annualised capex | 0 | 0 | 0 | 0 | 0 | 0 | 0 | 0 | 0 | 0 | 0 | 0 | 0 | 0 | 0 | 0 | 0 | 0 | 0 | 0 | 0 | 0 | 0 | 0 | 0 | 0 | 0 | 0 | 0 | 0
|  |  | Annualised cost (capex+opex) | 0.56681 | 0.85141 | 0.11415 | 0.26449 | 0.42645 | 0.73389 | 1.3095 | 2.3932 | 4.6529 | 7.5821 | 13.2913 | 19.482 | 22.5023 | 30.9987 | 41.9604 | 41.9604 | 41.9604 | 41.9604 | 41.9604 | 41.9604 | 41.9604 | 41.9604 | 41.9604 | 41.9604 | 41.9604 | 41.9604 | 41.9604 | 41.9604 | 41.9604 | 41.9604
|  |  | Optimal timing (interim calc) | 0 | 0 | 0 | 0 | 0 | 0 | 0 | 0 | 0 | 0 | 0 | 0 | 0 | 0 | 0 | 0 | 0 | 0 | 0 | 0 | 0 | 0 | 0 | 0 | 0 | 0 | 0 | 0 | 0 | 0
|  |  | Optimal timing | - | - | - | - | - | - | - | [19 empty] | - | - | - | - | bar: 1 to 19
Adjusted For Optimal Timing: | 0 | 0 | Capex | 0 | 0 | 0 | 0 | 0 | 0 | 0 | 0 | 0 | 0 | 0 | 0 | 0 | 0 | 0 | 0 | 0 | 0 | 0 | 0 | 0 | 0 | 0 | 0 | 0 | 0 | 0 | 0 | 0 | 0
| 274.789 | 776.5353 | Opex | 0.56681 | 0.85141 | 0.11415 | 0.26449 | 0.42645 | 0.73389 | 1.3095 | 2.3932 | 4.6529 | 7.5821 | 13.2913 | 19.482 | 22.5023 | 30.9987 | 41.9604 | 41.9604 | 41.9604 | 41.9604 | 41.9604 | 41.9604 | 41.9604 | 41.9604 | 41.9604 | 41.9604 | 41.9604 | 41.9604 | 41.9604 | 41.9604 | 41.9604 | 41.9604
| 274.789 | 776.5353 | Reduction in unserved energy | 0.56681 | 0.85141 | 0.11415 | 0.26449 | 0.42645 | 0.73389 | 1.3095 | 2.3932 | 4.6529 | 7.5821 | 13.2913 | 19.482 | 22.5023 | 30.9987 | 41.9604 | 41.9604 | 41.9604 | 41.9604 | 41.9604 | 41.9604 | 41.9604 | 41.9604 | 41.9604 | 41.9604 | 41.9604 | 41.9604 | 41.9604 | 41.9604 | 41.9604 | 41.9604
| 0 | 0 | Net benefit | 0 | 0 | 0 | 0 | 0 | 0 | 0 | 0 | 0 | 0 | 0 | 0 | 0 | 0 | 0 | 0 | 0 | 0 | 0 | 0 | 0 | 0 | 0 | 0 | 0 | 0 | 0 | 0 | 0 | 0
Option 6
Determining Optimal Timing: | Discounted | Undiscounted
| 0 | 0 | Capex | 0 | 0 | 0 | 0 | 0 | 0 | 0 | 0 | 0 | 0 | 0 | 0 | 0 | 0 | 0 | 0 | 0 | 0 | 0 | 0 | 0 | 0 | 0 | 0 | 0 | 0 | 0 | 0 | 0 | 0
| 0 | 0 | Opex | 0 | 0 | 0 | 0 | 0 | 0 | 0 | 0 | 0 | 0 | 0 | 0 | 0 | 0 | 0 | 0 | 0 | 0 | 0 | 0 | 0 | 0 | 0 | 0 | 0 | 0 | 0 | 0 | 0 | 0
| 0 | 0 | Reduction in unserved energy | 0 | 0 | 0 | 0 | 0 | 0 | 0 | 0 | 0 | 0 | 0 | 0 | 0 | 0 | 0 | 0 | 0 | 0 | 0 | 0 | 0 | 0 | 0 | 0 | 0 | 0 | 0 | 0 | 0 | 0
| 0 | 0 | Net benefit | 0 | 0 | 0 | 0 | 0 | 0 | 0 | 0 | 0 | 0 | 0 | 0 | 0 | 0 | 0 | 0 | 0 | 0 | 0 | 0 | 0 | 0 | 0 | 0 | 0 | 0 | 0 | 0 | 0 | 0
|  |  | EUE Value ($m, real $2024) | 0 | 0 | 0 | 0 | 0 | 0 | 0 | 0 | 0 | 0 | 0 | 0 | 0 | 0 | 0 | 0 | 0 | 0 | 0 | 0 | 0 | 0 | 0 | 0 | 0 | 0 | 0 | 0 | 0 | 0
|  |  | Annualised capex | 0 | 0 | 0 | 0 | 0 | 0 | 0 | 0 | 0 | 0 | 0 | 0 | 0 | 0 | 0 | 0 | 0 | 0 | 0 | 0 | 0 | 0 | 0 | 0 | 0 | 0 | 0 | 0 | 0 | 0
|  |  | Annualised cost (capex+opex) | 0 | 0 | 0 | 0 | 0 | 0 | 0 | 0 | 0 | 0 | 0 | 0 | 0 | 0 | 0 | 0 | 0 | 0 | 0 | 0 | 0 | 0 | 0 | 0 | 0 | 0 | 0 | 0 | 0 | 0
|  |  | Optimal timing (interim calc) | 0 | 0 | 0 | 0 | 0 | 0 | 0 | 0 | 0 | 0 | 0 | 0 | 0 | 0 | 0 | 0 | 0 | 0 | 0 | 0 | 0 | 0 | 0 | 0 | 0 | 0 | 0 | 0 | 0 | 0
|  |  | Optimal timing | - | - | - | - | - | - | - | [19 empty] | - | - | - | - | bar: 1 to 19
Adjusted For Optimal Timing: | 0 | 0 | Capex | 0 | 0 | 0 | 0 | 0 | 0 | 0 | 0 | 0 | 0 | 0 | 0 | 0 | 0 | 0 | 0 | 0 | 0 | 0 | 0 | 0 | 0 | 0 | 0 | 0 | 0 | 0 | 0 | 0 | 0
| 0 | 0 | Opex | 0 | 0 | 0 | 0 | 0 | 0 | 0 | 0 | 0 | 0 | 0 | 0 | 0 | 0 | 0 | 0 | 0 | 0 | 0 | 0 | 0 | 0 | 0 | 0 | 0 | 0 | 0 | 0 | 0 | 0
| 0 | 0 | Reduction in unserved energy | 0 | 0 | 0 | 0 | 0 | 0 | 0 | 0 | 0 | 0 | 0 | 0 | 0 | 0 | 0 | 0 | 0 | 0 | 0 | 0 | 0 | 0 | 0 | 0 | 0 | 0 | 0 | 0 | 0 | 0
| 0 | 0 | Net benefit | 0 | 0 | 0 | 0 | 0 | 0 | 0 | 0 | 0 | 0 | 0 | 0 | 0 | 0 | 0 | 0 | 0 | 0 | 0 | 0 | 0 | 0 | 0 | 0 | 0 | 0 | 0 | 0 | 0 | 0
Option 7
Determining Optimal Timing: | Discounted | Undiscounted
| 0 | 0 | Capex | 0 | 0 | 0 | 0 | 0 | 0 | 0 | 0 | 0 | 0 | 0 | 0 | 0 | 0 | 0 | 0 | 0 | 0 | 0 | 0 | 0 | 0 | 0 | 0 | 0 | 0 | 0 | 0 | 0 | 0
| 0 | 0 | Opex | 0 | 0 | 0 | 0 | 0 | 0 | 0 | 0 | 0 | 0 | 0 | 0 | 0 | 0 | 0 | 0 | 0 | 0 | 0 | 0 | 0 | 0 | 0 | 0 | 0 | 0 | 0 | 0 | 0 | 0
| 0 | 0 | Reduction in unserved energy | 0 | 0 | 0 | 0 | 0 | 0 | 0 | 0 | 0 | 0 | 0 | 0 | 0 | 0 | 0 | 0 | 0 | 0 | 0 | 0 | 0 | 0 | 0 | 0 | 0 | 0 | 0 | 0 | 0 | 0
| 0 | 0 | Net benefit | 0 | 0 | 0 | 0 | 0 | 0 | 0 | 0 | 0 | 0 | 0 | 0 | 0 | 0 | 0 | 0 | 0 | 0 | 0 | 0 | 0 | 0 | 0 | 0 | 0 | 0 | 0 | 0 | 0 | 0
|  |  | EUE Value ($m, real $2024) | 0 | 0 | 0 | 0 | 0 | 0 | 0 | 0 | 0 | 0 | 0 | 0 | 0 | 0 | 0 | 0 | 0 | 0 | 0 | 0 | 0 | 0 | 0 | 0 | 0 | 0 | 0 | 0 | 0 | 0
|  |  | Annualised capex | 0 | 0 | 0 | 0 | 0 | 0 | 0 | 0 | 0 | 0 | 0 | 0 | 0 | 0 | 0 | 0 | 0 | 0 | 0 | 0 | 0 | 0 | 0 | 0 | 0 | 0 | 0 | 0 | 0 | 0
|  |  | Annualised cost (capex+opex) | 0 | 0 | 0 | 0 | 0 | 0 | 0 | 0 | 0 | 0 | 0 | 0 | 0 | 0 | 0 | 0 | 0 | 0 | 0 | 0 | 0 | 0 | 0 | 0 | 0 | 0 | 0 | 0 | 0 | 0
|  |  | Optimal timing (interim calc) | 0 | 0 | 0 | 0 | 0 | 0 | 0 | 0 | 0 | 0 | 0 | 0 | 0 | 0 | 0 | 0 | 0 | 0 | 0 | 0 | 0 | 0 | 0 | 0 | 0 | 0 | 0 | 0 | 0 | 0
|  |  | Optimal timing | - | - | - | - | - | - | - | [19 empty] | - | - | - | - | bar: 1 to 19
Adjusted For Optimal Timing: | 0 | 0 | Capex | 0 | 0 | 0 | 0 | 0 | 0 | 0 | 0 | 0 | 0 | 0 | 0 | 0 | 0 | 0 | 0 | 0 | 0 | 0 | 0 | 0 | 0 | 0 | 0 | 0 | 0 | 0 | 0 | 0 | 0
| 0 | 0 | Opex | 0 | 0 | 0 | 0 | 0 | 0 | 0 | 0 | 0 | 0 | 0 | 0 | 0 | 0 | 0 | 0 | 0 | 0 | 0 | 0 | 0 | 0 | 0 | 0 | 0 | 0 | 0 | 0 | 0 | 0
| 0 | 0 | Reduction in unserved energy | 0 | 0 | 0 | 0 | 0 | 0 | 0 | 0 | 0 | 0 | 0 | 0 | 0 | 0 | 0 | 0 | 0 | 0 | 0 | 0 | 0 | 0 | 0 | 0 | 0 | 0 | 0 | 0 | 0 | 0
| 0 | 0 | Net benefit | 0 | 0 | 0 | 0 | 0 | 0 | 0 | 0 | 0 | 0 | 0 | 0 | 0 | 0 | 0 | 0 | 0 | 0 | 0 | 0 | 0 | 0 | 0 | 0 | 0 | 0 | 0 | 0 | 0 | 0
Option 8
Determining Optimal Timing: | Discounted | Undiscounted
| 0 | 0 | Capex | 0 | 0 | 0 | 0 | 0 | 0 | 0 | 0 | 0 | 0 | 0 | 0 | 0 | 0 | 0 | 0 | 0 | 0 | 0 | 0 | 0 | 0 | 0 | 0 | 0 | 0 | 0 | 0 | 0 | 0
| 0 | 0 | Opex | 0 | 0 | 0 | 0 | 0 | 0 | 0 | 0 | 0 | 0 | 0 | 0 | 0 | 0 | 0 | 0 | 0 | 0 | 0 | 0 | 0 | 0 | 0 | 0 | 0 | 0 | 0 | 0 | 0 | 0
| 0 | 0 | Reduction in unserved energy | 0 | 0 | 0 | 0 | 0 | 0 | 0 | 0 | 0 | 0 | 0 | 0 | 0 | 0 | 0 | 0 | 0 | 0 | 0 | 0 | 0 | 0 | 0 | 0 | 0 | 0 | 0 | 0 | 0 | 0
| 0 | 0 | Net benefit | 0 | 0 | 0 | 0 | 0 | 0 | 0 | 0 | 0 | 0 | 0 | 0 | 0 | 0 | 0 | 0 | 0 | 0 | 0 | 0 | 0 | 0 | 0 | 0 | 0 | 0 | 0 | 0 | 0 | 0
|  |  | EUE Value ($m, real $2024) | 0 | 0 | 0 | 0 | 0 | 0 | 0 | 0 | 0 | 0 | 0 | 0 | 0 | 0 | 0 | 0 | 0 | 0 | 0 | 0 | 0 | 0 | 0 | 0 | 0 | 0 | 0 | 0 | 0 | 0
|  |  | Annualised capex | 0 | 0 | 0 | 0 | 0 | 0 | 0 | 0 | 0 | 0 | 0 | 0 | 0 | 0 | 0 | 0 | 0 | 0 | 0 | 0 | 0 | 0 | 0 | 0 | 0 | 0 | 0 | 0 | 0 | 0
|  |  | Annualised cost (capex+opex) | 0 | 0 | 0 | 0 | 0 | 0 | 0 | 0 | 0 | 0 | 0 | 0 | 0 | 0 | 0 | 0 | 0 | 0 | 0 | 0 | 0 | 0 | 0 | 0 | 0 | 0 | 0 | 0 | 0 | 0
|  |  | Optimal timing (interim calc) | 0 | 0 | 0 | 0 | 0 | 0 | 0 | 0 | 0 | 0 | 0 | 0 | 0 | 0 | 0 | 0 | 0 | 0 | 0 | 0 | 0 | 0 | 0 | 0 | 0 | 0 | 0 | 0 | 0 | 0
|  |  | Optimal timing | - | - | - | - | - | - | - | [19 empty] | - | - | - | - | bar: 1 to 19
Adjusted For Optimal Timing: | 0 | 0 | Capex | 0 | 0 | 0 | 0 | 0 | 0 | 0 | 0 | 0 | 0 | 0 | 0 | 0 | 0 | 0 | 0 | 0 | 0 | 0 | 0 | 0 | 0 | 0 | 0 | 0 | 0 | 0 | 0 | 0 | 0
| 0 | 0 | Opex | 0 | 0 | 0 | 0 | 0 | 0 | 0 | 0 | 0 | 0 | 0 | 0 | 0 | 0 | 0 | 0 | 0 | 0 | 0 | 0 | 0 | 0 | 0 | 0 | 0 | 0 | 0 | 0 | 0 | 0
| 0 | 0 | Reduction in unserved energy | 0 | 0 | 0 | 0 | 0 | 0 | 0 | 0 | 0 | 0 | 0 | 0 | 0 | 0 | 0 | 0 | 0 | 0 | 0 | 0 | 0 | 0 | 0 | 0 | 0 | 0 | 0 | 0 | 0 | 0
| 0 | 0 | Net benefit | 0 | 0 | 0 | 0 | 0 | 0 | 0 | 0 | 0 | 0 | 0 | 0 | 0 | 0 | 0 | 0 | 0 | 0 | 0 | 0 | 0 | 0 | 0 | 0 | 0 | 0 | 0 | 0 | 0 | 0
Option 9
Determining Optimal Timing: | Discounted | Undiscounted
| 0 | 0 | Capex | 0 | 0 | 0 | 0 | 0 | 0 | 0 | 0 | 0 | 0 | 0 | 0 | 0 | 0 | 0 | 0 | 0 | 0 | 0 | 0 | 0 | 0 | 0 | 0 | 0 | 0 | 0 | 0 | 0 | 0
| 0 | 0 | Opex | 0 | 0 | 0 | 0 | 0 | 0 | 0 | 0 | 0 | 0 | 0 | 0 | 0 | 0 | 0 | 0 | 0 | 0 | 0 | 0 | 0 | 0 | 0 | 0 | 0 | 0 | 0 | 0 | 0 | 0
| 0 | 0 | Reduction in unserved energy | 0 | 0 | 0 | 0 | 0 | 0 | 0 | 0 | 0 | 0 | 0 | 0 | 0 | 0 | 0 | 0 | 0 | 0 | 0 | 0 | 0 | 0 | 0 | 0 | 0 | 0 | 0 | 0 | 0 | 0
| 0 | 0 | Net benefit | 0 | 0 | 0 | 0 | 0 | 0 | 0 | 0 | 0 | 0 | 0 | 0 | 0 | 0 | 0 | 0 | 0 | 0 | 0 | 0 | 0 | 0 | 0 | 0 | 0 | 0 | 0 | 0 | 0 | 0
|  |  | EUE Value ($m, real $2024) | 0 | 0 | 0 | 0 | 0 | 0 | 0 | 0 | 0 | 0 | 0 | 0 | 0 | 0 | 0 | 0 | 0 | 0 | 0 | 0 | 0 | 0 | 0 | 0 | 0 | 0 | 0 | 0 | 0 | 0
|  |  | Annualised capex | 0 | 0 | 0 | 0 | 0 | 0 | 0 | 0 | 0 | 0 | 0 | 0 | 0 | 0 | 0 | 0 | 0 | 0 | 0 | 0 | 0 | 0 | 0 | 0 | 0 | 0 | 0 | 0 | 0 | 0
|  |  | Annualised cost (capex+opex) | 0 | 0 | 0 | 0 | 0 | 0 | 0 | 0 | 0 | 0 | 0 | 0 | 0 | 0 | 0 | 0 | 0 | 0 | 0 | 0 | 0 | 0 | 0 | 0 | 0 | 0 | 0 | 0 | 0 | 0
|  |  | Optimal timing (interim calc) | 0 | 0 | 0 | 0 | 0 | 0 | 0 | 0 | 0 | 0 | 0 | 0 | 0 | 0 | 0 | 0 | 0 | 0 | 0 | 0 | 0 | 0 | 0 | 0 | 0 | 0 | 0 | 0 | 0 | 0
|  |  | Optimal timing | - | - | - | - | - | - | - | [19 empty] | - | - | - | - | bar: 1 to 19
Adjusted For Optimal Timing: | 0 | 0 | Capex | 0 | 0 | 0 | 0 | 0 | 0 | 0 | 0 | 0 | 0 | 0 | 0 | 0 | 0 | 0 | 0 | 0 | 0 | 0 | 0 | 0 | 0 | 0 | 0 | 0 | 0 | 0 | 0 | 0 | 0
| 0 | 0 | Opex | 0 | 0 | 0 | 0 | 0 | 0 | 0 | 0 | 0 | 0 | 0 | 0 | 0 | 0 | 0 | 0 | 0 | 0 | 0 | 0 | 0 | 0 | 0 | 0 | 0 | 0 | 0 | 0 | 0 | 0
| 0 | 0 | Reduction in unserved energy | 0 | 0 | 0 | 0 | 0 | 0 | 0 | 0 | 0 | 0 | 0 | 0 | 0 | 0 | 0 | 0 | 0 | 0 | 0 | 0 | 0 | 0 | 0 | 0 | 0 | 0 | 0 | 0 | 0 | 0
| 0 | 0 | Net benefit | 0 | 0 | 0 | 0 | 0 | 0 | 0 | 0 | 0 | 0 | 0 | 0 | 0 | 0 | 0 | 0 | 0 | 0 | 0 | 0 | 0 | 0 | 0 | 0 | 0 | 0 | 0 | 0 | 0 | 0
Option 10
Determining Optimal Timing: | Discounted | Undiscounted
| 0 | 0 | Capex | 0 | 0 | 0 | 0 | 0 | 0 | 0 | 0 | 0 | 0 | 0 | 0 | 0 | 0 | 0 | 0 | 0 | 0 | 0 | 0 | 0 | 0 | 0 | 0 | 0 | 0 | 0 | 0 | 0 | 0
| 0 | 0 | Opex | 0 | 0 | 0 | 0 | 0 | 0 | 0 | 0 | 0 | 0 | 0 | 0 | 0 | 0 | 0 | 0 | 0 | 0 | 0 | 0 | 0 | 0 | 0 | 0 | 0 | 0 | 0 | 0 | 0 | 0
| 0 | 0 | Reduction in unserved energy | 0 | 0 | 0 | 0 | 0 | 0 | 0 | 0 | 0 | 0 | 0 | 0 | 0 | 0 | 0 | 0 | 0 | 0 | 0 | 0 | 0 | 0 | 0 | 0 | 0 | 0 | 0 | 0 | 0 | 0
| 0 | 0 | Net benefit | 0 | 0 | 0 | 0 | 0 | 0 | 0 | 0 | 0 | 0 | 0 | 0 | 0 | 0 | 0 | 0 | 0 | 0 | 0 | 0 | 0 | 0 | 0 | 0 | 0 | 0 | 0 | 0 | 0 | 0
|  |  | EUE Value ($m, real $2024) | 0 | 0 | 0 | 0 | 0 | 0 | 0 | 0 | 0 | 0 | 0 | 0 | 0 | 0 | 0 | 0 | 0 | 0 | 0 | 0 | 0 | 0 | 0 | 0 | 0 | 0 | 0 | 0 | 0 | 0
|  |  | Annualised capex | 0 | 0 | 0 | 0 | 0 | 0 | 0 | 0 | 0 | 0 | 0 | 0 | 0 | 0 | 0 | 0 | 0 | 0 | 0 | 0 | 0 | 0 | 0 | 0 | 0 | 0 | 0 | 0 | 0 | 0
|  |  | Annualised cost (capex+opex) | 0 | 0 | 0 | 0 | 0 | 0 | 0 | 0 | 0 | 0 | 0 | 0 | 0 | 0 | 0 | 0 | 0 | 0 | 0 | 0 | 0 | 0 | 0 | 0 | 0 | 0 | 0 | 0 | 0 | 0
|  |  | Optimal timing (interim calc) | 0 | 0 | 0 | 0 | 0 | 0 | 0 | 0 | 0 | 0 | 0 | 0 | 0 | 0 | 0 | 0 | 0 | 0 | 0 | 0 | 0 | 0 | 0 | 0 | 0 | 0 | 0 | 0 | 0 | 0
|  |  | Optimal timing | - | - | - | - | - | - | - | [19 empty] | - | - | - | - | bar: 1 to 19
Adjusted For Optimal Timing: | 0 | 0 | Capex | 0 | 0 | 0 | 0 | 0 | 0 | 0 | 0 | 0 | 0 | 0 | 0 | 0 | 0 | 0 | 0 | 0 | 0 | 0 | 0 | 0 | 0 | 0 | 0 | 0 | 0 | 0 | 0 | 0 | 0
| 0 | 0 | Opex | 0 | 0 | 0 | 0 | 0 | 0 | 0 | 0 | 0 | 0 | 0 | 0 | 0 | 0 | 0 | 0 | 0 | 0 | 0 | 0 | 0 | 0 | 0 | 0 | 0 | 0 | 0 | 0 | 0 | 0
| 0 | 0 | Reduction in unserved energy | 0 | 0 | 0 | 0 | 0 | 0 | 0 | 0 | 0 | 0 | 0 | 0 | 0 | 0 | 0 | 0 | 0 | 0 | 0 | 0 | 0 | 0 | 0 | 0 | 0 | 0 | 0 | 0 | 0 | 0
| 0 | 0 | Net benefit | 0 | 0 | 0 | 0 | 0 | 0 | 0 | 0 | 0 | 0 | 0 | 0 | 0 | 0 | 0 | 0 | 0 | 0 | 0 | 0 | 0 | 0 | 0 | 0 | 0 | 0 | 0 | 0 | 0 | 0

## 3.2.5 NPV (Low Demand)
Economic inputs and assumptions
Scenario | Discount rate | Central
| Cost | Central
| VCR | Central
|  | Central | Lower bound | Upper bound
| Discount rate | 5.56% | 4.11% | 7%
| Cost | 100% | 80% | 120%
| VCR | 100% | 80% | 120%
Asset life for calculating annualised capex (years) | Option 1 | 45
| Option 2 | 45
| Option 3 | 45
| Option 4 | 15
| Option 5 | 45
| Option 6 | 45
| Option 7 | 45
| Option 8 | 45
| Option 9 | 45
| Option 10 | 45
|  |  |  | 1 | 2 | 3 | 4 | 5 | 6 | 7 | 8 | 9 | 10 | 11 | 12 | 13 | 14 | 15 | 16 | 17 | 18 | 19 | 20 | 21 | 22 | 23 | 24 | 25 | 26 | 27 | 28 | 29 | 30
|  |  |  | FY25 | FY26 | FY27 | FY28 | FY29 | FY30 | FY31 | FY32 | FY33 | FY34 | FY35 | FY36 | FY37 | FY38 | FY39 | FY40 | FY41 | FY42 | FY43 | FY44 | FY45 | FY46 | FY47 | FY48 | FY49 | FY50 | FY51 | FY52 | FY53 | FY54
Outputs | bar: 3 FY27; 7 FY31
Option 1
| Discounted | Undiscounted
| 0 | 0 | Capex | 0 | 0 | 0 | 0 | 0 | 0 | 0 | 0 | 0 | 0 | 0 | 0 | 0 | 0 | 0 | 0 | 0 | 0 | 0 | 0 | 0 | 0 | 0 | 0 | 0 | 0 | 0 | 0 | 0 | 0
| 0 | 0 | Opex | 0 | 0 | 0 | 0 | 0 | 0 | 0 | 0 | 0 | 0 | 0 | 0 | 0 | 0 | 0 | 0 | 0 | 0 | 0 | 0 | 0 | 0 | 0 | 0 | 0 | 0 | 0 | 0 | 0 | 0
| 0 | 0 | Reduction in unserved energy | 0 | 0 | 0 | 0 | 0 | 0 | 0 | 0 | 0 | 0 | 0 | 0 | 0 | 0 | 0 | 0 | 0 | 0 | 0 | 0 | 0 | 0 | 0 | 0 | 0 | 0 | 0 | 0 | 0 | 0
| 0 | 0 | Net benefit | 0 | 0 | 0 | 0 | 0 | 0 | 0 | 0 | 0 | 0 | 0 | 0 | 0 | 0 | 0 | 0 | 0 | 0 | 0 | 0 | 0 | 0 | 0 | 0 | 0 | 0 | 0 | 0 | 0 | 0
|  |  | EUE Value ($m, real $2024) | 0.024073 | 0.09781 | 0 | 0.00010139 | 0.0040151 | 0.033712 | 0.13186 | 0.32972 | 0.81019 | 1.4964 | 2.7071 | 5.0029 | 5.9349 | 10.5098 | 18.445 | 18.445 | 18.445 | 18.445 | 18.445 | 18.445 | 18.445 | 18.445 | 18.445 | 18.445 | 18.445 | 18.445 | 18.445 | 18.445 | 18.445 | 18.445
Option 2
Determining Optimal Timing: | Discounted | Undiscounted
| 12.9602 | 14.4415 | Capex | 0 | 0 | 14.4415 | 0 | 0 | 0 | 0 | 0 | 0 | 0 | 0 | 0 | 0 | 0 | 0 | 0 | 0 | 0 | 0 | 0 | 0 | 0 | 0 | 0 | 0 | 0 | 0 | 0 | 0 | 0
| 1.7902 | 3.8992 | Opex | 0 | 0 | 0 | 0.14441 | 0.14441 | 0.14441 | 0.14441 | 0.14441 | 0.14441 | 0.14441 | 0.14441 | 0.14441 | 0.14441 | 0.14441 | 0.14441 | 0.14441 | 0.14441 | 0.14441 | 0.14441 | 0.14441 | 0.14441 | 0.14441 | 0.14441 | 0.14441 | 0.14441 | 0.14441 | 0.14441 | 0.14441 | 0.14441 | 0.14441
| 108.6382 | 319.3285 | Reduction in unserved energy | 0 | 0 | 0 | 0.00010139 | 0.0040151 | 0.033712 | 0.13186 | 0.32972 | 0.81019 | 1.4964 | 2.7071 | 5.0014 | 5.9311 | 10.4699 | 18.2758 | 18.2758 | 18.2758 | 18.2758 | 18.2758 | 18.2758 | 18.2758 | 18.2758 | 18.2758 | 18.2758 | 18.2758 | 18.2758 | 18.2758 | 18.2758 | 18.2758 | 18.2758
| 93.8878 | 300.9878 | Net benefit | 0 | 0 | -14.4415 | -0.14431 | -0.1404 | -0.1107 | -0.012552 | 0.1853 | 0.66577 | 1.3519 | 2.5627 | 4.857 | 5.7867 | 10.3255 | 18.1314 | 18.1314 | 18.1314 | 18.1314 | 18.1314 | 18.1314 | 18.1314 | 18.1314 | 18.1314 | 18.1314 | 18.1314 | 18.1314 | 18.1314 | 18.1314 | 18.1314 | 18.1314
|  |  | EUE Value ($m, real $2024) | 0.024073 | 0.09781 | 0 | 0 | 0 | 0 | 0 | 0 | 0 | 0 | 0 | 0.0015683 | 0.0037508 | 0.039873 | 0.16916 | 0.16916 | 0.16916 | 0.16916 | 0.16916 | 0.16916 | 0.16916 | 0.16916 | 0.16916 | 0.16916 | 0.16916 | 0.16916 | 0.16916 | 0.16916 | 0.16916 | 0.16916
|  |  | Annualised capex | 0 | 0 | 0.78978 | 0.78978 | 0.78978 | 0.78978 | 0.78978 | 0.78978 | 0.78978 | 0.78978 | 0.78978 | 0.78978 | 0.78978 | 0.78978 | 0.78978 | 0.78978 | 0.78978 | 0.78978 | 0.78978 | 0.78978 | 0.78978 | 0.78978 | 0.78978 | 0.78978 | 0.78978 | 0.78978 | 0.78978 | 0.78978 | 0.78978 | 0.78978
|  |  | Annualised cost (capex+opex) | 0 | 0 | 0.78978 | 0.93419 | 0.93419 | 0.93419 | 0.93419 | 0.93419 | 0.93419 | 0.93419 | 0.93419 | 0.93419 | 0.93419 | 0.93419 | 0.93419 | 0.93419 | 0.93419 | 0.93419 | 0.93419 | 0.93419 | 0.93419 | 0.93419 | 0.93419 | 0.93419 | 0.93419 | 0.93419 | 0.93419 | 0.93419 | 0.93419 | 0.93419
|  |  | Optimal timing (interim calc) | 0 | 0 | 0 | 0 | 0 | 0 | 0 | 0 | 0 | 1 | 1 | 1 | 1 | 1 | 1 | 1 | 1 | 1 | 1 | 1 | 1 | 1 | 1 | 1 | 1 | 1 | 1 | 1 | 1 | 1
|  |  | Optimal timing | - | - | - | - | - | - | - | - | - | Yes | - | - | - | - | - | - | - | - | - | - | - | - | - | - | - | - | - | - | - | -
Adjusted For Optimal Timing: | 9.3674 | 14.4415 | Capex | 0 | 0 | 0 | 0 | 0 | 0 | 0 | 0 | 14.4415 | 0 | 0 | 0 | 0 | 0 | 0 | 0 | 0 | 0 | 0 | 0 | 0 | 0 | 0 | 0 | 0 | 0 | 0 | 0 | 0 | 0
| 1.144 | 3.0327 | Opex | 0 | 0 | 0 | 0 | 0 | 0 | 0 | 0 | 0 | 0.14441 | 0.14441 | 0.14441 | 0.14441 | 0.14441 | 0.14441 | 0.14441 | 0.14441 | 0.14441 | 0.14441 | 0.14441 | 0.14441 | 0.14441 | 0.14441 | 0.14441 | 0.14441 | 0.14441 | 0.14441 | 0.14441 | 0.14441 | 0.14441
| 107.7626 | 318.0189 | Reduction in unserved energy | 0 | 0 | 0 | 0 | 0 | 0 | 0 | 0 | 0 | 1.4964 | 2.7071 | 5.0014 | 5.9311 | 10.4699 | 18.2758 | 18.2758 | 18.2758 | 18.2758 | 18.2758 | 18.2758 | 18.2758 | 18.2758 | 18.2758 | 18.2758 | 18.2758 | 18.2758 | 18.2758 | 18.2758 | 18.2758 | 18.2758
| 97.2513 | 300.5447 | Net benefit | 0 | 0 | 0 | 0 | 0 | 0 | 0 | 0 | -14.4415 | 1.3519 | 2.5627 | 4.857 | 5.7867 | 10.3255 | 18.1314 | 18.1314 | 18.1314 | 18.1314 | 18.1314 | 18.1314 | 18.1314 | 18.1314 | 18.1314 | 18.1314 | 18.1314 | 18.1314 | 18.1314 | 18.1314 | 18.1314 | 18.1314
Option 3
Determining Optimal Timing: | Discounted | Undiscounted
| 5.527 | 6.1587 | Capex | 0 | 0 | 6.1587 | 0 | 0 | 0 | 0 | 0 | 0 | 0 | 0 | 0 | 0 | 0 | 0 | 0 | 0 | 0 | 0 | 0 | 0 | 0 | 0 | 0 | 0 | 0 | 0 | 0 | 0 | 0
| 0.76343 | 1.6628 | Opex | 0 | 0 | 0 | 0.061587 | 0.061587 | 0.061587 | 0.061587 | 0.061587 | 0.061587 | 0.061587 | 0.061587 | 0.061587 | 0.061587 | 0.061587 | 0.061587 | 0.061587 | 0.061587 | 0.061587 | 0.061587 | 0.061587 | 0.061587 | 0.061587 | 0.061587 | 0.061587 | 0.061587 | 0.061587 | 0.061587 | 0.061587 | 0.061587 | 0.061587
| 109.533 | 322.0802 | Reduction in unserved energy | 0 | 0 | 0 | 0.00010139 | 0.0040151 | 0.033712 | 0.13186 | 0.32972 | 0.81019 | 1.4964 | 2.7071 | 5.0029 | 5.9349 | 10.5098 | 18.445 | 18.445 | 18.445 | 18.445 | 18.445 | 18.445 | 18.445 | 18.445 | 18.445 | 18.445 | 18.445 | 18.445 | 18.445 | 18.445 | 18.445 | 18.445
| 103.2425 | 314.2587 | Net benefit | 0 | 0 | -6.1587 | -0.061486 | -0.057572 | -0.027875 | 0.070276 | 0.26813 | 0.7486 | 1.4348 | 2.6455 | 4.9414 | 5.8733 | 10.4482 | 18.3834 | 18.3834 | 18.3834 | 18.3834 | 18.3834 | 18.3834 | 18.3834 | 18.3834 | 18.3834 | 18.3834 | 18.3834 | 18.3834 | 18.3834 | 18.3834 | 18.3834 | 18.3834
|  |  | EUE Value ($m, real $2024) | 0.024073 | 0.09781 | 0 | 0 | 0 | 0 | 0 | 0 | 0 | 0 | 0 | 0 | 0 | 0 | 0 | 0 | 0 | 0 | 0 | 0 | 0 | 0 | 0 | 0 | 0 | 0 | 0 | 0 | 0 | 0
|  |  | Annualised capex | 0 | 0 | 0.33681 | 0.33681 | 0.33681 | 0.33681 | 0.33681 | 0.33681 | 0.33681 | 0.33681 | 0.33681 | 0.33681 | 0.33681 | 0.33681 | 0.33681 | 0.33681 | 0.33681 | 0.33681 | 0.33681 | 0.33681 | 0.33681 | 0.33681 | 0.33681 | 0.33681 | 0.33681 | 0.33681 | 0.33681 | 0.33681 | 0.33681 | 0.33681
|  |  | Annualised cost (capex+opex) | 0 | 0 | 0.33681 | 0.39839 | 0.39839 | 0.39839 | 0.39839 | 0.39839 | 0.39839 | 0.39839 | 0.39839 | 0.39839 | 0.39839 | 0.39839 | 0.39839 | 0.39839 | 0.39839 | 0.39839 | 0.39839 | 0.39839 | 0.39839 | 0.39839 | 0.39839 | 0.39839 | 0.39839 | 0.39839 | 0.39839 | 0.39839 | 0.39839 | 0.39839
|  |  | Optimal timing (interim calc) | 0 | 0 | 0 | 0 | 0 | 0 | 0 | 0 | 1 | 1 | 1 | 1 | 1 | 1 | 1 | 1 | 1 | 1 | 1 | 1 | 1 | 1 | 1 | 1 | 1 | 1 | 1 | 1 | 1 | 1
|  |  | Optimal timing | - | - | - | - | - | - | - | - | Yes | - | - | - | - | - | - | - | - | - | - | - | - | - | - | - | - | - | - | - | - | -
Adjusted For Optimal Timing: | 4.2169 | 6.1587 | Capex | 0 | 0 | 0 | 0 | 0 | 0 | 0 | 6.1587 | 0 | 0 | 0 | 0 | 0 | 0 | 0 | 0 | 0 | 0 | 0 | 0 | 0 | 0 | 0 | 0 | 0 | 0 | 0 | 0 | 0 | 0
| 0.5278 | 1.3549 | Opex | 0 | 0 | 0 | 0 | 0 | 0 | 0 | 0 | 0.061587 | 0.061587 | 0.061587 | 0.061587 | 0.061587 | 0.061587 | 0.061587 | 0.061587 | 0.061587 | 0.061587 | 0.061587 | 0.061587 | 0.061587 | 0.061587 | 0.061587 | 0.061587 | 0.061587 | 0.061587 | 0.061587 | 0.061587 | 0.061587 | 0.061587
| 109.1829 | 321.5808 | Reduction in unserved energy | 0 | 0 | 0 | 0 | 0 | 0 | 0 | 0 | 0.81019 | 1.4964 | 2.7071 | 5.0029 | 5.9349 | 10.5098 | 18.445 | 18.445 | 18.445 | 18.445 | 18.445 | 18.445 | 18.445 | 18.445 | 18.445 | 18.445 | 18.445 | 18.445 | 18.445 | 18.445 | 18.445 | 18.445
| 104.4382 | 314.0672 | Net benefit | 0 | 0 | 0 | 0 | 0 | 0 | 0 | -6.1587 | 0.7486 | 1.4348 | 2.6455 | 4.9414 | 5.8733 | 10.4482 | 18.3834 | 18.3834 | 18.3834 | 18.3834 | 18.3834 | 18.3834 | 18.3834 | 18.3834 | 18.3834 | 18.3834 | 18.3834 | 18.3834 | 18.3834 | 18.3834 | 18.3834 | 18.3834
Option 4
Determining Optimal Timing: | Discounted | Undiscounted
| 24.2462 | 36.5077 | Capex | 0 | 0 | 19.4348 | 0 | 0 | 0 | 0 | 0 | 0 | 0 | 0 | 0 | 0 | 0 | 0 | 0 | 0 | 17.0728 | 0 | 0 | 0 | 0 | 0 | 0 | 0 | 0 | 0 | 0 | 0 | 0
| 2.4091 | 5.2474 | Opex | 0 | 0 | 0 | 0.19435 | 0.19435 | 0.19435 | 0.19435 | 0.19435 | 0.19435 | 0.19435 | 0.19435 | 0.19435 | 0.19435 | 0.19435 | 0.19435 | 0.19435 | 0.19435 | 0.19435 | 0.19435 | 0.19435 | 0.19435 | 0.19435 | 0.19435 | 0.19435 | 0.19435 | 0.19435 | 0.19435 | 0.19435 | 0.19435 | 0.19435
| 109.533 | 322.0802 | Reduction in unserved energy | 0 | 0 | 0 | 0.00010139 | 0.0040151 | 0.033712 | 0.13186 | 0.32972 | 0.81019 | 1.4964 | 2.7071 | 5.0029 | 5.9349 | 10.5098 | 18.445 | 18.445 | 18.445 | 18.445 | 18.445 | 18.445 | 18.445 | 18.445 | 18.445 | 18.445 | 18.445 | 18.445 | 18.445 | 18.445 | 18.445 | 18.445
| 82.8776 | 280.3252 | Net benefit | 0 | 0 | -19.4348 | -0.19425 | -0.19033 | -0.16064 | -0.062485 | 0.13537 | 0.61584 | 1.302 | 2.5127 | 4.8086 | 5.7405 | 10.3155 | 18.2506 | 18.2506 | 18.2506 | 1.1778 | 18.2506 | 18.2506 | 18.2506 | 18.2506 | 18.2506 | 18.2506 | 18.2506 | 18.2506 | 18.2506 | 18.2506 | 18.2506 | 18.2506
|  |  | EUE Value ($m, real $2024) | 0.024073 | 0.09781 | 0 | 0 | 0 | 0 | 0 | 0 | 0 | 0 | 0 | 0 | 0 | 0 | 0 | 0 | 0 | 0 | 0 | 0 | 0 | 0 | 0 | 0 | 0 | 0 | 0 | 0 | 0 | 0
|  |  | Annualised capex | 0 | 0 | 2.4252 | 2.4252 | 2.4252 | 2.4252 | 2.4252 | 2.4252 | 2.4252 | 2.4252 | 2.4252 | 2.4252 | 2.4252 | 2.4252 | 2.4252 | 2.4252 | 2.4252 | 2.4252 | 2.4252 | 2.4252 | 2.4252 | 2.4252 | 2.4252 | 2.4252 | 2.4252 | 2.4252 | 2.4252 | 2.4252 | 2.4252 | 2.4252
|  |  | Annualised cost (capex+opex) | 0 | 0 | 2.4252 | 2.6195 | 2.6195 | 2.6195 | 2.6195 | 2.6195 | 2.6195 | 2.6195 | 2.6195 | 2.6195 | 2.6195 | 2.6195 | 2.6195 | 2.6195 | 2.6195 | 2.6195 | 2.6195 | 2.6195 | 2.6195 | 2.6195 | 2.6195 | 2.6195 | 2.6195 | 2.6195 | 2.6195 | 2.6195 | 2.6195 | 2.6195
|  |  | Optimal timing (interim calc) | 0 | 0 | 0 | 0 | 0 | 0 | 0 | 0 | 0 | 0 | 1 | 1 | 1 | 1 | 1 | 1 | 1 | 1 | 1 | 1 | 1 | 1 | 1 | 1 | 1 | 1 | 1 | 1 | 1 | 1
|  |  | Optimal timing | - | - | - | - | - | - | - | - | - | - | Yes | - | - | - | - | - | - | - | - | - | - | - | - | - | - | - | - | - | - | -
[11 empty] | 1 | 2 | 3 | 4 | 5 | 6 | 7 | 8 | 9 | 10 | 11 | 12 | 13 | 14 | 15 | 16 | 17 | 18 | 19
Adjusted For Optimal Timing: | 16.6015 | 36.5077 | Capex | 0 | 0 | 0 | 0 | 0 | 0 | 0 | 0 | 0 | 19.4348 | 0 | 0 | 0 | 0 | 0 | 0 | 0 | 0 | 0 | 0 | 0 | 0 | 0 | 0 | 17.0728 | 0 | 0 | 0 | 0 | 0
| 1.4201 | 3.887 | Opex | 0 | 0 | 0 | 0 | 0 | 0 | 0 | 0 | 0 | 0 | 0.19435 | 0.19435 | 0.19435 | 0.19435 | 0.19435 | 0.19435 | 0.19435 | 0.19435 | 0.19435 | 0.19435 | 0.19435 | 0.19435 | 0.19435 | 0.19435 | 0.19435 | 0.19435 | 0.19435 | 0.19435 | 0.19435 | 0.19435
| 107.7379 | 319.2743 | Reduction in unserved energy | 0 | 0 | 0 | 0 | 0 | 0 | 0 | 0 | 0 | 0 | 2.7071 | 5.0029 | 5.9349 | 10.5098 | 18.445 | 18.445 | 18.445 | 18.445 | 18.445 | 18.445 | 18.445 | 18.445 | 18.445 | 18.445 | 18.445 | 18.445 | 18.445 | 18.445 | 18.445 | 18.445
| 89.7162 | 278.8797 | Net benefit | 0 | 0 | 0 | 0 | 0 | 0 | 0 | 0 | 0 | -19.4348 | 2.5127 | 4.8086 | 5.7405 | 10.3155 | 18.2506 | 18.2506 | 18.2506 | 18.2506 | 18.2506 | 18.2506 | 18.2506 | 18.2506 | 18.2506 | 18.2506 | 1.1778 | 18.2506 | 18.2506 | 18.2506 | 18.2506 | 18.2506
Option 5
Determining Optimal Timing: | Discounted | Undiscounted
| 0 | 0 | Capex | 0 | 0 | 0 | 0 | 0 | 0 | 0 | 0 | 0 | 0 | 0 | 0 | 0 | 0 | 0 | 0 | 0 | 0 | 0 | 0 | 0 | 0 | 0 | 0 | 0 | 0 | 0 | 0 | 0 | 0
| 228.9908 | 647.1128 | Opex | 0.47234 | 0.70951 | 0.095123 | 0.22041 | 0.35537 | 0.61158 | 1.0912 | 1.9943 | 3.8774 | 6.3185 | 11.0761 | 16.235 | 18.7519 | 25.8323 | 34.967 | 34.967 | 34.967 | 34.967 | 34.967 | 34.967 | 34.967 | 34.967 | 34.967 | 34.967 | 34.967 | 34.967 | 34.967 | 34.967 | 34.967 | 34.967
| 87.0424 | 254.7047 | Reduction in unserved energy | 0.024073 | 0.09781 | 0 | 0.00010139 | 0.0040151 | 0.033712 | 0.13186 | 0.32627 | 0.75875 | 1.3204 | 2.3875 | 4.2248 | 4.9737 | 8.5797 | 14.4901 | 14.4901 | 14.4901 | 14.4901 | 14.4901 | 14.4901 | 14.4901 | 14.4901 | 14.4901 | 14.4901 | 14.4901 | 14.4901 | 14.4901 | 14.4901 | 14.4901 | 14.4901
| -141.9485 | -392.4081 | Net benefit | -0.44827 | -0.6117 | -0.095123 | -0.22031 | -0.35136 | -0.57786 | -0.95937 | -1.6681 | -3.1186 | -4.998 | -8.6886 | -12.0102 | -13.7782 | -17.2526 | -20.4769 | -20.4769 | -20.4769 | -20.4769 | -20.4769 | -20.4769 | -20.4769 | -20.4769 | -20.4769 | -20.4769 | -20.4769 | -20.4769 | -20.4769 | -20.4769 | -20.4769 | -20.4769
|  |  | EUE Value ($m, real $2024) | 0 | 0 | 0 | 0 | 0 | 0 | 0 | 0.003445 | 0.05144 | 0.17592 | 0.31958 | 0.77811 | 0.96116 | 1.9301 | 3.9549 | 3.9549 | 3.9549 | 3.9549 | 3.9549 | 3.9549 | 3.9549 | 3.9549 | 3.9549 | 3.9549 | 3.9549 | 3.9549 | 3.9549 | 3.9549 | 3.9549 | 3.9549
|  |  | Annualised capex | 0 | 0 | 0 | 0 | 0 | 0 | 0 | 0 | 0 | 0 | 0 | 0 | 0 | 0 | 0 | 0 | 0 | 0 | 0 | 0 | 0 | 0 | 0 | 0 | 0 | 0 | 0 | 0 | 0 | 0
|  |  | Annualised cost (capex+opex) | 0.47234 | 0.70951 | 0.095123 | 0.22041 | 0.35537 | 0.61158 | 1.0912 | 1.9943 | 3.8774 | 6.3185 | 11.0761 | 16.235 | 18.7519 | 25.8323 | 34.967 | 34.967 | 34.967 | 34.967 | 34.967 | 34.967 | 34.967 | 34.967 | 34.967 | 34.967 | 34.967 | 34.967 | 34.967 | 34.967 | 34.967 | 34.967
|  |  | Optimal timing (interim calc) | 0 | 0 | 0 | 0 | 0 | 0 | 0 | 0 | 0 | 0 | 0 | 0 | 0 | 0 | 0 | 0 | 0 | 0 | 0 | 0 | 0 | 0 | 0 | 0 | 0 | 0 | 0 | 0 | 0 | 0
|  |  | Optimal timing | - | - | - | - | - | - | - | [19 empty] | - | - | - | - | bar: 1 to 19
Adjusted For Optimal Timing: | 0 | 0 | Capex | 0 | 0 | 0 | 0 | 0 | 0 | 0 | 0 | 0 | 0 | 0 | 0 | 0 | 0 | 0 | 0 | 0 | 0 | 0 | 0 | 0 | 0 | 0 | 0 | 0 | 0 | 0 | 0 | 0 | 0
| 228.9908 | 647.1128 | Opex | 0.47234 | 0.70951 | 0.095123 | 0.22041 | 0.35537 | 0.61158 | 1.0912 | 1.9943 | 3.8774 | 6.3185 | 11.0761 | 16.235 | 18.7519 | 25.8323 | 34.967 | 34.967 | 34.967 | 34.967 | 34.967 | 34.967 | 34.967 | 34.967 | 34.967 | 34.967 | 34.967 | 34.967 | 34.967 | 34.967 | 34.967 | 34.967
| 228.9908 | 647.1128 | Reduction in unserved energy | 0.47234 | 0.70951 | 0.095123 | 0.22041 | 0.35537 | 0.61158 | 1.0912 | 1.9943 | 3.8774 | 6.3185 | 11.0761 | 16.235 | 18.7519 | 25.8323 | 34.967 | 34.967 | 34.967 | 34.967 | 34.967 | 34.967 | 34.967 | 34.967 | 34.967 | 34.967 | 34.967 | 34.967 | 34.967 | 34.967 | 34.967 | 34.967
| 0 | 0 | Net benefit | 0 | 0 | 0 | 0 | 0 | 0 | 0 | 0 | 0 | 0 | 0 | 0 | 0 | 0 | 0 | 0 | 0 | 0 | 0 | 0 | 0 | 0 | 0 | 0 | 0 | 0 | 0 | 0 | 0 | 0
Option 6
Determining Optimal Timing: | Discounted | Undiscounted
| 0 | 0 | Capex | 0 | 0 | 0 | 0 | 0 | 0 | 0 | 0 | 0 | 0 | 0 | 0 | 0 | 0 | 0 | 0 | 0 | 0 | 0 | 0 | 0 | 0 | 0 | 0 | 0 | 0 | 0 | 0 | 0 | 0
| 0 | 0 | Opex | 0 | 0 | 0 | 0 | 0 | 0 | 0 | 0 | 0 | 0 | 0 | 0 | 0 | 0 | 0 | 0 | 0 | 0 | 0 | 0 | 0 | 0 | 0 | 0 | 0 | 0 | 0 | 0 | 0 | 0
| 0 | 0 | Reduction in unserved energy | 0 | 0 | 0 | 0 | 0 | 0 | 0 | 0 | 0 | 0 | 0 | 0 | 0 | 0 | 0 | 0 | 0 | 0 | 0 | 0 | 0 | 0 | 0 | 0 | 0 | 0 | 0 | 0 | 0 | 0
| 0 | 0 | Net benefit | 0 | 0 | 0 | 0 | 0 | 0 | 0 | 0 | 0 | 0 | 0 | 0 | 0 | 0 | 0 | 0 | 0 | 0 | 0 | 0 | 0 | 0 | 0 | 0 | 0 | 0 | 0 | 0 | 0 | 0
|  |  | EUE Value ($m, real $2024) | 0 | 0 | 0 | 0 | 0 | 0 | 0 | 0 | 0 | 0 | 0 | 0 | 0 | 0 | 0 | 0 | 0 | 0 | 0 | 0 | 0 | 0 | 0 | 0 | 0 | 0 | 0 | 0 | 0 | 0
|  |  | Annualised capex | 0 | 0 | 0 | 0 | 0 | 0 | 0 | 0 | 0 | 0 | 0 | 0 | 0 | 0 | 0 | 0 | 0 | 0 | 0 | 0 | 0 | 0 | 0 | 0 | 0 | 0 | 0 | 0 | 0 | 0
|  |  | Annualised cost (capex+opex) | 0 | 0 | 0 | 0 | 0 | 0 | 0 | 0 | 0 | 0 | 0 | 0 | 0 | 0 | 0 | 0 | 0 | 0 | 0 | 0 | 0 | 0 | 0 | 0 | 0 | 0 | 0 | 0 | 0 | 0
|  |  | Optimal timing (interim calc) | 0 | 0 | 0 | 0 | 0 | 0 | 0 | 0 | 0 | 0 | 0 | 0 | 0 | 0 | 0 | 0 | 0 | 0 | 0 | 0 | 0 | 0 | 0 | 0 | 0 | 0 | 0 | 0 | 0 | 0
|  |  | Optimal timing | - | - | - | - | - | - | - | [19 empty] | - | - | - | - | bar: 1 to 19
Adjusted For Optimal Timing: | 0 | 0 | Capex | 0 | 0 | 0 | 0 | 0 | 0 | 0 | 0 | 0 | 0 | 0 | 0 | 0 | 0 | 0 | 0 | 0 | 0 | 0 | 0 | 0 | 0 | 0 | 0 | 0 | 0 | 0 | 0 | 0 | 0
| 0 | 0 | Opex | 0 | 0 | 0 | 0 | 0 | 0 | 0 | 0 | 0 | 0 | 0 | 0 | 0 | 0 | 0 | 0 | 0 | 0 | 0 | 0 | 0 | 0 | 0 | 0 | 0 | 0 | 0 | 0 | 0 | 0
| 0 | 0 | Reduction in unserved energy | 0 | 0 | 0 | 0 | 0 | 0 | 0 | 0 | 0 | 0 | 0 | 0 | 0 | 0 | 0 | 0 | 0 | 0 | 0 | 0 | 0 | 0 | 0 | 0 | 0 | 0 | 0 | 0 | 0 | 0
| 0 | 0 | Net benefit | 0 | 0 | 0 | 0 | 0 | 0 | 0 | 0 | 0 | 0 | 0 | 0 | 0 | 0 | 0 | 0 | 0 | 0 | 0 | 0 | 0 | 0 | 0 | 0 | 0 | 0 | 0 | 0 | 0 | 0
Option 7
Determining Optimal Timing: | Discounted | Undiscounted
| 0 | 0 | Capex | 0 | 0 | 0 | 0 | 0 | 0 | 0 | 0 | 0 | 0 | 0 | 0 | 0 | 0 | 0 | 0 | 0 | 0 | 0 | 0 | 0 | 0 | 0 | 0 | 0 | 0 | 0 | 0 | 0 | 0
| 0 | 0 | Opex | 0 | 0 | 0 | 0 | 0 | 0 | 0 | 0 | 0 | 0 | 0 | 0 | 0 | 0 | 0 | 0 | 0 | 0 | 0 | 0 | 0 | 0 | 0 | 0 | 0 | 0 | 0 | 0 | 0 | 0
| 0 | 0 | Reduction in unserved energy | 0 | 0 | 0 | 0 | 0 | 0 | 0 | 0 | 0 | 0 | 0 | 0 | 0 | 0 | 0 | 0 | 0 | 0 | 0 | 0 | 0 | 0 | 0 | 0 | 0 | 0 | 0 | 0 | 0 | 0
| 0 | 0 | Net benefit | 0 | 0 | 0 | 0 | 0 | 0 | 0 | 0 | 0 | 0 | 0 | 0 | 0 | 0 | 0 | 0 | 0 | 0 | 0 | 0 | 0 | 0 | 0 | 0 | 0 | 0 | 0 | 0 | 0 | 0
|  |  | EUE Value ($m, real $2024) | 0 | 0 | 0 | 0 | 0 | 0 | 0 | 0 | 0 | 0 | 0 | 0 | 0 | 0 | 0 | 0 | 0 | 0 | 0 | 0 | 0 | 0 | 0 | 0 | 0 | 0 | 0 | 0 | 0 | 0
|  |  | Annualised capex | 0 | 0 | 0 | 0 | 0 | 0 | 0 | 0 | 0 | 0 | 0 | 0 | 0 | 0 | 0 | 0 | 0 | 0 | 0 | 0 | 0 | 0 | 0 | 0 | 0 | 0 | 0 | 0 | 0 | 0
|  |  | Annualised cost (capex+opex) | 0 | 0 | 0 | 0 | 0 | 0 | 0 | 0 | 0 | 0 | 0 | 0 | 0 | 0 | 0 | 0 | 0 | 0 | 0 | 0 | 0 | 0 | 0 | 0 | 0 | 0 | 0 | 0 | 0 | 0
|  |  | Optimal timing (interim calc) | 0 | 0 | 0 | 0 | 0 | 0 | 0 | 0 | 0 | 0 | 0 | 0 | 0 | 0 | 0 | 0 | 0 | 0 | 0 | 0 | 0 | 0 | 0 | 0 | 0 | 0 | 0 | 0 | 0 | 0
|  |  | Optimal timing | - | - | - | - | - | - | - | [19 empty] | - | - | - | - | bar: 1 to 19
Adjusted For Optimal Timing: | 0 | 0 | Capex | 0 | 0 | 0 | 0 | 0 | 0 | 0 | 0 | 0 | 0 | 0 | 0 | 0 | 0 | 0 | 0 | 0 | 0 | 0 | 0 | 0 | 0 | 0 | 0 | 0 | 0 | 0 | 0 | 0 | 0
| 0 | 0 | Opex | 0 | 0 | 0 | 0 | 0 | 0 | 0 | 0 | 0 | 0 | 0 | 0 | 0 | 0 | 0 | 0 | 0 | 0 | 0 | 0 | 0 | 0 | 0 | 0 | 0 | 0 | 0 | 0 | 0 | 0
| 0 | 0 | Reduction in unserved energy | 0 | 0 | 0 | 0 | 0 | 0 | 0 | 0 | 0 | 0 | 0 | 0 | 0 | 0 | 0 | 0 | 0 | 0 | 0 | 0 | 0 | 0 | 0 | 0 | 0 | 0 | 0 | 0 | 0 | 0
| 0 | 0 | Net benefit | 0 | 0 | 0 | 0 | 0 | 0 | 0 | 0 | 0 | 0 | 0 | 0 | 0 | 0 | 0 | 0 | 0 | 0 | 0 | 0 | 0 | 0 | 0 | 0 | 0 | 0 | 0 | 0 | 0 | 0
Option 8
Determining Optimal Timing: | Discounted | Undiscounted
| 0 | 0 | Capex | 0 | 0 | 0 | 0 | 0 | 0 | 0 | 0 | 0 | 0 | 0 | 0 | 0 | 0 | 0 | 0 | 0 | 0 | 0 | 0 | 0 | 0 | 0 | 0 | 0 | 0 | 0 | 0 | 0 | 0
| 0 | 0 | Opex | 0 | 0 | 0 | 0 | 0 | 0 | 0 | 0 | 0 | 0 | 0 | 0 | 0 | 0 | 0 | 0 | 0 | 0 | 0 | 0 | 0 | 0 | 0 | 0 | 0 | 0 | 0 | 0 | 0 | 0
| 0 | 0 | Reduction in unserved energy | 0 | 0 | 0 | 0 | 0 | 0 | 0 | 0 | 0 | 0 | 0 | 0 | 0 | 0 | 0 | 0 | 0 | 0 | 0 | 0 | 0 | 0 | 0 | 0 | 0 | 0 | 0 | 0 | 0 | 0
| 0 | 0 | Net benefit | 0 | 0 | 0 | 0 | 0 | 0 | 0 | 0 | 0 | 0 | 0 | 0 | 0 | 0 | 0 | 0 | 0 | 0 | 0 | 0 | 0 | 0 | 0 | 0 | 0 | 0 | 0 | 0 | 0 | 0
|  |  | EUE Value ($m, real $2024) | 0 | 0 | 0 | 0 | 0 | 0 | 0 | 0 | 0 | 0 | 0 | 0 | 0 | 0 | 0 | 0 | 0 | 0 | 0 | 0 | 0 | 0 | 0 | 0 | 0 | 0 | 0 | 0 | 0 | 0
|  |  | Annualised capex | 0 | 0 | 0 | 0 | 0 | 0 | 0 | 0 | 0 | 0 | 0 | 0 | 0 | 0 | 0 | 0 | 0 | 0 | 0 | 0 | 0 | 0 | 0 | 0 | 0 | 0 | 0 | 0 | 0 | 0
|  |  | Annualised cost (capex+opex) | 0 | 0 | 0 | 0 | 0 | 0 | 0 | 0 | 0 | 0 | 0 | 0 | 0 | 0 | 0 | 0 | 0 | 0 | 0 | 0 | 0 | 0 | 0 | 0 | 0 | 0 | 0 | 0 | 0 | 0
|  |  | Optimal timing (interim calc) | 0 | 0 | 0 | 0 | 0 | 0 | 0 | 0 | 0 | 0 | 0 | 0 | 0 | 0 | 0 | 0 | 0 | 0 | 0 | 0 | 0 | 0 | 0 | 0 | 0 | 0 | 0 | 0 | 0 | 0
|  |  | Optimal timing | - | - | - | - | - | - | - | [19 empty] | - | - | - | - | bar: 1 to 19
Adjusted For Optimal Timing: | 0 | 0 | Capex | 0 | 0 | 0 | 0 | 0 | 0 | 0 | 0 | 0 | 0 | 0 | 0 | 0 | 0 | 0 | 0 | 0 | 0 | 0 | 0 | 0 | 0 | 0 | 0 | 0 | 0 | 0 | 0 | 0 | 0
| 0 | 0 | Opex | 0 | 0 | 0 | 0 | 0 | 0 | 0 | 0 | 0 | 0 | 0 | 0 | 0 | 0 | 0 | 0 | 0 | 0 | 0 | 0 | 0 | 0 | 0 | 0 | 0 | 0 | 0 | 0 | 0 | 0
| 0 | 0 | Reduction in unserved energy | 0 | 0 | 0 | 0 | 0 | 0 | 0 | 0 | 0 | 0 | 0 | 0 | 0 | 0 | 0 | 0 | 0 | 0 | 0 | 0 | 0 | 0 | 0 | 0 | 0 | 0 | 0 | 0 | 0 | 0
| 0 | 0 | Net benefit | 0 | 0 | 0 | 0 | 0 | 0 | 0 | 0 | 0 | 0 | 0 | 0 | 0 | 0 | 0 | 0 | 0 | 0 | 0 | 0 | 0 | 0 | 0 | 0 | 0 | 0 | 0 | 0 | 0 | 0
Option 9
Determining Optimal Timing: | Discounted | Undiscounted
| 0 | 0 | Capex | 0 | 0 | 0 | 0 | 0 | 0 | 0 | 0 | 0 | 0 | 0 | 0 | 0 | 0 | 0 | 0 | 0 | 0 | 0 | 0 | 0 | 0 | 0 | 0 | 0 | 0 | 0 | 0 | 0 | 0
| 0 | 0 | Opex | 0 | 0 | 0 | 0 | 0 | 0 | 0 | 0 | 0 | 0 | 0 | 0 | 0 | 0 | 0 | 0 | 0 | 0 | 0 | 0 | 0 | 0 | 0 | 0 | 0 | 0 | 0 | 0 | 0 | 0
| 0 | 0 | Reduction in unserved energy | 0 | 0 | 0 | 0 | 0 | 0 | 0 | 0 | 0 | 0 | 0 | 0 | 0 | 0 | 0 | 0 | 0 | 0 | 0 | 0 | 0 | 0 | 0 | 0 | 0 | 0 | 0 | 0 | 0 | 0
| 0 | 0 | Net benefit | 0 | 0 | 0 | 0 | 0 | 0 | 0 | 0 | 0 | 0 | 0 | 0 | 0 | 0 | 0 | 0 | 0 | 0 | 0 | 0 | 0 | 0 | 0 | 0 | 0 | 0 | 0 | 0 | 0 | 0
|  |  | EUE Value ($m, real $2024) | 0 | 0 | 0 | 0 | 0 | 0 | 0 | 0 | 0 | 0 | 0 | 0 | 0 | 0 | 0 | 0 | 0 | 0 | 0 | 0 | 0 | 0 | 0 | 0 | 0 | 0 | 0 | 0 | 0 | 0
|  |  | Annualised capex | 0 | 0 | 0 | 0 | 0 | 0 | 0 | 0 | 0 | 0 | 0 | 0 | 0 | 0 | 0 | 0 | 0 | 0 | 0 | 0 | 0 | 0 | 0 | 0 | 0 | 0 | 0 | 0 | 0 | 0
|  |  | Annualised cost (capex+opex) | 0 | 0 | 0 | 0 | 0 | 0 | 0 | 0 | 0 | 0 | 0 | 0 | 0 | 0 | 0 | 0 | 0 | 0 | 0 | 0 | 0 | 0 | 0 | 0 | 0 | 0 | 0 | 0 | 0 | 0
|  |  | Optimal timing (interim calc) | 0 | 0 | 0 | 0 | 0 | 0 | 0 | 0 | 0 | 0 | 0 | 0 | 0 | 0 | 0 | 0 | 0 | 0 | 0 | 0 | 0 | 0 | 0 | 0 | 0 | 0 | 0 | 0 | 0 | 0
|  |  | Optimal timing | - | - | - | - | - | - | - | [19 empty] | - | - | - | - | bar: 1 to 19
Adjusted For Optimal Timing: | 0 | 0 | Capex | 0 | 0 | 0 | 0 | 0 | 0 | 0 | 0 | 0 | 0 | 0 | 0 | 0 | 0 | 0 | 0 | 0 | 0 | 0 | 0 | 0 | 0 | 0 | 0 | 0 | 0 | 0 | 0 | 0 | 0
| 0 | 0 | Opex | 0 | 0 | 0 | 0 | 0 | 0 | 0 | 0 | 0 | 0 | 0 | 0 | 0 | 0 | 0 | 0 | 0 | 0 | 0 | 0 | 0 | 0 | 0 | 0 | 0 | 0 | 0 | 0 | 0 | 0
| 0 | 0 | Reduction in unserved energy | 0 | 0 | 0 | 0 | 0 | 0 | 0 | 0 | 0 | 0 | 0 | 0 | 0 | 0 | 0 | 0 | 0 | 0 | 0 | 0 | 0 | 0 | 0 | 0 | 0 | 0 | 0 | 0 | 0 | 0
| 0 | 0 | Net benefit | 0 | 0 | 0 | 0 | 0 | 0 | 0 | 0 | 0 | 0 | 0 | 0 | 0 | 0 | 0 | 0 | 0 | 0 | 0 | 0 | 0 | 0 | 0 | 0 | 0 | 0 | 0 | 0 | 0 | 0
Option 10
Determining Optimal Timing: | Discounted | Undiscounted
| 0 | 0 | Capex | 0 | 0 | 0 | 0 | 0 | 0 | 0 | 0 | 0 | 0 | 0 | 0 | 0 | 0 | 0 | 0 | 0 | 0 | 0 | 0 | 0 | 0 | 0 | 0 | 0 | 0 | 0 | 0 | 0 | 0
| 0 | 0 | Opex | 0 | 0 | 0 | 0 | 0 | 0 | 0 | 0 | 0 | 0 | 0 | 0 | 0 | 0 | 0 | 0 | 0 | 0 | 0 | 0 | 0 | 0 | 0 | 0 | 0 | 0 | 0 | 0 | 0 | 0
| 0 | 0 | Reduction in unserved energy | 0 | 0 | 0 | 0 | 0 | 0 | 0 | 0 | 0 | 0 | 0 | 0 | 0 | 0 | 0 | 0 | 0 | 0 | 0 | 0 | 0 | 0 | 0 | 0 | 0 | 0 | 0 | 0 | 0 | 0
| 0 | 0 | Net benefit | 0 | 0 | 0 | 0 | 0 | 0 | 0 | 0 | 0 | 0 | 0 | 0 | 0 | 0 | 0 | 0 | 0 | 0 | 0 | 0 | 0 | 0 | 0 | 0 | 0 | 0 | 0 | 0 | 0 | 0
|  |  | EUE Value ($m, real $2024) | 0 | 0 | 0 | 0 | 0 | 0 | 0 | 0 | 0 | 0 | 0 | 0 | 0 | 0 | 0 | 0 | 0 | 0 | 0 | 0 | 0 | 0 | 0 | 0 | 0 | 0 | 0 | 0 | 0 | 0
|  |  | Annualised capex | 0 | 0 | 0 | 0 | 0 | 0 | 0 | 0 | 0 | 0 | 0 | 0 | 0 | 0 | 0 | 0 | 0 | 0 | 0 | 0 | 0 | 0 | 0 | 0 | 0 | 0 | 0 | 0 | 0 | 0
|  |  | Annualised cost (capex+opex) | 0 | 0 | 0 | 0 | 0 | 0 | 0 | 0 | 0 | 0 | 0 | 0 | 0 | 0 | 0 | 0 | 0 | 0 | 0 | 0 | 0 | 0 | 0 | 0 | 0 | 0 | 0 | 0 | 0 | 0
|  |  | Optimal timing (interim calc) | 0 | 0 | 0 | 0 | 0 | 0 | 0 | 0 | 0 | 0 | 0 | 0 | 0 | 0 | 0 | 0 | 0 | 0 | 0 | 0 | 0 | 0 | 0 | 0 | 0 | 0 | 0 | 0 | 0 | 0
|  |  | Optimal timing | - | - | - | - | - | - | - | [19 empty] | - | - | - | - | bar: 1 to 19
Adjusted For Optimal Timing: | 0 | 0 | Capex | 0 | 0 | 0 | 0 | 0 | 0 | 0 | 0 | 0 | 0 | 0 | 0 | 0 | 0 | 0 | 0 | 0 | 0 | 0 | 0 | 0 | 0 | 0 | 0 | 0 | 0 | 0 | 0 | 0 | 0
| 0 | 0 | Opex | 0 | 0 | 0 | 0 | 0 | 0 | 0 | 0 | 0 | 0 | 0 | 0 | 0 | 0 | 0 | 0 | 0 | 0 | 0 | 0 | 0 | 0 | 0 | 0 | 0 | 0 | 0 | 0 | 0 | 0
| 0 | 0 | Reduction in unserved energy | 0 | 0 | 0 | 0 | 0 | 0 | 0 | 0 | 0 | 0 | 0 | 0 | 0 | 0 | 0 | 0 | 0 | 0 | 0 | 0 | 0 | 0 | 0 | 0 | 0 | 0 | 0 | 0 | 0 | 0
| 0 | 0 | Net benefit | 0 | 0 | 0 | 0 | 0 | 0 | 0 | 0 | 0 | 0 | 0 | 0 | 0 | 0 | 0 | 0 | 0 | 0 | 0 | 0 | 0 | 0 | 0 | 0 | 0 | 0 | 0 | 0 | 0 | 0

## 3.2.6 NPV (High Demand)
Economic inputs and assumptions
Scenario | Discount rate | Central
| Cost | Central
| VCR | Central
|  | Central | Lower bound | Upper bound
| Discount rate | 5.56% | 4.11% | 7%
| Cost | 100% | 80% | 120%
| VCR | 100% | 80% | 120%
Asset life for calculating annualised capex (years) | Option 1 | 45
| Option 2 | 45
| Option 3 | 45
| Option 4 | 15
| Option 5 | 45
| Option 6 | 45
| Option 7 | 45
| Option 8 | 45
| Option 9 | 45
| Option 10 | 45
|  |  |  | 1 | 2 | 3 | 4 | 5 | 6 | 7 | 8 | 9 | 10 | 11 | 12 | 13 | 14 | 15 | 16 | 17 | 18 | 19 | 20 | 21 | 22 | 23 | 24 | 25 | 26 | 27 | 28 | 29 | 30
|  |  |  | FY25 | FY26 | FY27 | FY28 | FY29 | FY30 | FY31 | FY32 | FY33 | FY34 | FY35 | FY36 | FY37 | FY38 | FY39 | FY40 | FY41 | FY42 | FY43 | FY44 | FY45 | FY46 | FY47 | FY48 | FY49 | FY50 | FY51 | FY52 | FY53 | FY54
Outputs | bar: 3 FY27; 7 FY31
Option 1
| Discounted | Undiscounted
| 0 | 0 | Capex | 0 | 0 | 0 | 0 | 0 | 0 | 0 | 0 | 0 | 0 | 0 | 0 | 0 | 0 | 0 | 0 | 0 | 0 | 0 | 0 | 0 | 0 | 0 | 0 | 0 | 0 | 0 | 0 | 0 | 0
| 0 | 0 | Opex | 0 | 0 | 0 | 0 | 0 | 0 | 0 | 0 | 0 | 0 | 0 | 0 | 0 | 0 | 0 | 0 | 0 | 0 | 0 | 0 | 0 | 0 | 0 | 0 | 0 | 0 | 0 | 0 | 0 | 0
| 0 | 0 | Reduction in unserved energy | 0 | 0 | 0 | 0 | 0 | 0 | 0 | 0 | 0 | 0 | 0 | 0 | 0 | 0 | 0 | 0 | 0 | 0 | 0 | 0 | 0 | 0 | 0 | 0 | 0 | 0 | 0 | 0 | 0 | 0
| 0 | 0 | Net benefit | 0 | 0 | 0 | 0 | 0 | 0 | 0 | 0 | 0 | 0 | 0 | 0 | 0 | 0 | 0 | 0 | 0 | 0 | 0 | 0 | 0 | 0 | 0 | 0 | 0 | 0 | 0 | 0 | 0 | 0
|  |  | EUE Value ($m, real $2024) | 2.0917 | 3.0289 | 0.80819 | 1.2791 | 1.8832 | 3.1218 | 5.8394 | 10.8015 | 19.1561 | 28.4056 | 44.8267 | 60.9467 | 68.5091 | 91.2445 | 122.6433 | 122.6433 | 122.6433 | 122.6433 | 122.6433 | 122.6433 | 122.6433 | 122.6433 | 122.6433 | 122.6433 | 122.6433 | 122.6433 | 122.6433 | 122.6433 | 122.6433 | 122.6433
Option 2
Determining Optimal Timing: | Discounted | Undiscounted
| 12.9602 | 14.4415 | Capex | 0 | 0 | 14.4415 | 0 | 0 | 0 | 0 | 0 | 0 | 0 | 0 | 0 | 0 | 0 | 0 | 0 | 0 | 0 | 0 | 0 | 0 | 0 | 0 | 0 | 0 | 0 | 0 | 0 | 0 | 0
| 1.7902 | 3.8992 | Opex | 0 | 0 | 0 | 0.14441 | 0.14441 | 0.14441 | 0.14441 | 0.14441 | 0.14441 | 0.14441 | 0.14441 | 0.14441 | 0.14441 | 0.14441 | 0.14441 | 0.14441 | 0.14441 | 0.14441 | 0.14441 | 0.14441 | 0.14441 | 0.14441 | 0.14441 | 0.14441 | 0.14441 | 0.14441 | 0.14441 | 0.14441 | 0.14441 | 0.14441
| 733.6626 | 2044.571 | Reduction in unserved energy | 0 | 0 | 0 | 1.2791 | 1.8832 | 3.1167 | 5.8011 | 10.6379 | 18.6343 | 27.3927 | 43.0488 | 57.3552 | 64.2391 | 83.3444 | 107.9899 | 107.9899 | 107.9899 | 107.9899 | 107.9899 | 107.9899 | 107.9899 | 107.9899 | 107.9899 | 107.9899 | 107.9899 | 107.9899 | 107.9899 | 107.9899 | 107.9899 | 107.9899
| 718.9122 | 2026.2303 | Net benefit | 0 | 0 | -14.4415 | 1.1347 | 1.7388 | 2.9723 | 5.6567 | 10.4935 | 18.4899 | 27.2483 | 42.9044 | 57.2108 | 64.0946 | 83.2 | 107.8455 | 107.8455 | 107.8455 | 107.8455 | 107.8455 | 107.8455 | 107.8455 | 107.8455 | 107.8455 | 107.8455 | 107.8455 | 107.8455 | 107.8455 | 107.8455 | 107.8455 | 107.8455
|  |  | EUE Value ($m, real $2024) | 2.0917 | 3.0289 | 0.80819 | 0 | 0 | 0.0051182 | 0.038313 | 0.16355 | 0.52186 | 1.0129 | 1.7779 | 3.5915 | 4.2701 | 7.9001 | 14.6534 | 14.6534 | 14.6534 | 14.6534 | 14.6534 | 14.6534 | 14.6534 | 14.6534 | 14.6534 | 14.6534 | 14.6534 | 14.6534 | 14.6534 | 14.6534 | 14.6534 | 14.6534
|  |  | Annualised capex | 0 | 0 | 0.78978 | 0.78978 | 0.78978 | 0.78978 | 0.78978 | 0.78978 | 0.78978 | 0.78978 | 0.78978 | 0.78978 | 0.78978 | 0.78978 | 0.78978 | 0.78978 | 0.78978 | 0.78978 | 0.78978 | 0.78978 | 0.78978 | 0.78978 | 0.78978 | 0.78978 | 0.78978 | 0.78978 | 0.78978 | 0.78978 | 0.78978 | 0.78978
|  |  | Annualised cost (capex+opex) | 0 | 0 | 0.78978 | 0.93419 | 0.93419 | 0.93419 | 0.93419 | 0.93419 | 0.93419 | 0.93419 | 0.93419 | 0.93419 | 0.93419 | 0.93419 | 0.93419 | 0.93419 | 0.93419 | 0.93419 | 0.93419 | 0.93419 | 0.93419 | 0.93419 | 0.93419 | 0.93419 | 0.93419 | 0.93419 | 0.93419 | 0.93419 | 0.93419 | 0.93419
|  |  | Optimal timing (interim calc) | 0 | 0 | 0 | 1 | 1 | 1 | 1 | 1 | 1 | 1 | 1 | 1 | 1 | 1 | 1 | 1 | 1 | 1 | 1 | 1 | 1 | 1 | 1 | 1 | 1 | 1 | 1 | 1 | 1 | 1
|  |  | Optimal timing | - | - | - | Yes | - | - | - | - | - | - | - | - | - | - | - | - | - | - | - | - | - | - | - | - | - | - | - | - | - | -
Adjusted For Optimal Timing: | 12.9602 | 14.4415 | Capex | 0 | 0 | 14.4415 | 0 | 0 | 0 | 0 | 0 | 0 | 0 | 0 | 0 | 0 | 0 | 0 | 0 | 0 | 0 | 0 | 0 | 0 | 0 | 0 | 0 | 0 | 0 | 0 | 0 | 0 | 0
| 1.7902 | 3.8992 | Opex | 0 | 0 | 0 | 0.14441 | 0.14441 | 0.14441 | 0.14441 | 0.14441 | 0.14441 | 0.14441 | 0.14441 | 0.14441 | 0.14441 | 0.14441 | 0.14441 | 0.14441 | 0.14441 | 0.14441 | 0.14441 | 0.14441 | 0.14441 | 0.14441 | 0.14441 | 0.14441 | 0.14441 | 0.14441 | 0.14441 | 0.14441 | 0.14441 | 0.14441
| 733.6626 | 2044.571 | Reduction in unserved energy | 0 | 0 | 0 | 1.2791 | 1.8832 | 3.1167 | 5.8011 | 10.6379 | 18.6343 | 27.3927 | 43.0488 | 57.3552 | 64.2391 | 83.3444 | 107.9899 | 107.9899 | 107.9899 | 107.9899 | 107.9899 | 107.9899 | 107.9899 | 107.9899 | 107.9899 | 107.9899 | 107.9899 | 107.9899 | 107.9899 | 107.9899 | 107.9899 | 107.9899
| 718.9122 | 2026.2303 | Net benefit | 0 | 0 | -14.4415 | 1.1347 | 1.7388 | 2.9723 | 5.6567 | 10.4935 | 18.4899 | 27.2483 | 42.9044 | 57.2108 | 64.0946 | 83.2 | 107.8455 | 107.8455 | 107.8455 | 107.8455 | 107.8455 | 107.8455 | 107.8455 | 107.8455 | 107.8455 | 107.8455 | 107.8455 | 107.8455 | 107.8455 | 107.8455 | 107.8455 | 107.8455
Option 3
Determining Optimal Timing: | Discounted | Undiscounted
| 5.527 | 6.1587 | Capex | 0 | 0 | 6.1587 | 0 | 0 | 0 | 0 | 0 | 0 | 0 | 0 | 0 | 0 | 0 | 0 | 0 | 0 | 0 | 0 | 0 | 0 | 0 | 0 | 0 | 0 | 0 | 0 | 0 | 0 | 0
| 0.76343 | 1.6628 | Opex | 0 | 0 | 0 | 0.061587 | 0.061587 | 0.061587 | 0.061587 | 0.061587 | 0.061587 | 0.061587 | 0.061587 | 0.061587 | 0.061587 | 0.061587 | 0.061587 | 0.061587 | 0.061587 | 0.061587 | 0.061587 | 0.061587 | 0.061587 | 0.061587 | 0.061587 | 0.061587 | 0.061587 | 0.061587 | 0.061587 | 0.061587 | 0.061587 | 0.061587
| 819.4754 | 2298.307 | Reduction in unserved energy | 0 | 0 | 0 | 1.2791 | 1.8832 | 3.1218 | 5.8394 | 10.8015 | 19.1561 | 28.4056 | 44.8267 | 60.9467 | 68.5091 | 91.2445 | 122.6433 | 122.6433 | 122.6433 | 122.6433 | 122.6433 | 122.6433 | 122.6433 | 122.6433 | 122.6433 | 122.6433 | 122.6433 | 122.6433 | 122.6433 | 122.6433 | 122.6433 | 122.6433
| 813.185 | 2290.4854 | Net benefit | 0 | 0 | -6.1587 | 1.2175 | 1.8216 | 3.0602 | 5.7778 | 10.7399 | 19.0945 | 28.344 | 44.7652 | 60.8851 | 68.4476 | 91.1829 | 122.5817 | 122.5817 | 122.5817 | 122.5817 | 122.5817 | 122.5817 | 122.5817 | 122.5817 | 122.5817 | 122.5817 | 122.5817 | 122.5817 | 122.5817 | 122.5817 | 122.5817 | 122.5817
|  |  | EUE Value ($m, real $2024) | 2.0917 | 3.0289 | 0.80819 | 0 | 0 | 0 | 0 | 0 | 0 | 0 | 0 | 0 | 0 | 0 | 0 | 0 | 0 | 0 | 0 | 0 | 0 | 0 | 0 | 0 | 0 | 0 | 0 | 0 | 0 | 0
|  |  | Annualised capex | 0 | 0 | 0.33681 | 0.33681 | 0.33681 | 0.33681 | 0.33681 | 0.33681 | 0.33681 | 0.33681 | 0.33681 | 0.33681 | 0.33681 | 0.33681 | 0.33681 | 0.33681 | 0.33681 | 0.33681 | 0.33681 | 0.33681 | 0.33681 | 0.33681 | 0.33681 | 0.33681 | 0.33681 | 0.33681 | 0.33681 | 0.33681 | 0.33681 | 0.33681
|  |  | Annualised cost (capex+opex) | 0 | 0 | 0.33681 | 0.39839 | 0.39839 | 0.39839 | 0.39839 | 0.39839 | 0.39839 | 0.39839 | 0.39839 | 0.39839 | 0.39839 | 0.39839 | 0.39839 | 0.39839 | 0.39839 | 0.39839 | 0.39839 | 0.39839 | 0.39839 | 0.39839 | 0.39839 | 0.39839 | 0.39839 | 0.39839 | 0.39839 | 0.39839 | 0.39839 | 0.39839
|  |  | Optimal timing (interim calc) | 0 | 0 | 0 | 1 | 1 | 1 | 1 | 1 | 1 | 1 | 1 | 1 | 1 | 1 | 1 | 1 | 1 | 1 | 1 | 1 | 1 | 1 | 1 | 1 | 1 | 1 | 1 | 1 | 1 | 1
|  |  | Optimal timing | - | - | - | Yes | - | - | - | - | - | - | - | - | - | - | - | - | - | - | - | - | - | - | - | - | - | - | - | - | - | -
Adjusted For Optimal Timing: | 5.527 | 6.1587 | Capex | 0 | 0 | 6.1587 | 0 | 0 | 0 | 0 | 0 | 0 | 0 | 0 | 0 | 0 | 0 | 0 | 0 | 0 | 0 | 0 | 0 | 0 | 0 | 0 | 0 | 0 | 0 | 0 | 0 | 0 | 0
| 0.76343 | 1.6628 | Opex | 0 | 0 | 0 | 0.061587 | 0.061587 | 0.061587 | 0.061587 | 0.061587 | 0.061587 | 0.061587 | 0.061587 | 0.061587 | 0.061587 | 0.061587 | 0.061587 | 0.061587 | 0.061587 | 0.061587 | 0.061587 | 0.061587 | 0.061587 | 0.061587 | 0.061587 | 0.061587 | 0.061587 | 0.061587 | 0.061587 | 0.061587 | 0.061587 | 0.061587
| 819.4754 | 2298.307 | Reduction in unserved energy | 0 | 0 | 0 | 1.2791 | 1.8832 | 3.1218 | 5.8394 | 10.8015 | 19.1561 | 28.4056 | 44.8267 | 60.9467 | 68.5091 | 91.2445 | 122.6433 | 122.6433 | 122.6433 | 122.6433 | 122.6433 | 122.6433 | 122.6433 | 122.6433 | 122.6433 | 122.6433 | 122.6433 | 122.6433 | 122.6433 | 122.6433 | 122.6433 | 122.6433
| 813.185 | 2290.4854 | Net benefit | 0 | 0 | -6.1587 | 1.2175 | 1.8216 | 3.0602 | 5.7778 | 10.7399 | 19.0945 | 28.344 | 44.7652 | 60.8851 | 68.4476 | 91.1829 | 122.5817 | 122.5817 | 122.5817 | 122.5817 | 122.5817 | 122.5817 | 122.5817 | 122.5817 | 122.5817 | 122.5817 | 122.5817 | 122.5817 | 122.5817 | 122.5817 | 122.5817 | 122.5817
Option 4
Determining Optimal Timing: | Discounted | Undiscounted
| 24.2462 | 36.5077 | Capex | 0 | 0 | 19.4348 | 0 | 0 | 0 | 0 | 0 | 0 | 0 | 0 | 0 | 0 | 0 | 0 | 0 | 0 | 17.0728 | 0 | 0 | 0 | 0 | 0 | 0 | 0 | 0 | 0 | 0 | 0 | 0
| 2.4091 | 5.2474 | Opex | 0 | 0 | 0 | 0.19435 | 0.19435 | 0.19435 | 0.19435 | 0.19435 | 0.19435 | 0.19435 | 0.19435 | 0.19435 | 0.19435 | 0.19435 | 0.19435 | 0.19435 | 0.19435 | 0.19435 | 0.19435 | 0.19435 | 0.19435 | 0.19435 | 0.19435 | 0.19435 | 0.19435 | 0.19435 | 0.19435 | 0.19435 | 0.19435 | 0.19435
| 801.2284 | 2243.0013 | Reduction in unserved energy | 0 | 0 | 0 | 1.2791 | 1.8832 | 3.1218 | 5.8394 | 10.8015 | 19.1561 | 28.3909 | 44.7668 | 60.6002 | 67.9981 | 89.9511 | 119.3258 | 119.3258 | 119.3258 | 119.3258 | 119.3258 | 119.3258 | 119.3258 | 119.3258 | 119.3258 | 119.3258 | 119.3258 | 119.3258 | 119.3258 | 119.3258 | 119.3258 | 119.3258
| 774.573 | 2201.2463 | Net benefit | 0 | 0 | -19.4348 | 1.0848 | 1.6888 | 2.9275 | 5.6451 | 10.6071 | 18.9617 | 28.1965 | 44.5725 | 60.4059 | 67.8038 | 89.7568 | 119.1315 | 119.1315 | 119.1315 | 102.0586 | 119.1315 | 119.1315 | 119.1315 | 119.1315 | 119.1315 | 119.1315 | 119.1315 | 119.1315 | 119.1315 | 119.1315 | 119.1315 | 119.1315
|  |  | EUE Value ($m, real $2024) | 2.0917 | 3.0289 | 0.80819 | 0 | 0 | 0 | 0 | 0 | 5.8021e-05 | 0.014744 | 0.059896 | 0.34651 | 0.511 | 1.2934 | 3.3175 | 3.3175 | 3.3175 | 3.3175 | 3.3175 | 3.3175 | 3.3175 | 3.3175 | 3.3175 | 3.3175 | 3.3175 | 3.3175 | 3.3175 | 3.3175 | 3.3175 | 3.3175
|  |  | Annualised capex | 0 | 0 | 2.4252 | 2.4252 | 2.4252 | 2.4252 | 2.4252 | 2.4252 | 2.4252 | 2.4252 | 2.4252 | 2.4252 | 2.4252 | 2.4252 | 2.4252 | 2.4252 | 2.4252 | 2.4252 | 2.4252 | 2.4252 | 2.4252 | 2.4252 | 2.4252 | 2.4252 | 2.4252 | 2.4252 | 2.4252 | 2.4252 | 2.4252 | 2.4252
|  |  | Annualised cost (capex+opex) | 0 | 0 | 2.4252 | 2.6195 | 2.6195 | 2.6195 | 2.6195 | 2.6195 | 2.6195 | 2.6195 | 2.6195 | 2.6195 | 2.6195 | 2.6195 | 2.6195 | 2.6195 | 2.6195 | 2.6195 | 2.6195 | 2.6195 | 2.6195 | 2.6195 | 2.6195 | 2.6195 | 2.6195 | 2.6195 | 2.6195 | 2.6195 | 2.6195 | 2.6195
|  |  | Optimal timing (interim calc) | 0 | 0 | 0 | 0 | 0 | 1 | 1 | 1 | 1 | 1 | 1 | 1 | 1 | 1 | 1 | 1 | 1 | 1 | 1 | 1 | 1 | 1 | 1 | 1 | 1 | 1 | 1 | 1 | 1 | 1
|  |  | Optimal timing | - | - | - | - | - | Yes | - | - | - | - | - | - | - | - | - | - | - | - | - | - | - | - | - | - | - | - | - | - | - | -
[11 empty] | 1 | 2 | 3 | 4 | 5 | 6 | 7 | 8 | 9 | 10 | 11 | 12 | 13 | 14 | 15 | 16 | 17 | 18 | 19
Adjusted For Optimal Timing: | 21.7593 | 36.5077 | Capex | 0 | 0 | 0 | 0 | 19.4348 | 0 | 0 | 0 | 0 | 0 | 0 | 0 | 0 | 0 | 0 | 0 | 0 | 0 | 0 | 17.0728 | 0 | 0 | 0 | 0 | 0 | 0 | 0 | 0 | 0 | 0
| 2.0874 | 4.8587 | Opex | 0 | 0 | 0 | 0 | 0 | 0.19435 | 0.19435 | 0.19435 | 0.19435 | 0.19435 | 0.19435 | 0.19435 | 0.19435 | 0.19435 | 0.19435 | 0.19435 | 0.19435 | 0.19435 | 0.19435 | 0.19435 | 0.19435 | 0.19435 | 0.19435 | 0.19435 | 0.19435 | 0.19435 | 0.19435 | 0.19435 | 0.19435 | 0.19435
| 798.6242 | 2239.839 | Reduction in unserved energy | 0 | 0 | 0 | 0 | 0 | 3.1218 | 5.8394 | 10.8015 | 19.1561 | 28.3909 | 44.7668 | 60.6002 | 67.9981 | 89.9511 | 119.3258 | 119.3258 | 119.3258 | 119.3258 | 119.3258 | 119.3258 | 119.3258 | 119.3258 | 119.3258 | 119.3258 | 119.3258 | 119.3258 | 119.3258 | 119.3258 | 119.3258 | 119.3258
| 774.7775 | 2198.4727 | Net benefit | 0 | 0 | 0 | 0 | -19.4348 | 2.9275 | 5.6451 | 10.6071 | 18.9617 | 28.1965 | 44.5725 | 60.4059 | 67.8038 | 89.7568 | 119.1315 | 119.1315 | 119.1315 | 119.1315 | 119.1315 | 102.0586 | 119.1315 | 119.1315 | 119.1315 | 119.1315 | 119.1315 | 119.1315 | 119.1315 | 119.1315 | 119.1315 | 119.1315
Option 5
Determining Optimal Timing: | Discounted | Undiscounted
| 0 | 0 | Capex | 0 | 0 | 0 | 0 | 0 | 0 | 0 | 0 | 0 | 0 | 0 | 0 | 0 | 0 | 0 | 0 | 0 | 0 | 0 | 0 | 0 | 0 | 0 | 0 | 0 | 0 | 0 | 0 | 0 | 0
| 228.9908 | 647.1128 | Opex | 0.47234 | 0.70951 | 0.095123 | 0.22041 | 0.35537 | 0.61158 | 1.0912 | 1.9943 | 3.8774 | 6.3185 | 11.0761 | 16.235 | 18.7519 | 25.8323 | 34.967 | 34.967 | 34.967 | 34.967 | 34.967 | 34.967 | 34.967 | 34.967 | 34.967 | 34.967 | 34.967 | 34.967 | 34.967 | 34.967 | 34.967 | 34.967
| 399.3137 | 1087.1221 | Reduction in unserved energy | 1.3818 | 1.9013 | 0.64112 | 0.94648 | 1.371 | 2.2034 | 4.1539 | 7.6792 | 13.0941 | 18.4418 | 26.9087 | 33.9654 | 37.8136 | 45.8047 | 55.676 | 55.676 | 55.676 | 55.676 | 55.676 | 55.676 | 55.676 | 55.676 | 55.676 | 55.676 | 55.676 | 55.676 | 55.676 | 55.676 | 55.676 | 55.676
| 170.3229 | 440.0094 | Net benefit | 0.9095 | 1.1918 | 0.546 | 0.72607 | 1.0157 | 1.5918 | 3.0627 | 5.6848 | 9.2167 | 12.1234 | 15.8326 | 17.7304 | 19.0617 | 19.9724 | 20.709 | 20.709 | 20.709 | 20.709 | 20.709 | 20.709 | 20.709 | 20.709 | 20.709 | 20.709 | 20.709 | 20.709 | 20.709 | 20.709 | 20.709 | 20.709
|  |  | EUE Value ($m, real $2024) | 0.70988 | 1.1275 | 0.16707 | 0.33266 | 0.51214 | 0.91841 | 1.6855 | 3.1223 | 6.062 | 9.9638 | 17.918 | 26.9813 | 30.6956 | 45.4398 | 66.9673 | 66.9673 | 66.9673 | 66.9673 | 66.9673 | 66.9673 | 66.9673 | 66.9673 | 66.9673 | 66.9673 | 66.9673 | 66.9673 | 66.9673 | 66.9673 | 66.9673 | 66.9673
|  |  | Annualised capex | 0 | 0 | 0 | 0 | 0 | 0 | 0 | 0 | 0 | 0 | 0 | 0 | 0 | 0 | 0 | 0 | 0 | 0 | 0 | 0 | 0 | 0 | 0 | 0 | 0 | 0 | 0 | 0 | 0 | 0
|  |  | Annualised cost (capex+opex) | 0.47234 | 0.70951 | 0.095123 | 0.22041 | 0.35537 | 0.61158 | 1.0912 | 1.9943 | 3.8774 | 6.3185 | 11.0761 | 16.235 | 18.7519 | 25.8323 | 34.967 | 34.967 | 34.967 | 34.967 | 34.967 | 34.967 | 34.967 | 34.967 | 34.967 | 34.967 | 34.967 | 34.967 | 34.967 | 34.967 | 34.967 | 34.967
|  |  | Optimal timing (interim calc) | 1 | 1 | 1 | 1 | 1 | 1 | 1 | [19 empty] | 1 | 1 | 1 | 1 | bar: 1 to 19
|  |  | Optimal timing | Yes | - | - | - | - | - | - | [19 empty] | - | - | - | - | bar: 1 to 19
Adjusted For Optimal Timing: | 0 | 0 | Capex | 0 | 0 | 0 | 0 | 0 | 0 | 0 | 0 | 0 | 0 | 0 | 0 | 0 | 0 | 0 | 0 | 0 | 0 | 0 | 0 | 0 | 0 | 0 | 0 | 0 | 0 | 0 | 0 | 0 | 0
| 228.9908 | 647.1128 | Opex | 0.47234 | 0.70951 | 0.095123 | 0.22041 | 0.35537 | 0.61158 | 1.0912 | 1.9943 | 3.8774 | 6.3185 | 11.0761 | 16.235 | 18.7519 | 25.8323 | 34.967 | 34.967 | 34.967 | 34.967 | 34.967 | 34.967 | 34.967 | 34.967 | 34.967 | 34.967 | 34.967 | 34.967 | 34.967 | 34.967 | 34.967 | 34.967
| 399.3137 | 1087.1221 | Reduction in unserved energy | 1.3818 | 1.9013 | 0.64112 | 0.94648 | 1.371 | 2.2034 | 4.1539 | 7.6792 | 13.0941 | 18.4418 | 26.9087 | 33.9654 | 37.8136 | 45.8047 | 55.676 | 55.676 | 55.676 | 55.676 | 55.676 | 55.676 | 55.676 | 55.676 | 55.676 | 55.676 | 55.676 | 55.676 | 55.676 | 55.676 | 55.676 | 55.676
| 170.3229 | 440.0094 | Net benefit | 0.9095 | 1.1918 | 0.546 | 0.72607 | 1.0157 | 1.5918 | 3.0627 | 5.6848 | 9.2167 | 12.1234 | 15.8326 | 17.7304 | 19.0617 | 19.9724 | 20.709 | 20.709 | 20.709 | 20.709 | 20.709 | 20.709 | 20.709 | 20.709 | 20.709 | 20.709 | 20.709 | 20.709 | 20.709 | 20.709 | 20.709 | 20.709
Option 6
Determining Optimal Timing: | Discounted | Undiscounted
| 0 | 0 | Capex | 0 | 0 | 0 | 0 | 0 | 0 | 0 | 0 | 0 | 0 | 0 | 0 | 0 | 0 | 0 | 0 | 0 | 0 | 0 | 0 | 0 | 0 | 0 | 0 | 0 | 0 | 0 | 0 | 0 | 0
| 0 | 0 | Opex | 0 | 0 | 0 | 0 | 0 | 0 | 0 | 0 | 0 | 0 | 0 | 0 | 0 | 0 | 0 | 0 | 0 | 0 | 0 | 0 | 0 | 0 | 0 | 0 | 0 | 0 | 0 | 0 | 0 | 0
| 0 | 0 | Reduction in unserved energy | 0 | 0 | 0 | 0 | 0 | 0 | 0 | 0 | 0 | 0 | 0 | 0 | 0 | 0 | 0 | 0 | 0 | 0 | 0 | 0 | 0 | 0 | 0 | 0 | 0 | 0 | 0 | 0 | 0 | 0
| 0 | 0 | Net benefit | 0 | 0 | 0 | 0 | 0 | 0 | 0 | 0 | 0 | 0 | 0 | 0 | 0 | 0 | 0 | 0 | 0 | 0 | 0 | 0 | 0 | 0 | 0 | 0 | 0 | 0 | 0 | 0 | 0 | 0
|  |  | EUE Value ($m, real $2024) | 0 | 0 | 0 | 0 | 0 | 0 | 0 | 0 | 0 | 0 | 0 | 0 | 0 | 0 | 0 | 0 | 0 | 0 | 0 | 0 | 0 | 0 | 0 | 0 | 0 | 0 | 0 | 0 | 0 | 0
|  |  | Annualised capex | 0 | 0 | 0 | 0 | 0 | 0 | 0 | 0 | 0 | 0 | 0 | 0 | 0 | 0 | 0 | 0 | 0 | 0 | 0 | 0 | 0 | 0 | 0 | 0 | 0 | 0 | 0 | 0 | 0 | 0
|  |  | Annualised cost (capex+opex) | 0 | 0 | 0 | 0 | 0 | 0 | 0 | 0 | 0 | 0 | 0 | 0 | 0 | 0 | 0 | 0 | 0 | 0 | 0 | 0 | 0 | 0 | 0 | 0 | 0 | 0 | 0 | 0 | 0 | 0
|  |  | Optimal timing (interim calc) | 0 | 0 | 0 | 0 | 0 | 0 | 0 | 0 | 0 | 0 | 0 | 0 | 0 | 0 | 0 | 0 | 0 | 0 | 0 | 0 | 0 | 0 | 0 | 0 | 0 | 0 | 0 | 0 | 0 | 0
|  |  | Optimal timing | - | - | - | - | - | - | - | [19 empty] | - | - | - | - | bar: 1 to 19
Adjusted For Optimal Timing: | 0 | 0 | Capex | 0 | 0 | 0 | 0 | 0 | 0 | 0 | 0 | 0 | 0 | 0 | 0 | 0 | 0 | 0 | 0 | 0 | 0 | 0 | 0 | 0 | 0 | 0 | 0 | 0 | 0 | 0 | 0 | 0 | 0
| 0 | 0 | Opex | 0 | 0 | 0 | 0 | 0 | 0 | 0 | 0 | 0 | 0 | 0 | 0 | 0 | 0 | 0 | 0 | 0 | 0 | 0 | 0 | 0 | 0 | 0 | 0 | 0 | 0 | 0 | 0 | 0 | 0
| 0 | 0 | Reduction in unserved energy | 0 | 0 | 0 | 0 | 0 | 0 | 0 | 0 | 0 | 0 | 0 | 0 | 0 | 0 | 0 | 0 | 0 | 0 | 0 | 0 | 0 | 0 | 0 | 0 | 0 | 0 | 0 | 0 | 0 | 0
| 0 | 0 | Net benefit | 0 | 0 | 0 | 0 | 0 | 0 | 0 | 0 | 0 | 0 | 0 | 0 | 0 | 0 | 0 | 0 | 0 | 0 | 0 | 0 | 0 | 0 | 0 | 0 | 0 | 0 | 0 | 0 | 0 | 0
Option 7
Determining Optimal Timing: | Discounted | Undiscounted
| 0 | 0 | Capex | 0 | 0 | 0 | 0 | 0 | 0 | 0 | 0 | 0 | 0 | 0 | 0 | 0 | 0 | 0 | 0 | 0 | 0 | 0 | 0 | 0 | 0 | 0 | 0 | 0 | 0 | 0 | 0 | 0 | 0
| 0 | 0 | Opex | 0 | 0 | 0 | 0 | 0 | 0 | 0 | 0 | 0 | 0 | 0 | 0 | 0 | 0 | 0 | 0 | 0 | 0 | 0 | 0 | 0 | 0 | 0 | 0 | 0 | 0 | 0 | 0 | 0 | 0
| 0 | 0 | Reduction in unserved energy | 0 | 0 | 0 | 0 | 0 | 0 | 0 | 0 | 0 | 0 | 0 | 0 | 0 | 0 | 0 | 0 | 0 | 0 | 0 | 0 | 0 | 0 | 0 | 0 | 0 | 0 | 0 | 0 | 0 | 0
| 0 | 0 | Net benefit | 0 | 0 | 0 | 0 | 0 | 0 | 0 | 0 | 0 | 0 | 0 | 0 | 0 | 0 | 0 | 0 | 0 | 0 | 0 | 0 | 0 | 0 | 0 | 0 | 0 | 0 | 0 | 0 | 0 | 0
|  |  | EUE Value ($m, real $2024) | 0 | 0 | 0 | 0 | 0 | 0 | 0 | 0 | 0 | 0 | 0 | 0 | 0 | 0 | 0 | 0 | 0 | 0 | 0 | 0 | 0 | 0 | 0 | 0 | 0 | 0 | 0 | 0 | 0 | 0
|  |  | Annualised capex | 0 | 0 | 0 | 0 | 0 | 0 | 0 | 0 | 0 | 0 | 0 | 0 | 0 | 0 | 0 | 0 | 0 | 0 | 0 | 0 | 0 | 0 | 0 | 0 | 0 | 0 | 0 | 0 | 0 | 0
|  |  | Annualised cost (capex+opex) | 0 | 0 | 0 | 0 | 0 | 0 | 0 | 0 | 0 | 0 | 0 | 0 | 0 | 0 | 0 | 0 | 0 | 0 | 0 | 0 | 0 | 0 | 0 | 0 | 0 | 0 | 0 | 0 | 0 | 0
|  |  | Optimal timing (interim calc) | 0 | 0 | 0 | 0 | 0 | 0 | 0 | 0 | 0 | 0 | 0 | 0 | 0 | 0 | 0 | 0 | 0 | 0 | 0 | 0 | 0 | 0 | 0 | 0 | 0 | 0 | 0 | 0 | 0 | 0
|  |  | Optimal timing | - | - | - | - | - | - | - | [19 empty] | - | - | - | - | bar: 1 to 19
Adjusted For Optimal Timing: | 0 | 0 | Capex | 0 | 0 | 0 | 0 | 0 | 0 | 0 | 0 | 0 | 0 | 0 | 0 | 0 | 0 | 0 | 0 | 0 | 0 | 0 | 0 | 0 | 0 | 0 | 0 | 0 | 0 | 0 | 0 | 0 | 0
| 0 | 0 | Opex | 0 | 0 | 0 | 0 | 0 | 0 | 0 | 0 | 0 | 0 | 0 | 0 | 0 | 0 | 0 | 0 | 0 | 0 | 0 | 0 | 0 | 0 | 0 | 0 | 0 | 0 | 0 | 0 | 0 | 0
| 0 | 0 | Reduction in unserved energy | 0 | 0 | 0 | 0 | 0 | 0 | 0 | 0 | 0 | 0 | 0 | 0 | 0 | 0 | 0 | 0 | 0 | 0 | 0 | 0 | 0 | 0 | 0 | 0 | 0 | 0 | 0 | 0 | 0 | 0
| 0 | 0 | Net benefit | 0 | 0 | 0 | 0 | 0 | 0 | 0 | 0 | 0 | 0 | 0 | 0 | 0 | 0 | 0 | 0 | 0 | 0 | 0 | 0 | 0 | 0 | 0 | 0 | 0 | 0 | 0 | 0 | 0 | 0
Option 8
Determining Optimal Timing: | Discounted | Undiscounted
| 0 | 0 | Capex | 0 | 0 | 0 | 0 | 0 | 0 | 0 | 0 | 0 | 0 | 0 | 0 | 0 | 0 | 0 | 0 | 0 | 0 | 0 | 0 | 0 | 0 | 0 | 0 | 0 | 0 | 0 | 0 | 0 | 0
| 0 | 0 | Opex | 0 | 0 | 0 | 0 | 0 | 0 | 0 | 0 | 0 | 0 | 0 | 0 | 0 | 0 | 0 | 0 | 0 | 0 | 0 | 0 | 0 | 0 | 0 | 0 | 0 | 0 | 0 | 0 | 0 | 0
| 0 | 0 | Reduction in unserved energy | 0 | 0 | 0 | 0 | 0 | 0 | 0 | 0 | 0 | 0 | 0 | 0 | 0 | 0 | 0 | 0 | 0 | 0 | 0 | 0 | 0 | 0 | 0 | 0 | 0 | 0 | 0 | 0 | 0 | 0
| 0 | 0 | Net benefit | 0 | 0 | 0 | 0 | 0 | 0 | 0 | 0 | 0 | 0 | 0 | 0 | 0 | 0 | 0 | 0 | 0 | 0 | 0 | 0 | 0 | 0 | 0 | 0 | 0 | 0 | 0 | 0 | 0 | 0
|  |  | EUE Value ($m, real $2024) | 0 | 0 | 0 | 0 | 0 | 0 | 0 | 0 | 0 | 0 | 0 | 0 | 0 | 0 | 0 | 0 | 0 | 0 | 0 | 0 | 0 | 0 | 0 | 0 | 0 | 0 | 0 | 0 | 0 | 0
|  |  | Annualised capex | 0 | 0 | 0 | 0 | 0 | 0 | 0 | 0 | 0 | 0 | 0 | 0 | 0 | 0 | 0 | 0 | 0 | 0 | 0 | 0 | 0 | 0 | 0 | 0 | 0 | 0 | 0 | 0 | 0 | 0
|  |  | Annualised cost (capex+opex) | 0 | 0 | 0 | 0 | 0 | 0 | 0 | 0 | 0 | 0 | 0 | 0 | 0 | 0 | 0 | 0 | 0 | 0 | 0 | 0 | 0 | 0 | 0 | 0 | 0 | 0 | 0 | 0 | 0 | 0
|  |  | Optimal timing (interim calc) | 0 | 0 | 0 | 0 | 0 | 0 | 0 | 0 | 0 | 0 | 0 | 0 | 0 | 0 | 0 | 0 | 0 | 0 | 0 | 0 | 0 | 0 | 0 | 0 | 0 | 0 | 0 | 0 | 0 | 0
|  |  | Optimal timing | - | - | - | - | - | - | - | [19 empty] | - | - | - | - | bar: 1 to 19
Adjusted For Optimal Timing: | 0 | 0 | Capex | 0 | 0 | 0 | 0 | 0 | 0 | 0 | 0 | 0 | 0 | 0 | 0 | 0 | 0 | 0 | 0 | 0 | 0 | 0 | 0 | 0 | 0 | 0 | 0 | 0 | 0 | 0 | 0 | 0 | 0
| 0 | 0 | Opex | 0 | 0 | 0 | 0 | 0 | 0 | 0 | 0 | 0 | 0 | 0 | 0 | 0 | 0 | 0 | 0 | 0 | 0 | 0 | 0 | 0 | 0 | 0 | 0 | 0 | 0 | 0 | 0 | 0 | 0
| 0 | 0 | Reduction in unserved energy | 0 | 0 | 0 | 0 | 0 | 0 | 0 | 0 | 0 | 0 | 0 | 0 | 0 | 0 | 0 | 0 | 0 | 0 | 0 | 0 | 0 | 0 | 0 | 0 | 0 | 0 | 0 | 0 | 0 | 0
| 0 | 0 | Net benefit | 0 | 0 | 0 | 0 | 0 | 0 | 0 | 0 | 0 | 0 | 0 | 0 | 0 | 0 | 0 | 0 | 0 | 0 | 0 | 0 | 0 | 0 | 0 | 0 | 0 | 0 | 0 | 0 | 0 | 0
Option 9
Determining Optimal Timing: | Discounted | Undiscounted
| 0 | 0 | Capex | 0 | 0 | 0 | 0 | 0 | 0 | 0 | 0 | 0 | 0 | 0 | 0 | 0 | 0 | 0 | 0 | 0 | 0 | 0 | 0 | 0 | 0 | 0 | 0 | 0 | 0 | 0 | 0 | 0 | 0
| 0 | 0 | Opex | 0 | 0 | 0 | 0 | 0 | 0 | 0 | 0 | 0 | 0 | 0 | 0 | 0 | 0 | 0 | 0 | 0 | 0 | 0 | 0 | 0 | 0 | 0 | 0 | 0 | 0 | 0 | 0 | 0 | 0
| 0 | 0 | Reduction in unserved energy | 0 | 0 | 0 | 0 | 0 | 0 | 0 | 0 | 0 | 0 | 0 | 0 | 0 | 0 | 0 | 0 | 0 | 0 | 0 | 0 | 0 | 0 | 0 | 0 | 0 | 0 | 0 | 0 | 0 | 0
| 0 | 0 | Net benefit | 0 | 0 | 0 | 0 | 0 | 0 | 0 | 0 | 0 | 0 | 0 | 0 | 0 | 0 | 0 | 0 | 0 | 0 | 0 | 0 | 0 | 0 | 0 | 0 | 0 | 0 | 0 | 0 | 0 | 0
|  |  | EUE Value ($m, real $2024) | 0 | 0 | 0 | 0 | 0 | 0 | 0 | 0 | 0 | 0 | 0 | 0 | 0 | 0 | 0 | 0 | 0 | 0 | 0 | 0 | 0 | 0 | 0 | 0 | 0 | 0 | 0 | 0 | 0 | 0
|  |  | Annualised capex | 0 | 0 | 0 | 0 | 0 | 0 | 0 | 0 | 0 | 0 | 0 | 0 | 0 | 0 | 0 | 0 | 0 | 0 | 0 | 0 | 0 | 0 | 0 | 0 | 0 | 0 | 0 | 0 | 0 | 0
|  |  | Annualised cost (capex+opex) | 0 | 0 | 0 | 0 | 0 | 0 | 0 | 0 | 0 | 0 | 0 | 0 | 0 | 0 | 0 | 0 | 0 | 0 | 0 | 0 | 0 | 0 | 0 | 0 | 0 | 0 | 0 | 0 | 0 | 0
|  |  | Optimal timing (interim calc) | 0 | 0 | 0 | 0 | 0 | 0 | 0 | 0 | 0 | 0 | 0 | 0 | 0 | 0 | 0 | 0 | 0 | 0 | 0 | 0 | 0 | 0 | 0 | 0 | 0 | 0 | 0 | 0 | 0 | 0
|  |  | Optimal timing | - | - | - | - | - | - | - | [19 empty] | - | - | - | - | bar: 1 to 19
Adjusted For Optimal Timing: | 0 | 0 | Capex | 0 | 0 | 0 | 0 | 0 | 0 | 0 | 0 | 0 | 0 | 0 | 0 | 0 | 0 | 0 | 0 | 0 | 0 | 0 | 0 | 0 | 0 | 0 | 0 | 0 | 0 | 0 | 0 | 0 | 0
| 0 | 0 | Opex | 0 | 0 | 0 | 0 | 0 | 0 | 0 | 0 | 0 | 0 | 0 | 0 | 0 | 0 | 0 | 0 | 0 | 0 | 0 | 0 | 0 | 0 | 0 | 0 | 0 | 0 | 0 | 0 | 0 | 0
| 0 | 0 | Reduction in unserved energy | 0 | 0 | 0 | 0 | 0 | 0 | 0 | 0 | 0 | 0 | 0 | 0 | 0 | 0 | 0 | 0 | 0 | 0 | 0 | 0 | 0 | 0 | 0 | 0 | 0 | 0 | 0 | 0 | 0 | 0
| 0 | 0 | Net benefit | 0 | 0 | 0 | 0 | 0 | 0 | 0 | 0 | 0 | 0 | 0 | 0 | 0 | 0 | 0 | 0 | 0 | 0 | 0 | 0 | 0 | 0 | 0 | 0 | 0 | 0 | 0 | 0 | 0 | 0
Option 10
Determining Optimal Timing: | Discounted | Undiscounted
| 0 | 0 | Capex | 0 | 0 | 0 | 0 | 0 | 0 | 0 | 0 | 0 | 0 | 0 | 0 | 0 | 0 | 0 | 0 | 0 | 0 | 0 | 0 | 0 | 0 | 0 | 0 | 0 | 0 | 0 | 0 | 0 | 0
| 0 | 0 | Opex | 0 | 0 | 0 | 0 | 0 | 0 | 0 | 0 | 0 | 0 | 0 | 0 | 0 | 0 | 0 | 0 | 0 | 0 | 0 | 0 | 0 | 0 | 0 | 0 | 0 | 0 | 0 | 0 | 0 | 0
| 0 | 0 | Reduction in unserved energy | 0 | 0 | 0 | 0 | 0 | 0 | 0 | 0 | 0 | 0 | 0 | 0 | 0 | 0 | 0 | 0 | 0 | 0 | 0 | 0 | 0 | 0 | 0 | 0 | 0 | 0 | 0 | 0 | 0 | 0
| 0 | 0 | Net benefit | 0 | 0 | 0 | 0 | 0 | 0 | 0 | 0 | 0 | 0 | 0 | 0 | 0 | 0 | 0 | 0 | 0 | 0 | 0 | 0 | 0 | 0 | 0 | 0 | 0 | 0 | 0 | 0 | 0 | 0
|  |  | EUE Value ($m, real $2024) | 0 | 0 | 0 | 0 | 0 | 0 | 0 | 0 | 0 | 0 | 0 | 0 | 0 | 0 | 0 | 0 | 0 | 0 | 0 | 0 | 0 | 0 | 0 | 0 | 0 | 0 | 0 | 0 | 0 | 0
|  |  | Annualised capex | 0 | 0 | 0 | 0 | 0 | 0 | 0 | 0 | 0 | 0 | 0 | 0 | 0 | 0 | 0 | 0 | 0 | 0 | 0 | 0 | 0 | 0 | 0 | 0 | 0 | 0 | 0 | 0 | 0 | 0
|  |  | Annualised cost (capex+opex) | 0 | 0 | 0 | 0 | 0 | 0 | 0 | 0 | 0 | 0 | 0 | 0 | 0 | 0 | 0 | 0 | 0 | 0 | 0 | 0 | 0 | 0 | 0 | 0 | 0 | 0 | 0 | 0 | 0 | 0
|  |  | Optimal timing (interim calc) | 0 | 0 | 0 | 0 | 0 | 0 | 0 | 0 | 0 | 0 | 0 | 0 | 0 | 0 | 0 | 0 | 0 | 0 | 0 | 0 | 0 | 0 | 0 | 0 | 0 | 0 | 0 | 0 | 0 | 0
|  |  | Optimal timing | - | - | - | - | - | - | - | [19 empty] | - | - | - | - | bar: 1 to 19
Adjusted For Optimal Timing: | 0 | 0 | Capex | 0 | 0 | 0 | 0 | 0 | 0 | 0 | 0 | 0 | 0 | 0 | 0 | 0 | 0 | 0 | 0 | 0 | 0 | 0 | 0 | 0 | 0 | 0 | 0 | 0 | 0 | 0 | 0 | 0 | 0
| 0 | 0 | Opex | 0 | 0 | 0 | 0 | 0 | 0 | 0 | 0 | 0 | 0 | 0 | 0 | 0 | 0 | 0 | 0 | 0 | 0 | 0 | 0 | 0 | 0 | 0 | 0 | 0 | 0 | 0 | 0 | 0 | 0
| 0 | 0 | Reduction in unserved energy | 0 | 0 | 0 | 0 | 0 | 0 | 0 | 0 | 0 | 0 | 0 | 0 | 0 | 0 | 0 | 0 | 0 | 0 | 0 | 0 | 0 | 0 | 0 | 0 | 0 | 0 | 0 | 0 | 0 | 0
| 0 | 0 | Net benefit | 0 | 0 | 0 | 0 | 0 | 0 | 0 | 0 | 0 | 0 | 0 | 0 | 0 | 0 | 0 | 0 | 0 | 0 | 0 | 0 | 0 | 0 | 0 | 0 | 0 | 0 | 0 | 0 | 0 | 0

## 3.2.7 NPV (Low VCR)
Economic inputs and assumptions
Scenario | Discount rate | Central
| Cost | Central
| VCR | Lower bound
|  | Central | Lower bound | Upper bound
| Discount rate | 5.56% | 4.11% | 7%
| Cost | 100% | 80% | 120%
| VCR | 100% | 80% | 120%
Asset life for calculating annualised capex (years) | Option 1 | 45
| Option 2 | 45
| Option 3 | 45
| Option 4 | 15
| Option 5 | 45
| Option 6 | 45
| Option 7 | 45
| Option 8 | 45
| Option 9 | 45
| Option 10 | 45
|  |  |  | 1 | 2 | 3 | 4 | 5 | 6 | 7 | 8 | 9 | 10 | 11 | 12 | 13 | 14 | 15 | 16 | 17 | 18 | 19 | 20 | 21 | 22 | 23 | 24 | 25 | 26 | 27 | 28 | 29 | 30
|  |  |  | FY25 | FY26 | FY27 | FY28 | FY29 | FY30 | FY31 | FY32 | FY33 | FY34 | FY35 | FY36 | FY37 | FY38 | FY39 | FY40 | FY41 | FY42 | FY43 | FY44 | FY45 | FY46 | FY47 | FY48 | FY49 | FY50 | FY51 | FY52 | FY53 | FY54
Outputs | bar: 3 FY27; 7 FY31
Option 1
| Discounted | Undiscounted
| 0 | 0 | Capex | 0 | 0 | 0 | 0 | 0 | 0 | 0 | 0 | 0 | 0 | 0 | 0 | 0 | 0 | 0 | 0 | 0 | 0 | 0 | 0 | 0 | 0 | 0 | 0 | 0 | 0 | 0 | 0 | 0 | 0
| 0 | 0 | Opex | 0 | 0 | 0 | 0 | 0 | 0 | 0 | 0 | 0 | 0 | 0 | 0 | 0 | 0 | 0 | 0 | 0 | 0 | 0 | 0 | 0 | 0 | 0 | 0 | 0 | 0 | 0 | 0 | 0 | 0
| 0 | 0 | Reduction in unserved energy | 0 | 0 | 0 | 0 | 0 | 0 | 0 | 0 | 0 | 0 | 0 | 0 | 0 | 0 | 0 | 0 | 0 | 0 | 0 | 0 | 0 | 0 | 0 | 0 | 0 | 0 | 0 | 0 | 0 | 0
| 0 | 0 | Net benefit | 0 | 0 | 0 | 0 | 0 | 0 | 0 | 0 | 0 | 0 | 0 | 0 | 0 | 0 | 0 | 0 | 0 | 0 | 0 | 0 | 0 | 0 | 0 | 0 | 0 | 0 | 0 | 0 | 0 | 0
|  |  | EUE Value ($m, real $2024) | 0.42852 | 0.70697 | 0.076098 | 0.17895 | 0.29592 | 0.5561 | 1.0575 | 1.9894 | 3.9972 | 6.6558 | 11.8157 | 18.2859 | 21.1205 | 31.3942 | 46.5498 | 46.5498 | 46.5498 | 46.5498 | 46.5498 | 46.5498 | 46.5498 | 46.5498 | 46.5498 | 46.5498 | 46.5498 | 46.5498 | 46.5498 | 46.5498 | 46.5498 | 46.5498
Option 2
Determining Optimal Timing: | Discounted | Undiscounted
| 12.9602 | 14.4415 | Capex | 0 | 0 | 14.4415 | 0 | 0 | 0 | 0 | 0 | 0 | 0 | 0 | 0 | 0 | 0 | 0 | 0 | 0 | 0 | 0 | 0 | 0 | 0 | 0 | 0 | 0 | 0 | 0 | 0 | 0 | 0
| 1.7902 | 3.8992 | Opex | 0 | 0 | 0 | 0.14441 | 0.14441 | 0.14441 | 0.14441 | 0.14441 | 0.14441 | 0.14441 | 0.14441 | 0.14441 | 0.14441 | 0.14441 | 0.14441 | 0.14441 | 0.14441 | 0.14441 | 0.14441 | 0.14441 | 0.14441 | 0.14441 | 0.14441 | 0.14441 | 0.14441 | 0.14441 | 0.14441 | 0.14441 | 0.14441 | 0.14441
| 280.848 | 805.1932 | Reduction in unserved energy | 0 | 0 | 0 | 0.17895 | 0.29592 | 0.5561 | 1.0575 | 1.9894 | 3.9898 | 6.605 | 11.7018 | 17.9181 | 20.6177 | 30.3654 | 44.3698 | 44.3698 | 44.3698 | 44.3698 | 44.3698 | 44.3698 | 44.3698 | 44.3698 | 44.3698 | 44.3698 | 44.3698 | 44.3698 | 44.3698 | 44.3698 | 44.3698 | 44.3698
| 266.0976 | 786.8525 | Net benefit | 0 | 0 | -14.4415 | 0.034533 | 0.15151 | 0.41168 | 0.91307 | 1.845 | 3.8454 | 6.4606 | 11.5574 | 17.7737 | 20.4732 | 30.221 | 44.2254 | 44.2254 | 44.2254 | 44.2254 | 44.2254 | 44.2254 | 44.2254 | 44.2254 | 44.2254 | 44.2254 | 44.2254 | 44.2254 | 44.2254 | 44.2254 | 44.2254 | 44.2254
|  |  | EUE Value ($m, real $2024) | 0.42852 | 0.70697 | 0.076098 | 0 | 0 | 0 | 0 | 0 | 0.0073943 | 0.050821 | 0.11388 | 0.36782 | 0.50288 | 1.0287 | 2.1799 | 2.1799 | 2.1799 | 2.1799 | 2.1799 | 2.1799 | 2.1799 | 2.1799 | 2.1799 | 2.1799 | 2.1799 | 2.1799 | 2.1799 | 2.1799 | 2.1799 | 2.1799
|  |  | Annualised capex | 0 | 0 | 0.78978 | 0.78978 | 0.78978 | 0.78978 | 0.78978 | 0.78978 | 0.78978 | 0.78978 | 0.78978 | 0.78978 | 0.78978 | 0.78978 | 0.78978 | 0.78978 | 0.78978 | 0.78978 | 0.78978 | 0.78978 | 0.78978 | 0.78978 | 0.78978 | 0.78978 | 0.78978 | 0.78978 | 0.78978 | 0.78978 | 0.78978 | 0.78978
|  |  | Annualised cost (capex+opex) | 0 | 0 | 0.78978 | 0.93419 | 0.93419 | 0.93419 | 0.93419 | 0.93419 | 0.93419 | 0.93419 | 0.93419 | 0.93419 | 0.93419 | 0.93419 | 0.93419 | 0.93419 | 0.93419 | 0.93419 | 0.93419 | 0.93419 | 0.93419 | 0.93419 | 0.93419 | 0.93419 | 0.93419 | 0.93419 | 0.93419 | 0.93419 | 0.93419 | 0.93419
|  |  | Optimal timing (interim calc) | 0 | 0 | 0 | 0 | 0 | 0 | 1 | 1 | 1 | 1 | 1 | 1 | 1 | 1 | 1 | 1 | 1 | 1 | 1 | 1 | 1 | 1 | 1 | 1 | 1 | 1 | 1 | 1 | 1 | 1
|  |  | Optimal timing | - | - | - | - | - | - | Yes | - | - | - | - | - | - | - | - | - | - | - | - | - | - | - | - | - | - | - | - | - | - | -
Adjusted For Optimal Timing: | 11.0183 | 14.4415 | Capex | 0 | 0 | 0 | 0 | 0 | 14.4415 | 0 | 0 | 0 | 0 | 0 | 0 | 0 | 0 | 0 | 0 | 0 | 0 | 0 | 0 | 0 | 0 | 0 | 0 | 0 | 0 | 0 | 0 | 0 | 0
| 1.4409 | 3.466 | Opex | 0 | 0 | 0 | 0 | 0 | 0 | 0.14441 | 0.14441 | 0.14441 | 0.14441 | 0.14441 | 0.14441 | 0.14441 | 0.14441 | 0.14441 | 0.14441 | 0.14441 | 0.14441 | 0.14441 | 0.14441 | 0.14441 | 0.14441 | 0.14441 | 0.14441 | 0.14441 | 0.14441 | 0.14441 | 0.14441 | 0.14441 | 0.14441
| 280.0333 | 804.1622 | Reduction in unserved energy | 0 | 0 | 0 | 0 | 0 | 0 | 1.0575 | 1.9894 | 3.9898 | 6.605 | 11.7018 | 17.9181 | 20.6177 | 30.3654 | 44.3698 | 44.3698 | 44.3698 | 44.3698 | 44.3698 | 44.3698 | 44.3698 | 44.3698 | 44.3698 | 44.3698 | 44.3698 | 44.3698 | 44.3698 | 44.3698 | 44.3698 | 44.3698
| 267.5741 | 786.2548 | Net benefit | 0 | 0 | 0 | 0 | 0 | -14.4415 | 0.91307 | 1.845 | 3.8454 | 6.4606 | 11.5574 | 17.7737 | 20.4732 | 30.221 | 44.2254 | 44.2254 | 44.2254 | 44.2254 | 44.2254 | 44.2254 | 44.2254 | 44.2254 | 44.2254 | 44.2254 | 44.2254 | 44.2254 | 44.2254 | 44.2254 | 44.2254 | 44.2254
Option 3
Determining Optimal Timing: | Discounted | Undiscounted
| 5.527 | 6.1587 | Capex | 0 | 0 | 6.1587 | 0 | 0 | 0 | 0 | 0 | 0 | 0 | 0 | 0 | 0 | 0 | 0 | 0 | 0 | 0 | 0 | 0 | 0 | 0 | 0 | 0 | 0 | 0 | 0 | 0 | 0 | 0
| 0.76343 | 1.6628 | Opex | 0 | 0 | 0 | 0.061587 | 0.061587 | 0.061587 | 0.061587 | 0.061587 | 0.061587 | 0.061587 | 0.061587 | 0.061587 | 0.061587 | 0.061587 | 0.061587 | 0.061587 | 0.061587 | 0.061587 | 0.061587 | 0.061587 | 0.061587 | 0.061587 | 0.061587 | 0.061587 | 0.061587 | 0.061587 | 0.061587 | 0.061587 | 0.061587 | 0.061587
| 293.1646 | 842.1436 | Reduction in unserved energy | 0 | 0 | 0 | 0.17895 | 0.29592 | 0.5561 | 1.0575 | 1.9894 | 3.9972 | 6.6558 | 11.8157 | 18.2859 | 21.1205 | 31.3942 | 46.5498 | 46.5498 | 46.5498 | 46.5498 | 46.5498 | 46.5498 | 46.5498 | 46.5498 | 46.5498 | 46.5498 | 46.5498 | 46.5498 | 46.5498 | 46.5498 | 46.5498 | 46.5498
| 286.8742 | 834.3221 | Net benefit | 0 | 0 | -6.1587 | 0.11736 | 0.23433 | 0.49451 | 0.9959 | 1.9278 | 3.9356 | 6.5942 | 11.7541 | 18.2243 | 21.0589 | 31.3326 | 46.4882 | 46.4882 | 46.4882 | 46.4882 | 46.4882 | 46.4882 | 46.4882 | 46.4882 | 46.4882 | 46.4882 | 46.4882 | 46.4882 | 46.4882 | 46.4882 | 46.4882 | 46.4882
|  |  | EUE Value ($m, real $2024) | 0.42852 | 0.70697 | 0.076098 | 0 | 0 | 0 | 0 | 0 | 0 | 0 | 0 | 0 | 0 | 0 | 0 | 0 | 0 | 0 | 0 | 0 | 0 | 0 | 0 | 0 | 0 | 0 | 0 | 0 | 0 | 0
|  |  | Annualised capex | 0 | 0 | 0.33681 | 0.33681 | 0.33681 | 0.33681 | 0.33681 | 0.33681 | 0.33681 | 0.33681 | 0.33681 | 0.33681 | 0.33681 | 0.33681 | 0.33681 | 0.33681 | 0.33681 | 0.33681 | 0.33681 | 0.33681 | 0.33681 | 0.33681 | 0.33681 | 0.33681 | 0.33681 | 0.33681 | 0.33681 | 0.33681 | 0.33681 | 0.33681
|  |  | Annualised cost (capex+opex) | 0 | 0 | 0.33681 | 0.39839 | 0.39839 | 0.39839 | 0.39839 | 0.39839 | 0.39839 | 0.39839 | 0.39839 | 0.39839 | 0.39839 | 0.39839 | 0.39839 | 0.39839 | 0.39839 | 0.39839 | 0.39839 | 0.39839 | 0.39839 | 0.39839 | 0.39839 | 0.39839 | 0.39839 | 0.39839 | 0.39839 | 0.39839 | 0.39839 | 0.39839
|  |  | Optimal timing (interim calc) | 0 | 0 | 0 | 0 | 0 | 1 | 1 | 1 | 1 | 1 | 1 | 1 | 1 | 1 | 1 | 1 | 1 | 1 | 1 | 1 | 1 | 1 | 1 | 1 | 1 | 1 | 1 | 1 | 1 | 1
|  |  | Optimal timing | - | - | - | - | - | Yes | - | - | - | - | - | - | - | - | - | - | - | - | - | - | - | - | - | - | - | - | - | - | - | -
Adjusted For Optimal Timing: | 4.9601 | 6.1587 | Capex | 0 | 0 | 0 | 0 | 6.1587 | 0 | 0 | 0 | 0 | 0 | 0 | 0 | 0 | 0 | 0 | 0 | 0 | 0 | 0 | 0 | 0 | 0 | 0 | 0 | 0 | 0 | 0 | 0 | 0 | 0
| 0.66147 | 1.5397 | Opex | 0 | 0 | 0 | 0 | 0 | 0.061587 | 0.061587 | 0.061587 | 0.061587 | 0.061587 | 0.061587 | 0.061587 | 0.061587 | 0.061587 | 0.061587 | 0.061587 | 0.061587 | 0.061587 | 0.061587 | 0.061587 | 0.061587 | 0.061587 | 0.061587 | 0.061587 | 0.061587 | 0.061587 | 0.061587 | 0.061587 | 0.061587 | 0.061587
| 292.7741 | 841.6688 | Reduction in unserved energy | 0 | 0 | 0 | 0 | 0 | 0.5561 | 1.0575 | 1.9894 | 3.9972 | 6.6558 | 11.8157 | 18.2859 | 21.1205 | 31.3942 | 46.5498 | 46.5498 | 46.5498 | 46.5498 | 46.5498 | 46.5498 | 46.5498 | 46.5498 | 46.5498 | 46.5498 | 46.5498 | 46.5498 | 46.5498 | 46.5498 | 46.5498 | 46.5498
| 287.1526 | 833.9704 | Net benefit | 0 | 0 | 0 | 0 | -6.1587 | 0.49451 | 0.9959 | 1.9278 | 3.9356 | 6.5942 | 11.7541 | 18.2243 | 21.0589 | 31.3326 | 46.4882 | 46.4882 | 46.4882 | 46.4882 | 46.4882 | 46.4882 | 46.4882 | 46.4882 | 46.4882 | 46.4882 | 46.4882 | 46.4882 | 46.4882 | 46.4882 | 46.4882 | 46.4882
Option 4
Determining Optimal Timing: | Discounted | Undiscounted
| 24.2462 | 36.5077 | Capex | 0 | 0 | 19.4348 | 0 | 0 | 0 | 0 | 0 | 0 | 0 | 0 | 0 | 0 | 0 | 0 | 0 | 0 | 17.0728 | 0 | 0 | 0 | 0 | 0 | 0 | 0 | 0 | 0 | 0 | 0 | 0
| 2.4091 | 5.2474 | Opex | 0 | 0 | 0 | 0.19435 | 0.19435 | 0.19435 | 0.19435 | 0.19435 | 0.19435 | 0.19435 | 0.19435 | 0.19435 | 0.19435 | 0.19435 | 0.19435 | 0.19435 | 0.19435 | 0.19435 | 0.19435 | 0.19435 | 0.19435 | 0.19435 | 0.19435 | 0.19435 | 0.19435 | 0.19435 | 0.19435 | 0.19435 | 0.19435 | 0.19435
| 292.6597 | 840.5846 | Reduction in unserved energy | 0 | 0 | 0 | 0.17895 | 0.29592 | 0.5561 | 1.0575 | 1.9894 | 3.9972 | 6.6558 | 11.8157 | 18.2859 | 21.1205 | 31.3794 | 46.4533 | 46.4533 | 46.4533 | 46.4533 | 46.4533 | 46.4533 | 46.4533 | 46.4533 | 46.4533 | 46.4533 | 46.4533 | 46.4533 | 46.4533 | 46.4533 | 46.4533 | 46.4533
| 266.0043 | 798.8295 | Net benefit | 0 | 0 | -19.4348 | -0.0154 | 0.10157 | 0.36175 | 0.86313 | 1.795 | 3.8029 | 6.4615 | 11.6213 | 18.0916 | 20.9262 | 31.1851 | 46.2589 | 46.2589 | 46.2589 | 29.1861 | 46.2589 | 46.2589 | 46.2589 | 46.2589 | 46.2589 | 46.2589 | 46.2589 | 46.2589 | 46.2589 | 46.2589 | 46.2589 | 46.2589
|  |  | EUE Value ($m, real $2024) | 0.42852 | 0.70697 | 0.076098 | 0 | 0 | 0 | 0 | 0 | 0 | 0 | 0 | 0 | 3.0071e-06 | 0.014709 | 0.096521 | 0.096521 | 0.096521 | 0.096521 | 0.096521 | 0.096521 | 0.096521 | 0.096521 | 0.096521 | 0.096521 | 0.096521 | 0.096521 | 0.096521 | 0.096521 | 0.096521 | 0.096521
|  |  | Annualised capex | 0 | 0 | 2.4252 | 2.4252 | 2.4252 | 2.4252 | 2.4252 | 2.4252 | 2.4252 | 2.4252 | 2.4252 | 2.4252 | 2.4252 | 2.4252 | 2.4252 | 2.4252 | 2.4252 | 2.4252 | 2.4252 | 2.4252 | 2.4252 | 2.4252 | 2.4252 | 2.4252 | 2.4252 | 2.4252 | 2.4252 | 2.4252 | 2.4252 | 2.4252
|  |  | Annualised cost (capex+opex) | 0 | 0 | 2.4252 | 2.6195 | 2.6195 | 2.6195 | 2.6195 | 2.6195 | 2.6195 | 2.6195 | 2.6195 | 2.6195 | 2.6195 | 2.6195 | 2.6195 | 2.6195 | 2.6195 | 2.6195 | 2.6195 | 2.6195 | 2.6195 | 2.6195 | 2.6195 | 2.6195 | 2.6195 | 2.6195 | 2.6195 | 2.6195 | 2.6195 | 2.6195
|  |  | Optimal timing (interim calc) | 0 | 0 | 0 | 0 | 0 | 0 | 0 | 0 | 1 | 1 | 1 | 1 | 1 | 1 | 1 | 1 | 1 | 1 | 1 | 1 | 1 | 1 | 1 | 1 | 1 | 1 | 1 | 1 | 1 | 1
|  |  | Optimal timing | - | - | - | - | - | - | - | - | Yes | - | - | - | - | - | - | - | - | - | - | - | - | - | - | - | - | - | - | - | - | -
[11 empty] | 1 | 2 | 3 | 4 | 5 | 6 | 7 | 8 | 9 | 10 | 11 | 12 | 13 | 14 | 15 | 16 | 17 | 18 | 19
Adjusted For Optimal Timing: | 18.499 | 36.5077 | Capex | 0 | 0 | 0 | 0 | 0 | 0 | 0 | 19.4348 | 0 | 0 | 0 | 0 | 0 | 0 | 0 | 0 | 0 | 0 | 0 | 0 | 0 | 0 | 17.0728 | 0 | 0 | 0 | 0 | 0 | 0 | 0
| 1.6656 | 4.2757 | Opex | 0 | 0 | 0 | 0 | 0 | 0 | 0 | 0 | 0.19435 | 0.19435 | 0.19435 | 0.19435 | 0.19435 | 0.19435 | 0.19435 | 0.19435 | 0.19435 | 0.19435 | 0.19435 | 0.19435 | 0.19435 | 0.19435 | 0.19435 | 0.19435 | 0.19435 | 0.19435 | 0.19435 | 0.19435 | 0.19435 | 0.19435
| 289.7185 | 836.5068 | Reduction in unserved energy | 0 | 0 | 0 | 0 | 0 | 0 | 0 | 0 | 3.9972 | 6.6558 | 11.8157 | 18.2859 | 21.1205 | 31.3794 | 46.4533 | 46.4533 | 46.4533 | 46.4533 | 46.4533 | 46.4533 | 46.4533 | 46.4533 | 46.4533 | 46.4533 | 46.4533 | 46.4533 | 46.4533 | 46.4533 | 46.4533 | 46.4533
| 269.5539 | 795.7235 | Net benefit | 0 | 0 | 0 | 0 | 0 | 0 | 0 | -19.4348 | 3.8029 | 6.4615 | 11.6213 | 18.0916 | 20.9262 | 31.1851 | 46.2589 | 46.2589 | 46.2589 | 46.2589 | 46.2589 | 46.2589 | 46.2589 | 46.2589 | 29.1861 | 46.2589 | 46.2589 | 46.2589 | 46.2589 | 46.2589 | 46.2589 | 46.2589
Option 5
Determining Optimal Timing: | Discounted | Undiscounted
| 0 | 0 | Capex | 0 | 0 | 0 | 0 | 0 | 0 | 0 | 0 | 0 | 0 | 0 | 0 | 0 | 0 | 0 | 0 | 0 | 0 | 0 | 0 | 0 | 0 | 0 | 0 | 0 | 0 | 0 | 0 | 0 | 0
| 228.9908 | 647.1128 | Opex | 0.47234 | 0.70951 | 0.095123 | 0.22041 | 0.35537 | 0.61158 | 1.0912 | 1.9943 | 3.8774 | 6.3185 | 11.0761 | 16.235 | 18.7519 | 25.8323 | 34.967 | 34.967 | 34.967 | 34.967 | 34.967 | 34.967 | 34.967 | 34.967 | 34.967 | 34.967 | 34.967 | 34.967 | 34.967 | 34.967 | 34.967 | 34.967
| 183.1927 | 517.6902 | Reduction in unserved energy | 0.37787 | 0.56761 | 0.076098 | 0.17633 | 0.2843 | 0.48926 | 0.87299 | 1.5955 | 3.1019 | 5.0548 | 8.8609 | 12.988 | 15.0015 | 20.6658 | 27.9736 | 27.9736 | 27.9736 | 27.9736 | 27.9736 | 27.9736 | 27.9736 | 27.9736 | 27.9736 | 27.9736 | 27.9736 | 27.9736 | 27.9736 | 27.9736 | 27.9736 | 27.9736
| -45.7982 | -129.4226 | Net benefit | -0.094468 | -0.1419 | -0.019025 | -0.044082 | -0.071075 | -0.12232 | -0.21825 | -0.39887 | -0.77548 | -1.2637 | -2.2152 | -3.247 | -3.7504 | -5.1665 | -6.9934 | -6.9934 | -6.9934 | -6.9934 | -6.9934 | -6.9934 | -6.9934 | -6.9934 | -6.9934 | -6.9934 | -6.9934 | -6.9934 | -6.9934 | -6.9934 | -6.9934 | -6.9934
|  |  | EUE Value ($m, real $2024) | 0.050645 | 0.13936 | 0 | 0.0026213 | 0.011623 | 0.066835 | 0.18449 | 0.3939 | 0.89532 | 1.6011 | 2.9548 | 5.2979 | 6.119 | 10.7283 | 18.5762 | 18.5762 | 18.5762 | 18.5762 | 18.5762 | 18.5762 | 18.5762 | 18.5762 | 18.5762 | 18.5762 | 18.5762 | 18.5762 | 18.5762 | 18.5762 | 18.5762 | 18.5762
|  |  | Annualised capex | 0 | 0 | 0 | 0 | 0 | 0 | 0 | 0 | 0 | 0 | 0 | 0 | 0 | 0 | 0 | 0 | 0 | 0 | 0 | 0 | 0 | 0 | 0 | 0 | 0 | 0 | 0 | 0 | 0 | 0
|  |  | Annualised cost (capex+opex) | 0.47234 | 0.70951 | 0.095123 | 0.22041 | 0.35537 | 0.61158 | 1.0912 | 1.9943 | 3.8774 | 6.3185 | 11.0761 | 16.235 | 18.7519 | 25.8323 | 34.967 | 34.967 | 34.967 | 34.967 | 34.967 | 34.967 | 34.967 | 34.967 | 34.967 | 34.967 | 34.967 | 34.967 | 34.967 | 34.967 | 34.967 | 34.967
|  |  | Optimal timing (interim calc) | 0 | 0 | 0 | 0 | 0 | 0 | 0 | 0 | 0 | 0 | 0 | 0 | 0 | 0 | 0 | 0 | 0 | 0 | 0 | 0 | 0 | 0 | 0 | 0 | 0 | 0 | 0 | 0 | 0 | 0
|  |  | Optimal timing | - | - | - | - | - | - | - | [19 empty] | - | - | - | - | bar: 1 to 19
Adjusted For Optimal Timing: | 0 | 0 | Capex | 0 | 0 | 0 | 0 | 0 | 0 | 0 | 0 | 0 | 0 | 0 | 0 | 0 | 0 | 0 | 0 | 0 | 0 | 0 | 0 | 0 | 0 | 0 | 0 | 0 | 0 | 0 | 0 | 0 | 0
| 228.9908 | 647.1128 | Opex | 0.47234 | 0.70951 | 0.095123 | 0.22041 | 0.35537 | 0.61158 | 1.0912 | 1.9943 | 3.8774 | 6.3185 | 11.0761 | 16.235 | 18.7519 | 25.8323 | 34.967 | 34.967 | 34.967 | 34.967 | 34.967 | 34.967 | 34.967 | 34.967 | 34.967 | 34.967 | 34.967 | 34.967 | 34.967 | 34.967 | 34.967 | 34.967
| 228.9908 | 647.1128 | Reduction in unserved energy | 0.47234 | 0.70951 | 0.095123 | 0.22041 | 0.35537 | 0.61158 | 1.0912 | 1.9943 | 3.8774 | 6.3185 | 11.0761 | 16.235 | 18.7519 | 25.8323 | 34.967 | 34.967 | 34.967 | 34.967 | 34.967 | 34.967 | 34.967 | 34.967 | 34.967 | 34.967 | 34.967 | 34.967 | 34.967 | 34.967 | 34.967 | 34.967
| 0 | 0 | Net benefit | 0 | 0 | 0 | 0 | 0 | 0 | 0 | 0 | 0 | 0 | 0 | 0 | 0 | 0 | 0 | 0 | 0 | 0 | 0 | 0 | 0 | 0 | 0 | 0 | 0 | 0 | 0 | 0 | 0 | 0
Option 6
Determining Optimal Timing: | Discounted | Undiscounted
| 0 | 0 | Capex | 0 | 0 | 0 | 0 | 0 | 0 | 0 | 0 | 0 | 0 | 0 | 0 | 0 | 0 | 0 | 0 | 0 | 0 | 0 | 0 | 0 | 0 | 0 | 0 | 0 | 0 | 0 | 0 | 0 | 0
| 0 | 0 | Opex | 0 | 0 | 0 | 0 | 0 | 0 | 0 | 0 | 0 | 0 | 0 | 0 | 0 | 0 | 0 | 0 | 0 | 0 | 0 | 0 | 0 | 0 | 0 | 0 | 0 | 0 | 0 | 0 | 0 | 0
| 0 | 0 | Reduction in unserved energy | 0 | 0 | 0 | 0 | 0 | 0 | 0 | 0 | 0 | 0 | 0 | 0 | 0 | 0 | 0 | 0 | 0 | 0 | 0 | 0 | 0 | 0 | 0 | 0 | 0 | 0 | 0 | 0 | 0 | 0
| 0 | 0 | Net benefit | 0 | 0 | 0 | 0 | 0 | 0 | 0 | 0 | 0 | 0 | 0 | 0 | 0 | 0 | 0 | 0 | 0 | 0 | 0 | 0 | 0 | 0 | 0 | 0 | 0 | 0 | 0 | 0 | 0 | 0
|  |  | EUE Value ($m, real $2024) | 0 | 0 | 0 | 0 | 0 | 0 | 0 | 0 | 0 | 0 | 0 | 0 | 0 | 0 | 0 | 0 | 0 | 0 | 0 | 0 | 0 | 0 | 0 | 0 | 0 | 0 | 0 | 0 | 0 | 0
|  |  | Annualised capex | 0 | 0 | 0 | 0 | 0 | 0 | 0 | 0 | 0 | 0 | 0 | 0 | 0 | 0 | 0 | 0 | 0 | 0 | 0 | 0 | 0 | 0 | 0 | 0 | 0 | 0 | 0 | 0 | 0 | 0
|  |  | Annualised cost (capex+opex) | 0 | 0 | 0 | 0 | 0 | 0 | 0 | 0 | 0 | 0 | 0 | 0 | 0 | 0 | 0 | 0 | 0 | 0 | 0 | 0 | 0 | 0 | 0 | 0 | 0 | 0 | 0 | 0 | 0 | 0
|  |  | Optimal timing (interim calc) | 0 | 0 | 0 | 0 | 0 | 0 | 0 | 0 | 0 | 0 | 0 | 0 | 0 | 0 | 0 | 0 | 0 | 0 | 0 | 0 | 0 | 0 | 0 | 0 | 0 | 0 | 0 | 0 | 0 | 0
|  |  | Optimal timing | - | - | - | - | - | - | - | [19 empty] | - | - | - | - | bar: 1 to 19
Adjusted For Optimal Timing: | 0 | 0 | Capex | 0 | 0 | 0 | 0 | 0 | 0 | 0 | 0 | 0 | 0 | 0 | 0 | 0 | 0 | 0 | 0 | 0 | 0 | 0 | 0 | 0 | 0 | 0 | 0 | 0 | 0 | 0 | 0 | 0 | 0
| 0 | 0 | Opex | 0 | 0 | 0 | 0 | 0 | 0 | 0 | 0 | 0 | 0 | 0 | 0 | 0 | 0 | 0 | 0 | 0 | 0 | 0 | 0 | 0 | 0 | 0 | 0 | 0 | 0 | 0 | 0 | 0 | 0
| 0 | 0 | Reduction in unserved energy | 0 | 0 | 0 | 0 | 0 | 0 | 0 | 0 | 0 | 0 | 0 | 0 | 0 | 0 | 0 | 0 | 0 | 0 | 0 | 0 | 0 | 0 | 0 | 0 | 0 | 0 | 0 | 0 | 0 | 0
| 0 | 0 | Net benefit | 0 | 0 | 0 | 0 | 0 | 0 | 0 | 0 | 0 | 0 | 0 | 0 | 0 | 0 | 0 | 0 | 0 | 0 | 0 | 0 | 0 | 0 | 0 | 0 | 0 | 0 | 0 | 0 | 0 | 0
Option 7
Determining Optimal Timing: | Discounted | Undiscounted
| 0 | 0 | Capex | 0 | 0 | 0 | 0 | 0 | 0 | 0 | 0 | 0 | 0 | 0 | 0 | 0 | 0 | 0 | 0 | 0 | 0 | 0 | 0 | 0 | 0 | 0 | 0 | 0 | 0 | 0 | 0 | 0 | 0
| 0 | 0 | Opex | 0 | 0 | 0 | 0 | 0 | 0 | 0 | 0 | 0 | 0 | 0 | 0 | 0 | 0 | 0 | 0 | 0 | 0 | 0 | 0 | 0 | 0 | 0 | 0 | 0 | 0 | 0 | 0 | 0 | 0
| 0 | 0 | Reduction in unserved energy | 0 | 0 | 0 | 0 | 0 | 0 | 0 | 0 | 0 | 0 | 0 | 0 | 0 | 0 | 0 | 0 | 0 | 0 | 0 | 0 | 0 | 0 | 0 | 0 | 0 | 0 | 0 | 0 | 0 | 0
| 0 | 0 | Net benefit | 0 | 0 | 0 | 0 | 0 | 0 | 0 | 0 | 0 | 0 | 0 | 0 | 0 | 0 | 0 | 0 | 0 | 0 | 0 | 0 | 0 | 0 | 0 | 0 | 0 | 0 | 0 | 0 | 0 | 0
|  |  | EUE Value ($m, real $2024) | 0 | 0 | 0 | 0 | 0 | 0 | 0 | 0 | 0 | 0 | 0 | 0 | 0 | 0 | 0 | 0 | 0 | 0 | 0 | 0 | 0 | 0 | 0 | 0 | 0 | 0 | 0 | 0 | 0 | 0
|  |  | Annualised capex | 0 | 0 | 0 | 0 | 0 | 0 | 0 | 0 | 0 | 0 | 0 | 0 | 0 | 0 | 0 | 0 | 0 | 0 | 0 | 0 | 0 | 0 | 0 | 0 | 0 | 0 | 0 | 0 | 0 | 0
|  |  | Annualised cost (capex+opex) | 0 | 0 | 0 | 0 | 0 | 0 | 0 | 0 | 0 | 0 | 0 | 0 | 0 | 0 | 0 | 0 | 0 | 0 | 0 | 0 | 0 | 0 | 0 | 0 | 0 | 0 | 0 | 0 | 0 | 0
|  |  | Optimal timing (interim calc) | 0 | 0 | 0 | 0 | 0 | 0 | 0 | 0 | 0 | 0 | 0 | 0 | 0 | 0 | 0 | 0 | 0 | 0 | 0 | 0 | 0 | 0 | 0 | 0 | 0 | 0 | 0 | 0 | 0 | 0
|  |  | Optimal timing | - | - | - | - | - | - | - | [19 empty] | - | - | - | - | bar: 1 to 19
Adjusted For Optimal Timing: | 0 | 0 | Capex | 0 | 0 | 0 | 0 | 0 | 0 | 0 | 0 | 0 | 0 | 0 | 0 | 0 | 0 | 0 | 0 | 0 | 0 | 0 | 0 | 0 | 0 | 0 | 0 | 0 | 0 | 0 | 0 | 0 | 0
| 0 | 0 | Opex | 0 | 0 | 0 | 0 | 0 | 0 | 0 | 0 | 0 | 0 | 0 | 0 | 0 | 0 | 0 | 0 | 0 | 0 | 0 | 0 | 0 | 0 | 0 | 0 | 0 | 0 | 0 | 0 | 0 | 0
| 0 | 0 | Reduction in unserved energy | 0 | 0 | 0 | 0 | 0 | 0 | 0 | 0 | 0 | 0 | 0 | 0 | 0 | 0 | 0 | 0 | 0 | 0 | 0 | 0 | 0 | 0 | 0 | 0 | 0 | 0 | 0 | 0 | 0 | 0
| 0 | 0 | Net benefit | 0 | 0 | 0 | 0 | 0 | 0 | 0 | 0 | 0 | 0 | 0 | 0 | 0 | 0 | 0 | 0 | 0 | 0 | 0 | 0 | 0 | 0 | 0 | 0 | 0 | 0 | 0 | 0 | 0 | 0
Option 8
Determining Optimal Timing: | Discounted | Undiscounted
| 0 | 0 | Capex | 0 | 0 | 0 | 0 | 0 | 0 | 0 | 0 | 0 | 0 | 0 | 0 | 0 | 0 | 0 | 0 | 0 | 0 | 0 | 0 | 0 | 0 | 0 | 0 | 0 | 0 | 0 | 0 | 0 | 0
| 0 | 0 | Opex | 0 | 0 | 0 | 0 | 0 | 0 | 0 | 0 | 0 | 0 | 0 | 0 | 0 | 0 | 0 | 0 | 0 | 0 | 0 | 0 | 0 | 0 | 0 | 0 | 0 | 0 | 0 | 0 | 0 | 0
| 0 | 0 | Reduction in unserved energy | 0 | 0 | 0 | 0 | 0 | 0 | 0 | 0 | 0 | 0 | 0 | 0 | 0 | 0 | 0 | 0 | 0 | 0 | 0 | 0 | 0 | 0 | 0 | 0 | 0 | 0 | 0 | 0 | 0 | 0
| 0 | 0 | Net benefit | 0 | 0 | 0 | 0 | 0 | 0 | 0 | 0 | 0 | 0 | 0 | 0 | 0 | 0 | 0 | 0 | 0 | 0 | 0 | 0 | 0 | 0 | 0 | 0 | 0 | 0 | 0 | 0 | 0 | 0
|  |  | EUE Value ($m, real $2024) | 0 | 0 | 0 | 0 | 0 | 0 | 0 | 0 | 0 | 0 | 0 | 0 | 0 | 0 | 0 | 0 | 0 | 0 | 0 | 0 | 0 | 0 | 0 | 0 | 0 | 0 | 0 | 0 | 0 | 0
|  |  | Annualised capex | 0 | 0 | 0 | 0 | 0 | 0 | 0 | 0 | 0 | 0 | 0 | 0 | 0 | 0 | 0 | 0 | 0 | 0 | 0 | 0 | 0 | 0 | 0 | 0 | 0 | 0 | 0 | 0 | 0 | 0
|  |  | Annualised cost (capex+opex) | 0 | 0 | 0 | 0 | 0 | 0 | 0 | 0 | 0 | 0 | 0 | 0 | 0 | 0 | 0 | 0 | 0 | 0 | 0 | 0 | 0 | 0 | 0 | 0 | 0 | 0 | 0 | 0 | 0 | 0
|  |  | Optimal timing (interim calc) | 0 | 0 | 0 | 0 | 0 | 0 | 0 | 0 | 0 | 0 | 0 | 0 | 0 | 0 | 0 | 0 | 0 | 0 | 0 | 0 | 0 | 0 | 0 | 0 | 0 | 0 | 0 | 0 | 0 | 0
|  |  | Optimal timing | - | - | - | - | - | - | - | [19 empty] | - | - | - | - | bar: 1 to 19
Adjusted For Optimal Timing: | 0 | 0 | Capex | 0 | 0 | 0 | 0 | 0 | 0 | 0 | 0 | 0 | 0 | 0 | 0 | 0 | 0 | 0 | 0 | 0 | 0 | 0 | 0 | 0 | 0 | 0 | 0 | 0 | 0 | 0 | 0 | 0 | 0
| 0 | 0 | Opex | 0 | 0 | 0 | 0 | 0 | 0 | 0 | 0 | 0 | 0 | 0 | 0 | 0 | 0 | 0 | 0 | 0 | 0 | 0 | 0 | 0 | 0 | 0 | 0 | 0 | 0 | 0 | 0 | 0 | 0
| 0 | 0 | Reduction in unserved energy | 0 | 0 | 0 | 0 | 0 | 0 | 0 | 0 | 0 | 0 | 0 | 0 | 0 | 0 | 0 | 0 | 0 | 0 | 0 | 0 | 0 | 0 | 0 | 0 | 0 | 0 | 0 | 0 | 0 | 0
| 0 | 0 | Net benefit | 0 | 0 | 0 | 0 | 0 | 0 | 0 | 0 | 0 | 0 | 0 | 0 | 0 | 0 | 0 | 0 | 0 | 0 | 0 | 0 | 0 | 0 | 0 | 0 | 0 | 0 | 0 | 0 | 0 | 0
Option 9
Determining Optimal Timing: | Discounted | Undiscounted
| 0 | 0 | Capex | 0 | 0 | 0 | 0 | 0 | 0 | 0 | 0 | 0 | 0 | 0 | 0 | 0 | 0 | 0 | 0 | 0 | 0 | 0 | 0 | 0 | 0 | 0 | 0 | 0 | 0 | 0 | 0 | 0 | 0
| 0 | 0 | Opex | 0 | 0 | 0 | 0 | 0 | 0 | 0 | 0 | 0 | 0 | 0 | 0 | 0 | 0 | 0 | 0 | 0 | 0 | 0 | 0 | 0 | 0 | 0 | 0 | 0 | 0 | 0 | 0 | 0 | 0
| 0 | 0 | Reduction in unserved energy | 0 | 0 | 0 | 0 | 0 | 0 | 0 | 0 | 0 | 0 | 0 | 0 | 0 | 0 | 0 | 0 | 0 | 0 | 0 | 0 | 0 | 0 | 0 | 0 | 0 | 0 | 0 | 0 | 0 | 0
| 0 | 0 | Net benefit | 0 | 0 | 0 | 0 | 0 | 0 | 0 | 0 | 0 | 0 | 0 | 0 | 0 | 0 | 0 | 0 | 0 | 0 | 0 | 0 | 0 | 0 | 0 | 0 | 0 | 0 | 0 | 0 | 0 | 0
|  |  | EUE Value ($m, real $2024) | 0 | 0 | 0 | 0 | 0 | 0 | 0 | 0 | 0 | 0 | 0 | 0 | 0 | 0 | 0 | 0 | 0 | 0 | 0 | 0 | 0 | 0 | 0 | 0 | 0 | 0 | 0 | 0 | 0 | 0
|  |  | Annualised capex | 0 | 0 | 0 | 0 | 0 | 0 | 0 | 0 | 0 | 0 | 0 | 0 | 0 | 0 | 0 | 0 | 0 | 0 | 0 | 0 | 0 | 0 | 0 | 0 | 0 | 0 | 0 | 0 | 0 | 0
|  |  | Annualised cost (capex+opex) | 0 | 0 | 0 | 0 | 0 | 0 | 0 | 0 | 0 | 0 | 0 | 0 | 0 | 0 | 0 | 0 | 0 | 0 | 0 | 0 | 0 | 0 | 0 | 0 | 0 | 0 | 0 | 0 | 0 | 0
|  |  | Optimal timing (interim calc) | 0 | 0 | 0 | 0 | 0 | 0 | 0 | 0 | 0 | 0 | 0 | 0 | 0 | 0 | 0 | 0 | 0 | 0 | 0 | 0 | 0 | 0 | 0 | 0 | 0 | 0 | 0 | 0 | 0 | 0
|  |  | Optimal timing | - | - | - | - | - | - | - | [19 empty] | - | - | - | - | bar: 1 to 19
Adjusted For Optimal Timing: | 0 | 0 | Capex | 0 | 0 | 0 | 0 | 0 | 0 | 0 | 0 | 0 | 0 | 0 | 0 | 0 | 0 | 0 | 0 | 0 | 0 | 0 | 0 | 0 | 0 | 0 | 0 | 0 | 0 | 0 | 0 | 0 | 0
| 0 | 0 | Opex | 0 | 0 | 0 | 0 | 0 | 0 | 0 | 0 | 0 | 0 | 0 | 0 | 0 | 0 | 0 | 0 | 0 | 0 | 0 | 0 | 0 | 0 | 0 | 0 | 0 | 0 | 0 | 0 | 0 | 0
| 0 | 0 | Reduction in unserved energy | 0 | 0 | 0 | 0 | 0 | 0 | 0 | 0 | 0 | 0 | 0 | 0 | 0 | 0 | 0 | 0 | 0 | 0 | 0 | 0 | 0 | 0 | 0 | 0 | 0 | 0 | 0 | 0 | 0 | 0
| 0 | 0 | Net benefit | 0 | 0 | 0 | 0 | 0 | 0 | 0 | 0 | 0 | 0 | 0 | 0 | 0 | 0 | 0 | 0 | 0 | 0 | 0 | 0 | 0 | 0 | 0 | 0 | 0 | 0 | 0 | 0 | 0 | 0
Option 10
Determining Optimal Timing: | Discounted | Undiscounted
| 0 | 0 | Capex | 0 | 0 | 0 | 0 | 0 | 0 | 0 | 0 | 0 | 0 | 0 | 0 | 0 | 0 | 0 | 0 | 0 | 0 | 0 | 0 | 0 | 0 | 0 | 0 | 0 | 0 | 0 | 0 | 0 | 0
| 0 | 0 | Opex | 0 | 0 | 0 | 0 | 0 | 0 | 0 | 0 | 0 | 0 | 0 | 0 | 0 | 0 | 0 | 0 | 0 | 0 | 0 | 0 | 0 | 0 | 0 | 0 | 0 | 0 | 0 | 0 | 0 | 0
| 0 | 0 | Reduction in unserved energy | 0 | 0 | 0 | 0 | 0 | 0 | 0 | 0 | 0 | 0 | 0 | 0 | 0 | 0 | 0 | 0 | 0 | 0 | 0 | 0 | 0 | 0 | 0 | 0 | 0 | 0 | 0 | 0 | 0 | 0
| 0 | 0 | Net benefit | 0 | 0 | 0 | 0 | 0 | 0 | 0 | 0 | 0 | 0 | 0 | 0 | 0 | 0 | 0 | 0 | 0 | 0 | 0 | 0 | 0 | 0 | 0 | 0 | 0 | 0 | 0 | 0 | 0 | 0
|  |  | EUE Value ($m, real $2024) | 0 | 0 | 0 | 0 | 0 | 0 | 0 | 0 | 0 | 0 | 0 | 0 | 0 | 0 | 0 | 0 | 0 | 0 | 0 | 0 | 0 | 0 | 0 | 0 | 0 | 0 | 0 | 0 | 0 | 0
|  |  | Annualised capex | 0 | 0 | 0 | 0 | 0 | 0 | 0 | 0 | 0 | 0 | 0 | 0 | 0 | 0 | 0 | 0 | 0 | 0 | 0 | 0 | 0 | 0 | 0 | 0 | 0 | 0 | 0 | 0 | 0 | 0
|  |  | Annualised cost (capex+opex) | 0 | 0 | 0 | 0 | 0 | 0 | 0 | 0 | 0 | 0 | 0 | 0 | 0 | 0 | 0 | 0 | 0 | 0 | 0 | 0 | 0 | 0 | 0 | 0 | 0 | 0 | 0 | 0 | 0 | 0
|  |  | Optimal timing (interim calc) | 0 | 0 | 0 | 0 | 0 | 0 | 0 | 0 | 0 | 0 | 0 | 0 | 0 | 0 | 0 | 0 | 0 | 0 | 0 | 0 | 0 | 0 | 0 | 0 | 0 | 0 | 0 | 0 | 0 | 0
|  |  | Optimal timing | - | - | - | - | - | - | - | [19 empty] | - | - | - | - | bar: 1 to 19
Adjusted For Optimal Timing: | 0 | 0 | Capex | 0 | 0 | 0 | 0 | 0 | 0 | 0 | 0 | 0 | 0 | 0 | 0 | 0 | 0 | 0 | 0 | 0 | 0 | 0 | 0 | 0 | 0 | 0 | 0 | 0 | 0 | 0 | 0 | 0 | 0
| 0 | 0 | Opex | 0 | 0 | 0 | 0 | 0 | 0 | 0 | 0 | 0 | 0 | 0 | 0 | 0 | 0 | 0 | 0 | 0 | 0 | 0 | 0 | 0 | 0 | 0 | 0 | 0 | 0 | 0 | 0 | 0 | 0
| 0 | 0 | Reduction in unserved energy | 0 | 0 | 0 | 0 | 0 | 0 | 0 | 0 | 0 | 0 | 0 | 0 | 0 | 0 | 0 | 0 | 0 | 0 | 0 | 0 | 0 | 0 | 0 | 0 | 0 | 0 | 0 | 0 | 0 | 0
| 0 | 0 | Net benefit | 0 | 0 | 0 | 0 | 0 | 0 | 0 | 0 | 0 | 0 | 0 | 0 | 0 | 0 | 0 | 0 | 0 | 0 | 0 | 0 | 0 | 0 | 0 | 0 | 0 | 0 | 0 | 0 | 0 | 0

## 3.2.8 NPV (High VCR)
Economic inputs and assumptions
Scenario | Discount rate | Central
| Cost | Central
| VCR | Upper bound
|  | Central | Lower bound | Upper bound
| Discount rate | 5.56% | 4.11% | 7%
| Cost | 100% | 80% | 120%
| VCR | 100% | 80% | 120%
Asset life for calculating annualised capex (years) | Option 1 | 45
| Option 2 | 45
| Option 3 | 45
| Option 4 | 15
| Option 5 | 45
| Option 6 | 45
| Option 7 | 45
| Option 8 | 45
| Option 9 | 45
| Option 10 | 45
|  |  |  | 1 | 2 | 3 | 4 | 5 | 6 | 7 | 8 | 9 | 10 | 11 | 12 | 13 | 14 | 15 | 16 | 17 | 18 | 19 | 20 | 21 | 22 | 23 | 24 | 25 | 26 | 27 | 28 | 29 | 30
|  |  |  | FY25 | FY26 | FY27 | FY28 | FY29 | FY30 | FY31 | FY32 | FY33 | FY34 | FY35 | FY36 | FY37 | FY38 | FY39 | FY40 | FY41 | FY42 | FY43 | FY44 | FY45 | FY46 | FY47 | FY48 | FY49 | FY50 | FY51 | FY52 | FY53 | FY54
Outputs | bar: 3 FY27; 7 FY31
Option 1
| Discounted | Undiscounted
| 0 | 0 | Capex | 0 | 0 | 0 | 0 | 0 | 0 | 0 | 0 | 0 | 0 | 0 | 0 | 0 | 0 | 0 | 0 | 0 | 0 | 0 | 0 | 0 | 0 | 0 | 0 | 0 | 0 | 0 | 0 | 0 | 0
| 0 | 0 | Opex | 0 | 0 | 0 | 0 | 0 | 0 | 0 | 0 | 0 | 0 | 0 | 0 | 0 | 0 | 0 | 0 | 0 | 0 | 0 | 0 | 0 | 0 | 0 | 0 | 0 | 0 | 0 | 0 | 0 | 0
| 0 | 0 | Reduction in unserved energy | 0 | 0 | 0 | 0 | 0 | 0 | 0 | 0 | 0 | 0 | 0 | 0 | 0 | 0 | 0 | 0 | 0 | 0 | 0 | 0 | 0 | 0 | 0 | 0 | 0 | 0 | 0 | 0 | 0 | 0
| 0 | 0 | Net benefit | 0 | 0 | 0 | 0 | 0 | 0 | 0 | 0 | 0 | 0 | 0 | 0 | 0 | 0 | 0 | 0 | 0 | 0 | 0 | 0 | 0 | 0 | 0 | 0 | 0 | 0 | 0 | 0 | 0 | 0
|  |  | EUE Value ($m, real $2024) | 0.64277 | 1.0604 | 0.11415 | 0.26842 | 0.44388 | 0.83414 | 1.5862 | 2.9841 | 5.9958 | 9.9837 | 17.7235 | 27.4289 | 31.6808 | 47.0912 | 69.8247 | 69.8247 | 69.8247 | 69.8247 | 69.8247 | 69.8247 | 69.8247 | 69.8247 | 69.8247 | 69.8247 | 69.8247 | 69.8247 | 69.8247 | 69.8247 | 69.8247 | 69.8247
Option 2
Determining Optimal Timing: | Discounted | Undiscounted
| 12.9602 | 14.4415 | Capex | 0 | 0 | 14.4415 | 0 | 0 | 0 | 0 | 0 | 0 | 0 | 0 | 0 | 0 | 0 | 0 | 0 | 0 | 0 | 0 | 0 | 0 | 0 | 0 | 0 | 0 | 0 | 0 | 0 | 0 | 0
| 1.7902 | 3.8992 | Opex | 0 | 0 | 0 | 0.14441 | 0.14441 | 0.14441 | 0.14441 | 0.14441 | 0.14441 | 0.14441 | 0.14441 | 0.14441 | 0.14441 | 0.14441 | 0.14441 | 0.14441 | 0.14441 | 0.14441 | 0.14441 | 0.14441 | 0.14441 | 0.14441 | 0.14441 | 0.14441 | 0.14441 | 0.14441 | 0.14441 | 0.14441 | 0.14441 | 0.14441
| 421.272 | 1207.7898 | Reduction in unserved energy | 0 | 0 | 0 | 0.26842 | 0.44388 | 0.83414 | 1.5862 | 2.9841 | 5.9848 | 9.9075 | 17.5527 | 26.8771 | 30.9265 | 45.5481 | 66.5548 | 66.5548 | 66.5548 | 66.5548 | 66.5548 | 66.5548 | 66.5548 | 66.5548 | 66.5548 | 66.5548 | 66.5548 | 66.5548 | 66.5548 | 66.5548 | 66.5548 | 66.5548
| 406.5216 | 1189.4491 | Net benefit | 0 | 0 | -14.4415 | 0.12401 | 0.29947 | 0.68973 | 1.4418 | 2.8396 | 5.8403 | 9.7631 | 17.4083 | 26.7327 | 30.7821 | 45.4037 | 66.4104 | 66.4104 | 66.4104 | 66.4104 | 66.4104 | 66.4104 | 66.4104 | 66.4104 | 66.4104 | 66.4104 | 66.4104 | 66.4104 | 66.4104 | 66.4104 | 66.4104 | 66.4104
|  |  | EUE Value ($m, real $2024) | 0.64277 | 1.0604 | 0.11415 | 0 | 0 | 0 | 0 | 0 | 0.011091 | 0.076231 | 0.17081 | 0.55172 | 0.75432 | 1.5431 | 3.2699 | 3.2699 | 3.2699 | 3.2699 | 3.2699 | 3.2699 | 3.2699 | 3.2699 | 3.2699 | 3.2699 | 3.2699 | 3.2699 | 3.2699 | 3.2699 | 3.2699 | 3.2699
|  |  | Annualised capex | 0 | 0 | 0.78978 | 0.78978 | 0.78978 | 0.78978 | 0.78978 | 0.78978 | 0.78978 | 0.78978 | 0.78978 | 0.78978 | 0.78978 | 0.78978 | 0.78978 | 0.78978 | 0.78978 | 0.78978 | 0.78978 | 0.78978 | 0.78978 | 0.78978 | 0.78978 | 0.78978 | 0.78978 | 0.78978 | 0.78978 | 0.78978 | 0.78978 | 0.78978
|  |  | Annualised cost (capex+opex) | 0 | 0 | 0.78978 | 0.93419 | 0.93419 | 0.93419 | 0.93419 | 0.93419 | 0.93419 | 0.93419 | 0.93419 | 0.93419 | 0.93419 | 0.93419 | 0.93419 | 0.93419 | 0.93419 | 0.93419 | 0.93419 | 0.93419 | 0.93419 | 0.93419 | 0.93419 | 0.93419 | 0.93419 | 0.93419 | 0.93419 | 0.93419 | 0.93419 | 0.93419
|  |  | Optimal timing (interim calc) | 0 | 0 | 0 | 0 | 0 | 0 | 1 | 1 | 1 | 1 | 1 | 1 | 1 | 1 | 1 | 1 | 1 | 1 | 1 | 1 | 1 | 1 | 1 | 1 | 1 | 1 | 1 | 1 | 1 | 1
|  |  | Optimal timing | - | - | - | - | - | - | Yes | - | - | - | - | - | - | - | - | - | - | - | - | - | - | - | - | - | - | - | - | - | - | -
Adjusted For Optimal Timing: | 11.0183 | 14.4415 | Capex | 0 | 0 | 0 | 0 | 0 | 14.4415 | 0 | 0 | 0 | 0 | 0 | 0 | 0 | 0 | 0 | 0 | 0 | 0 | 0 | 0 | 0 | 0 | 0 | 0 | 0 | 0 | 0 | 0 | 0 | 0
| 1.4409 | 3.466 | Opex | 0 | 0 | 0 | 0 | 0 | 0 | 0.14441 | 0.14441 | 0.14441 | 0.14441 | 0.14441 | 0.14441 | 0.14441 | 0.14441 | 0.14441 | 0.14441 | 0.14441 | 0.14441 | 0.14441 | 0.14441 | 0.14441 | 0.14441 | 0.14441 | 0.14441 | 0.14441 | 0.14441 | 0.14441 | 0.14441 | 0.14441 | 0.14441
| 420.0499 | 1206.2434 | Reduction in unserved energy | 0 | 0 | 0 | 0 | 0 | 0 | 1.5862 | 2.9841 | 5.9848 | 9.9075 | 17.5527 | 26.8771 | 30.9265 | 45.5481 | 66.5548 | 66.5548 | 66.5548 | 66.5548 | 66.5548 | 66.5548 | 66.5548 | 66.5548 | 66.5548 | 66.5548 | 66.5548 | 66.5548 | 66.5548 | 66.5548 | 66.5548 | 66.5548
| 407.5907 | 1188.3359 | Net benefit | 0 | 0 | 0 | 0 | 0 | -14.4415 | 1.4418 | 2.8396 | 5.8403 | 9.7631 | 17.4083 | 26.7327 | 30.7821 | 45.4037 | 66.4104 | 66.4104 | 66.4104 | 66.4104 | 66.4104 | 66.4104 | 66.4104 | 66.4104 | 66.4104 | 66.4104 | 66.4104 | 66.4104 | 66.4104 | 66.4104 | 66.4104 | 66.4104
Option 3
Determining Optimal Timing: | Discounted | Undiscounted
| 5.527 | 6.1587 | Capex | 0 | 0 | 6.1587 | 0 | 0 | 0 | 0 | 0 | 0 | 0 | 0 | 0 | 0 | 0 | 0 | 0 | 0 | 0 | 0 | 0 | 0 | 0 | 0 | 0 | 0 | 0 | 0 | 0 | 0 | 0
| 0.76343 | 1.6628 | Opex | 0 | 0 | 0 | 0.061587 | 0.061587 | 0.061587 | 0.061587 | 0.061587 | 0.061587 | 0.061587 | 0.061587 | 0.061587 | 0.061587 | 0.061587 | 0.061587 | 0.061587 | 0.061587 | 0.061587 | 0.061587 | 0.061587 | 0.061587 | 0.061587 | 0.061587 | 0.061587 | 0.061587 | 0.061587 | 0.061587 | 0.061587 | 0.061587 | 0.061587
| 439.7469 | 1263.2155 | Reduction in unserved energy | 0 | 0 | 0 | 0.26842 | 0.44388 | 0.83414 | 1.5862 | 2.9841 | 5.9958 | 9.9837 | 17.7235 | 27.4289 | 31.6808 | 47.0912 | 69.8247 | 69.8247 | 69.8247 | 69.8247 | 69.8247 | 69.8247 | 69.8247 | 69.8247 | 69.8247 | 69.8247 | 69.8247 | 69.8247 | 69.8247 | 69.8247 | 69.8247 | 69.8247
| 433.4565 | 1255.3939 | Net benefit | 0 | 0 | -6.1587 | 0.20683 | 0.38229 | 0.77256 | 1.5246 | 2.9225 | 5.9343 | 9.9222 | 17.6619 | 27.3673 | 31.6192 | 47.0296 | 69.7631 | 69.7631 | 69.7631 | 69.7631 | 69.7631 | 69.7631 | 69.7631 | 69.7631 | 69.7631 | 69.7631 | 69.7631 | 69.7631 | 69.7631 | 69.7631 | 69.7631 | 69.7631
|  |  | EUE Value ($m, real $2024) | 0.64277 | 1.0604 | 0.11415 | 0 | 0 | 0 | 0 | 0 | 0 | 0 | 0 | 0 | 0 | 0 | 0 | 0 | 0 | 0 | 0 | 0 | 0 | 0 | 0 | 0 | 0 | 0 | 0 | 0 | 0 | 0
|  |  | Annualised capex | 0 | 0 | 0.33681 | 0.33681 | 0.33681 | 0.33681 | 0.33681 | 0.33681 | 0.33681 | 0.33681 | 0.33681 | 0.33681 | 0.33681 | 0.33681 | 0.33681 | 0.33681 | 0.33681 | 0.33681 | 0.33681 | 0.33681 | 0.33681 | 0.33681 | 0.33681 | 0.33681 | 0.33681 | 0.33681 | 0.33681 | 0.33681 | 0.33681 | 0.33681
|  |  | Annualised cost (capex+opex) | 0 | 0 | 0.33681 | 0.39839 | 0.39839 | 0.39839 | 0.39839 | 0.39839 | 0.39839 | 0.39839 | 0.39839 | 0.39839 | 0.39839 | 0.39839 | 0.39839 | 0.39839 | 0.39839 | 0.39839 | 0.39839 | 0.39839 | 0.39839 | 0.39839 | 0.39839 | 0.39839 | 0.39839 | 0.39839 | 0.39839 | 0.39839 | 0.39839 | 0.39839
|  |  | Optimal timing (interim calc) | 0 | 0 | 0 | 0 | 1 | 1 | 1 | 1 | 1 | 1 | 1 | 1 | 1 | 1 | 1 | 1 | 1 | 1 | 1 | 1 | 1 | 1 | 1 | 1 | 1 | 1 | 1 | 1 | 1 | 1
|  |  | Optimal timing | - | - | - | - | Yes | - | - | - | - | - | - | - | - | - | - | - | - | - | - | - | - | - | - | - | - | - | - | - | - | -
Adjusted For Optimal Timing: | 5.2359 | 6.1587 | Capex | 0 | 0 | 0 | 6.1587 | 0 | 0 | 0 | 0 | 0 | 0 | 0 | 0 | 0 | 0 | 0 | 0 | 0 | 0 | 0 | 0 | 0 | 0 | 0 | 0 | 0 | 0 | 0 | 0 | 0 | 0
| 0.71107 | 1.6013 | Opex | 0 | 0 | 0 | 0 | 0.061587 | 0.061587 | 0.061587 | 0.061587 | 0.061587 | 0.061587 | 0.061587 | 0.061587 | 0.061587 | 0.061587 | 0.061587 | 0.061587 | 0.061587 | 0.061587 | 0.061587 | 0.061587 | 0.061587 | 0.061587 | 0.061587 | 0.061587 | 0.061587 | 0.061587 | 0.061587 | 0.061587 | 0.061587 | 0.061587
| 439.5187 | 1262.947 | Reduction in unserved energy | 0 | 0 | 0 | 0 | 0.44388 | 0.83414 | 1.5862 | 2.9841 | 5.9958 | 9.9837 | 17.7235 | 27.4289 | 31.6808 | 47.0912 | 69.8247 | 69.8247 | 69.8247 | 69.8247 | 69.8247 | 69.8247 | 69.8247 | 69.8247 | 69.8247 | 69.8247 | 69.8247 | 69.8247 | 69.8247 | 69.8247 | 69.8247 | 69.8247
| 433.5717 | 1255.1871 | Net benefit | 0 | 0 | 0 | -6.1587 | 0.38229 | 0.77256 | 1.5246 | 2.9225 | 5.9343 | 9.9222 | 17.6619 | 27.3673 | 31.6192 | 47.0296 | 69.7631 | 69.7631 | 69.7631 | 69.7631 | 69.7631 | 69.7631 | 69.7631 | 69.7631 | 69.7631 | 69.7631 | 69.7631 | 69.7631 | 69.7631 | 69.7631 | 69.7631 | 69.7631
Option 4
Determining Optimal Timing: | Discounted | Undiscounted
| 24.2462 | 36.5077 | Capex | 0 | 0 | 19.4348 | 0 | 0 | 0 | 0 | 0 | 0 | 0 | 0 | 0 | 0 | 0 | 0 | 0 | 0 | 17.0728 | 0 | 0 | 0 | 0 | 0 | 0 | 0 | 0 | 0 | 0 | 0 | 0
| 2.4091 | 5.2474 | Opex | 0 | 0 | 0 | 0.19435 | 0.19435 | 0.19435 | 0.19435 | 0.19435 | 0.19435 | 0.19435 | 0.19435 | 0.19435 | 0.19435 | 0.19435 | 0.19435 | 0.19435 | 0.19435 | 0.19435 | 0.19435 | 0.19435 | 0.19435 | 0.19435 | 0.19435 | 0.19435 | 0.19435 | 0.19435 | 0.19435 | 0.19435 | 0.19435 | 0.19435
| 438.9895 | 1260.8769 | Reduction in unserved energy | 0 | 0 | 0 | 0.26842 | 0.44388 | 0.83414 | 1.5862 | 2.9841 | 5.9958 | 9.9837 | 17.7235 | 27.4289 | 31.6808 | 47.0692 | 69.6799 | 69.6799 | 69.6799 | 69.6799 | 69.6799 | 69.6799 | 69.6799 | 69.6799 | 69.6799 | 69.6799 | 69.6799 | 69.6799 | 69.6799 | 69.6799 | 69.6799 | 69.6799
| 412.3341 | 1219.1218 | Net benefit | 0 | 0 | -19.4348 | 0.074074 | 0.24953 | 0.6398 | 1.3919 | 2.7897 | 5.8015 | 9.7894 | 17.5292 | 27.2345 | 31.4865 | 46.8748 | 69.4855 | 69.4855 | 69.4855 | 52.4127 | 69.4855 | 69.4855 | 69.4855 | 69.4855 | 69.4855 | 69.4855 | 69.4855 | 69.4855 | 69.4855 | 69.4855 | 69.4855 | 69.4855
|  |  | EUE Value ($m, real $2024) | 0.64277 | 1.0604 | 0.11415 | 0 | 0 | 0 | 0 | 0 | 0 | 0 | 0 | 0 | 4.5107e-06 | 0.022063 | 0.14478 | 0.14478 | 0.14478 | 0.14478 | 0.14478 | 0.14478 | 0.14478 | 0.14478 | 0.14478 | 0.14478 | 0.14478 | 0.14478 | 0.14478 | 0.14478 | 0.14478 | 0.14478
|  |  | Annualised capex | 0 | 0 | 2.4252 | 2.4252 | 2.4252 | 2.4252 | 2.4252 | 2.4252 | 2.4252 | 2.4252 | 2.4252 | 2.4252 | 2.4252 | 2.4252 | 2.4252 | 2.4252 | 2.4252 | 2.4252 | 2.4252 | 2.4252 | 2.4252 | 2.4252 | 2.4252 | 2.4252 | 2.4252 | 2.4252 | 2.4252 | 2.4252 | 2.4252 | 2.4252
|  |  | Annualised cost (capex+opex) | 0 | 0 | 2.4252 | 2.6195 | 2.6195 | 2.6195 | 2.6195 | 2.6195 | 2.6195 | 2.6195 | 2.6195 | 2.6195 | 2.6195 | 2.6195 | 2.6195 | 2.6195 | 2.6195 | 2.6195 | 2.6195 | 2.6195 | 2.6195 | 2.6195 | 2.6195 | 2.6195 | 2.6195 | 2.6195 | 2.6195 | 2.6195 | 2.6195 | 2.6195
|  |  | Optimal timing (interim calc) | 0 | 0 | 0 | 0 | 0 | 0 | 0 | 1 | 1 | 1 | 1 | 1 | 1 | 1 | 1 | 1 | 1 | 1 | 1 | 1 | 1 | 1 | 1 | 1 | 1 | 1 | 1 | 1 | 1 | 1
|  |  | Optimal timing | - | - | - | - | - | - | - | Yes | - | - | - | - | - | - | - | - | - | - | - | - | - | - | - | - | - | - | - | - | - | -
[11 empty] | 1 | 2 | 3 | 4 | 5 | 6 | 7 | 8 | 9 | 10 | 11 | 12 | 13 | 14 | 15 | 16 | 17 | 18 | 19
Adjusted For Optimal Timing: | 19.5275 | 36.5077 | Capex | 0 | 0 | 0 | 0 | 0 | 0 | 19.4348 | 0 | 0 | 0 | 0 | 0 | 0 | 0 | 0 | 0 | 0 | 0 | 0 | 0 | 0 | 17.0728 | 0 | 0 | 0 | 0 | 0 | 0 | 0 | 0
| 1.7986 | 4.47 | Opex | 0 | 0 | 0 | 0 | 0 | 0 | 0 | 0.19435 | 0.19435 | 0.19435 | 0.19435 | 0.19435 | 0.19435 | 0.19435 | 0.19435 | 0.19435 | 0.19435 | 0.19435 | 0.19435 | 0.19435 | 0.19435 | 0.19435 | 0.19435 | 0.19435 | 0.19435 | 0.19435 | 0.19435 | 0.19435 | 0.19435 | 0.19435
| 436.6209 | 1257.7442 | Reduction in unserved energy | 0 | 0 | 0 | 0 | 0 | 0 | 0 | 2.9841 | 5.9958 | 9.9837 | 17.7235 | 27.4289 | 31.6808 | 47.0692 | 69.6799 | 69.6799 | 69.6799 | 69.6799 | 69.6799 | 69.6799 | 69.6799 | 69.6799 | 69.6799 | 69.6799 | 69.6799 | 69.6799 | 69.6799 | 69.6799 | 69.6799 | 69.6799
| 415.2948 | 1216.7665 | Net benefit | 0 | 0 | 0 | 0 | 0 | 0 | -19.4348 | 2.7897 | 5.8015 | 9.7894 | 17.5292 | 27.2345 | 31.4865 | 46.8748 | 69.4855 | 69.4855 | 69.4855 | 69.4855 | 69.4855 | 69.4855 | 69.4855 | 52.4127 | 69.4855 | 69.4855 | 69.4855 | 69.4855 | 69.4855 | 69.4855 | 69.4855 | 69.4855
Option 5
Determining Optimal Timing: | Discounted | Undiscounted
| 0 | 0 | Capex | 0 | 0 | 0 | 0 | 0 | 0 | 0 | 0 | 0 | 0 | 0 | 0 | 0 | 0 | 0 | 0 | 0 | 0 | 0 | 0 | 0 | 0 | 0 | 0 | 0 | 0 | 0 | 0 | 0 | 0
| 228.9908 | 647.1128 | Opex | 0.47234 | 0.70951 | 0.095123 | 0.22041 | 0.35537 | 0.61158 | 1.0912 | 1.9943 | 3.8774 | 6.3185 | 11.0761 | 16.235 | 18.7519 | 25.8323 | 34.967 | 34.967 | 34.967 | 34.967 | 34.967 | 34.967 | 34.967 | 34.967 | 34.967 | 34.967 | 34.967 | 34.967 | 34.967 | 34.967 | 34.967 | 34.967
| 274.789 | 776.5353 | Reduction in unserved energy | 0.56681 | 0.85141 | 0.11415 | 0.26449 | 0.42645 | 0.73389 | 1.3095 | 2.3932 | 4.6529 | 7.5821 | 13.2913 | 19.482 | 22.5023 | 30.9987 | 41.9604 | 41.9604 | 41.9604 | 41.9604 | 41.9604 | 41.9604 | 41.9604 | 41.9604 | 41.9604 | 41.9604 | 41.9604 | 41.9604 | 41.9604 | 41.9604 | 41.9604 | 41.9604
| 45.7982 | 129.4226 | Net benefit | 0.094468 | 0.1419 | 0.019025 | 0.044082 | 0.071075 | 0.12232 | 0.21825 | 0.39887 | 0.77548 | 1.2637 | 2.2152 | 3.247 | 3.7504 | 5.1665 | 6.9934 | 6.9934 | 6.9934 | 6.9934 | 6.9934 | 6.9934 | 6.9934 | 6.9934 | 6.9934 | 6.9934 | 6.9934 | 6.9934 | 6.9934 | 6.9934 | 6.9934 | 6.9934
|  |  | EUE Value ($m, real $2024) | 0.075967 | 0.20904 | 0 | 0.003932 | 0.017434 | 0.10025 | 0.27674 | 0.59085 | 1.343 | 2.4016 | 4.4322 | 7.9468 | 9.1785 | 16.0925 | 27.8643 | 27.8643 | 27.8643 | 27.8643 | 27.8643 | 27.8643 | 27.8643 | 27.8643 | 27.8643 | 27.8643 | 27.8643 | 27.8643 | 27.8643 | 27.8643 | 27.8643 | 27.8643
|  |  | Annualised capex | 0 | 0 | 0 | 0 | 0 | 0 | 0 | 0 | 0 | 0 | 0 | 0 | 0 | 0 | 0 | 0 | 0 | 0 | 0 | 0 | 0 | 0 | 0 | 0 | 0 | 0 | 0 | 0 | 0 | 0
|  |  | Annualised cost (capex+opex) | 0.47234 | 0.70951 | 0.095123 | 0.22041 | 0.35537 | 0.61158 | 1.0912 | 1.9943 | 3.8774 | 6.3185 | 11.0761 | 16.235 | 18.7519 | 25.8323 | 34.967 | 34.967 | 34.967 | 34.967 | 34.967 | 34.967 | 34.967 | 34.967 | 34.967 | 34.967 | 34.967 | 34.967 | 34.967 | 34.967 | 34.967 | 34.967
|  |  | Optimal timing (interim calc) | 1 | 1 | 1 | 1 | 1 | 1 | 1 | [19 empty] | 1 | 1 | 1 | 1 | bar: 1 to 19
|  |  | Optimal timing | Yes | - | - | - | - | - | - | [19 empty] | - | - | - | - | bar: 1 to 19
Adjusted For Optimal Timing: | 0 | 0 | Capex | 0 | 0 | 0 | 0 | 0 | 0 | 0 | 0 | 0 | 0 | 0 | 0 | 0 | 0 | 0 | 0 | 0 | 0 | 0 | 0 | 0 | 0 | 0 | 0 | 0 | 0 | 0 | 0 | 0 | 0
| 228.9908 | 647.1128 | Opex | 0.47234 | 0.70951 | 0.095123 | 0.22041 | 0.35537 | 0.61158 | 1.0912 | 1.9943 | 3.8774 | 6.3185 | 11.0761 | 16.235 | 18.7519 | 25.8323 | 34.967 | 34.967 | 34.967 | 34.967 | 34.967 | 34.967 | 34.967 | 34.967 | 34.967 | 34.967 | 34.967 | 34.967 | 34.967 | 34.967 | 34.967 | 34.967
| 274.789 | 776.5353 | Reduction in unserved energy | 0.56681 | 0.85141 | 0.11415 | 0.26449 | 0.42645 | 0.73389 | 1.3095 | 2.3932 | 4.6529 | 7.5821 | 13.2913 | 19.482 | 22.5023 | 30.9987 | 41.9604 | 41.9604 | 41.9604 | 41.9604 | 41.9604 | 41.9604 | 41.9604 | 41.9604 | 41.9604 | 41.9604 | 41.9604 | 41.9604 | 41.9604 | 41.9604 | 41.9604 | 41.9604
| 45.7982 | 129.4226 | Net benefit | 0.094468 | 0.1419 | 0.019025 | 0.044082 | 0.071075 | 0.12232 | 0.21825 | 0.39887 | 0.77548 | 1.2637 | 2.2152 | 3.247 | 3.7504 | 5.1665 | 6.9934 | 6.9934 | 6.9934 | 6.9934 | 6.9934 | 6.9934 | 6.9934 | 6.9934 | 6.9934 | 6.9934 | 6.9934 | 6.9934 | 6.9934 | 6.9934 | 6.9934 | 6.9934
Option 6
Determining Optimal Timing: | Discounted | Undiscounted
| 0 | 0 | Capex | 0 | 0 | 0 | 0 | 0 | 0 | 0 | 0 | 0 | 0 | 0 | 0 | 0 | 0 | 0 | 0 | 0 | 0 | 0 | 0 | 0 | 0 | 0 | 0 | 0 | 0 | 0 | 0 | 0 | 0
| 0 | 0 | Opex | 0 | 0 | 0 | 0 | 0 | 0 | 0 | 0 | 0 | 0 | 0 | 0 | 0 | 0 | 0 | 0 | 0 | 0 | 0 | 0 | 0 | 0 | 0 | 0 | 0 | 0 | 0 | 0 | 0 | 0
| 0 | 0 | Reduction in unserved energy | 0 | 0 | 0 | 0 | 0 | 0 | 0 | 0 | 0 | 0 | 0 | 0 | 0 | 0 | 0 | 0 | 0 | 0 | 0 | 0 | 0 | 0 | 0 | 0 | 0 | 0 | 0 | 0 | 0 | 0
| 0 | 0 | Net benefit | 0 | 0 | 0 | 0 | 0 | 0 | 0 | 0 | 0 | 0 | 0 | 0 | 0 | 0 | 0 | 0 | 0 | 0 | 0 | 0 | 0 | 0 | 0 | 0 | 0 | 0 | 0 | 0 | 0 | 0
|  |  | EUE Value ($m, real $2024) | 0 | 0 | 0 | 0 | 0 | 0 | 0 | 0 | 0 | 0 | 0 | 0 | 0 | 0 | 0 | 0 | 0 | 0 | 0 | 0 | 0 | 0 | 0 | 0 | 0 | 0 | 0 | 0 | 0 | 0
|  |  | Annualised capex | 0 | 0 | 0 | 0 | 0 | 0 | 0 | 0 | 0 | 0 | 0 | 0 | 0 | 0 | 0 | 0 | 0 | 0 | 0 | 0 | 0 | 0 | 0 | 0 | 0 | 0 | 0 | 0 | 0 | 0
|  |  | Annualised cost (capex+opex) | 0 | 0 | 0 | 0 | 0 | 0 | 0 | 0 | 0 | 0 | 0 | 0 | 0 | 0 | 0 | 0 | 0 | 0 | 0 | 0 | 0 | 0 | 0 | 0 | 0 | 0 | 0 | 0 | 0 | 0
|  |  | Optimal timing (interim calc) | 0 | 0 | 0 | 0 | 0 | 0 | 0 | 0 | 0 | 0 | 0 | 0 | 0 | 0 | 0 | 0 | 0 | 0 | 0 | 0 | 0 | 0 | 0 | 0 | 0 | 0 | 0 | 0 | 0 | 0
|  |  | Optimal timing | - | - | - | - | - | - | - | [19 empty] | - | - | - | - | bar: 1 to 19
Adjusted For Optimal Timing: | 0 | 0 | Capex | 0 | 0 | 0 | 0 | 0 | 0 | 0 | 0 | 0 | 0 | 0 | 0 | 0 | 0 | 0 | 0 | 0 | 0 | 0 | 0 | 0 | 0 | 0 | 0 | 0 | 0 | 0 | 0 | 0 | 0
| 0 | 0 | Opex | 0 | 0 | 0 | 0 | 0 | 0 | 0 | 0 | 0 | 0 | 0 | 0 | 0 | 0 | 0 | 0 | 0 | 0 | 0 | 0 | 0 | 0 | 0 | 0 | 0 | 0 | 0 | 0 | 0 | 0
| 0 | 0 | Reduction in unserved energy | 0 | 0 | 0 | 0 | 0 | 0 | 0 | 0 | 0 | 0 | 0 | 0 | 0 | 0 | 0 | 0 | 0 | 0 | 0 | 0 | 0 | 0 | 0 | 0 | 0 | 0 | 0 | 0 | 0 | 0
| 0 | 0 | Net benefit | 0 | 0 | 0 | 0 | 0 | 0 | 0 | 0 | 0 | 0 | 0 | 0 | 0 | 0 | 0 | 0 | 0 | 0 | 0 | 0 | 0 | 0 | 0 | 0 | 0 | 0 | 0 | 0 | 0 | 0
Option 7
Determining Optimal Timing: | Discounted | Undiscounted
| 0 | 0 | Capex | 0 | 0 | 0 | 0 | 0 | 0 | 0 | 0 | 0 | 0 | 0 | 0 | 0 | 0 | 0 | 0 | 0 | 0 | 0 | 0 | 0 | 0 | 0 | 0 | 0 | 0 | 0 | 0 | 0 | 0
| 0 | 0 | Opex | 0 | 0 | 0 | 0 | 0 | 0 | 0 | 0 | 0 | 0 | 0 | 0 | 0 | 0 | 0 | 0 | 0 | 0 | 0 | 0 | 0 | 0 | 0 | 0 | 0 | 0 | 0 | 0 | 0 | 0
| 0 | 0 | Reduction in unserved energy | 0 | 0 | 0 | 0 | 0 | 0 | 0 | 0 | 0 | 0 | 0 | 0 | 0 | 0 | 0 | 0 | 0 | 0 | 0 | 0 | 0 | 0 | 0 | 0 | 0 | 0 | 0 | 0 | 0 | 0
| 0 | 0 | Net benefit | 0 | 0 | 0 | 0 | 0 | 0 | 0 | 0 | 0 | 0 | 0 | 0 | 0 | 0 | 0 | 0 | 0 | 0 | 0 | 0 | 0 | 0 | 0 | 0 | 0 | 0 | 0 | 0 | 0 | 0
|  |  | EUE Value ($m, real $2024) | 0 | 0 | 0 | 0 | 0 | 0 | 0 | 0 | 0 | 0 | 0 | 0 | 0 | 0 | 0 | 0 | 0 | 0 | 0 | 0 | 0 | 0 | 0 | 0 | 0 | 0 | 0 | 0 | 0 | 0
|  |  | Annualised capex | 0 | 0 | 0 | 0 | 0 | 0 | 0 | 0 | 0 | 0 | 0 | 0 | 0 | 0 | 0 | 0 | 0 | 0 | 0 | 0 | 0 | 0 | 0 | 0 | 0 | 0 | 0 | 0 | 0 | 0
|  |  | Annualised cost (capex+opex) | 0 | 0 | 0 | 0 | 0 | 0 | 0 | 0 | 0 | 0 | 0 | 0 | 0 | 0 | 0 | 0 | 0 | 0 | 0 | 0 | 0 | 0 | 0 | 0 | 0 | 0 | 0 | 0 | 0 | 0
|  |  | Optimal timing (interim calc) | 0 | 0 | 0 | 0 | 0 | 0 | 0 | 0 | 0 | 0 | 0 | 0 | 0 | 0 | 0 | 0 | 0 | 0 | 0 | 0 | 0 | 0 | 0 | 0 | 0 | 0 | 0 | 0 | 0 | 0
|  |  | Optimal timing | - | - | - | - | - | - | - | [19 empty] | - | - | - | - | bar: 1 to 19
Adjusted For Optimal Timing: | 0 | 0 | Capex | 0 | 0 | 0 | 0 | 0 | 0 | 0 | 0 | 0 | 0 | 0 | 0 | 0 | 0 | 0 | 0 | 0 | 0 | 0 | 0 | 0 | 0 | 0 | 0 | 0 | 0 | 0 | 0 | 0 | 0
| 0 | 0 | Opex | 0 | 0 | 0 | 0 | 0 | 0 | 0 | 0 | 0 | 0 | 0 | 0 | 0 | 0 | 0 | 0 | 0 | 0 | 0 | 0 | 0 | 0 | 0 | 0 | 0 | 0 | 0 | 0 | 0 | 0
| 0 | 0 | Reduction in unserved energy | 0 | 0 | 0 | 0 | 0 | 0 | 0 | 0 | 0 | 0 | 0 | 0 | 0 | 0 | 0 | 0 | 0 | 0 | 0 | 0 | 0 | 0 | 0 | 0 | 0 | 0 | 0 | 0 | 0 | 0
| 0 | 0 | Net benefit | 0 | 0 | 0 | 0 | 0 | 0 | 0 | 0 | 0 | 0 | 0 | 0 | 0 | 0 | 0 | 0 | 0 | 0 | 0 | 0 | 0 | 0 | 0 | 0 | 0 | 0 | 0 | 0 | 0 | 0
Option 8
Determining Optimal Timing: | Discounted | Undiscounted
| 0 | 0 | Capex | 0 | 0 | 0 | 0 | 0 | 0 | 0 | 0 | 0 | 0 | 0 | 0 | 0 | 0 | 0 | 0 | 0 | 0 | 0 | 0 | 0 | 0 | 0 | 0 | 0 | 0 | 0 | 0 | 0 | 0
| 0 | 0 | Opex | 0 | 0 | 0 | 0 | 0 | 0 | 0 | 0 | 0 | 0 | 0 | 0 | 0 | 0 | 0 | 0 | 0 | 0 | 0 | 0 | 0 | 0 | 0 | 0 | 0 | 0 | 0 | 0 | 0 | 0
| 0 | 0 | Reduction in unserved energy | 0 | 0 | 0 | 0 | 0 | 0 | 0 | 0 | 0 | 0 | 0 | 0 | 0 | 0 | 0 | 0 | 0 | 0 | 0 | 0 | 0 | 0 | 0 | 0 | 0 | 0 | 0 | 0 | 0 | 0
| 0 | 0 | Net benefit | 0 | 0 | 0 | 0 | 0 | 0 | 0 | 0 | 0 | 0 | 0 | 0 | 0 | 0 | 0 | 0 | 0 | 0 | 0 | 0 | 0 | 0 | 0 | 0 | 0 | 0 | 0 | 0 | 0 | 0
|  |  | EUE Value ($m, real $2024) | 0 | 0 | 0 | 0 | 0 | 0 | 0 | 0 | 0 | 0 | 0 | 0 | 0 | 0 | 0 | 0 | 0 | 0 | 0 | 0 | 0 | 0 | 0 | 0 | 0 | 0 | 0 | 0 | 0 | 0
|  |  | Annualised capex | 0 | 0 | 0 | 0 | 0 | 0 | 0 | 0 | 0 | 0 | 0 | 0 | 0 | 0 | 0 | 0 | 0 | 0 | 0 | 0 | 0 | 0 | 0 | 0 | 0 | 0 | 0 | 0 | 0 | 0
|  |  | Annualised cost (capex+opex) | 0 | 0 | 0 | 0 | 0 | 0 | 0 | 0 | 0 | 0 | 0 | 0 | 0 | 0 | 0 | 0 | 0 | 0 | 0 | 0 | 0 | 0 | 0 | 0 | 0 | 0 | 0 | 0 | 0 | 0
|  |  | Optimal timing (interim calc) | 0 | 0 | 0 | 0 | 0 | 0 | 0 | 0 | 0 | 0 | 0 | 0 | 0 | 0 | 0 | 0 | 0 | 0 | 0 | 0 | 0 | 0 | 0 | 0 | 0 | 0 | 0 | 0 | 0 | 0
|  |  | Optimal timing | - | - | - | - | - | - | - | [19 empty] | - | - | - | - | bar: 1 to 19
Adjusted For Optimal Timing: | 0 | 0 | Capex | 0 | 0 | 0 | 0 | 0 | 0 | 0 | 0 | 0 | 0 | 0 | 0 | 0 | 0 | 0 | 0 | 0 | 0 | 0 | 0 | 0 | 0 | 0 | 0 | 0 | 0 | 0 | 0 | 0 | 0
| 0 | 0 | Opex | 0 | 0 | 0 | 0 | 0 | 0 | 0 | 0 | 0 | 0 | 0 | 0 | 0 | 0 | 0 | 0 | 0 | 0 | 0 | 0 | 0 | 0 | 0 | 0 | 0 | 0 | 0 | 0 | 0 | 0
| 0 | 0 | Reduction in unserved energy | 0 | 0 | 0 | 0 | 0 | 0 | 0 | 0 | 0 | 0 | 0 | 0 | 0 | 0 | 0 | 0 | 0 | 0 | 0 | 0 | 0 | 0 | 0 | 0 | 0 | 0 | 0 | 0 | 0 | 0
| 0 | 0 | Net benefit | 0 | 0 | 0 | 0 | 0 | 0 | 0 | 0 | 0 | 0 | 0 | 0 | 0 | 0 | 0 | 0 | 0 | 0 | 0 | 0 | 0 | 0 | 0 | 0 | 0 | 0 | 0 | 0 | 0 | 0
Option 9
Determining Optimal Timing: | Discounted | Undiscounted
| 0 | 0 | Capex | 0 | 0 | 0 | 0 | 0 | 0 | 0 | 0 | 0 | 0 | 0 | 0 | 0 | 0 | 0 | 0 | 0 | 0 | 0 | 0 | 0 | 0 | 0 | 0 | 0 | 0 | 0 | 0 | 0 | 0
| 0 | 0 | Opex | 0 | 0 | 0 | 0 | 0 | 0 | 0 | 0 | 0 | 0 | 0 | 0 | 0 | 0 | 0 | 0 | 0 | 0 | 0 | 0 | 0 | 0 | 0 | 0 | 0 | 0 | 0 | 0 | 0 | 0
| 0 | 0 | Reduction in unserved energy | 0 | 0 | 0 | 0 | 0 | 0 | 0 | 0 | 0 | 0 | 0 | 0 | 0 | 0 | 0 | 0 | 0 | 0 | 0 | 0 | 0 | 0 | 0 | 0 | 0 | 0 | 0 | 0 | 0 | 0
| 0 | 0 | Net benefit | 0 | 0 | 0 | 0 | 0 | 0 | 0 | 0 | 0 | 0 | 0 | 0 | 0 | 0 | 0 | 0 | 0 | 0 | 0 | 0 | 0 | 0 | 0 | 0 | 0 | 0 | 0 | 0 | 0 | 0
|  |  | EUE Value ($m, real $2024) | 0 | 0 | 0 | 0 | 0 | 0 | 0 | 0 | 0 | 0 | 0 | 0 | 0 | 0 | 0 | 0 | 0 | 0 | 0 | 0 | 0 | 0 | 0 | 0 | 0 | 0 | 0 | 0 | 0 | 0
|  |  | Annualised capex | 0 | 0 | 0 | 0 | 0 | 0 | 0 | 0 | 0 | 0 | 0 | 0 | 0 | 0 | 0 | 0 | 0 | 0 | 0 | 0 | 0 | 0 | 0 | 0 | 0 | 0 | 0 | 0 | 0 | 0
|  |  | Annualised cost (capex+opex) | 0 | 0 | 0 | 0 | 0 | 0 | 0 | 0 | 0 | 0 | 0 | 0 | 0 | 0 | 0 | 0 | 0 | 0 | 0 | 0 | 0 | 0 | 0 | 0 | 0 | 0 | 0 | 0 | 0 | 0
|  |  | Optimal timing (interim calc) | 0 | 0 | 0 | 0 | 0 | 0 | 0 | 0 | 0 | 0 | 0 | 0 | 0 | 0 | 0 | 0 | 0 | 0 | 0 | 0 | 0 | 0 | 0 | 0 | 0 | 0 | 0 | 0 | 0 | 0
|  |  | Optimal timing | - | - | - | - | - | - | - | [19 empty] | - | - | - | - | bar: 1 to 19
Adjusted For Optimal Timing: | 0 | 0 | Capex | 0 | 0 | 0 | 0 | 0 | 0 | 0 | 0 | 0 | 0 | 0 | 0 | 0 | 0 | 0 | 0 | 0 | 0 | 0 | 0 | 0 | 0 | 0 | 0 | 0 | 0 | 0 | 0 | 0 | 0
| 0 | 0 | Opex | 0 | 0 | 0 | 0 | 0 | 0 | 0 | 0 | 0 | 0 | 0 | 0 | 0 | 0 | 0 | 0 | 0 | 0 | 0 | 0 | 0 | 0 | 0 | 0 | 0 | 0 | 0 | 0 | 0 | 0
| 0 | 0 | Reduction in unserved energy | 0 | 0 | 0 | 0 | 0 | 0 | 0 | 0 | 0 | 0 | 0 | 0 | 0 | 0 | 0 | 0 | 0 | 0 | 0 | 0 | 0 | 0 | 0 | 0 | 0 | 0 | 0 | 0 | 0 | 0
| 0 | 0 | Net benefit | 0 | 0 | 0 | 0 | 0 | 0 | 0 | 0 | 0 | 0 | 0 | 0 | 0 | 0 | 0 | 0 | 0 | 0 | 0 | 0 | 0 | 0 | 0 | 0 | 0 | 0 | 0 | 0 | 0 | 0
Option 10
Determining Optimal Timing: | Discounted | Undiscounted
| 0 | 0 | Capex | 0 | 0 | 0 | 0 | 0 | 0 | 0 | 0 | 0 | 0 | 0 | 0 | 0 | 0 | 0 | 0 | 0 | 0 | 0 | 0 | 0 | 0 | 0 | 0 | 0 | 0 | 0 | 0 | 0 | 0
| 0 | 0 | Opex | 0 | 0 | 0 | 0 | 0 | 0 | 0 | 0 | 0 | 0 | 0 | 0 | 0 | 0 | 0 | 0 | 0 | 0 | 0 | 0 | 0 | 0 | 0 | 0 | 0 | 0 | 0 | 0 | 0 | 0
| 0 | 0 | Reduction in unserved energy | 0 | 0 | 0 | 0 | 0 | 0 | 0 | 0 | 0 | 0 | 0 | 0 | 0 | 0 | 0 | 0 | 0 | 0 | 0 | 0 | 0 | 0 | 0 | 0 | 0 | 0 | 0 | 0 | 0 | 0
| 0 | 0 | Net benefit | 0 | 0 | 0 | 0 | 0 | 0 | 0 | 0 | 0 | 0 | 0 | 0 | 0 | 0 | 0 | 0 | 0 | 0 | 0 | 0 | 0 | 0 | 0 | 0 | 0 | 0 | 0 | 0 | 0 | 0
|  |  | EUE Value ($m, real $2024) | 0 | 0 | 0 | 0 | 0 | 0 | 0 | 0 | 0 | 0 | 0 | 0 | 0 | 0 | 0 | 0 | 0 | 0 | 0 | 0 | 0 | 0 | 0 | 0 | 0 | 0 | 0 | 0 | 0 | 0
|  |  | Annualised capex | 0 | 0 | 0 | 0 | 0 | 0 | 0 | 0 | 0 | 0 | 0 | 0 | 0 | 0 | 0 | 0 | 0 | 0 | 0 | 0 | 0 | 0 | 0 | 0 | 0 | 0 | 0 | 0 | 0 | 0
|  |  | Annualised cost (capex+opex) | 0 | 0 | 0 | 0 | 0 | 0 | 0 | 0 | 0 | 0 | 0 | 0 | 0 | 0 | 0 | 0 | 0 | 0 | 0 | 0 | 0 | 0 | 0 | 0 | 0 | 0 | 0 | 0 | 0 | 0
|  |  | Optimal timing (interim calc) | 0 | 0 | 0 | 0 | 0 | 0 | 0 | 0 | 0 | 0 | 0 | 0 | 0 | 0 | 0 | 0 | 0 | 0 | 0 | 0 | 0 | 0 | 0 | 0 | 0 | 0 | 0 | 0 | 0 | 0
|  |  | Optimal timing | - | - | - | - | - | - | - | [19 empty] | - | - | - | - | bar: 1 to 19
Adjusted For Optimal Timing: | 0 | 0 | Capex | 0 | 0 | 0 | 0 | 0 | 0 | 0 | 0 | 0 | 0 | 0 | 0 | 0 | 0 | 0 | 0 | 0 | 0 | 0 | 0 | 0 | 0 | 0 | 0 | 0 | 0 | 0 | 0 | 0 | 0
| 0 | 0 | Opex | 0 | 0 | 0 | 0 | 0 | 0 | 0 | 0 | 0 | 0 | 0 | 0 | 0 | 0 | 0 | 0 | 0 | 0 | 0 | 0 | 0 | 0 | 0 | 0 | 0 | 0 | 0 | 0 | 0 | 0
| 0 | 0 | Reduction in unserved energy | 0 | 0 | 0 | 0 | 0 | 0 | 0 | 0 | 0 | 0 | 0 | 0 | 0 | 0 | 0 | 0 | 0 | 0 | 0 | 0 | 0 | 0 | 0 | 0 | 0 | 0 | 0 | 0 | 0 | 0
| 0 | 0 | Net benefit | 0 | 0 | 0 | 0 | 0 | 0 | 0 | 0 | 0 | 0 | 0 | 0 | 0 | 0 | 0 | 0 | 0 | 0 | 0 | 0 | 0 | 0 | 0 | 0 | 0 | 0 | 0 | 0 | 0 | 0

## 3.2.9 NPV (Low Tx PoF)
Economic inputs and assumptions
Scenario | Discount rate | Central
| Cost | Central
| VCR | Central
|  | Central | Lower bound | Upper bound
| Discount rate | 5.56% | 4.11% | 7%
| Cost | 100% | 80% | 120%
| VCR | 100% | 80% | 120%
Asset life for calculating annualised capex (years) | Option 1 | 45
| Option 2 | 45
| Option 3 | 45
| Option 4 | 15
| Option 5 | 45
| Option 6 | 45
| Option 7 | 45
| Option 8 | 45
| Option 9 | 45
| Option 10 | 45
|  |  |  | 1 | 2 | 3 | 4 | 5 | 6 | 7 | 8 | 9 | 10 | 11 | 12 | 13 | 14 | 15 | 16 | 17 | 18 | 19 | 20 | 21 | 22 | 23 | 24 | 25 | 26 | 27 | 28 | 29 | 30
|  |  |  | FY25 | FY26 | FY27 | FY28 | FY29 | FY30 | FY31 | FY32 | FY33 | FY34 | FY35 | FY36 | FY37 | FY38 | FY39 | FY40 | FY41 | FY42 | FY43 | FY44 | FY45 | FY46 | FY47 | FY48 | FY49 | FY50 | FY51 | FY52 | FY53 | FY54
Outputs | bar: 3 FY27; 7 FY31
Option 1
| Discounted | Undiscounted
| 0 | 0 | Capex | 0 | 0 | 0 | 0 | 0 | 0 | 0 | 0 | 0 | 0 | 0 | 0 | 0 | 0 | 0 | 0 | 0 | 0 | 0 | 0 | 0 | 0 | 0 | 0 | 0 | 0 | 0 | 0 | 0 | 0
| 0 | 0 | Opex | 0 | 0 | 0 | 0 | 0 | 0 | 0 | 0 | 0 | 0 | 0 | 0 | 0 | 0 | 0 | 0 | 0 | 0 | 0 | 0 | 0 | 0 | 0 | 0 | 0 | 0 | 0 | 0 | 0 | 0
| 0 | 0 | Reduction in unserved energy | 0 | 0 | 0 | 0 | 0 | 0 | 0 | 0 | 0 | 0 | 0 | 0 | 0 | 0 | 0 | 0 | 0 | 0 | 0 | 0 | 0 | 0 | 0 | 0 | 0 | 0 | 0 | 0 | 0 | 0
| 0 | 0 | Net benefit | 0 | 0 | 0 | 0 | 0 | 0 | 0 | 0 | 0 | 0 | 0 | 0 | 0 | 0 | 0 | 0 | 0 | 0 | 0 | 0 | 0 | 0 | 0 | 0 | 0 | 0 | 0 | 0 | 0 | 0
|  |  | EUE Value ($m, real $2024) | 0 | 0 | 0 | 0 | 0 | 0 | 0 | 0 | 0 | 0 | 0 | 0 | 0 | 0 | 0 | 0 | 0 | 0 | 0 | 0 | 0 | 0 | 0 | 0 | 0 | 0 | 0 | 0 | 0 | 0
Option 2
Determining Optimal Timing: | Discounted | Undiscounted
| 12.9602 | 14.4415 | Capex | 0 | 0 | 14.4415 | 0 | 0 | 0 | 0 | 0 | 0 | 0 | 0 | 0 | 0 | 0 | 0 | 0 | 0 | 0 | 0 | 0 | 0 | 0 | 0 | 0 | 0 | 0 | 0 | 0 | 0 | 0
| 1.7902 | 3.8992 | Opex | 0 | 0 | 0 | 0.14441 | 0.14441 | 0.14441 | 0.14441 | 0.14441 | 0.14441 | 0.14441 | 0.14441 | 0.14441 | 0.14441 | 0.14441 | 0.14441 | 0.14441 | 0.14441 | 0.14441 | 0.14441 | 0.14441 | 0.14441 | 0.14441 | 0.14441 | 0.14441 | 0.14441 | 0.14441 | 0.14441 | 0.14441 | 0.14441 | 0.14441
| 0 | 0 | Reduction in unserved energy | 0 | 0 | 0 | 0 | 0 | 0 | 0 | 0 | 0 | 0 | 0 | 0 | 0 | 0 | 0 | 0 | 0 | 0 | 0 | 0 | 0 | 0 | 0 | 0 | 0 | 0 | 0 | 0 | 0 | 0
| -14.7504 | -18.3407 | Net benefit | 0 | 0 | -14.4415 | -0.14441 | -0.14441 | -0.14441 | -0.14441 | -0.14441 | -0.14441 | -0.14441 | -0.14441 | -0.14441 | -0.14441 | -0.14441 | -0.14441 | -0.14441 | -0.14441 | -0.14441 | -0.14441 | -0.14441 | -0.14441 | -0.14441 | -0.14441 | -0.14441 | -0.14441 | -0.14441 | -0.14441 | -0.14441 | -0.14441 | -0.14441
|  |  | EUE Value ($m, real $2024) | 0 | 0 | 0 | 0 | 0 | 0 | 0 | 0 | 0 | 0 | 0 | 0 | 0 | 0 | 0 | 0 | 0 | 0 | 0 | 0 | 0 | 0 | 0 | 0 | 0 | 0 | 0 | 0 | 0 | 0
|  |  | Annualised capex | 0 | 0 | 0.78978 | 0.78978 | 0.78978 | 0.78978 | 0.78978 | 0.78978 | 0.78978 | 0.78978 | 0.78978 | 0.78978 | 0.78978 | 0.78978 | 0.78978 | 0.78978 | 0.78978 | 0.78978 | 0.78978 | 0.78978 | 0.78978 | 0.78978 | 0.78978 | 0.78978 | 0.78978 | 0.78978 | 0.78978 | 0.78978 | 0.78978 | 0.78978
|  |  | Annualised cost (capex+opex) | 0 | 0 | 0.78978 | 0.93419 | 0.93419 | 0.93419 | 0.93419 | 0.93419 | 0.93419 | 0.93419 | 0.93419 | 0.93419 | 0.93419 | 0.93419 | 0.93419 | 0.93419 | 0.93419 | 0.93419 | 0.93419 | 0.93419 | 0.93419 | 0.93419 | 0.93419 | 0.93419 | 0.93419 | 0.93419 | 0.93419 | 0.93419 | 0.93419 | 0.93419
|  |  | Optimal timing (interim calc) | 0 | 0 | 0 | 0 | 0 | 0 | 0 | 0 | 0 | 0 | 0 | 0 | 0 | 0 | 0 | 0 | 0 | 0 | 0 | 0 | 0 | 0 | 0 | 0 | 0 | 0 | 0 | 0 | 0 | 0
Optimal timing | bar: 1 FY25 to 30 FY54
Adjusted For Optimal Timing: | 0 | 0 | Capex | 0 | 0 | 0 | 0 | 0 | 0 | 0 | 0 | 0 | 0 | 0 | 0 | 0 | 0 | 0 | 0 | 0 | 0 | 0 | 0 | 0 | 0 | 0 | 0 | 0 | 0 | 0 | 0 | 0 | 0
| 1.7902 | 3.8992 | Opex | 0 | 0 | 0 | 0.14441 | 0.14441 | 0.14441 | 0.14441 | 0.14441 | 0.14441 | 0.14441 | 0.14441 | 0.14441 | 0.14441 | 0.14441 | 0.14441 | 0.14441 | 0.14441 | 0.14441 | 0.14441 | 0.14441 | 0.14441 | 0.14441 | 0.14441 | 0.14441 | 0.14441 | 0.14441 | 0.14441 | 0.14441 | 0.14441 | 0.14441
| 1.7902 | 3.8992 | Reduction in unserved energy | 0 | 0 | 0 | 0.14441 | 0.14441 | 0.14441 | 0.14441 | 0.14441 | 0.14441 | 0.14441 | 0.14441 | 0.14441 | 0.14441 | 0.14441 | 0.14441 | 0.14441 | 0.14441 | 0.14441 | 0.14441 | 0.14441 | 0.14441 | 0.14441 | 0.14441 | 0.14441 | 0.14441 | 0.14441 | 0.14441 | 0.14441 | 0.14441 | 0.14441
| 0 | 0 | Net benefit | 0 | 0 | 0 | 0 | 0 | 0 | 0 | 0 | 0 | 0 | 0 | 0 | 0 | 0 | 0 | 0 | 0 | 0 | 0 | 0 | 0 | 0 | 0 | 0 | 0 | 0 | 0 | 0 | 0 | 0
Option 3
Determining Optimal Timing: | Discounted | Undiscounted
| 5.527 | 6.1587 | Capex | 0 | 0 | 6.1587 | 0 | 0 | 0 | 0 | 0 | 0 | 0 | 0 | 0 | 0 | 0 | 0 | 0 | 0 | 0 | 0 | 0 | 0 | 0 | 0 | 0 | 0 | 0 | 0 | 0 | 0 | 0
| 0.76343 | 1.6628 | Opex | 0 | 0 | 0 | 0.061587 | 0.061587 | 0.061587 | 0.061587 | 0.061587 | 0.061587 | 0.061587 | 0.061587 | 0.061587 | 0.061587 | 0.061587 | 0.061587 | 0.061587 | 0.061587 | 0.061587 | 0.061587 | 0.061587 | 0.061587 | 0.061587 | 0.061587 | 0.061587 | 0.061587 | 0.061587 | 0.061587 | 0.061587 | 0.061587 | 0.061587
| 0 | 0 | Reduction in unserved energy | 0 | 0 | 0 | 0 | 0 | 0 | 0 | 0 | 0 | 0 | 0 | 0 | 0 | 0 | 0 | 0 | 0 | 0 | 0 | 0 | 0 | 0 | 0 | 0 | 0 | 0 | 0 | 0 | 0 | 0
| -6.2904 | -7.8215 | Net benefit | 0 | 0 | -6.1587 | -0.061587 | -0.061587 | -0.061587 | -0.061587 | -0.061587 | -0.061587 | -0.061587 | -0.061587 | -0.061587 | -0.061587 | -0.061587 | -0.061587 | -0.061587 | -0.061587 | -0.061587 | -0.061587 | -0.061587 | -0.061587 | -0.061587 | -0.061587 | -0.061587 | -0.061587 | -0.061587 | -0.061587 | -0.061587 | -0.061587 | -0.061587
|  |  | EUE Value ($m, real $2024) | 0 | 0 | 0 | 0 | 0 | 0 | 0 | 0 | 0 | 0 | 0 | 0 | 0 | 0 | 0 | 0 | 0 | 0 | 0 | 0 | 0 | 0 | 0 | 0 | 0 | 0 | 0 | 0 | 0 | 0
|  |  | Annualised capex | 0 | 0 | 0.33681 | 0.33681 | 0.33681 | 0.33681 | 0.33681 | 0.33681 | 0.33681 | 0.33681 | 0.33681 | 0.33681 | 0.33681 | 0.33681 | 0.33681 | 0.33681 | 0.33681 | 0.33681 | 0.33681 | 0.33681 | 0.33681 | 0.33681 | 0.33681 | 0.33681 | 0.33681 | 0.33681 | 0.33681 | 0.33681 | 0.33681 | 0.33681
|  |  | Annualised cost (capex+opex) | 0 | 0 | 0.33681 | 0.39839 | 0.39839 | 0.39839 | 0.39839 | 0.39839 | 0.39839 | 0.39839 | 0.39839 | 0.39839 | 0.39839 | 0.39839 | 0.39839 | 0.39839 | 0.39839 | 0.39839 | 0.39839 | 0.39839 | 0.39839 | 0.39839 | 0.39839 | 0.39839 | 0.39839 | 0.39839 | 0.39839 | 0.39839 | 0.39839 | 0.39839
|  |  | Optimal timing (interim calc) | 0 | 0 | 0 | 0 | 0 | 0 | 0 | 0 | 0 | 0 | 0 | 0 | 0 | 0 | 0 | 0 | 0 | 0 | 0 | 0 | 0 | 0 | 0 | 0 | 0 | 0 | 0 | 0 | 0 | 0
Optimal timing | bar: 1 FY25 to 30 FY54
Adjusted For Optimal Timing: | 0 | 0 | Capex | 0 | 0 | 0 | 0 | 0 | 0 | 0 | 0 | 0 | 0 | 0 | 0 | 0 | 0 | 0 | 0 | 0 | 0 | 0 | 0 | 0 | 0 | 0 | 0 | 0 | 0 | 0 | 0 | 0 | 0
| 0.76343 | 1.6628 | Opex | 0 | 0 | 0 | 0.061587 | 0.061587 | 0.061587 | 0.061587 | 0.061587 | 0.061587 | 0.061587 | 0.061587 | 0.061587 | 0.061587 | 0.061587 | 0.061587 | 0.061587 | 0.061587 | 0.061587 | 0.061587 | 0.061587 | 0.061587 | 0.061587 | 0.061587 | 0.061587 | 0.061587 | 0.061587 | 0.061587 | 0.061587 | 0.061587 | 0.061587
| 0.76343 | 1.6628 | Reduction in unserved energy | 0 | 0 | 0 | 0.061587 | 0.061587 | 0.061587 | 0.061587 | 0.061587 | 0.061587 | 0.061587 | 0.061587 | 0.061587 | 0.061587 | 0.061587 | 0.061587 | 0.061587 | 0.061587 | 0.061587 | 0.061587 | 0.061587 | 0.061587 | 0.061587 | 0.061587 | 0.061587 | 0.061587 | 0.061587 | 0.061587 | 0.061587 | 0.061587 | 0.061587
| 0 | 0 | Net benefit | 0 | 0 | 0 | 0 | 0 | 0 | 0 | 0 | 0 | 0 | 0 | 0 | 0 | 0 | 0 | 0 | 0 | 0 | 0 | 0 | 0 | 0 | 0 | 0 | 0 | 0 | 0 | 0 | 0 | 0
Option 4
Determining Optimal Timing: | Discounted | Undiscounted
| 24.2462 | 36.5077 | Capex | 0 | 0 | 19.4348 | 0 | 0 | 0 | 0 | 0 | 0 | 0 | 0 | 0 | 0 | 0 | 0 | 0 | 0 | 17.0728 | 0 | 0 | 0 | 0 | 0 | 0 | 0 | 0 | 0 | 0 | 0 | 0
| 2.4091 | 5.2474 | Opex | 0 | 0 | 0 | 0.19435 | 0.19435 | 0.19435 | 0.19435 | 0.19435 | 0.19435 | 0.19435 | 0.19435 | 0.19435 | 0.19435 | 0.19435 | 0.19435 | 0.19435 | 0.19435 | 0.19435 | 0.19435 | 0.19435 | 0.19435 | 0.19435 | 0.19435 | 0.19435 | 0.19435 | 0.19435 | 0.19435 | 0.19435 | 0.19435 | 0.19435
| 0 | 0 | Reduction in unserved energy | 0 | 0 | 0 | 0 | 0 | 0 | 0 | 0 | 0 | 0 | 0 | 0 | 0 | 0 | 0 | 0 | 0 | 0 | 0 | 0 | 0 | 0 | 0 | 0 | 0 | 0 | 0 | 0 | 0 | 0
| -26.6554 | -41.7551 | Net benefit | 0 | 0 | -19.4348 | -0.19435 | -0.19435 | -0.19435 | -0.19435 | -0.19435 | -0.19435 | -0.19435 | -0.19435 | -0.19435 | -0.19435 | -0.19435 | -0.19435 | -0.19435 | -0.19435 | -17.2672 | -0.19435 | -0.19435 | -0.19435 | -0.19435 | -0.19435 | -0.19435 | -0.19435 | -0.19435 | -0.19435 | -0.19435 | -0.19435 | -0.19435
|  |  | EUE Value ($m, real $2024) | 0 | 0 | 0 | 0 | 0 | 0 | 0 | 0 | 0 | 0 | 0 | 0 | 0 | 0 | 0 | 0 | 0 | 0 | 0 | 0 | 0 | 0 | 0 | 0 | 0 | 0 | 0 | 0 | 0 | 0
|  |  | Annualised capex | 0 | 0 | 2.4252 | 2.4252 | 2.4252 | 2.4252 | 2.4252 | 2.4252 | 2.4252 | 2.4252 | 2.4252 | 2.4252 | 2.4252 | 2.4252 | 2.4252 | 2.4252 | 2.4252 | 2.4252 | 2.4252 | 2.4252 | 2.4252 | 2.4252 | 2.4252 | 2.4252 | 2.4252 | 2.4252 | 2.4252 | 2.4252 | 2.4252 | 2.4252
|  |  | Annualised cost (capex+opex) | 0 | 0 | 2.4252 | 2.6195 | 2.6195 | 2.6195 | 2.6195 | 2.6195 | 2.6195 | 2.6195 | 2.6195 | 2.6195 | 2.6195 | 2.6195 | 2.6195 | 2.6195 | 2.6195 | 2.6195 | 2.6195 | 2.6195 | 2.6195 | 2.6195 | 2.6195 | 2.6195 | 2.6195 | 2.6195 | 2.6195 | 2.6195 | 2.6195 | 2.6195
|  |  | Optimal timing (interim calc) | 0 | 0 | 0 | 0 | 0 | 0 | 0 | 0 | 0 | 0 | 0 | 0 | 0 | 0 | 0 | 0 | 0 | 0 | 0 | 0 | 0 | 0 | 0 | 0 | 0 | 0 | 0 | 0 | 0 | 0
Optimal timing | bar: 1 FY25 to 30 FY54
[11 empty] | 1 | 2 | 3 | 4 | 5 | 6 | 7 | 8 | 9 | 10 | 11 | 12 | 13 | 14 | 15 | 16 | 17 | 18 | 19
Adjusted For Optimal Timing: | 0 | 0 | Capex | 0 | 0 | 0 | 0 | 0 | 0 | 0 | 0 | 0 | 0 | 0 | 0 | 0 | 0 | 0 | 0 | 0 | 0 | 0 | 0 | 0 | 0 | 0 | 0 | 0 | 0 | 0 | 0 | 0 | 0
| 2.4091 | 5.2474 | Opex | 0 | 0 | 0 | 0.19435 | 0.19435 | 0.19435 | 0.19435 | 0.19435 | 0.19435 | 0.19435 | 0.19435 | 0.19435 | 0.19435 | 0.19435 | 0.19435 | 0.19435 | 0.19435 | 0.19435 | 0.19435 | 0.19435 | 0.19435 | 0.19435 | 0.19435 | 0.19435 | 0.19435 | 0.19435 | 0.19435 | 0.19435 | 0.19435 | 0.19435
| 2.4091 | 5.2474 | Reduction in unserved energy | 0 | 0 | 0 | 0.19435 | 0.19435 | 0.19435 | 0.19435 | 0.19435 | 0.19435 | 0.19435 | 0.19435 | 0.19435 | 0.19435 | 0.19435 | 0.19435 | 0.19435 | 0.19435 | 0.19435 | 0.19435 | 0.19435 | 0.19435 | 0.19435 | 0.19435 | 0.19435 | 0.19435 | 0.19435 | 0.19435 | 0.19435 | 0.19435 | 0.19435
| 0 | 0 | Net benefit | 0 | 0 | 0 | 0 | 0 | 0 | 0 | 0 | 0 | 0 | 0 | 0 | 0 | 0 | 0 | 0 | 0 | 0 | 0 | 0 | 0 | 0 | 0 | 0 | 0 | 0 | 0 | 0 | 0 | 0
Option 5
Determining Optimal Timing: | Discounted | Undiscounted
| 0 | 0 | Capex | 0 | 0 | 0 | 0 | 0 | 0 | 0 | 0 | 0 | 0 | 0 | 0 | 0 | 0 | 0 | 0 | 0 | 0 | 0 | 0 | 0 | 0 | 0 | 0 | 0 | 0 | 0 | 0 | 0 | 0
| 228.9908 | 647.1128 | Opex | 0.47234 | 0.70951 | 0.095123 | 0.22041 | 0.35537 | 0.61158 | 1.0912 | 1.9943 | 3.8774 | 6.3185 | 11.0761 | 16.235 | 18.7519 | 25.8323 | 34.967 | 34.967 | 34.967 | 34.967 | 34.967 | 34.967 | 34.967 | 34.967 | 34.967 | 34.967 | 34.967 | 34.967 | 34.967 | 34.967 | 34.967 | 34.967
| 0 | 0 | Reduction in unserved energy | 0 | 0 | 0 | 0 | 0 | 0 | 0 | 0 | 0 | 0 | 0 | 0 | 0 | 0 | 0 | 0 | 0 | 0 | 0 | 0 | 0 | 0 | 0 | 0 | 0 | 0 | 0 | 0 | 0 | 0
| -228.9908 | -647.1128 | Net benefit | -0.47234 | -0.70951 | -0.095123 | -0.22041 | -0.35537 | -0.61158 | -1.0912 | -1.9943 | -3.8774 | -6.3185 | -11.0761 | -16.235 | -18.7519 | -25.8323 | -34.967 | -34.967 | -34.967 | -34.967 | -34.967 | -34.967 | -34.967 | -34.967 | -34.967 | -34.967 | -34.967 | -34.967 | -34.967 | -34.967 | -34.967 | -34.967
|  |  | EUE Value ($m, real $2024) | 0 | 0 | 0 | 0 | 0 | 0 | 0 | 0 | 0 | 0 | 0 | 0 | 0 | 0 | 0 | 0 | 0 | 0 | 0 | 0 | 0 | 0 | 0 | 0 | 0 | 0 | 0 | 0 | 0 | 0
|  |  | Annualised capex | 0 | 0 | 0 | 0 | 0 | 0 | 0 | 0 | 0 | 0 | 0 | 0 | 0 | 0 | 0 | 0 | 0 | 0 | 0 | 0 | 0 | 0 | 0 | 0 | 0 | 0 | 0 | 0 | 0 | 0
|  |  | Annualised cost (capex+opex) | 0.47234 | 0.70951 | 0.095123 | 0.22041 | 0.35537 | 0.61158 | 1.0912 | 1.9943 | 3.8774 | 6.3185 | 11.0761 | 16.235 | 18.7519 | 25.8323 | 34.967 | 34.967 | 34.967 | 34.967 | 34.967 | 34.967 | 34.967 | 34.967 | 34.967 | 34.967 | 34.967 | 34.967 | 34.967 | 34.967 | 34.967 | 34.967
|  |  | Optimal timing (interim calc) | 0 | 0 | 0 | 0 | 0 | 0 | 0 | 0 | 0 | 0 | 0 | 0 | 0 | 0 | 0 | 0 | 0 | 0 | 0 | 0 | 0 | 0 | 0 | 0 | 0 | 0 | 0 | 0 | 0 | 0
|  |  | Optimal timing | - | - | - | - | - | - | - | [19 empty] | - | - | - | - | bar: 1 to 19
Adjusted For Optimal Timing: | 0 | 0 | Capex | 0 | 0 | 0 | 0 | 0 | 0 | 0 | 0 | 0 | 0 | 0 | 0 | 0 | 0 | 0 | 0 | 0 | 0 | 0 | 0 | 0 | 0 | 0 | 0 | 0 | 0 | 0 | 0 | 0 | 0
| 228.9908 | 647.1128 | Opex | 0.47234 | 0.70951 | 0.095123 | 0.22041 | 0.35537 | 0.61158 | 1.0912 | 1.9943 | 3.8774 | 6.3185 | 11.0761 | 16.235 | 18.7519 | 25.8323 | 34.967 | 34.967 | 34.967 | 34.967 | 34.967 | 34.967 | 34.967 | 34.967 | 34.967 | 34.967 | 34.967 | 34.967 | 34.967 | 34.967 | 34.967 | 34.967
| 228.9908 | 647.1128 | Reduction in unserved energy | 0.47234 | 0.70951 | 0.095123 | 0.22041 | 0.35537 | 0.61158 | 1.0912 | 1.9943 | 3.8774 | 6.3185 | 11.0761 | 16.235 | 18.7519 | 25.8323 | 34.967 | 34.967 | 34.967 | 34.967 | 34.967 | 34.967 | 34.967 | 34.967 | 34.967 | 34.967 | 34.967 | 34.967 | 34.967 | 34.967 | 34.967 | 34.967
| 0 | 0 | Net benefit | 0 | 0 | 0 | 0 | 0 | 0 | 0 | 0 | 0 | 0 | 0 | 0 | 0 | 0 | 0 | 0 | 0 | 0 | 0 | 0 | 0 | 0 | 0 | 0 | 0 | 0 | 0 | 0 | 0 | 0
Option 6
Determining Optimal Timing: | Discounted | Undiscounted
| 0 | 0 | Capex | 0 | 0 | 0 | 0 | 0 | 0 | 0 | 0 | 0 | 0 | 0 | 0 | 0 | 0 | 0 | 0 | 0 | 0 | 0 | 0 | 0 | 0 | 0 | 0 | 0 | 0 | 0 | 0 | 0 | 0
| 0 | 0 | Opex | 0 | 0 | 0 | 0 | 0 | 0 | 0 | 0 | 0 | 0 | 0 | 0 | 0 | 0 | 0 | 0 | 0 | 0 | 0 | 0 | 0 | 0 | 0 | 0 | 0 | 0 | 0 | 0 | 0 | 0
| 0 | 0 | Reduction in unserved energy | 0 | 0 | 0 | 0 | 0 | 0 | 0 | 0 | 0 | 0 | 0 | 0 | 0 | 0 | 0 | 0 | 0 | 0 | 0 | 0 | 0 | 0 | 0 | 0 | 0 | 0 | 0 | 0 | 0 | 0
| 0 | 0 | Net benefit | 0 | 0 | 0 | 0 | 0 | 0 | 0 | 0 | 0 | 0 | 0 | 0 | 0 | 0 | 0 | 0 | 0 | 0 | 0 | 0 | 0 | 0 | 0 | 0 | 0 | 0 | 0 | 0 | 0 | 0
|  |  | EUE Value ($m, real $2024) | 0 | 0 | 0 | 0 | 0 | 0 | 0 | 0 | 0 | 0 | 0 | 0 | 0 | 0 | 0 | 0 | 0 | 0 | 0 | 0 | 0 | 0 | 0 | 0 | 0 | 0 | 0 | 0 | 0 | 0
|  |  | Annualised capex | 0 | 0 | 0 | 0 | 0 | 0 | 0 | 0 | 0 | 0 | 0 | 0 | 0 | 0 | 0 | 0 | 0 | 0 | 0 | 0 | 0 | 0 | 0 | 0 | 0 | 0 | 0 | 0 | 0 | 0
|  |  | Annualised cost (capex+opex) | 0 | 0 | 0 | 0 | 0 | 0 | 0 | 0 | 0 | 0 | 0 | 0 | 0 | 0 | 0 | 0 | 0 | 0 | 0 | 0 | 0 | 0 | 0 | 0 | 0 | 0 | 0 | 0 | 0 | 0
|  |  | Optimal timing (interim calc) | 0 | 0 | 0 | 0 | 0 | 0 | 0 | 0 | 0 | 0 | 0 | 0 | 0 | 0 | 0 | 0 | 0 | 0 | 0 | 0 | 0 | 0 | 0 | 0 | 0 | 0 | 0 | 0 | 0 | 0
|  |  | Optimal timing | - | - | - | - | - | - | - | [19 empty] | - | - | - | - | bar: 1 to 19
Adjusted For Optimal Timing: | 0 | 0 | Capex | 0 | 0 | 0 | 0 | 0 | 0 | 0 | 0 | 0 | 0 | 0 | 0 | 0 | 0 | 0 | 0 | 0 | 0 | 0 | 0 | 0 | 0 | 0 | 0 | 0 | 0 | 0 | 0 | 0 | 0
| 0 | 0 | Opex | 0 | 0 | 0 | 0 | 0 | 0 | 0 | 0 | 0 | 0 | 0 | 0 | 0 | 0 | 0 | 0 | 0 | 0 | 0 | 0 | 0 | 0 | 0 | 0 | 0 | 0 | 0 | 0 | 0 | 0
| 0 | 0 | Reduction in unserved energy | 0 | 0 | 0 | 0 | 0 | 0 | 0 | 0 | 0 | 0 | 0 | 0 | 0 | 0 | 0 | 0 | 0 | 0 | 0 | 0 | 0 | 0 | 0 | 0 | 0 | 0 | 0 | 0 | 0 | 0
| 0 | 0 | Net benefit | 0 | 0 | 0 | 0 | 0 | 0 | 0 | 0 | 0 | 0 | 0 | 0 | 0 | 0 | 0 | 0 | 0 | 0 | 0 | 0 | 0 | 0 | 0 | 0 | 0 | 0 | 0 | 0 | 0 | 0
Option 7
Determining Optimal Timing: | Discounted | Undiscounted
| 0 | 0 | Capex | 0 | 0 | 0 | 0 | 0 | 0 | 0 | 0 | 0 | 0 | 0 | 0 | 0 | 0 | 0 | 0 | 0 | 0 | 0 | 0 | 0 | 0 | 0 | 0 | 0 | 0 | 0 | 0 | 0 | 0
| 0 | 0 | Opex | 0 | 0 | 0 | 0 | 0 | 0 | 0 | 0 | 0 | 0 | 0 | 0 | 0 | 0 | 0 | 0 | 0 | 0 | 0 | 0 | 0 | 0 | 0 | 0 | 0 | 0 | 0 | 0 | 0 | 0
| 0 | 0 | Reduction in unserved energy | 0 | 0 | 0 | 0 | 0 | 0 | 0 | 0 | 0 | 0 | 0 | 0 | 0 | 0 | 0 | 0 | 0 | 0 | 0 | 0 | 0 | 0 | 0 | 0 | 0 | 0 | 0 | 0 | 0 | 0
| 0 | 0 | Net benefit | 0 | 0 | 0 | 0 | 0 | 0 | 0 | 0 | 0 | 0 | 0 | 0 | 0 | 0 | 0 | 0 | 0 | 0 | 0 | 0 | 0 | 0 | 0 | 0 | 0 | 0 | 0 | 0 | 0 | 0
|  |  | EUE Value ($m, real $2024) | 0 | 0 | 0 | 0 | 0 | 0 | 0 | 0 | 0 | 0 | 0 | 0 | 0 | 0 | 0 | 0 | 0 | 0 | 0 | 0 | 0 | 0 | 0 | 0 | 0 | 0 | 0 | 0 | 0 | 0
|  |  | Annualised capex | 0 | 0 | 0 | 0 | 0 | 0 | 0 | 0 | 0 | 0 | 0 | 0 | 0 | 0 | 0 | 0 | 0 | 0 | 0 | 0 | 0 | 0 | 0 | 0 | 0 | 0 | 0 | 0 | 0 | 0
|  |  | Annualised cost (capex+opex) | 0 | 0 | 0 | 0 | 0 | 0 | 0 | 0 | 0 | 0 | 0 | 0 | 0 | 0 | 0 | 0 | 0 | 0 | 0 | 0 | 0 | 0 | 0 | 0 | 0 | 0 | 0 | 0 | 0 | 0
|  |  | Optimal timing (interim calc) | 0 | 0 | 0 | 0 | 0 | 0 | 0 | 0 | 0 | 0 | 0 | 0 | 0 | 0 | 0 | 0 | 0 | 0 | 0 | 0 | 0 | 0 | 0 | 0 | 0 | 0 | 0 | 0 | 0 | 0
|  |  | Optimal timing | - | - | - | - | - | - | - | [19 empty] | - | - | - | - | bar: 1 to 19
Adjusted For Optimal Timing: | 0 | 0 | Capex | 0 | 0 | 0 | 0 | 0 | 0 | 0 | 0 | 0 | 0 | 0 | 0 | 0 | 0 | 0 | 0 | 0 | 0 | 0 | 0 | 0 | 0 | 0 | 0 | 0 | 0 | 0 | 0 | 0 | 0
| 0 | 0 | Opex | 0 | 0 | 0 | 0 | 0 | 0 | 0 | 0 | 0 | 0 | 0 | 0 | 0 | 0 | 0 | 0 | 0 | 0 | 0 | 0 | 0 | 0 | 0 | 0 | 0 | 0 | 0 | 0 | 0 | 0
| 0 | 0 | Reduction in unserved energy | 0 | 0 | 0 | 0 | 0 | 0 | 0 | 0 | 0 | 0 | 0 | 0 | 0 | 0 | 0 | 0 | 0 | 0 | 0 | 0 | 0 | 0 | 0 | 0 | 0 | 0 | 0 | 0 | 0 | 0
| 0 | 0 | Net benefit | 0 | 0 | 0 | 0 | 0 | 0 | 0 | 0 | 0 | 0 | 0 | 0 | 0 | 0 | 0 | 0 | 0 | 0 | 0 | 0 | 0 | 0 | 0 | 0 | 0 | 0 | 0 | 0 | 0 | 0
Option 8
Determining Optimal Timing: | Discounted | Undiscounted
| 0 | 0 | Capex | 0 | 0 | 0 | 0 | 0 | 0 | 0 | 0 | 0 | 0 | 0 | 0 | 0 | 0 | 0 | 0 | 0 | 0 | 0 | 0 | 0 | 0 | 0 | 0 | 0 | 0 | 0 | 0 | 0 | 0
| 0 | 0 | Opex | 0 | 0 | 0 | 0 | 0 | 0 | 0 | 0 | 0 | 0 | 0 | 0 | 0 | 0 | 0 | 0 | 0 | 0 | 0 | 0 | 0 | 0 | 0 | 0 | 0 | 0 | 0 | 0 | 0 | 0
| 0 | 0 | Reduction in unserved energy | 0 | 0 | 0 | 0 | 0 | 0 | 0 | 0 | 0 | 0 | 0 | 0 | 0 | 0 | 0 | 0 | 0 | 0 | 0 | 0 | 0 | 0 | 0 | 0 | 0 | 0 | 0 | 0 | 0 | 0
| 0 | 0 | Net benefit | 0 | 0 | 0 | 0 | 0 | 0 | 0 | 0 | 0 | 0 | 0 | 0 | 0 | 0 | 0 | 0 | 0 | 0 | 0 | 0 | 0 | 0 | 0 | 0 | 0 | 0 | 0 | 0 | 0 | 0
|  |  | EUE Value ($m, real $2024) | 0 | 0 | 0 | 0 | 0 | 0 | 0 | 0 | 0 | 0 | 0 | 0 | 0 | 0 | 0 | 0 | 0 | 0 | 0 | 0 | 0 | 0 | 0 | 0 | 0 | 0 | 0 | 0 | 0 | 0
|  |  | Annualised capex | 0 | 0 | 0 | 0 | 0 | 0 | 0 | 0 | 0 | 0 | 0 | 0 | 0 | 0 | 0 | 0 | 0 | 0 | 0 | 0 | 0 | 0 | 0 | 0 | 0 | 0 | 0 | 0 | 0 | 0
|  |  | Annualised cost (capex+opex) | 0 | 0 | 0 | 0 | 0 | 0 | 0 | 0 | 0 | 0 | 0 | 0 | 0 | 0 | 0 | 0 | 0 | 0 | 0 | 0 | 0 | 0 | 0 | 0 | 0 | 0 | 0 | 0 | 0 | 0
|  |  | Optimal timing (interim calc) | 0 | 0 | 0 | 0 | 0 | 0 | 0 | 0 | 0 | 0 | 0 | 0 | 0 | 0 | 0 | 0 | 0 | 0 | 0 | 0 | 0 | 0 | 0 | 0 | 0 | 0 | 0 | 0 | 0 | 0
|  |  | Optimal timing | - | - | - | - | - | - | - | [19 empty] | - | - | - | - | bar: 1 to 19
Adjusted For Optimal Timing: | 0 | 0 | Capex | 0 | 0 | 0 | 0 | 0 | 0 | 0 | 0 | 0 | 0 | 0 | 0 | 0 | 0 | 0 | 0 | 0 | 0 | 0 | 0 | 0 | 0 | 0 | 0 | 0 | 0 | 0 | 0 | 0 | 0
| 0 | 0 | Opex | 0 | 0 | 0 | 0 | 0 | 0 | 0 | 0 | 0 | 0 | 0 | 0 | 0 | 0 | 0 | 0 | 0 | 0 | 0 | 0 | 0 | 0 | 0 | 0 | 0 | 0 | 0 | 0 | 0 | 0
| 0 | 0 | Reduction in unserved energy | 0 | 0 | 0 | 0 | 0 | 0 | 0 | 0 | 0 | 0 | 0 | 0 | 0 | 0 | 0 | 0 | 0 | 0 | 0 | 0 | 0 | 0 | 0 | 0 | 0 | 0 | 0 | 0 | 0 | 0
| 0 | 0 | Net benefit | 0 | 0 | 0 | 0 | 0 | 0 | 0 | 0 | 0 | 0 | 0 | 0 | 0 | 0 | 0 | 0 | 0 | 0 | 0 | 0 | 0 | 0 | 0 | 0 | 0 | 0 | 0 | 0 | 0 | 0
Option 9
Determining Optimal Timing: | Discounted | Undiscounted
| 0 | 0 | Capex | 0 | 0 | 0 | 0 | 0 | 0 | 0 | 0 | 0 | 0 | 0 | 0 | 0 | 0 | 0 | 0 | 0 | 0 | 0 | 0 | 0 | 0 | 0 | 0 | 0 | 0 | 0 | 0 | 0 | 0
| 0 | 0 | Opex | 0 | 0 | 0 | 0 | 0 | 0 | 0 | 0 | 0 | 0 | 0 | 0 | 0 | 0 | 0 | 0 | 0 | 0 | 0 | 0 | 0 | 0 | 0 | 0 | 0 | 0 | 0 | 0 | 0 | 0
| 0 | 0 | Reduction in unserved energy | 0 | 0 | 0 | 0 | 0 | 0 | 0 | 0 | 0 | 0 | 0 | 0 | 0 | 0 | 0 | 0 | 0 | 0 | 0 | 0 | 0 | 0 | 0 | 0 | 0 | 0 | 0 | 0 | 0 | 0
| 0 | 0 | Net benefit | 0 | 0 | 0 | 0 | 0 | 0 | 0 | 0 | 0 | 0 | 0 | 0 | 0 | 0 | 0 | 0 | 0 | 0 | 0 | 0 | 0 | 0 | 0 | 0 | 0 | 0 | 0 | 0 | 0 | 0
|  |  | EUE Value ($m, real $2024) | 0 | 0 | 0 | 0 | 0 | 0 | 0 | 0 | 0 | 0 | 0 | 0 | 0 | 0 | 0 | 0 | 0 | 0 | 0 | 0 | 0 | 0 | 0 | 0 | 0 | 0 | 0 | 0 | 0 | 0
|  |  | Annualised capex | 0 | 0 | 0 | 0 | 0 | 0 | 0 | 0 | 0 | 0 | 0 | 0 | 0 | 0 | 0 | 0 | 0 | 0 | 0 | 0 | 0 | 0 | 0 | 0 | 0 | 0 | 0 | 0 | 0 | 0
|  |  | Annualised cost (capex+opex) | 0 | 0 | 0 | 0 | 0 | 0 | 0 | 0 | 0 | 0 | 0 | 0 | 0 | 0 | 0 | 0 | 0 | 0 | 0 | 0 | 0 | 0 | 0 | 0 | 0 | 0 | 0 | 0 | 0 | 0
|  |  | Optimal timing (interim calc) | 0 | 0 | 0 | 0 | 0 | 0 | 0 | 0 | 0 | 0 | 0 | 0 | 0 | 0 | 0 | 0 | 0 | 0 | 0 | 0 | 0 | 0 | 0 | 0 | 0 | 0 | 0 | 0 | 0 | 0
|  |  | Optimal timing | - | - | - | - | - | - | - | [19 empty] | - | - | - | - | bar: 1 to 19
Adjusted For Optimal Timing: | 0 | 0 | Capex | 0 | 0 | 0 | 0 | 0 | 0 | 0 | 0 | 0 | 0 | 0 | 0 | 0 | 0 | 0 | 0 | 0 | 0 | 0 | 0 | 0 | 0 | 0 | 0 | 0 | 0 | 0 | 0 | 0 | 0
| 0 | 0 | Opex | 0 | 0 | 0 | 0 | 0 | 0 | 0 | 0 | 0 | 0 | 0 | 0 | 0 | 0 | 0 | 0 | 0 | 0 | 0 | 0 | 0 | 0 | 0 | 0 | 0 | 0 | 0 | 0 | 0 | 0
| 0 | 0 | Reduction in unserved energy | 0 | 0 | 0 | 0 | 0 | 0 | 0 | 0 | 0 | 0 | 0 | 0 | 0 | 0 | 0 | 0 | 0 | 0 | 0 | 0 | 0 | 0 | 0 | 0 | 0 | 0 | 0 | 0 | 0 | 0
| 0 | 0 | Net benefit | 0 | 0 | 0 | 0 | 0 | 0 | 0 | 0 | 0 | 0 | 0 | 0 | 0 | 0 | 0 | 0 | 0 | 0 | 0 | 0 | 0 | 0 | 0 | 0 | 0 | 0 | 0 | 0 | 0 | 0
Option 10
Determining Optimal Timing: | Discounted | Undiscounted
| 0 | 0 | Capex | 0 | 0 | 0 | 0 | 0 | 0 | 0 | 0 | 0 | 0 | 0 | 0 | 0 | 0 | 0 | 0 | 0 | 0 | 0 | 0 | 0 | 0 | 0 | 0 | 0 | 0 | 0 | 0 | 0 | 0
| 0 | 0 | Opex | 0 | 0 | 0 | 0 | 0 | 0 | 0 | 0 | 0 | 0 | 0 | 0 | 0 | 0 | 0 | 0 | 0 | 0 | 0 | 0 | 0 | 0 | 0 | 0 | 0 | 0 | 0 | 0 | 0 | 0
| 0 | 0 | Reduction in unserved energy | 0 | 0 | 0 | 0 | 0 | 0 | 0 | 0 | 0 | 0 | 0 | 0 | 0 | 0 | 0 | 0 | 0 | 0 | 0 | 0 | 0 | 0 | 0 | 0 | 0 | 0 | 0 | 0 | 0 | 0
| 0 | 0 | Net benefit | 0 | 0 | 0 | 0 | 0 | 0 | 0 | 0 | 0 | 0 | 0 | 0 | 0 | 0 | 0 | 0 | 0 | 0 | 0 | 0 | 0 | 0 | 0 | 0 | 0 | 0 | 0 | 0 | 0 | 0
|  |  | EUE Value ($m, real $2024) | 0 | 0 | 0 | 0 | 0 | 0 | 0 | 0 | 0 | 0 | 0 | 0 | 0 | 0 | 0 | 0 | 0 | 0 | 0 | 0 | 0 | 0 | 0 | 0 | 0 | 0 | 0 | 0 | 0 | 0
|  |  | Annualised capex | 0 | 0 | 0 | 0 | 0 | 0 | 0 | 0 | 0 | 0 | 0 | 0 | 0 | 0 | 0 | 0 | 0 | 0 | 0 | 0 | 0 | 0 | 0 | 0 | 0 | 0 | 0 | 0 | 0 | 0
|  |  | Annualised cost (capex+opex) | 0 | 0 | 0 | 0 | 0 | 0 | 0 | 0 | 0 | 0 | 0 | 0 | 0 | 0 | 0 | 0 | 0 | 0 | 0 | 0 | 0 | 0 | 0 | 0 | 0 | 0 | 0 | 0 | 0 | 0
|  |  | Optimal timing (interim calc) | 0 | 0 | 0 | 0 | 0 | 0 | 0 | 0 | 0 | 0 | 0 | 0 | 0 | 0 | 0 | 0 | 0 | 0 | 0 | 0 | 0 | 0 | 0 | 0 | 0 | 0 | 0 | 0 | 0 | 0
|  |  | Optimal timing | - | - | - | - | - | - | - | [19 empty] | - | - | - | - | bar: 1 to 19
Adjusted For Optimal Timing: | 0 | 0 | Capex | 0 | 0 | 0 | 0 | 0 | 0 | 0 | 0 | 0 | 0 | 0 | 0 | 0 | 0 | 0 | 0 | 0 | 0 | 0 | 0 | 0 | 0 | 0 | 0 | 0 | 0 | 0 | 0 | 0 | 0
| 0 | 0 | Opex | 0 | 0 | 0 | 0 | 0 | 0 | 0 | 0 | 0 | 0 | 0 | 0 | 0 | 0 | 0 | 0 | 0 | 0 | 0 | 0 | 0 | 0 | 0 | 0 | 0 | 0 | 0 | 0 | 0 | 0
| 0 | 0 | Reduction in unserved energy | 0 | 0 | 0 | 0 | 0 | 0 | 0 | 0 | 0 | 0 | 0 | 0 | 0 | 0 | 0 | 0 | 0 | 0 | 0 | 0 | 0 | 0 | 0 | 0 | 0 | 0 | 0 | 0 | 0 | 0
| 0 | 0 | Net benefit | 0 | 0 | 0 | 0 | 0 | 0 | 0 | 0 | 0 | 0 | 0 | 0 | 0 | 0 | 0 | 0 | 0 | 0 | 0 | 0 | 0 | 0 | 0 | 0 | 0 | 0 | 0 | 0 | 0 | 0

## 3.2.10 NPV (High Tx PoF)
Economic inputs and assumptions
Scenario | Discount rate | Central
| Cost | Central
| VCR | Central
|  | Central | Lower bound | Upper bound
| Discount rate | 5.56% | 4.11% | 7%
| Cost | 100% | 80% | 120%
| VCR | 100% | 80% | 120%
Asset life for calculating annualised capex (years) | Option 1 | 45
| Option 2 | 45
| Option 3 | 45
| Option 4 | 15
| Option 5 | 45
| Option 6 | 45
| Option 7 | 45
| Option 8 | 45
| Option 9 | 45
| Option 10 | 45
|  |  |  | 1 | 2 | 3 | 4 | 5 | 6 | 7 | 8 | 9 | 10 | 11 | 12 | 13 | 14 | 15 | 16 | 17 | 18 | 19 | 20 | 21 | 22 | 23 | 24 | 25 | 26 | 27 | 28 | 29 | 30
|  |  |  | FY25 | FY26 | FY27 | FY28 | FY29 | FY30 | FY31 | FY32 | FY33 | FY34 | FY35 | FY36 | FY37 | FY38 | FY39 | FY40 | FY41 | FY42 | FY43 | FY44 | FY45 | FY46 | FY47 | FY48 | FY49 | FY50 | FY51 | FY52 | FY53 | FY54
Outputs | bar: 3 FY27; 7 FY31
Option 1
| Discounted | Undiscounted
| 0 | 0 | Capex | 0 | 0 | 0 | 0 | 0 | 0 | 0 | 0 | 0 | 0 | 0 | 0 | 0 | 0 | 0 | 0 | 0 | 0 | 0 | 0 | 0 | 0 | 0 | 0 | 0 | 0 | 0 | 0 | 0 | 0
| 0 | 0 | Opex | 0 | 0 | 0 | 0 | 0 | 0 | 0 | 0 | 0 | 0 | 0 | 0 | 0 | 0 | 0 | 0 | 0 | 0 | 0 | 0 | 0 | 0 | 0 | 0 | 0 | 0 | 0 | 0 | 0 | 0
| 0 | 0 | Reduction in unserved energy | 0 | 0 | 0 | 0 | 0 | 0 | 0 | 0 | 0 | 0 | 0 | 0 | 0 | 0 | 0 | 0 | 0 | 0 | 0 | 0 | 0 | 0 | 0 | 0 | 0 | 0 | 0 | 0 | 0 | 0
| 0 | 0 | Net benefit | 0 | 0 | 0 | 0 | 0 | 0 | 0 | 0 | 0 | 0 | 0 | 0 | 0 | 0 | 0 | 0 | 0 | 0 | 0 | 0 | 0 | 0 | 0 | 0 | 0 | 0 | 0 | 0 | 0 | 0
|  |  | EUE Value ($m, real $2024) | 0 | 0 | 0 | 0 | 0 | 0 | 0 | 0 | 0 | 0 | 0 | 0 | 0 | 0 | 0 | 0 | 0 | 0 | 0 | 0 | 0 | 0 | 0 | 0 | 0 | 0 | 0 | 0 | 0 | 0
Option 2
Determining Optimal Timing: | Discounted | Undiscounted
| 12.9602 | 14.4415 | Capex | 0 | 0 | 14.4415 | 0 | 0 | 0 | 0 | 0 | 0 | 0 | 0 | 0 | 0 | 0 | 0 | 0 | 0 | 0 | 0 | 0 | 0 | 0 | 0 | 0 | 0 | 0 | 0 | 0 | 0 | 0
| 1.7902 | 3.8992 | Opex | 0 | 0 | 0 | 0.14441 | 0.14441 | 0.14441 | 0.14441 | 0.14441 | 0.14441 | 0.14441 | 0.14441 | 0.14441 | 0.14441 | 0.14441 | 0.14441 | 0.14441 | 0.14441 | 0.14441 | 0.14441 | 0.14441 | 0.14441 | 0.14441 | 0.14441 | 0.14441 | 0.14441 | 0.14441 | 0.14441 | 0.14441 | 0.14441 | 0.14441
| 0 | 0 | Reduction in unserved energy | 0 | 0 | 0 | 0 | 0 | 0 | 0 | 0 | 0 | 0 | 0 | 0 | 0 | 0 | 0 | 0 | 0 | 0 | 0 | 0 | 0 | 0 | 0 | 0 | 0 | 0 | 0 | 0 | 0 | 0
| -14.7504 | -18.3407 | Net benefit | 0 | 0 | -14.4415 | -0.14441 | -0.14441 | -0.14441 | -0.14441 | -0.14441 | -0.14441 | -0.14441 | -0.14441 | -0.14441 | -0.14441 | -0.14441 | -0.14441 | -0.14441 | -0.14441 | -0.14441 | -0.14441 | -0.14441 | -0.14441 | -0.14441 | -0.14441 | -0.14441 | -0.14441 | -0.14441 | -0.14441 | -0.14441 | -0.14441 | -0.14441
|  |  | EUE Value ($m, real $2024) | 0 | 0 | 0 | 0 | 0 | 0 | 0 | 0 | 0 | 0 | 0 | 0 | 0 | 0 | 0 | 0 | 0 | 0 | 0 | 0 | 0 | 0 | 0 | 0 | 0 | 0 | 0 | 0 | 0 | 0
|  |  | Annualised capex | 0 | 0 | 0.78978 | 0.78978 | 0.78978 | 0.78978 | 0.78978 | 0.78978 | 0.78978 | 0.78978 | 0.78978 | 0.78978 | 0.78978 | 0.78978 | 0.78978 | 0.78978 | 0.78978 | 0.78978 | 0.78978 | 0.78978 | 0.78978 | 0.78978 | 0.78978 | 0.78978 | 0.78978 | 0.78978 | 0.78978 | 0.78978 | 0.78978 | 0.78978
|  |  | Annualised cost (capex+opex) | 0 | 0 | 0.78978 | 0.93419 | 0.93419 | 0.93419 | 0.93419 | 0.93419 | 0.93419 | 0.93419 | 0.93419 | 0.93419 | 0.93419 | 0.93419 | 0.93419 | 0.93419 | 0.93419 | 0.93419 | 0.93419 | 0.93419 | 0.93419 | 0.93419 | 0.93419 | 0.93419 | 0.93419 | 0.93419 | 0.93419 | 0.93419 | 0.93419 | 0.93419
|  |  | Optimal timing (interim calc) | 0 | 0 | 0 | 0 | 0 | 0 | 0 | 0 | 0 | 0 | 0 | 0 | 0 | 0 | 0 | 0 | 0 | 0 | 0 | 0 | 0 | 0 | 0 | 0 | 0 | 0 | 0 | 0 | 0 | 0
Optimal timing | bar: 1 FY25 to 30 FY54
Adjusted For Optimal Timing: | 0 | 0 | Capex | 0 | 0 | 0 | 0 | 0 | 0 | 0 | 0 | 0 | 0 | 0 | 0 | 0 | 0 | 0 | 0 | 0 | 0 | 0 | 0 | 0 | 0 | 0 | 0 | 0 | 0 | 0 | 0 | 0 | 0
| 1.7902 | 3.8992 | Opex | 0 | 0 | 0 | 0.14441 | 0.14441 | 0.14441 | 0.14441 | 0.14441 | 0.14441 | 0.14441 | 0.14441 | 0.14441 | 0.14441 | 0.14441 | 0.14441 | 0.14441 | 0.14441 | 0.14441 | 0.14441 | 0.14441 | 0.14441 | 0.14441 | 0.14441 | 0.14441 | 0.14441 | 0.14441 | 0.14441 | 0.14441 | 0.14441 | 0.14441
| 1.7902 | 3.8992 | Reduction in unserved energy | 0 | 0 | 0 | 0.14441 | 0.14441 | 0.14441 | 0.14441 | 0.14441 | 0.14441 | 0.14441 | 0.14441 | 0.14441 | 0.14441 | 0.14441 | 0.14441 | 0.14441 | 0.14441 | 0.14441 | 0.14441 | 0.14441 | 0.14441 | 0.14441 | 0.14441 | 0.14441 | 0.14441 | 0.14441 | 0.14441 | 0.14441 | 0.14441 | 0.14441
| 0 | 0 | Net benefit | 0 | 0 | 0 | 0 | 0 | 0 | 0 | 0 | 0 | 0 | 0 | 0 | 0 | 0 | 0 | 0 | 0 | 0 | 0 | 0 | 0 | 0 | 0 | 0 | 0 | 0 | 0 | 0 | 0 | 0
Option 3
Determining Optimal Timing: | Discounted | Undiscounted
| 5.527 | 6.1587 | Capex | 0 | 0 | 6.1587 | 0 | 0 | 0 | 0 | 0 | 0 | 0 | 0 | 0 | 0 | 0 | 0 | 0 | 0 | 0 | 0 | 0 | 0 | 0 | 0 | 0 | 0 | 0 | 0 | 0 | 0 | 0
| 0.76343 | 1.6628 | Opex | 0 | 0 | 0 | 0.061587 | 0.061587 | 0.061587 | 0.061587 | 0.061587 | 0.061587 | 0.061587 | 0.061587 | 0.061587 | 0.061587 | 0.061587 | 0.061587 | 0.061587 | 0.061587 | 0.061587 | 0.061587 | 0.061587 | 0.061587 | 0.061587 | 0.061587 | 0.061587 | 0.061587 | 0.061587 | 0.061587 | 0.061587 | 0.061587 | 0.061587
| 0 | 0 | Reduction in unserved energy | 0 | 0 | 0 | 0 | 0 | 0 | 0 | 0 | 0 | 0 | 0 | 0 | 0 | 0 | 0 | 0 | 0 | 0 | 0 | 0 | 0 | 0 | 0 | 0 | 0 | 0 | 0 | 0 | 0 | 0
| -6.2904 | -7.8215 | Net benefit | 0 | 0 | -6.1587 | -0.061587 | -0.061587 | -0.061587 | -0.061587 | -0.061587 | -0.061587 | -0.061587 | -0.061587 | -0.061587 | -0.061587 | -0.061587 | -0.061587 | -0.061587 | -0.061587 | -0.061587 | -0.061587 | -0.061587 | -0.061587 | -0.061587 | -0.061587 | -0.061587 | -0.061587 | -0.061587 | -0.061587 | -0.061587 | -0.061587 | -0.061587
|  |  | EUE Value ($m, real $2024) | 0 | 0 | 0 | 0 | 0 | 0 | 0 | 0 | 0 | 0 | 0 | 0 | 0 | 0 | 0 | 0 | 0 | 0 | 0 | 0 | 0 | 0 | 0 | 0 | 0 | 0 | 0 | 0 | 0 | 0
|  |  | Annualised capex | 0 | 0 | 0.33681 | 0.33681 | 0.33681 | 0.33681 | 0.33681 | 0.33681 | 0.33681 | 0.33681 | 0.33681 | 0.33681 | 0.33681 | 0.33681 | 0.33681 | 0.33681 | 0.33681 | 0.33681 | 0.33681 | 0.33681 | 0.33681 | 0.33681 | 0.33681 | 0.33681 | 0.33681 | 0.33681 | 0.33681 | 0.33681 | 0.33681 | 0.33681
|  |  | Annualised cost (capex+opex) | 0 | 0 | 0.33681 | 0.39839 | 0.39839 | 0.39839 | 0.39839 | 0.39839 | 0.39839 | 0.39839 | 0.39839 | 0.39839 | 0.39839 | 0.39839 | 0.39839 | 0.39839 | 0.39839 | 0.39839 | 0.39839 | 0.39839 | 0.39839 | 0.39839 | 0.39839 | 0.39839 | 0.39839 | 0.39839 | 0.39839 | 0.39839 | 0.39839 | 0.39839
|  |  | Optimal timing (interim calc) | 0 | 0 | 0 | 0 | 0 | 0 | 0 | 0 | 0 | 0 | 0 | 0 | 0 | 0 | 0 | 0 | 0 | 0 | 0 | 0 | 0 | 0 | 0 | 0 | 0 | 0 | 0 | 0 | 0 | 0
Optimal timing | bar: 1 FY25 to 30 FY54
Adjusted For Optimal Timing: | 0 | 0 | Capex | 0 | 0 | 0 | 0 | 0 | 0 | 0 | 0 | 0 | 0 | 0 | 0 | 0 | 0 | 0 | 0 | 0 | 0 | 0 | 0 | 0 | 0 | 0 | 0 | 0 | 0 | 0 | 0 | 0 | 0
| 0.76343 | 1.6628 | Opex | 0 | 0 | 0 | 0.061587 | 0.061587 | 0.061587 | 0.061587 | 0.061587 | 0.061587 | 0.061587 | 0.061587 | 0.061587 | 0.061587 | 0.061587 | 0.061587 | 0.061587 | 0.061587 | 0.061587 | 0.061587 | 0.061587 | 0.061587 | 0.061587 | 0.061587 | 0.061587 | 0.061587 | 0.061587 | 0.061587 | 0.061587 | 0.061587 | 0.061587
| 0.76343 | 1.6628 | Reduction in unserved energy | 0 | 0 | 0 | 0.061587 | 0.061587 | 0.061587 | 0.061587 | 0.061587 | 0.061587 | 0.061587 | 0.061587 | 0.061587 | 0.061587 | 0.061587 | 0.061587 | 0.061587 | 0.061587 | 0.061587 | 0.061587 | 0.061587 | 0.061587 | 0.061587 | 0.061587 | 0.061587 | 0.061587 | 0.061587 | 0.061587 | 0.061587 | 0.061587 | 0.061587
| 0 | 0 | Net benefit | 0 | 0 | 0 | 0 | 0 | 0 | 0 | 0 | 0 | 0 | 0 | 0 | 0 | 0 | 0 | 0 | 0 | 0 | 0 | 0 | 0 | 0 | 0 | 0 | 0 | 0 | 0 | 0 | 0 | 0
Option 4
Determining Optimal Timing: | Discounted | Undiscounted
| 24.2462 | 36.5077 | Capex | 0 | 0 | 19.4348 | 0 | 0 | 0 | 0 | 0 | 0 | 0 | 0 | 0 | 0 | 0 | 0 | 0 | 0 | 17.0728 | 0 | 0 | 0 | 0 | 0 | 0 | 0 | 0 | 0 | 0 | 0 | 0
| 2.4091 | 5.2474 | Opex | 0 | 0 | 0 | 0.19435 | 0.19435 | 0.19435 | 0.19435 | 0.19435 | 0.19435 | 0.19435 | 0.19435 | 0.19435 | 0.19435 | 0.19435 | 0.19435 | 0.19435 | 0.19435 | 0.19435 | 0.19435 | 0.19435 | 0.19435 | 0.19435 | 0.19435 | 0.19435 | 0.19435 | 0.19435 | 0.19435 | 0.19435 | 0.19435 | 0.19435
| 0 | 0 | Reduction in unserved energy | 0 | 0 | 0 | 0 | 0 | 0 | 0 | 0 | 0 | 0 | 0 | 0 | 0 | 0 | 0 | 0 | 0 | 0 | 0 | 0 | 0 | 0 | 0 | 0 | 0 | 0 | 0 | 0 | 0 | 0
| -26.6554 | -41.7551 | Net benefit | 0 | 0 | -19.4348 | -0.19435 | -0.19435 | -0.19435 | -0.19435 | -0.19435 | -0.19435 | -0.19435 | -0.19435 | -0.19435 | -0.19435 | -0.19435 | -0.19435 | -0.19435 | -0.19435 | -17.2672 | -0.19435 | -0.19435 | -0.19435 | -0.19435 | -0.19435 | -0.19435 | -0.19435 | -0.19435 | -0.19435 | -0.19435 | -0.19435 | -0.19435
|  |  | EUE Value ($m, real $2024) | 0 | 0 | 0 | 0 | 0 | 0 | 0 | 0 | 0 | 0 | 0 | 0 | 0 | 0 | 0 | 0 | 0 | 0 | 0 | 0 | 0 | 0 | 0 | 0 | 0 | 0 | 0 | 0 | 0 | 0
|  |  | Annualised capex | 0 | 0 | 2.4252 | 2.4252 | 2.4252 | 2.4252 | 2.4252 | 2.4252 | 2.4252 | 2.4252 | 2.4252 | 2.4252 | 2.4252 | 2.4252 | 2.4252 | 2.4252 | 2.4252 | 2.4252 | 2.4252 | 2.4252 | 2.4252 | 2.4252 | 2.4252 | 2.4252 | 2.4252 | 2.4252 | 2.4252 | 2.4252 | 2.4252 | 2.4252
|  |  | Annualised cost (capex+opex) | 0 | 0 | 2.4252 | 2.6195 | 2.6195 | 2.6195 | 2.6195 | 2.6195 | 2.6195 | 2.6195 | 2.6195 | 2.6195 | 2.6195 | 2.6195 | 2.6195 | 2.6195 | 2.6195 | 2.6195 | 2.6195 | 2.6195 | 2.6195 | 2.6195 | 2.6195 | 2.6195 | 2.6195 | 2.6195 | 2.6195 | 2.6195 | 2.6195 | 2.6195
|  |  | Optimal timing (interim calc) | 0 | 0 | 0 | 0 | 0 | 0 | 0 | 0 | 0 | 0 | 0 | 0 | 0 | 0 | 0 | 0 | 0 | 0 | 0 | 0 | 0 | 0 | 0 | 0 | 0 | 0 | 0 | 0 | 0 | 0
Optimal timing | bar: 1 FY25 to 30 FY54
[11 empty] | 1 | 2 | 3 | 4 | 5 | 6 | 7 | 8 | 9 | 10 | 11 | 12 | 13 | 14 | 15 | 16 | 17 | 18 | 19
Adjusted For Optimal Timing: | 0 | 0 | Capex | 0 | 0 | 0 | 0 | 0 | 0 | 0 | 0 | 0 | 0 | 0 | 0 | 0 | 0 | 0 | 0 | 0 | 0 | 0 | 0 | 0 | 0 | 0 | 0 | 0 | 0 | 0 | 0 | 0 | 0
| 2.4091 | 5.2474 | Opex | 0 | 0 | 0 | 0.19435 | 0.19435 | 0.19435 | 0.19435 | 0.19435 | 0.19435 | 0.19435 | 0.19435 | 0.19435 | 0.19435 | 0.19435 | 0.19435 | 0.19435 | 0.19435 | 0.19435 | 0.19435 | 0.19435 | 0.19435 | 0.19435 | 0.19435 | 0.19435 | 0.19435 | 0.19435 | 0.19435 | 0.19435 | 0.19435 | 0.19435
| 2.4091 | 5.2474 | Reduction in unserved energy | 0 | 0 | 0 | 0.19435 | 0.19435 | 0.19435 | 0.19435 | 0.19435 | 0.19435 | 0.19435 | 0.19435 | 0.19435 | 0.19435 | 0.19435 | 0.19435 | 0.19435 | 0.19435 | 0.19435 | 0.19435 | 0.19435 | 0.19435 | 0.19435 | 0.19435 | 0.19435 | 0.19435 | 0.19435 | 0.19435 | 0.19435 | 0.19435 | 0.19435
| 0 | 0 | Net benefit | 0 | 0 | 0 | 0 | 0 | 0 | 0 | 0 | 0 | 0 | 0 | 0 | 0 | 0 | 0 | 0 | 0 | 0 | 0 | 0 | 0 | 0 | 0 | 0 | 0 | 0 | 0 | 0 | 0 | 0
Option 5
Determining Optimal Timing: | Discounted | Undiscounted
| 0 | 0 | Capex | 0 | 0 | 0 | 0 | 0 | 0 | 0 | 0 | 0 | 0 | 0 | 0 | 0 | 0 | 0 | 0 | 0 | 0 | 0 | 0 | 0 | 0 | 0 | 0 | 0 | 0 | 0 | 0 | 0 | 0
| 228.9908 | 647.1128 | Opex | 0.47234 | 0.70951 | 0.095123 | 0.22041 | 0.35537 | 0.61158 | 1.0912 | 1.9943 | 3.8774 | 6.3185 | 11.0761 | 16.235 | 18.7519 | 25.8323 | 34.967 | 34.967 | 34.967 | 34.967 | 34.967 | 34.967 | 34.967 | 34.967 | 34.967 | 34.967 | 34.967 | 34.967 | 34.967 | 34.967 | 34.967 | 34.967
| 0 | 0 | Reduction in unserved energy | 0 | 0 | 0 | 0 | 0 | 0 | 0 | 0 | 0 | 0 | 0 | 0 | 0 | 0 | 0 | 0 | 0 | 0 | 0 | 0 | 0 | 0 | 0 | 0 | 0 | 0 | 0 | 0 | 0 | 0
| -228.9908 | -647.1128 | Net benefit | -0.47234 | -0.70951 | -0.095123 | -0.22041 | -0.35537 | -0.61158 | -1.0912 | -1.9943 | -3.8774 | -6.3185 | -11.0761 | -16.235 | -18.7519 | -25.8323 | -34.967 | -34.967 | -34.967 | -34.967 | -34.967 | -34.967 | -34.967 | -34.967 | -34.967 | -34.967 | -34.967 | -34.967 | -34.967 | -34.967 | -34.967 | -34.967
|  |  | EUE Value ($m, real $2024) | 0 | 0 | 0 | 0 | 0 | 0 | 0 | 0 | 0 | 0 | 0 | 0 | 0 | 0 | 0 | 0 | 0 | 0 | 0 | 0 | 0 | 0 | 0 | 0 | 0 | 0 | 0 | 0 | 0 | 0
|  |  | Annualised capex | 0 | 0 | 0 | 0 | 0 | 0 | 0 | 0 | 0 | 0 | 0 | 0 | 0 | 0 | 0 | 0 | 0 | 0 | 0 | 0 | 0 | 0 | 0 | 0 | 0 | 0 | 0 | 0 | 0 | 0
|  |  | Annualised cost (capex+opex) | 0.47234 | 0.70951 | 0.095123 | 0.22041 | 0.35537 | 0.61158 | 1.0912 | 1.9943 | 3.8774 | 6.3185 | 11.0761 | 16.235 | 18.7519 | 25.8323 | 34.967 | 34.967 | 34.967 | 34.967 | 34.967 | 34.967 | 34.967 | 34.967 | 34.967 | 34.967 | 34.967 | 34.967 | 34.967 | 34.967 | 34.967 | 34.967
|  |  | Optimal timing (interim calc) | 0 | 0 | 0 | 0 | 0 | 0 | 0 | 0 | 0 | 0 | 0 | 0 | 0 | 0 | 0 | 0 | 0 | 0 | 0 | 0 | 0 | 0 | 0 | 0 | 0 | 0 | 0 | 0 | 0 | 0
|  |  | Optimal timing | - | - | - | - | - | - | - | [19 empty] | - | - | - | - | bar: 1 to 19
Adjusted For Optimal Timing: | 0 | 0 | Capex | 0 | 0 | 0 | 0 | 0 | 0 | 0 | 0 | 0 | 0 | 0 | 0 | 0 | 0 | 0 | 0 | 0 | 0 | 0 | 0 | 0 | 0 | 0 | 0 | 0 | 0 | 0 | 0 | 0 | 0
| 228.9908 | 647.1128 | Opex | 0.47234 | 0.70951 | 0.095123 | 0.22041 | 0.35537 | 0.61158 | 1.0912 | 1.9943 | 3.8774 | 6.3185 | 11.0761 | 16.235 | 18.7519 | 25.8323 | 34.967 | 34.967 | 34.967 | 34.967 | 34.967 | 34.967 | 34.967 | 34.967 | 34.967 | 34.967 | 34.967 | 34.967 | 34.967 | 34.967 | 34.967 | 34.967
| 228.9908 | 647.1128 | Reduction in unserved energy | 0.47234 | 0.70951 | 0.095123 | 0.22041 | 0.35537 | 0.61158 | 1.0912 | 1.9943 | 3.8774 | 6.3185 | 11.0761 | 16.235 | 18.7519 | 25.8323 | 34.967 | 34.967 | 34.967 | 34.967 | 34.967 | 34.967 | 34.967 | 34.967 | 34.967 | 34.967 | 34.967 | 34.967 | 34.967 | 34.967 | 34.967 | 34.967
| 0 | 0 | Net benefit | 0 | 0 | 0 | 0 | 0 | 0 | 0 | 0 | 0 | 0 | 0 | 0 | 0 | 0 | 0 | 0 | 0 | 0 | 0 | 0 | 0 | 0 | 0 | 0 | 0 | 0 | 0 | 0 | 0 | 0
Option 6
Determining Optimal Timing: | Discounted | Undiscounted
| 0 | 0 | Capex | 0 | 0 | 0 | 0 | 0 | 0 | 0 | 0 | 0 | 0 | 0 | 0 | 0 | 0 | 0 | 0 | 0 | 0 | 0 | 0 | 0 | 0 | 0 | 0 | 0 | 0 | 0 | 0 | 0 | 0
| 0 | 0 | Opex | 0 | 0 | 0 | 0 | 0 | 0 | 0 | 0 | 0 | 0 | 0 | 0 | 0 | 0 | 0 | 0 | 0 | 0 | 0 | 0 | 0 | 0 | 0 | 0 | 0 | 0 | 0 | 0 | 0 | 0
| 0 | 0 | Reduction in unserved energy | 0 | 0 | 0 | 0 | 0 | 0 | 0 | 0 | 0 | 0 | 0 | 0 | 0 | 0 | 0 | 0 | 0 | 0 | 0 | 0 | 0 | 0 | 0 | 0 | 0 | 0 | 0 | 0 | 0 | 0
| 0 | 0 | Net benefit | 0 | 0 | 0 | 0 | 0 | 0 | 0 | 0 | 0 | 0 | 0 | 0 | 0 | 0 | 0 | 0 | 0 | 0 | 0 | 0 | 0 | 0 | 0 | 0 | 0 | 0 | 0 | 0 | 0 | 0
|  |  | EUE Value ($m, real $2024) | 0 | 0 | 0 | 0 | 0 | 0 | 0 | 0 | 0 | 0 | 0 | 0 | 0 | 0 | 0 | 0 | 0 | 0 | 0 | 0 | 0 | 0 | 0 | 0 | 0 | 0 | 0 | 0 | 0 | 0
|  |  | Annualised capex | 0 | 0 | 0 | 0 | 0 | 0 | 0 | 0 | 0 | 0 | 0 | 0 | 0 | 0 | 0 | 0 | 0 | 0 | 0 | 0 | 0 | 0 | 0 | 0 | 0 | 0 | 0 | 0 | 0 | 0
|  |  | Annualised cost (capex+opex) | 0 | 0 | 0 | 0 | 0 | 0 | 0 | 0 | 0 | 0 | 0 | 0 | 0 | 0 | 0 | 0 | 0 | 0 | 0 | 0 | 0 | 0 | 0 | 0 | 0 | 0 | 0 | 0 | 0 | 0
|  |  | Optimal timing (interim calc) | 0 | 0 | 0 | 0 | 0 | 0 | 0 | 0 | 0 | 0 | 0 | 0 | 0 | 0 | 0 | 0 | 0 | 0 | 0 | 0 | 0 | 0 | 0 | 0 | 0 | 0 | 0 | 0 | 0 | 0
|  |  | Optimal timing | - | - | - | - | - | - | - | [19 empty] | - | - | - | - | bar: 1 to 19
Adjusted For Optimal Timing: | 0 | 0 | Capex | 0 | 0 | 0 | 0 | 0 | 0 | 0 | 0 | 0 | 0 | 0 | 0 | 0 | 0 | 0 | 0 | 0 | 0 | 0 | 0 | 0 | 0 | 0 | 0 | 0 | 0 | 0 | 0 | 0 | 0
| 0 | 0 | Opex | 0 | 0 | 0 | 0 | 0 | 0 | 0 | 0 | 0 | 0 | 0 | 0 | 0 | 0 | 0 | 0 | 0 | 0 | 0 | 0 | 0 | 0 | 0 | 0 | 0 | 0 | 0 | 0 | 0 | 0
| 0 | 0 | Reduction in unserved energy | 0 | 0 | 0 | 0 | 0 | 0 | 0 | 0 | 0 | 0 | 0 | 0 | 0 | 0 | 0 | 0 | 0 | 0 | 0 | 0 | 0 | 0 | 0 | 0 | 0 | 0 | 0 | 0 | 0 | 0
| 0 | 0 | Net benefit | 0 | 0 | 0 | 0 | 0 | 0 | 0 | 0 | 0 | 0 | 0 | 0 | 0 | 0 | 0 | 0 | 0 | 0 | 0 | 0 | 0 | 0 | 0 | 0 | 0 | 0 | 0 | 0 | 0 | 0
Option 7
Determining Optimal Timing: | Discounted | Undiscounted
| 0 | 0 | Capex | 0 | 0 | 0 | 0 | 0 | 0 | 0 | 0 | 0 | 0 | 0 | 0 | 0 | 0 | 0 | 0 | 0 | 0 | 0 | 0 | 0 | 0 | 0 | 0 | 0 | 0 | 0 | 0 | 0 | 0
| 0 | 0 | Opex | 0 | 0 | 0 | 0 | 0 | 0 | 0 | 0 | 0 | 0 | 0 | 0 | 0 | 0 | 0 | 0 | 0 | 0 | 0 | 0 | 0 | 0 | 0 | 0 | 0 | 0 | 0 | 0 | 0 | 0
| 0 | 0 | Reduction in unserved energy | 0 | 0 | 0 | 0 | 0 | 0 | 0 | 0 | 0 | 0 | 0 | 0 | 0 | 0 | 0 | 0 | 0 | 0 | 0 | 0 | 0 | 0 | 0 | 0 | 0 | 0 | 0 | 0 | 0 | 0
| 0 | 0 | Net benefit | 0 | 0 | 0 | 0 | 0 | 0 | 0 | 0 | 0 | 0 | 0 | 0 | 0 | 0 | 0 | 0 | 0 | 0 | 0 | 0 | 0 | 0 | 0 | 0 | 0 | 0 | 0 | 0 | 0 | 0
|  |  | EUE Value ($m, real $2024) | 0 | 0 | 0 | 0 | 0 | 0 | 0 | 0 | 0 | 0 | 0 | 0 | 0 | 0 | 0 | 0 | 0 | 0 | 0 | 0 | 0 | 0 | 0 | 0 | 0 | 0 | 0 | 0 | 0 | 0
|  |  | Annualised capex | 0 | 0 | 0 | 0 | 0 | 0 | 0 | 0 | 0 | 0 | 0 | 0 | 0 | 0 | 0 | 0 | 0 | 0 | 0 | 0 | 0 | 0 | 0 | 0 | 0 | 0 | 0 | 0 | 0 | 0
|  |  | Annualised cost (capex+opex) | 0 | 0 | 0 | 0 | 0 | 0 | 0 | 0 | 0 | 0 | 0 | 0 | 0 | 0 | 0 | 0 | 0 | 0 | 0 | 0 | 0 | 0 | 0 | 0 | 0 | 0 | 0 | 0 | 0 | 0
|  |  | Optimal timing (interim calc) | 0 | 0 | 0 | 0 | 0 | 0 | 0 | 0 | 0 | 0 | 0 | 0 | 0 | 0 | 0 | 0 | 0 | 0 | 0 | 0 | 0 | 0 | 0 | 0 | 0 | 0 | 0 | 0 | 0 | 0
|  |  | Optimal timing | - | - | - | - | - | - | - | [19 empty] | - | - | - | - | bar: 1 to 19
Adjusted For Optimal Timing: | 0 | 0 | Capex | 0 | 0 | 0 | 0 | 0 | 0 | 0 | 0 | 0 | 0 | 0 | 0 | 0 | 0 | 0 | 0 | 0 | 0 | 0 | 0 | 0 | 0 | 0 | 0 | 0 | 0 | 0 | 0 | 0 | 0
| 0 | 0 | Opex | 0 | 0 | 0 | 0 | 0 | 0 | 0 | 0 | 0 | 0 | 0 | 0 | 0 | 0 | 0 | 0 | 0 | 0 | 0 | 0 | 0 | 0 | 0 | 0 | 0 | 0 | 0 | 0 | 0 | 0
| 0 | 0 | Reduction in unserved energy | 0 | 0 | 0 | 0 | 0 | 0 | 0 | 0 | 0 | 0 | 0 | 0 | 0 | 0 | 0 | 0 | 0 | 0 | 0 | 0 | 0 | 0 | 0 | 0 | 0 | 0 | 0 | 0 | 0 | 0
| 0 | 0 | Net benefit | 0 | 0 | 0 | 0 | 0 | 0 | 0 | 0 | 0 | 0 | 0 | 0 | 0 | 0 | 0 | 0 | 0 | 0 | 0 | 0 | 0 | 0 | 0 | 0 | 0 | 0 | 0 | 0 | 0 | 0
Option 8
Determining Optimal Timing: | Discounted | Undiscounted
| 0 | 0 | Capex | 0 | 0 | 0 | 0 | 0 | 0 | 0 | 0 | 0 | 0 | 0 | 0 | 0 | 0 | 0 | 0 | 0 | 0 | 0 | 0 | 0 | 0 | 0 | 0 | 0 | 0 | 0 | 0 | 0 | 0
| 0 | 0 | Opex | 0 | 0 | 0 | 0 | 0 | 0 | 0 | 0 | 0 | 0 | 0 | 0 | 0 | 0 | 0 | 0 | 0 | 0 | 0 | 0 | 0 | 0 | 0 | 0 | 0 | 0 | 0 | 0 | 0 | 0
| 0 | 0 | Reduction in unserved energy | 0 | 0 | 0 | 0 | 0 | 0 | 0 | 0 | 0 | 0 | 0 | 0 | 0 | 0 | 0 | 0 | 0 | 0 | 0 | 0 | 0 | 0 | 0 | 0 | 0 | 0 | 0 | 0 | 0 | 0
| 0 | 0 | Net benefit | 0 | 0 | 0 | 0 | 0 | 0 | 0 | 0 | 0 | 0 | 0 | 0 | 0 | 0 | 0 | 0 | 0 | 0 | 0 | 0 | 0 | 0 | 0 | 0 | 0 | 0 | 0 | 0 | 0 | 0
|  |  | EUE Value ($m, real $2024) | 0 | 0 | 0 | 0 | 0 | 0 | 0 | 0 | 0 | 0 | 0 | 0 | 0 | 0 | 0 | 0 | 0 | 0 | 0 | 0 | 0 | 0 | 0 | 0 | 0 | 0 | 0 | 0 | 0 | 0
|  |  | Annualised capex | 0 | 0 | 0 | 0 | 0 | 0 | 0 | 0 | 0 | 0 | 0 | 0 | 0 | 0 | 0 | 0 | 0 | 0 | 0 | 0 | 0 | 0 | 0 | 0 | 0 | 0 | 0 | 0 | 0 | 0
|  |  | Annualised cost (capex+opex) | 0 | 0 | 0 | 0 | 0 | 0 | 0 | 0 | 0 | 0 | 0 | 0 | 0 | 0 | 0 | 0 | 0 | 0 | 0 | 0 | 0 | 0 | 0 | 0 | 0 | 0 | 0 | 0 | 0 | 0
|  |  | Optimal timing (interim calc) | 0 | 0 | 0 | 0 | 0 | 0 | 0 | 0 | 0 | 0 | 0 | 0 | 0 | 0 | 0 | 0 | 0 | 0 | 0 | 0 | 0 | 0 | 0 | 0 | 0 | 0 | 0 | 0 | 0 | 0
|  |  | Optimal timing | - | - | - | - | - | - | - | [19 empty] | - | - | - | - | bar: 1 to 19
Adjusted For Optimal Timing: | 0 | 0 | Capex | 0 | 0 | 0 | 0 | 0 | 0 | 0 | 0 | 0 | 0 | 0 | 0 | 0 | 0 | 0 | 0 | 0 | 0 | 0 | 0 | 0 | 0 | 0 | 0 | 0 | 0 | 0 | 0 | 0 | 0
| 0 | 0 | Opex | 0 | 0 | 0 | 0 | 0 | 0 | 0 | 0 | 0 | 0 | 0 | 0 | 0 | 0 | 0 | 0 | 0 | 0 | 0 | 0 | 0 | 0 | 0 | 0 | 0 | 0 | 0 | 0 | 0 | 0
| 0 | 0 | Reduction in unserved energy | 0 | 0 | 0 | 0 | 0 | 0 | 0 | 0 | 0 | 0 | 0 | 0 | 0 | 0 | 0 | 0 | 0 | 0 | 0 | 0 | 0 | 0 | 0 | 0 | 0 | 0 | 0 | 0 | 0 | 0
| 0 | 0 | Net benefit | 0 | 0 | 0 | 0 | 0 | 0 | 0 | 0 | 0 | 0 | 0 | 0 | 0 | 0 | 0 | 0 | 0 | 0 | 0 | 0 | 0 | 0 | 0 | 0 | 0 | 0 | 0 | 0 | 0 | 0
Option 9
Determining Optimal Timing: | Discounted | Undiscounted
| 0 | 0 | Capex | 0 | 0 | 0 | 0 | 0 | 0 | 0 | 0 | 0 | 0 | 0 | 0 | 0 | 0 | 0 | 0 | 0 | 0 | 0 | 0 | 0 | 0 | 0 | 0 | 0 | 0 | 0 | 0 | 0 | 0
| 0 | 0 | Opex | 0 | 0 | 0 | 0 | 0 | 0 | 0 | 0 | 0 | 0 | 0 | 0 | 0 | 0 | 0 | 0 | 0 | 0 | 0 | 0 | 0 | 0 | 0 | 0 | 0 | 0 | 0 | 0 | 0 | 0
| 0 | 0 | Reduction in unserved energy | 0 | 0 | 0 | 0 | 0 | 0 | 0 | 0 | 0 | 0 | 0 | 0 | 0 | 0 | 0 | 0 | 0 | 0 | 0 | 0 | 0 | 0 | 0 | 0 | 0 | 0 | 0 | 0 | 0 | 0
| 0 | 0 | Net benefit | 0 | 0 | 0 | 0 | 0 | 0 | 0 | 0 | 0 | 0 | 0 | 0 | 0 | 0 | 0 | 0 | 0 | 0 | 0 | 0 | 0 | 0 | 0 | 0 | 0 | 0 | 0 | 0 | 0 | 0
|  |  | EUE Value ($m, real $2024) | 0 | 0 | 0 | 0 | 0 | 0 | 0 | 0 | 0 | 0 | 0 | 0 | 0 | 0 | 0 | 0 | 0 | 0 | 0 | 0 | 0 | 0 | 0 | 0 | 0 | 0 | 0 | 0 | 0 | 0
|  |  | Annualised capex | 0 | 0 | 0 | 0 | 0 | 0 | 0 | 0 | 0 | 0 | 0 | 0 | 0 | 0 | 0 | 0 | 0 | 0 | 0 | 0 | 0 | 0 | 0 | 0 | 0 | 0 | 0 | 0 | 0 | 0
|  |  | Annualised cost (capex+opex) | 0 | 0 | 0 | 0 | 0 | 0 | 0 | 0 | 0 | 0 | 0 | 0 | 0 | 0 | 0 | 0 | 0 | 0 | 0 | 0 | 0 | 0 | 0 | 0 | 0 | 0 | 0 | 0 | 0 | 0
|  |  | Optimal timing (interim calc) | 0 | 0 | 0 | 0 | 0 | 0 | 0 | 0 | 0 | 0 | 0 | 0 | 0 | 0 | 0 | 0 | 0 | 0 | 0 | 0 | 0 | 0 | 0 | 0 | 0 | 0 | 0 | 0 | 0 | 0
|  |  | Optimal timing | - | - | - | - | - | - | - | [19 empty] | - | - | - | - | bar: 1 to 19
Adjusted For Optimal Timing: | 0 | 0 | Capex | 0 | 0 | 0 | 0 | 0 | 0 | 0 | 0 | 0 | 0 | 0 | 0 | 0 | 0 | 0 | 0 | 0 | 0 | 0 | 0 | 0 | 0 | 0 | 0 | 0 | 0 | 0 | 0 | 0 | 0
| 0 | 0 | Opex | 0 | 0 | 0 | 0 | 0 | 0 | 0 | 0 | 0 | 0 | 0 | 0 | 0 | 0 | 0 | 0 | 0 | 0 | 0 | 0 | 0 | 0 | 0 | 0 | 0 | 0 | 0 | 0 | 0 | 0
| 0 | 0 | Reduction in unserved energy | 0 | 0 | 0 | 0 | 0 | 0 | 0 | 0 | 0 | 0 | 0 | 0 | 0 | 0 | 0 | 0 | 0 | 0 | 0 | 0 | 0 | 0 | 0 | 0 | 0 | 0 | 0 | 0 | 0 | 0
| 0 | 0 | Net benefit | 0 | 0 | 0 | 0 | 0 | 0 | 0 | 0 | 0 | 0 | 0 | 0 | 0 | 0 | 0 | 0 | 0 | 0 | 0 | 0 | 0 | 0 | 0 | 0 | 0 | 0 | 0 | 0 | 0 | 0
Option 10
Determining Optimal Timing: | Discounted | Undiscounted
| 0 | 0 | Capex | 0 | 0 | 0 | 0 | 0 | 0 | 0 | 0 | 0 | 0 | 0 | 0 | 0 | 0 | 0 | 0 | 0 | 0 | 0 | 0 | 0 | 0 | 0 | 0 | 0 | 0 | 0 | 0 | 0 | 0
| 0 | 0 | Opex | 0 | 0 | 0 | 0 | 0 | 0 | 0 | 0 | 0 | 0 | 0 | 0 | 0 | 0 | 0 | 0 | 0 | 0 | 0 | 0 | 0 | 0 | 0 | 0 | 0 | 0 | 0 | 0 | 0 | 0
| 0 | 0 | Reduction in unserved energy | 0 | 0 | 0 | 0 | 0 | 0 | 0 | 0 | 0 | 0 | 0 | 0 | 0 | 0 | 0 | 0 | 0 | 0 | 0 | 0 | 0 | 0 | 0 | 0 | 0 | 0 | 0 | 0 | 0 | 0
| 0 | 0 | Net benefit | 0 | 0 | 0 | 0 | 0 | 0 | 0 | 0 | 0 | 0 | 0 | 0 | 0 | 0 | 0 | 0 | 0 | 0 | 0 | 0 | 0 | 0 | 0 | 0 | 0 | 0 | 0 | 0 | 0 | 0
|  |  | EUE Value ($m, real $2024) | 0 | 0 | 0 | 0 | 0 | 0 | 0 | 0 | 0 | 0 | 0 | 0 | 0 | 0 | 0 | 0 | 0 | 0 | 0 | 0 | 0 | 0 | 0 | 0 | 0 | 0 | 0 | 0 | 0 | 0
|  |  | Annualised capex | 0 | 0 | 0 | 0 | 0 | 0 | 0 | 0 | 0 | 0 | 0 | 0 | 0 | 0 | 0 | 0 | 0 | 0 | 0 | 0 | 0 | 0 | 0 | 0 | 0 | 0 | 0 | 0 | 0 | 0
|  |  | Annualised cost (capex+opex) | 0 | 0 | 0 | 0 | 0 | 0 | 0 | 0 | 0 | 0 | 0 | 0 | 0 | 0 | 0 | 0 | 0 | 0 | 0 | 0 | 0 | 0 | 0 | 0 | 0 | 0 | 0 | 0 | 0 | 0
|  |  | Optimal timing (interim calc) | 0 | 0 | 0 | 0 | 0 | 0 | 0 | 0 | 0 | 0 | 0 | 0 | 0 | 0 | 0 | 0 | 0 | 0 | 0 | 0 | 0 | 0 | 0 | 0 | 0 | 0 | 0 | 0 | 0 | 0
|  |  | Optimal timing | - | - | - | - | - | - | - | [19 empty] | - | - | - | - | bar: 1 to 19
Adjusted For Optimal Timing: | 0 | 0 | Capex | 0 | 0 | 0 | 0 | 0 | 0 | 0 | 0 | 0 | 0 | 0 | 0 | 0 | 0 | 0 | 0 | 0 | 0 | 0 | 0 | 0 | 0 | 0 | 0 | 0 | 0 | 0 | 0 | 0 | 0
| 0 | 0 | Opex | 0 | 0 | 0 | 0 | 0 | 0 | 0 | 0 | 0 | 0 | 0 | 0 | 0 | 0 | 0 | 0 | 0 | 0 | 0 | 0 | 0 | 0 | 0 | 0 | 0 | 0 | 0 | 0 | 0 | 0
| 0 | 0 | Reduction in unserved energy | 0 | 0 | 0 | 0 | 0 | 0 | 0 | 0 | 0 | 0 | 0 | 0 | 0 | 0 | 0 | 0 | 0 | 0 | 0 | 0 | 0 | 0 | 0 | 0 | 0 | 0 | 0 | 0 | 0 | 0
| 0 | 0 | Net benefit | 0 | 0 | 0 | 0 | 0 | 0 | 0 | 0 | 0 | 0 | 0 | 0 | 0 | 0 | 0 | 0 | 0 | 0 | 0 | 0 | 0 | 0 | 0 | 0 | 0 | 0 | 0 | 0 | 0 | 0

## 3.3 Adjustments
PREFERRED OPTION
$real $2024 (thousands)
|  | FY25 | FY26 | FY27 | FY28 | FY29 | FY30 | FY31 | FY32 | FY33 | FY34 | FY35 | FY36 | Total
| Input capex (excl mgmt reserve and indirect) | 0 | 0 | 5442.0004 | 0 | 0 | 0 | 0 | 0 | 0 | 0 | 0 | 0 | 5442.0004
| Post modelling adjustment | 0 | 0 | -5442.0004 | 0 | 0 | 2382.6491 | 3059.3522 | 0 | 0 | 0 | 0 | 0 | 0.00095359
| Revised reg proposal capex | 0 | 0 | 0 | 0 | 0 | 2382.6491 | 3059.3522 | 0 | 0 | 0 | 0 | 0 | 5442.0013