## Cover
PEC Stage 3 net market benefits assessment
Creation Date | 2024-11-26
Description | PEC Stage 3 net market benefits assessment
Legend applied throughout the model
Table Row Name
Input Cell
Calculation cell
Parameter Cell
Output Cell

## Modelling assumptions
Modelling assumptions
Assumptions
| General assumptions | Tab | Value | Notes
| First year of analysis | I1 General Inputs | 2019 | Earliest capex activity.
| Base year for dollar outputs | I1 General Inputs | 2023 | Inputs from EY in real 2022/23 dollars . Capex transformed into real 2022/23 dollars.
| Analysis period | I1 General Inputs | 32 | To accommodate cost and benefit inputs.
| Discount rate | R1 Interface and results | 7% | AEMO ISP
| CPI adjustment | CPI |  | CPI has been used to convert nominal to real 2022/23 dollars. CPI based on historical CPI from the ABS, RBA forecast, and midpoint RBA target for future years beyond RBA forecasts
Scenario weightings
| Progressive | R1 Interface and results | 0.42 | AEMO ISP
| Step | R1 Interface and results | 0.43 | AEMO ISP
| Green energy exports | R1 Interface and results | 0.15 | AEMO ISP
| Options | Tab |  | Description
| Base I | I1 General Inputs |  | Do nothing
| Base II | I1 General Inputs |  | Abandon
| Option 1 | I1 General Inputs |  | ‘Friendly’ Descoping part/all of the remaining project
| Option 2 | I1 General Inputs |  | Unfriendly descoping part/all of the remaining project
| Option 3 | I1 General Inputs |  | Litigation with Elecnor with "unfriendly descoping all of the remaining works
| Option 4 | I1 General Inputs |  | Revised EPC and revised fixed price with Elecnor
| Option 5 | I1 General Inputs |  | Status quo - attempt to complete the funding with emergency payments from both Elecnor and Transgrid
| Option 7 | I1 General Inputs |  | Alliance Model with and without Elecnor
| Option 8 | I1 General Inputs |  | Enforcement of EPC contract
| Benefit assumptions | Tab |  | Description
| Base I | EY inputs sheet |  | EnergyConnect_NoPEC1
| Base II | EY inputs sheet |  | EnergyConnect_DN
| Option 1 | EY inputs sheet |  | EnergyConnect_Op1_26_staged
| Option 2 | EY inputs sheet |  | EnergyConnect_Op1_27_staged
| Option 3 | EY inputs sheet |  | EnergyConnect_Op1_27_staged
| Option 4 | EY inputs sheet |  | EnergyConnect_Op1_26_staged
| Option 5 | EY inputs sheet |  | EnergyConnect_Op1_27_staged
| Option 7 | EY inputs sheet |  | EnergyConnect_Op1_27_staged
| Option 8 | EY inputs sheet |  | EnergyConnect_Op1_27_staged
| Cost assumptions | Tab |  | Description
| Base I | Option 4 |  | Provided by Transgrid Finance
| Base II | Base |  | Provided by Transgrid Finance
| Option 1 | Option 1 |  | Provided by Transgrid Finance
| Option 2 | Option 2 |  | Provided by Transgrid Finance
| Option 3 | Option 3 |  | Provided by Transgrid Finance
| Option 4 | Option 4 |  | Provided by Transgrid Finance
| Option 5 | Option 5 |  | Provided by Transgrid Finance
| Option 7 | Option 7 |  | Provided by Transgrid Finance
| Option 8 | Option 8 |  | Provided by Transgrid Finance
| ElectraNet costs | Capex |  | ElectraNet costs based on AER CPA decision

## R1 Interface and results
R1 Interface and results
Interface for scenario settings and key results
Scenario settings
| Parameters |  |  |  | S1 | S2 | S3
| General parameters |  |  | Unit | Progressive | Step | Green energy exports
| Commercial discount rate |  |  | Percent | 7% | 7% | 7%
| Cost parameters |  |  | Unit | Progressive | Step | Green energy exports
| Capital cost |  |  | Factor | 1 | 1 | 1
| Operating cost |  |  | Factor | 1 | 1 | 1
| Security and LDs |  |  | Factor | 1 | 1 | 1
| Benefit parameters |  |  | Unit | Progressive | Step | Green energy exports
| Avoided involuntary load shedding |  |  | Factor | 1 | 1 | 1
| Difference in timing of unrelated expenditure |  |  | Factor | 1 | 1 | 1
| Avoided fuel consumption from generation dispatch |  |  | Factor | 1 | 1 | 1
| Avoided voluntary load curtailment |  |  | Factor | 1 | 1 | 1
| Avoided costs for non RIT-T proponent parties |  |  | Factor | 1 | 1 | 1
| Avoided emissions |  |  | Factor | 1 | 1 | 1
| Scenario weightings |  |  | Unit | Progressive | Step | Green energy exports
| Weightings |  |  | % | 0.42 | 0.43 | 0.15 | TRUE
| Base case | Base II | Base case I = Total. Base case II = incremental
| Emissions 1/0 | 1 | 1 = emissions inputs on; 0 = emissions inputs off
| Sensitivities |  | Value | % change required | Goal seek to zero
| Option 3 external contributions |  | 1 | 0%
| Option 4 capex |  | 1 | 0% | 190524564.3706
Weighted NPV results
| Net present value ($, PV) | S1 | S2 | S3 |  |  |  |  | Weighted NPV results
| Option | Progressive | Step | Green energy exports | Weighted NPV | Rank
| Option 1 | 1754032687.8492 | 2025778057.5588 | 3938394773.1755 | 2198537509.6232 | 2
| Option 2 | 1286513543.5007 | 1624566092.456 | 3204586620.013 | 1719587101.0283 | 6
| Option 3 | 1406318310.5581 | 1744370859.5135 | 3324391387.0705 | 1839391868.0858 | 3
| Option 4 | 1944557252.2198 | 2216302621.9294 | 4128919337.5461 | 2389062073.9939 | 1
| Option 5 | 1406318310.5581 | 1744370859.5135 | 3324391387.0705 | 1839391868.0858 | 3
| Option 7 | 1242295922.4898 | 1580348471.4452 | 3160368999.0022 | 1675369480.0175 | 7
| Option 8 | 1406318310.5581 | 1744370859.5135 | 3324391387.0705 | 1839391868.0858 | 3
| Option | Progressive | Step | Green energy exports | Weighted NPV
| Option 1 | 90.2% | 91.4% | 95.39% | 92.03%
| Option 2 | 66.16% | 73.3% | 77.61% | 71.98%
| Option 3 | 72.32% | 78.71% | 80.51% | 76.99%
| Option 4 | 100% | 100% | 100% | 100%
| Option 5 | 72.32% | 78.71% | 80.51% | 76.99%
| Option 7 | 63.89% | 71.31% | 76.54% | 70.13%
| Option 8 | 72.32% | 78.71% | 80.51% | 76.99%
Revised Table
Live Calculation
| Option | Capital Cost | Security and LDs | Total Capital | Operational Cost | Total Cost | Benefits | Net Market Benefit
Base
| Option 1 | -1106.2865 | 121.6229 | -984.6636 | -203.2571 | -1187.9207 | 3386.4582 | 2198.5375
| Option 2 | -1253.321 | 34.9574 | -1218.3636 | -207.6823 | -1426.0459 | 3145.633 | 1719.5871
| Option 3 | -1285.0122 | 188.9658 | -1096.0464 | -210.1947 | -1306.2411 | 3145.633 | 1839.3919
| Option 4 | -939.5636 | 129.7989 | -809.7647 | -187.6314 | -997.3961 | 3386.4582 | 2389.0621
| Option 5 | -1285.0122 | 188.9658 | -1096.0464 | -210.1947 | -1306.2411 | 3145.633 | 1839.3919
| Option 7 | -1381.9934 | 129.7989 | -1252.1945 | -218.069 | -1470.2635 | 3145.633 | 1675.3695
| Option 8 | -1285.0122 | 188.9658 | -1096.0464 | -210.1947 | -1306.2411 | 3145.633 | 1839.3919

## R2 Terminal sensitivity
R2 Terminal sensitivity
Additional terminal value analysis
Scenario settings
This analysis extends the analysis out to 2064 to capture costs and benefits after the analysis period in the core analysis, in accordance with AER's cost benefit guidelines, to assess the materiality of terminal values.
2064 has been selected as the terminal year of the extended analysis as it is the last year of assets commissioned in 2025 (by ElectraNet), required to deliver and maintain PEC transfer capacities.
The analysis shows that cost and benefit terminal values are not material to the rankings or the option identified as preferred.
| NPV | With terminal value for opex and benefits, with residual value for capex at 2064 | [5 empty] | Original |  |  |  | Difference
| Option name | S1 | S2 | S3 | Weighted NPV | Rank |  | Weighted NPV | Rank | % Change |  | Weighted NPV | Rank
| Option 1 | 1576964095.6828 | 1820472376.4795 | 3277776452.9174 | 1936794510.0106 | 2 |  | 2198537509.6232 | 2 | -11.91% |  | -261742999.6127 | 0
| Option 2 | 1077374858.7357 | 1423971297.9424 | 2513533170.9367 | 1441835074.4247 | 6 |  | 1719587101.0283 | 6 | -16.15% |  | -277752026.6036 | 0
| Option 3 | 1193483475.1916 | 1540079914.3984 | 2629641787.3926 | 1557943690.8807 | 3 |  | 1839391868.0858 | 3 | -15.3% |  | -281448177.2051 | 0
| Option 4 | 1788622197.9917 | 2032130478.7883 | 3489434555.2262 | 2148452612.3194 | 1 |  | 2389062073.9939 | 1 | -10.07% |  | -240609461.6745 | 0
| Option 5 | 1193483475.1916 | 1540079914.3984 | 2629641787.3926 | 1557943690.8807 | 3 |  | 1839391868.0858 | 3 | -15.3% |  | -281448177.2051 | 0
| Option 7 | 1018948706.8477 | 1365545146.0545 | 2455107019.0487 | 1383408922.5368 | 7 |  | 1675369480.0175 | 7 | -17.43% |  | -291960557.4807 | 0
| Option 8 | 1193483475.1916 | 1540079914.3984 | 2629641787.3926 | 1557943690.8807 | 3 |  | 1839391868.0858 | 3 | -15.3% |  | -281448177.2051 | 0
| Capital cost with residual value in 2064 |  |  |  |  | Capital cost with residual value in 2064 |  |  |  | Capital cost with residual value in 2064
| Option name |  |  | S1 |  |  |  | S2 |  |  |  | S3
| Option 1 |  |  | -1442627267.9338 |  | Option 1 |  | -1442627267.9338 |  | Option 1 |  | -1442627267.9338
| Option 2 |  |  | -1620514456.6737 |  | Option 2 |  | -1620514456.6737 |  | Option 2 |  | -1620514456.6737
| Option 3 |  |  | -1655453419.1392 |  | Option 3 |  | -1655453419.1392 |  | Option 3 |  | -1655453419.1392
| Option 4 |  |  | -1257384641.2506 |  | Option 4 |  | -1257384641.2506 |  | Option 4 |  | -1257384641.2506
| Option 5 |  |  | -1655453419.1392 |  | Option 5 |  | -1655453419.1392 |  | Option 5 |  | -1655453419.1392
| Option 7 |  |  | -1761541819.5617 |  | Option 7 |  | -1761541819.5617 |  | Option 7 |  | -1761541819.5617
| Option 8 |  |  | -1655453419.1392 |  | Option 8 |  | -1655453419.1392 |  | Option 8 |  | -1655453419.1392
| Operating cost | S1 | S1 | S1 |  | S2 | S2 | S2 |  | S3 | S3 | S3
| Option name | Analysis period | Opex terminal | Total extended opex |  | Analysis period | Opex terminal | Total extended opex |  | Analysis period | Opex terminal | Total extended opex
| Option 1 | -203257081.0478 | -33321910.9207 | -236578991.9685 |  | -203257081.0478 | -33321910.9207 | -236578991.9685 |  | -203257081.0478 | -33321910.9207 | -236578991.9685
| Option 2 | -207682267.9842 | -37062569.7518 | -244744837.736 |  | -207682267.9842 | -37062569.7518 | -244744837.736 |  | -207682267.9842 | -37062569.7518 | -244744837.736
| Option 3 | -210194696.6362 | -37510932.8358 | -247705629.472 |  | -210194696.6362 | -37510932.8358 | -247705629.472 |  | -210194696.6362 | -37510932.8358 | -247705629.472
| Option 4 | -187631372.6705 | -30708133.7674 | -218339506.4378 |  | -187631372.6705 | -30708133.7674 | -218339506.4378 |  | -187631372.6705 | -30708133.7674 | -218339506.4378
| Option 5 | -210194696.6362 | -37510932.8358 | -247705629.472 |  | -210194696.6362 | -37510932.8358 | -247705629.472 |  | -210194696.6362 | -37510932.8358 | -247705629.472
| Option 7 | -218068954.4189 | -38916157.4183 | -256985111.8371 |  | -218068954.4189 | -38916157.4183 | -256985111.8371 |  | -218068954.4189 | -38916157.4183 | -256985111.8371
| Option 8 | -210194696.6362 | -37510932.8358 | -247705629.472 |  | -210194696.6362 | -37510932.8358 | -247705629.472 |  | -210194696.6362 | -37510932.8358 | -247705629.472
| Security and LDs | S1 | S1 | S1 |  | S2 | S2 | S2 |  | S3 | S3 | S3
| Option name | Analysis period | Opex terminal | Total extended opex |  | Analysis period | Opex terminal | Total extended opex |  | Analysis period | Opex terminal | Total extended opex
| Option 1 | 121622886.6193 | 0 | 121622886.6193 |  | 121622886.6193 | 0 | 121622886.6193 |  | 121622886.6193 | 0 | 121622886.6193
| Option 2 | 34957391.613 | 0 | 34957391.613 |  | 34957391.613 | 0 | 34957391.613 |  | 34957391.613 | 0 | 34957391.613
| Option 3 | 188965762.2704 | 0 | 188965762.2704 |  | 188965762.2704 | 0 | 188965762.2704 |  | 188965762.2704 | 0 | 188965762.2704
| Option 4 | 129798876.7142 | 0 | 129798876.7142 |  | 129798876.7142 | 0 | 129798876.7142 |  | 129798876.7142 | 0 | 129798876.7142
| Option 5 | 188965762.2704 | 0 | 188965762.2704 |  | 188965762.2704 | 0 | 188965762.2704 |  | 188965762.2704 | 0 | 188965762.2704
| Option 7 | 129798876.7142 | 0 | 129798876.7142 |  | 129798876.7142 | 0 | 129798876.7142 |  | 129798876.7142 | 0 | 129798876.7142
| Option 8 | 188965762.2704 | 0 | 188965762.2704 |  | 188965762.2704 | 0 | 188965762.2704 |  | 188965762.2704 | 0 | 188965762.2704
Incremental 'market benefits' calculation
| Avoided involuntary load shedding | S1 | S1 | S1 |  | S2 | S2 | S2 |  | S3 | S3 | S3
| Option name | Analysis period | Benefit terminal | Total extended benefit |  | Analysis period | Benefit terminal | Total extended benefit |  | Analysis period | Benefit terminal | Total extended benefit
| Option 1 | 18042759.4496 | 8.3645 | 18042767.8141 |  | -35.6152 | -11.5455 | -47.1607 |  | -68.2168 | -22.589 | -90.8057
| Option 2 | 16682700.8593 | 6.2734 | 16682707.1327 |  | -11.8976 | -3.5138 | -15.4114 |  | 61.8397 | 20.581 | 82.4208
| Option 3 | 16682700.8593 | 6.2734 | 16682707.1327 |  | -11.8976 | -3.5138 | -15.4114 |  | 61.8397 | 20.581 | 82.4208
| Option 4 | 18042759.4496 | 8.3645 | 18042767.8141 |  | -35.6152 | -11.5455 | -47.1607 |  | -68.2168 | -22.589 | -90.8057
| Option 5 | 16682700.8593 | 6.2734 | 16682707.1327 |  | -11.8976 | -3.5138 | -15.4114 |  | 61.8397 | 20.581 | 82.4208
| Option 7 | 16682700.8593 | 6.2734 | 16682707.1327 |  | -11.8976 | -3.5138 | -15.4114 |  | 61.8397 | 20.581 | 82.4208
| Option 8 | 16682700.8593 | 6.2734 | 16682707.1327 |  | -11.8976 | -3.5138 | -15.4114 |  | 61.8397 | 20.581 | 82.4208
| Difference in timing of unrelated expenditure | S1 | S1 | S1 |  | S2 | S2 | S2 |  | S3 | S3 | S3
| Option name | Analysis period | Benefit terminal | Total extended benefit |  | Analysis period | Benefit terminal | Total extended benefit |  | Analysis period | Benefit terminal | Total extended benefit
| Option 1 | 140739472.0305 | -16610335.6241 | 124129136.4064 |  | 258451118.3342 | -62262707.0303 | 196188411.3039 |  | 229182931.5233 | -23319772.9531 | 205863158.5702
| Option 2 | 128753885.0847 | -15712915.3184 | 113040969.7662 |  | 248452579.7816 | -63287378.5632 | 185165201.2184 |  | 213759573.9146 | -23210836.4744 | 190548737.4402
| Option 3 | 128753885.0847 | -15712915.3184 | 113040969.7662 |  | 248452579.7816 | -63287378.5632 | 185165201.2184 |  | 213759573.9146 | -23210836.4744 | 190548737.4402
| Option 4 | 140739472.0305 | -16610335.6241 | 124129136.4064 |  | 258451118.3342 | -62262707.0303 | 196188411.3039 |  | 229182931.5233 | -23319772.9531 | 205863158.5702
| Option 5 | 128753885.0847 | -15712915.3184 | 113040969.7662 |  | 248452579.7816 | -63287378.5632 | 185165201.2184 |  | 213759573.9146 | -23210836.4744 | 190548737.4402
| Option 7 | 128753885.0847 | -15712915.3184 | 113040969.7662 |  | 248452579.7816 | -63287378.5632 | 185165201.2184 |  | 213759573.9146 | -23210836.4744 | 190548737.4402
| Option 8 | 128753885.0847 | -15712915.3184 | 113040969.7662 |  | 248452579.7816 | -63287378.5632 | 185165201.2184 |  | 213759573.9146 | -23210836.4744 | 190548737.4402
| Avoided fuel consumption from generation dispatch | S1 | S1 | S1 |  | S2 | S2 | S2 |  | S3 | S3 | S3
| Option name | Analysis period | Benefit terminal | Total extended benefit |  | Analysis period | Benefit terminal | Total extended benefit |  | Analysis period | Benefit terminal | Total extended benefit
| Option 1 | 175339916.9115 | 65115379.0829 | 240455295.9944 |  | 454933862.4258 | 108741341.2859 | 563675203.7117 |  | 71613862.8616 | -125212590.0769 | -53598727.2153
| Option 2 | 101358696.3925 | 66405527.3215 | 167764223.714 |  | 411535882.354 | 120622942.5987 | 532158824.9527 |  | 1853901.4601 | -122954269.5832 | -121100368.123
| Option 3 | 101358696.3925 | 66405527.3215 | 167764223.714 |  | 411535882.354 | 120622942.5987 | 532158824.9527 |  | 1853901.4601 | -122954269.5832 | -121100368.123
| Option 4 | 175339916.9115 | 65115379.0829 | 240455295.9944 |  | 454933862.4258 | 108741341.2859 | 563675203.7117 |  | 71613862.8616 | -125212590.0769 | -53598727.2153
| Option 5 | 101358696.3925 | 66405527.3215 | 167764223.714 |  | 411535882.354 | 120622942.5987 | 532158824.9527 |  | 1853901.4601 | -122954269.5832 | -121100368.123
| Option 7 | 101358696.3925 | 66405527.3215 | 167764223.714 |  | 411535882.354 | 120622942.5987 | 532158824.9527 |  | 1853901.4601 | -122954269.5832 | -121100368.123
| Option 8 | 101358696.3925 | 66405527.3215 | 167764223.714 |  | 411535882.354 | 120622942.5987 | 532158824.9527 |  | 1853901.4601 | -122954269.5832 | -121100368.123
| Avoided voluntary load curtailment | S1 | S1 | S1 |  | S2 | S2 | S2 |  | S3 | S3 | S3
| Option name | Analysis period | Benefit terminal | Total extended benefit |  | Analysis period | Benefit terminal | Total extended benefit |  | Analysis period | Benefit terminal | Total extended benefit
| Option 1 | -93033797.4024 | 416798.3192 | -92616999.0831 |  | 116556633.4903 | 77366270.0397 | 193922903.53 |  | 110836420.4233 | -76186902.8339 | 34649517.5894
| Option 2 | -93092310.0763 | 420951.8109 | -92671358.2653 |  | 116029495.0071 | 77221358.8971 | 193250853.9042 |  | 101166426.485 | -76441913.5353 | 24724512.9497
| Option 3 | -93092310.0763 | 420951.8109 | -92671358.2653 |  | 116029495.0071 | 77221358.8971 | 193250853.9042 |  | 101166426.485 | -76441913.5353 | 24724512.9497
| Option 4 | -93033797.4024 | 416798.3192 | -92616999.0831 |  | 116556633.4903 | 77366270.0397 | 193922903.53 |  | 110836420.4233 | -76186902.8339 | 34649517.5894
| Option 5 | -93092310.0763 | 420951.8109 | -92671358.2653 |  | 116029495.0071 | 77221358.8971 | 193250853.9042 |  | 101166426.485 | -76441913.5353 | 24724512.9497
| Option 7 | -93092310.0763 | 420951.8109 | -92671358.2653 |  | 116029495.0071 | 77221358.8971 | 193250853.9042 |  | 101166426.485 | -76441913.5353 | 24724512.9497
| Option 8 | -93092310.0763 | 420951.8109 | -92671358.2653 |  | 116029495.0071 | 77221358.8971 | 193250853.9042 |  | 101166426.485 | -76441913.5353 | 24724512.9497
| Avoided costs for non RIT-T proponent parties | S1 | S1 | S1 |  | S2 | S2 | S2 |  | S3 | S3 | S3
| Option name | Analysis period | Benefit terminal | Total extended benefit |  | Analysis period | Benefit terminal | Total extended benefit |  | Analysis period | Benefit terminal | Total extended benefit
| Option 1 | 3242327935.5665 | 68773423.7993 | 3311101359.3657 |  | 2375091795.4972 | -109818065.2951 | 2265273730.2021 |  | 4715285843.0133 | -64967678.3812 | 4650318164.6321
| Option 2 | 3091011759.2803 | 67315503.2483 | 3158327262.5287 |  | 2263335687.4027 | -101969194.3882 | 2161366493.0145 |  | 4313415540.2998 | -62947661.2976 | 4250467879.0022
| Option 3 | 3091011759.2803 | 67315503.2483 | 3158327262.5287 |  | 2263335687.4027 | -101969194.3882 | 2161366493.0145 |  | 4313415540.2998 | -62947661.2976 | 4250467879.0022
| Option 4 | 3242327935.5665 | 68773423.7993 | 3311101359.3657 |  | 2375091795.4972 | -109818065.2951 | 2265273730.2021 |  | 4715285843.0133 | -64967678.3812 | 4650318164.6321
| Option 5 | 3091011759.2803 | 67315503.2483 | 3158327262.5287 |  | 2263335687.4027 | -101969194.3882 | 2161366493.0145 |  | 4313415540.2998 | -62947661.2976 | 4250467879.0022
| Option 7 | 3091011759.2803 | 67315503.2483 | 3158327262.5287 |  | 2263335687.4027 | -101969194.3882 | 2161366493.0145 |  | 4313415540.2998 | -62947661.2976 | 4250467879.0022
| Option 8 | 3091011759.2803 | 67315503.2483 | 3158327262.5287 |  | 2263335687.4027 | -101969194.3882 | 2161366493.0145 |  | 4313415540.2998 | -62947661.2976 | 4250467879.0022
| Avoided emissions | S1 | S1 | S1 |  | S2 | S2 | S2 |  | S3 | S3 | S3
| Option name | Analysis period | Benefit terminal | Total extended benefit |  | Analysis period | Benefit terminal | Total extended benefit |  | Analysis period | Benefit terminal | Total extended benefit
| Option 1 | -541462940.1011 | 74898848.5696 | -466564091.5316 |  | 8665342.0319 | 150330206.1438 | 158995548.1757 |  | -603557.8238 | -1268638.7464 | -1872196.5701
| Option 2 | -532155333.2469 | 76688289.903 | -455467043.3439 |  | 11258314.6011 | 171073528.4596 | 182331843.0608 |  | 436970.8068 | -1242740.7632 | -805769.9564
| Option 3 | -532155333.2469 | 76688289.903 | -455467043.3439 |  | 11258314.6011 | 171073528.4596 | 182331843.0608 |  | 436970.8068 | -1242740.7632 | -805769.9564
| Option 4 | -541462940.1011 | 74898848.5696 | -466564091.5316 |  | 8665342.0319 | 150330206.1438 | 158995548.1757 |  | -603557.8238 | -1268638.7464 | -1872196.5701
| Option 5 | -532155333.2469 | 76688289.903 | -455467043.3439 |  | 11258314.6011 | 171073528.4596 | 182331843.0608 |  | 436970.8068 | -1242740.7632 | -805769.9564
| Option 7 | -532155333.2469 | 76688289.903 | -455467043.3439 |  | 11258314.6011 | 171073528.4596 | 182331843.0608 |  | 436970.8068 | -1242740.7632 | -805769.9564
| Option 8 | -532155333.2469 | 76688289.903 | -455467043.3439 |  | 11258314.6011 | 171073528.4596 | 182331843.0608 |  | 436970.8068 | -1242740.7632 | -805769.9564

## S1
S1
Calculating costs, benefits and NPV for each option
Parameters for S1
Parameters
| General parameters |  |  | Unit | Active | Scenario
| Commercial discount rate |  |  | Percent | 7% | 7%
| Cost parameters |  |  | Unit | Active | Scenario
| Capital cost |  |  | Factor | 1 | 1
| Operating cost |  |  | Factor | 1 | 1
| Security and LDs |  |  | Factor | 1 | 1
| Benefit parameters |  |  | Unit | Active | Scenario
| Avoided involuntary load shedding |  |  | Factor | 1 | 1
| Difference in timing of unrelated expenditure |  |  | Factor | 1 | 1
| Avoided fuel consumption from generation dispatch |  |  | Factor | 1 | 1
| Avoided voluntary load curtailment |  |  | Factor | 1 | 1
| Avoided costs for non RIT-T proponent parties |  |  | Factor | 1 | 1
| Avoided emissions |  |  | Factor | 1 | 1
[5 empty] | -4 | -3 | -2 | -1 | 0 | 1 | 2 | 3 | 4 | 5 | 6 | 7 | 8 | 9 | 10 | 11 | 12 | 13 | 14 | 15 | 16 | 17 | 18 | 19 | 20 | 21 | 22 | 23 | 24 | 25 | 26 | 27 |  | 27 | 28 | 29 | 30 | 31 | 32 | 33 | 34 | 35 | 36 | 37 | 38 | 39 | 40 | 41
[5 empty] | 1.3108 | 1.225 | 1.1449 | 1.07 | 1 | 0.93458 | 0.87344 | 0.8163 | 0.7629 | 0.71299 | 0.66634 | 0.62275 | 0.58201 | 0.54393 | 0.50835 | 0.47509 | 0.44401 | 0.41496 | 0.38782 | 0.36245 | 0.33873 | 0.31657 | 0.29586 | 0.27651 | 0.25842 | 0.24151 | 0.22571 | 0.21095 | 0.19715 | 0.18425 | 0.1722 | 0.16093 |  | 0.16093 | 0.1504 | 0.14056 | 0.13137 | 0.12277 | 0.11474 | 0.10723 | 0.10022 | 0.093663 | 0.087535 | 0.081809 | 0.076457 | 0.071455 | 0.06678 | 0.062412
Incremental net present value calculation
Net present value for each option | bar: 1 -4 to 1 27
| Option name |  | Units | NPV | 2019 | 2020 | 2021 | 2022 | 2023 | 2024 | 2025 | 2026 | 2027 | 2028 | 2029 | 2030 | 2031 | 2032 | 2033 | 2034 | 2035 | 2036 | 2037 | 2038 | 2039 | 2040 | 2041 | 2042 | 2043 | 2044 | 2045 | 2046 | 2047 | 2048 | 2049 | 2050
| Option 1 |  | $ | 1754032687.8492 | 0 | 0 | 0 | 0 | 0 | 0 | -428515101.4423 | -757952890.1328 | 1871056698.229 | 579991181.3277 | 2519136200.145 | -52692102.855 | -59547429.855 | 166300555.145 | -555524876.855 | -270668191.855 | 372288634.145 | -122763928.855 | -1652634.855 | -178858105.855 | -198034415.855 | -305437761.855 | -1236727414.855 | 2123056.145 | -148050480.855 | -296126277.855 | -655013489.855 | 68661862.145 | 122087198.145 | 114232684.145 | 61055394.145 | 1759729128.2385
| Option 2 |  | $ | 1286513543.5007 | 0 | 0 | 0 | 0 | 0 | 0 | 1159409.5497 | -933658273.4828 | 65683064.2482 | 1322190324.1511 | 2690986725.0999 | -55542027.9001 | -61421184.9001 | 165534733.0999 | -534972969.9001 | -312208171.9001 | 421042118.0999 | -123048224.9001 | -7390382.9001 | -181531889.9001 | -202295061.9001 | -307645309.9001 | -1247649017.9001 | -7202967.9001 | -146632197.9001 | -300553548.9001 | -666017421.9001 | 69435713.0999 | 120159467.0999 | 113828092.0999 | 60240807.0999 | 2008540861.5214
| Option 3 |  | $ | 1406318310.5581 | 0 | 0 | 0 | 0 | 0 | 0 | -4823369.0197 | -952869196.5608 | 49722492.4531 | 1318511592.5719 | 2690668152.2278 | -55860600.7722 | -61739757.7722 | 165216160.2278 | -535291542.7722 | 11638074.8766 | 420723545.2278 | -123366797.7722 | -7708955.7722 | -181850462.7722 | -202613634.7722 | -307963882.7722 | -1247967590.7722 | -7521540.7722 | -146950770.7722 | -300872121.7722 | -666335994.7722 | 69117140.2278 | 119840894.2278 | 113509519.2278 | 59922234.2278 | 2033173327.5633
| Option 4 |  | $ | 1944557252.2198 | 0 | 0 | 0 | 0 | 0 | 0 | -754526148.9869 | -250096498.0091 | 1959935818.5691 | 581364638.3604 | 2520993352.3604 | -50834950.6396 | -57690277.6396 | 168157707.3604 | -553667724.6396 | -268811039.6396 | 374145786.3604 | -120906776.6396 | 204517.3604 | -177000953.6396 | -196177263.6396 | -303580609.6396 | -1234870262.6396 | 3980208.3604 | -146193328.6396 | -294269125.6396 | -653156337.6396 | 70519014.3604 | 123944350.3604 | 116089836.3604 | 62912546.3604 | 1620419516.0212
| Option 5 |  | $ | 1406318310.5581 | 0 | 0 | 0 | 0 | 0 | 0 | -4823369.0197 | -952869196.5608 | 49722492.4531 | 1318511592.5719 | 2690668152.2278 | -55860600.7722 | -61739757.7722 | 165216160.2278 | -535291542.7722 | 11638074.8766 | 420723545.2278 | -123366797.7722 | -7708955.7722 | -181850462.7722 | -202613634.7722 | -307963882.7722 | -1247967590.7722 | -7521540.7722 | -146950770.7722 | -300872121.7722 | -666335994.7722 | 69117140.2278 | 119840894.2278 | 113509519.2278 | 59922234.2278 | 2033173327.5633
| Option 7 |  | $ | 1242295922.4898 | 0 | 0 | 0 | 0 | 0 | 0 | 10784110.7157 | -990931634.4637 | 52907194.1912 | 1320752765.3678 | 2689669705.9972 | -56859047.0028 | -62738204.0028 | 164217713.9972 | -536289989.0028 | -313525191.0028 | 419725098.9972 | -124365244.0028 | -8707402.0028 | -182848909.0028 | -203612081.0028 | -308962329.0028 | -1248966037.0028 | -8519987.0028 | -147949217.0028 | -301870568.0028 | -667334441.0028 | 68118693.9972 | 118842447.9972 | 112511072.9972 | 58923787.9972 | 2102210335.9303
| Option 8 |  | $ | 1406318310.5581 | 0 | 0 | 0 | 0 | 0 | 0 | -4823369.0197 | -952869196.5608 | 49722492.4531 | 1318511592.5719 | 2690668152.2278 | -55860600.7722 | -61739757.7722 | 165216160.2278 | -535291542.7722 | 11638074.8766 | 420723545.2278 | -123366797.7722 | -7708955.7722 | -181850462.7722 | -202613634.7722 | -307963882.7722 | -1247967590.7722 | -7521540.7722 | -146950770.7722 | -300872121.7722 | -666335994.7722 | 69117140.2278 | 119840894.2278 | 113509519.2278 | 59922234.2278 | 2033173327.5633
Incremental cost calculation | bar: 1 -4 to 1 27
| Capital outflow | [35 empty] | End in 2050 |  |  |  |  | End in 2064
| Option name | Capex component | Units | PV | 2019 | 2020 | 2021 | 2022 | 2023 | 2024 | 2025 | 2026 | 2027 | 2028 | 2029 | 2030 | 2031 | 2032 | 2033 | 2034 | 2035 | 2036 | 2037 | 2038 | 2039 | 2040 | 2041 | 2042 | 2043 | 2044 | 2045 | 2046 | 2047 | 2048 | 2049 | 2050 | Years in analysis | Total capex | AccDep | Residual value |  | Years in analysis | AccDep | Residual value |  | Options | Residual value, PV | Incremental residual value
| Base I | Lines - VNIW Line 5 | $ | -680371543.9451 | 0 | 0 | -31750057.7091 | -40531438.2323 | -75740955.9356 | -54513156.0594 | -79761115.0213 | -514509685.3448 | -83406612.3165 | 0 | 0 | 0 | 0 | 0 | 0 | 0 | 0 | 0 | 0 | 0 | 0 | 0 | 0 | 0 | 0 | 0 | 0 | 0 | 0 | 0 | 0 | 492919291.5467 | 22 | -880213020.619 | -387293729.0724 | 492919291.5467 |  | 36 | -633753374.8457 | 246459645.7733 |  | Base I | 15381933.6913 | #N/A
| Base I | Lines - PEC | $ | 0 | 0 | 0 | 0 | 0 | 0 | 0 | 0 | 0 | 0 | 0 | 0 | 0 | 0 | 0 | 0 | 0 | 0 | 0 | 0 | 0 | 0 | 0 | 0 | 0 | 0 | 0 | 0 | 0 | 0 | 0 | 0 | 0 | 2050 | 0 | 0 | 0 | [5 empty] | Base II | 126599210.8735 | #N/A
| Base I | Subs | $ | 0 | 0 | 0 | 0 | 0 | 0 | 0 | 0 | 0 | 0 | 0 | 0 | 0 | 0 | 0 | 0 | 0 | 0 | 0 | 0 | 0 | 0 | 0 | 0 | 0 | 0 | 0 | 0 | 0 | 0 | 0 | 0 | 0 | 2050 | 0 | 0 | 0 | [5 empty] | Option 1 | 77262453.932 | -49336756.9414
| Base I | Land and easements | $ | 0 | 0 | 0 | 0 | 0 | 0 | 0 | 0 | 0 | 0 | 0 | 0 | 0 | 0 | 0 | 0 | 0 | 0 | 0 | 0 | 0 | 0 | 0 | 0 | 0 | 0 | 0 | 0 | 0 | 0 | 0 | 0 | 0 | 2050 | 0 | 0 | 0 | [5 empty] | Option 2 | 86878868.4674 | -39720342.4061
| Base I | Biodiversity | $ | 0 | 0 | 0 | 0 | 0 | 0 | 0 | 0 | 0 | 0 | 0 | 0 | 0 | 0 | 0 | 0 | 0 | 0 | 0 | 0 | 0 | 0 | 0 | 0 | 0 | 0 | 0 | 0 | 0 | 0 | 0 | 0 | 0 | 2050 | 0 | 0 | 0 | [5 empty] | Option 3 | 87646460.8069 | -38952750.0666
| Base I | Lines | $ | 0 | 0 | 0 | 0 | 0 | 0 | 0 | 0 | 0 | 0 | 0 | 0 | 0 | 0 | 0 | 0 | 0 | 0 | 0 | 0 | 0 | 0 | 0 | 0 | 0 | 0 | 0 | 0 | 0 | 0 | 0 | 0 | 0 | 2050 | 0 | 0 | 0 | [5 empty] | Option 4 | 73064195.4661 | -53535015.4073
| Base I | Subs | $ | 0 | 0 | 0 | 0 | 0 | 0 | 0 | 0 | 0 | 0 | 0 | 0 | 0 | 0 | 0 | 0 | 0 | 0 | 0 | 0 | 0 | 0 | 0 | 0 | 0 | 0 | 0 | 0 | 0 | 0 | 0 | 0 | 0 | 2050 | 0 | 0 | 0 | [5 empty] | Option 5 | 87646460.8069 | -38952750.0666
| Base I | Land and easements | $ | 0 | 0 | 0 | 0 | 0 | 0 | 0 | 0 | 0 | 0 | 0 | 0 | 0 | 0 | 0 | 0 | 0 | 0 | 0 | 0 | 0 | 0 | 0 | 0 | 0 | 0 | 0 | 0 | 0 | 0 | 0 | 0 | 0 | 2050 | 0 | 0 | 0 | [5 empty] | Option 7 | 89810136.5462 | -36789074.3273
| Base I | Biodiversity | $ | 0 | 0 | 0 | 0 | 0 | 0 | 0 | 0 | 0 | 0 | 0 | 0 | 0 | 0 | 0 | 0 | 0 | 0 | 0 | 0 | 0 | 0 | 0 | 0 | 0 | 0 | 0 | 0 | 0 | 0 | 0 | 0 | 0 | 2050 | 0 | 0 | 0 | [5 empty] | Option 8 | 87646460.8069 | -38952750.0666
| Base II | Lines - VNIW Line 5 | $ | -680371543.9451 | 0 | 0 | -31750057.7091 | -40531438.2323 | -75740955.9356 | -54513156.0594 | -79761115.0213 | -514509685.3448 | -83406612.3165 | 0 | 0 | 0 | 0 | 0 | 0 | 0 | 0 | 0 | 0 | 0 | 0 | 0 | 0 | 0 | 0 | 0 | 0 | 0 | 0 | 0 | 0 | 492919291.5467 | 22 | -880213020.619 | -387293729.0724 | 492919291.5467 |  | 36 | -633753374.8457 | 246459645.7733
| Base II | Lines - PEC | $ | -866694203.2424 | -5061325.9793 | -28929620.7188 | -224363170.0485 | -32199800.5738 | -209543761.7518 | -346411286.8715 | 0 | 0 | 0 | 0 | 0 | 0 | 0 | 0 | 0 | 0 | 0 | 0 | 0 | 0 | 0 | 0 | 0 | 0 | 0 | 0 | 0 | 0 | 0 | 0 | 0 | 0 | #N/A | -846508965.9436 | 0 | 846508965.9436 |  | #N/A | 0 | 846508965.9436
| Base II | Subs | $ | -598622794.0605 | 0 | 0 | -14756351.1671 | -31179724.4262 | -177362702.3021 | -145327650.1918 | -269261023.9668 | 0 | 0 | 0 | 0 | 0 | 0 | 0 | 0 | 0 | 0 | 0 | 0 | 0 | 0 | 0 | 0 | 0 | 0 | 0 | 0 | 0 | 0 | 0 | 0 | 0 | #N/A | -637887452.0539 | 0 | 637887452.0539 |  | #N/A | 0 | 637887452.0539
| Base II | Land and easements | $ | -153636499.9266 | 0 | 0 | -8663372.994 | -37561539.3672 | -70423277.6905 | -29570620.7443 | -6259838.3169 | 0 | 0 | 0 | 0 | 0 | 0 | 0 | 0 | 0 | 0 | 0 | 0 | 0 | 0 | 0 | 0 | 0 | 0 | 0 | 0 | 0 | 0 | 0 | 0 | 0 | #N/A | -152478649.113 | 0 | 152478649.113 |  | #N/A | 0 | 152478649.113
| Base II | Biodiversity | $ | -119878878.802 | 0 | 0 | 0 | 0 | 0 | -125788354.0883 | -15689366.2731 | 0 | 0 | 0 | 0 | 0 | 0 | 0 | 0 | 0 | 0 | 0 | 0 | 0 | 0 | 0 | 0 | 0 | 0 | 0 | 0 | 0 | 0 | 0 | 0 | 70738860.1807 | 25 | -141477720.3614 | -70738860.1807 | 70738860.1807 |  | 39 | -110352621.8819 | 31125098.4795
| Base II | Lines | $ | -328209629.6561 | 0 | -3401703.9389 | -42380579.8942 | -141429009.5418 | -131629454.9237 | -21329645.5958 | 0 | 0 | 0 | 0 | 0 | 0 | 0 | 0 | 0 | 0 | 0 | 0 | 0 | 0 | 0 | 0 | 0 | 0 | 0 | 0 | 0 | 0 | 0 | 0 | 0 | 170085196.9473 | 25 | -340170393.8945 | -170085196.9473 | 170085196.9473 |  | 39 | -265332907.2377 | 74837486.6568
| Base II | Subs | $ | -131218784.4073 | 0 | -1340031.7534 | -18444236.3991 | -42955147.0059 | -60893270.4064 | -10370489.7733 | 0 | 0 | 0 | 0 | 0 | 0 | 0 | 0 | 0 | 0 | 0 | 0 | 0 | 0 | 0 | 0 | 0 | 0 | 0 | 0 | 0 | 0 | 0 | 0 | 0 | 50251190.7517 | 25 | -134003175.3379 | -83751984.5862 | 50251190.7517 |  | 39 | -130653095.9545 | 3350079.3834
| Base II | Land and easements | $ | -26387276.3751 | 0 | -286942.7722 | -3499802.8627 | -24859941.0787 | -30592.0507 | -16998.4602 | 0 | 0 | 0 | 0 | 0 | 0 | 0 | 0 | 0 | 0 | 0 | 0 | 0 | 0 | 0 | 0 | 0 | 0 | 0 | 0 | 0 | 0 | 0 | 0 | 0 | 28694277.2245 | #N/A | -28694277.2245 | 0 | 28694277.2245 |  | #N/A | 0 | 28694277.2245
| Base II | Biodiversity | $ | -31459834.5408 | 0 | -323441.3306 | -7762591.9338 | -7856690.3157 | -15953874.165 | -447535.3126 | 0 | 0 | 0 | 0 | 0 | 0 | 0 | 0 | 0 | 0 | 0 | 0 | 0 | 0 | 0 | 0 | 0 | 0 | 0 | 0 | 0 | 0 | 0 | 0 | 0 | 16172066.5288 | 25 | -32344133.0577 | -16172066.5288 | 16172066.5288 |  | 39 | -25228423.785 | 7115709.2727
| Option 1 | Lines - VNIW Line 5 | $ | -725029191.0665 | 0 | 0 | -31750057.7091 | -40531438.2323 | -75740955.9356 | -54513156.0594 | -98371066.1948 | -550523475.2222 | -89244769.1013 | 0 | 0 | 0 | 0 | 0 | 0 | 0 | 0 | 0 | 0 | 0 | 0 | 0 | 0 | 0 | 0 | 0 | 0 | 0 | 0 | 0 | 0 | 526777954.3346 | 22 | -940674918.4547 | -413896964.1201 | 526777954.3346 |  | 36 | -677285941.2874 | 263388977.1673
| Option 1 | Lines - PEC | $ | -1523568408.9221 | -5061325.9793 | -28929620.7188 | -224363170.0485 | -32199800.5738 | -209543761.7518 | -346411286.8715 | -442173513.7387 | -428131844.0964 | -104105989.9104 | 0 | 0 | 0 | 0 | 0 | 0 | 0 | 0 | 0 | 0 | 0 | 0 | 0 | 0 | 0 | 0 | 0 | 0 | 0 | 0 | 0 | 0 | 983296969.3921 | 23 | -1820920313.6891 | -837623344.297 | 983296969.3921 |  | 37 | -1347481032.1299 | 473439281.5592
| Option 1 | Subs | $ | -883168493.1759 | 0 | 0 | -14756351.1671 | -31179724.4262 | -177362702.3021 | -145327650.1918 | -321354480.1644 | -312219910.6804 | -75920451.4201 | 0 | 0 | 0 | 0 | 0 | 0 | 0 | 0 | 0 | 0 | 0 | 0 | 0 | 0 | 0 | 0 | 0 | 0 | 0 | 0 | 0 | 0 | 458201539.8997 | 23 | -1078121270.3522 | -619919730.4525 | 458201539.8997 |  | 37 | -997262175.0758 | 80859095.2764
| Option 1 | Land and easements | $ | -187251498.4974 | 0 | 0 | -8663372.994 | -37561539.3672 | -70423277.6905 | -29570620.7443 | -41803911.704 | -40945765.619 | -9956511.1103 | 0 | 0 | 0 | 0 | 0 | 0 | 0 | 0 | 0 | 0 | 0 | 0 | 0 | 0 | 0 | 0 | 0 | 0 | 0 | 0 | 0 | 0 | 238924999.2294 | #N/A | -238924999.2294 | 0 | 238924999.2294 |  | #N/A | 0 | 238924999.2294
| Option 1 | Biodiversity | $ | -206472792.4915 | 0 | 0 | 0 | 0 | 0 | -125788354.0883 | -60218265.1089 | -58718586.8597 | -14278210.5453 | 0 | 0 | 0 | 0 | 0 | 0 | 0 | 0 | 0 | 0 | 0 | 0 | 0 | 0 | 0 | 0 | 0 | 0 | 0 | 0 | 0 | 0 | 139861844.9652 | 23 | -259003416.6022 | -119141571.637 | 139861844.9652 |  | 37 | -191662528.2856 | 67340888.3166
| Option 1 | Lines | $ | -328209629.6561 | 0 | -3401703.9389 | -42380579.8942 | -141429009.5418 | -131629454.9237 | -21329645.5958 | 0 | 0 | 0 | 0 | 0 | 0 | 0 | 0 | 0 | 0 | 0 | 0 | 0 | 0 | 0 | 0 | 0 | 0 | 0 | 0 | 0 | 0 | 0 | 0 | 0 | 170085196.9473 | 25 | -340170393.8945 | -170085196.9473 | 170085196.9473 |  | 39 | -265332907.2377 | 74837486.6568
| Option 1 | Subs | $ | -131218784.4073 | 0 | -1340031.7534 | -18444236.3991 | -42955147.0059 | -60893270.4064 | -10370489.7733 | 0 | 0 | 0 | 0 | 0 | 0 | 0 | 0 | 0 | 0 | 0 | 0 | 0 | 0 | 0 | 0 | 0 | 0 | 0 | 0 | 0 | 0 | 0 | 0 | 0 | 50251190.7517 | 25 | -134003175.3379 | -83751984.5862 | 50251190.7517 |  | 39 | -130653095.9545 | 3350079.3834
| Option 1 | Land and easements | $ | -26387276.3751 | 0 | -286942.7722 | -3499802.8627 | -24859941.0787 | -30592.0507 | -16998.4602 | 0 | 0 | 0 | 0 | 0 | 0 | 0 | 0 | 0 | 0 | 0 | 0 | 0 | 0 | 0 | 0 | 0 | 0 | 0 | 0 | 0 | 0 | 0 | 0 | 0 | 28694277.2245 | #N/A | -28694277.2245 | 0 | 28694277.2245 |  | #N/A | 0 | 28694277.2245
| Option 1 | Biodiversity | $ | -31459834.5408 | 0 | -323441.3306 | -7762591.9338 | -7856690.3157 | -15953874.165 | -447535.3126 | 0 | 0 | 0 | 0 | 0 | 0 | 0 | 0 | 0 | 0 | 0 | 0 | 0 | 0 | 0 | 0 | 0 | 0 | 0 | 0 | 0 | 0 | 0 | 0 | 0 | 16172066.5288 | 25 | -32344133.0577 | -16172066.5288 | 16172066.5288 |  | 39 | -25228423.785 | 7115709.2727
| Option 2 | Lines - VNIW Line 5 | $ | -820124299.3668 | 0 | 0 | -31750057.7091 | -40531438.2323 | -75740955.9356 | -54513156.0594 | -137999560.6718 | -627212138.1824 | -101676685.8616 | 0 | 0 | 0 | 0 | 0 | 0 | 0 | 0 | 0 | 0 | 0 | 0 | 0 | 0 | 0 | 0 | 0 | 0 | 0 | 0 | 0 | 0 | 598877435.8853 | 22 | -1069423992.6522 | -470546556.767 | 598877435.8853 |  | 36 | -769985274.7096 | 299438717.9426
| Option 2 | Lines - PEC | $ | -1580264008.8646 | -5061325.9793 | -28929620.7188 | -224363170.0485 | -32199800.5738 | -209543761.7518 | -346411286.8715 | -159506604.1827 | -425548886.1856 | -425059093.4283 | -112257266.9369 | 0 | 0 | 0 | 0 | 0 | 0 | 0 | 0 | 0 | 0 | 0 | 0 | 0 | 0 | 0 | 0 | 0 | 0 | 0 | 0 | 0 | 1102573257.3392 | 22 | -1968880816.6771 | -866307559.3379 | 1102573257.3392 |  | 36 | -1417594188.0075 | 551286628.6696
| Option 2 | Subs | $ | -886866466.4973 | 0 | 0 | -14756351.1671 | -31179724.4262 | -177362702.3021 | -145327650.1918 | -91253032.4007 | -293524388.4208 | -302806485.7802 | -77429989.1107 | 0 | 0 | 0 | 0 | 0 | 0 | 0 | 0 | 0 | 0 | 0 | 0 | 0 | 0 | 0 | 0 | 0 | 0 | 0 | 0 | 0 | 510138145.7098 | 22 | -1133640323.7996 | -623502178.0898 | 510138145.7098 |  | 36 | -1020276291.4197 | 113364032.38
| Option 2 | Land and easements | $ | -184281092.3558 | 0 | 0 | -8663372.994 | -37561539.3672 | -70423277.6905 | -29570620.7443 | -12224606.2262 | -33282722.6246 | -39053786.9554 | -10165038.5083 | 0 | 0 | 0 | 0 | 0 | 0 | 0 | 0 | 0 | 0 | 0 | 0 | 0 | 0 | 0 | 0 | 0 | 0 | 0 | 0 | 0 | 240944965.1106 | #N/A | -240944965.1106 | 0 | 240944965.1106 |  | #N/A | 0 | 240944965.1106
| Option 2 | Biodiversity | $ | -200989031.3138 | 0 | 0 | 0 | 0 | 0 | -125788354.0883 | -20247294.2047 | -46343362.4142 | -53894620.0427 | -14438987.293 | 0 | 0 | 0 | 0 | 0 | 0 | 0 | 0 | 0 | 0 | 0 | 0 | 0 | 0 | 0 | 0 | 0 | 0 | 0 | 0 | 0 | 145999066.104 | 22 | -260712618.0429 | -114713551.9389 | 145999066.104 |  | 36 | -187713084.9909 | 72999533.052
| Option 2 | Lines | $ | -328209629.6561 | 0 | -3401703.9389 | -42380579.8942 | -141429009.5418 | -131629454.9237 | -21329645.5958 | 0 | 0 | 0 | 0 | 0 | 0 | 0 | 0 | 0 | 0 | 0 | 0 | 0 | 0 | 0 | 0 | 0 | 0 | 0 | 0 | 0 | 0 | 0 | 0 | 0 | 170085196.9473 | 25 | -340170393.8945 | -170085196.9473 | 170085196.9473 |  | 39 | -265332907.2377 | 74837486.6568
| Option 2 | Subs | $ | -131218784.4073 | 0 | -1340031.7534 | -18444236.3991 | -42955147.0059 | -60893270.4064 | -10370489.7733 | 0 | 0 | 0 | 0 | 0 | 0 | 0 | 0 | 0 | 0 | 0 | 0 | 0 | 0 | 0 | 0 | 0 | 0 | 0 | 0 | 0 | 0 | 0 | 0 | 0 | 50251190.7517 | 25 | -134003175.3379 | -83751984.5862 | 50251190.7517 |  | 39 | -130653095.9545 | 3350079.3834
| Option 2 | Land and easements | $ | -26387276.3751 | 0 | -286942.7722 | -3499802.8627 | -24859941.0787 | -30592.0507 | -16998.4602 | 0 | 0 | 0 | 0 | 0 | 0 | 0 | 0 | 0 | 0 | 0 | 0 | 0 | 0 | 0 | 0 | 0 | 0 | 0 | 0 | 0 | 0 | 0 | 0 | 0 | 28694277.2245 | #N/A | -28694277.2245 | 0 | 28694277.2245 |  | #N/A | 0 | 28694277.2245
| Option 2 | Biodiversity | $ | -31459834.5408 | 0 | -323441.3306 | -7762591.9338 | -7856690.3157 | -15953874.165 | -447535.3126 | 0 | 0 | 0 | 0 | 0 | 0 | 0 | 0 | 0 | 0 | 0 | 0 | 0 | 0 | 0 | 0 | 0 | 0 | 0 | 0 | 0 | 0 | 0 | 0 | 0 | 16172066.5288 | 25 | -32344133.0577 | -16172066.5288 | 16172066.5288 |  | 39 | -25228423.785 | 7115709.2727
| Option 3 | Lines - VNIW Line 5 | $ | -827815723.7713 | 0 | 0 | -31750057.7091 | -40531438.2323 | -75740955.9356 | -54513156.0594 | -141204768.3316 | -633414823.7294 | -102682196.5517 | 0 | 0 | 0 | 0 | 0 | 0 | 0 | 0 | 0 | 0 | 0 | 0 | 0 | 0 | 0 | 0 | 0 | 0 | 0 | 0 | 0 | 0 | 604708942.0674 | 22 | -1079837396.549 | -475128454.4816 | 604708942.0674 |  | 36 | -777482925.5153 | 302354471.0337
| Option 3 | Lines - PEC | $ | -1592868547.3853 | -5061325.9793 | -28929620.7188 | -224363170.0485 | -32199800.5738 | -209543761.7518 | -346411286.8715 | -157739002.6421 | -433879366.978 | -435013270.9912 | -114252587.5921 | 0 | 0 | 0 | 0 | 0 | 0 | 0 | 0 | 0 | 0 | 0 | 0 | 0 | 0 | 0 | 0 | 0 | 0 | 0 | 0 | 0 | 1112940188.7223 | 22 | -1987393194.1469 | -874453005.4246 | 1112940188.7223 |  | 36 | -1430923099.7858 | 556470094.3611
| Option 3 | Subs | $ | -894484481.1927 | 0 | 0 | -14756351.1671 | -31179724.4262 | -177362702.3021 | -145327650.1918 | -90234451.1415 | -298503779.0055 | -308567088.9608 | -78604404.2494 | 0 | 0 | 0 | 0 | 0 | 0 | 0 | 0 | 0 | 0 | 0 | 0 | 0 | 0 | 0 | 0 | 0 | 0 | 0 | 0 | 0 | 515041268.1499 | 22 | -1144536151.4443 | -629494883.2944 | 515041268.1499 |  | 36 | -1030082536.2999 | 114453615.1444
| Option 3 | Land and easements | $ | -186005342.5001 | 0 | 0 | -8663372.994 | -37561539.3672 | -70423277.6905 | -29570620.7443 | -15145401.3598 | -33025278.2485 | -38521880.119 | -10404269.9116 | 0 | 0 | 0 | 0 | 0 | 0 | 0 | 0 | 0 | 0 | 0 | 0 | 0 | 0 | 0 | 0 | 0 | 0 | 0 | 0 | 0 | 243315640.4351 | #N/A | -243315640.4351 | 0 | 243315640.4351 |  | #N/A | 0 | 243315640.4351
| Option 3 | Biodiversity | $ | -203041978.497 | 0 | 0 | 0 | 0 | 0 | -125788354.0883 | -22890252.7805 | -46299172.9443 | -53666807.2407 | -14708751.675 | 0 | 0 | 0 | 0 | 0 | 0 | 0 | 0 | 0 | 0 | 0 | 0 | 0 | 0 | 0 | 0 | 0 | 0 | 0 | 0 | 0 | 147477869.6881 | 22 | -263353338.7288 | -115875469.0407 | 147477869.6881 |  | 36 | -189614403.8848 | 73738934.8441
| Option 3 | Lines | $ | -328209629.6561 | 0 | -3401703.9389 | -42380579.8942 | -141429009.5418 | -131629454.9237 | -21329645.5958 | 0 | 0 | 0 | 0 | 0 | 0 | 0 | 0 | 0 | 0 | 0 | 0 | 0 | 0 | 0 | 0 | 0 | 0 | 0 | 0 | 0 | 0 | 0 | 0 | 0 | 170085196.9473 | 25 | -340170393.8945 | -170085196.9473 | 170085196.9473 |  | 39 | -265332907.2377 | 74837486.6568
| Option 3 | Subs | $ | -131218784.4073 | 0 | -1340031.7534 | -18444236.3991 | -42955147.0059 | -60893270.4064 | -10370489.7733 | 0 | 0 | 0 | 0 | 0 | 0 | 0 | 0 | 0 | 0 | 0 | 0 | 0 | 0 | 0 | 0 | 0 | 0 | 0 | 0 | 0 | 0 | 0 | 0 | 0 | 50251190.7517 | 25 | -134003175.3379 | -83751984.5862 | 50251190.7517 |  | 39 | -130653095.9545 | 3350079.3834
| Option 3 | Land and easements | $ | -26387276.3751 | 0 | -286942.7722 | -3499802.8627 | -24859941.0787 | -30592.0507 | -16998.4602 | 0 | 0 | 0 | 0 | 0 | 0 | 0 | 0 | 0 | 0 | 0 | 0 | 0 | 0 | 0 | 0 | 0 | 0 | 0 | 0 | 0 | 0 | 0 | 0 | 0 | 28694277.2245 | #N/A | -28694277.2245 | 0 | 28694277.2245 |  | #N/A | 0 | 28694277.2245
| Option 3 | Biodiversity | $ | -31459834.5408 | 0 | -323441.3306 | -7762591.9338 | -7856690.3157 | -15953874.165 | -447535.3126 | 0 | 0 | 0 | 0 | 0 | 0 | 0 | 0 | 0 | 0 | 0 | 0 | 0 | 0 | 0 | 0 | 0 | 0 | 0 | 0 | 0 | 0 | 0 | 0 | 0 | 16172066.5288 | 25 | -32344133.0577 | -16172066.5288 | 16172066.5288 |  | 39 | -25228423.785 | 7115709.2727
| Option 4 | Lines - VNIW Line 5 | $ | -680371543.9451 | 0 | 0 | -31750057.7091 | -40531438.2323 | -75740955.9356 | -54513156.0594 | -79761115.0213 | -514509685.3448 | -83406612.3165 | 0 | 0 | 0 | 0 | 0 | 0 | 0 | 0 | 0 | 0 | 0 | 0 | 0 | 0 | 0 | 0 | 0 | 0 | 0 | 0 | 0 | 0 | 492919291.5467 | 22 | -880213020.619 | -387293729.0724 | 492919291.5467 |  | 36 | -633753374.8457 | 246459645.7733
| Option 4 | Lines - PEC | $ | -1459157392.0939 | -5061325.9793 | -28929620.7188 | -224363170.0485 | -32199800.5738 | -209543761.7518 | -346411286.8715 | -635543365.1164 | -172334084.5449 | -59836731.1199 | 0 | 0 | 0 | 0 | 0 | 0 | 0 | 0 | 0 | 0 | 0 | 0 | 0 | 0 | 0 | 0 | 0 | 0 | 0 | 0 | 0 | 0 | 925680499.2314 | 23 | -1714223146.7247 | -788542647.4934 | 925680499.2314 |  | 37 | -1268525128.5763 | 445698018.1484
| Option 4 | Subs | $ | -841831989.11 | 0 | 0 | -14756351.1671 | -31179724.4262 | -177362702.3021 | -145327650.1918 | -423759912.934 | -171314637.1685 | -49435330.0322 | 0 | 0 | 0 | 0 | 0 | 0 | 0 | 0 | 0 | 0 | 0 | 0 | 0 | 0 | 0 | 0 | 0 | 0 | 0 | 0 | 0 | 0 | 430582930.9943 | 23 | -1013136308.2219 | -582553377.2276 | 430582930.9943 |  | 37 | -937151085.1053 | 75985223.1166
| Option 4 | Land and easements | $ | -180249190.0487 | 0 | 0 | -8663372.994 | -37561539.3672 | -70423277.6905 | -29570620.7443 | -70771616.9792 | -4101519.57 | -4149662.2385 | 0 | 0 | 0 | 0 | 0 | 0 | 0 | 0 | 0 | 0 | 0 | 0 | 0 | 0 | 0 | 0 | 0 | 0 | 0 | 0 | 0 | 0 | 225241609.5838 | #N/A | -225241609.5838 | 0 | 225241609.5838 |  | #N/A | 0 | 225241609.5838
| Option 4 | Biodiversity | $ | -197157403.0574 | 0 | 0 | 0 | 0 | 0 | -125788354.0883 | -89456965.4642 | -20423263.7258 | -7798476.0403 | 0 | 0 | 0 | 0 | 0 | 0 | 0 | 0 | 0 | 0 | 0 | 0 | 0 | 0 | 0 | 0 | 0 | 0 | 0 | 0 | 0 | 0 | 131472212.032 | 23 | -243467059.3186 | -111994847.2866 | 131472212.032 |  | 37 | -180165623.8958 | 63301435.4228
| Option 4 | Lines | $ | -328209629.6561 | 0 | -3401703.9389 | -42380579.8942 | -141429009.5418 | -131629454.9237 | -21329645.5958 | 0 | 0 | 0 | 0 | 0 | 0 | 0 | 0 | 0 | 0 | 0 | 0 | 0 | 0 | 0 | 0 | 0 | 0 | 0 | 0 | 0 | 0 | 0 | 0 | 0 | 170085196.9473 | 25 | -340170393.8945 | -170085196.9473 | 170085196.9473 |  | 39 | -265332907.2377 | 74837486.6568
| Option 4 | Subs | $ | -131218784.4073 | 0 | -1340031.7534 | -18444236.3991 | -42955147.0059 | -60893270.4064 | -10370489.7733 | 0 | 0 | 0 | 0 | 0 | 0 | 0 | 0 | 0 | 0 | 0 | 0 | 0 | 0 | 0 | 0 | 0 | 0 | 0 | 0 | 0 | 0 | 0 | 0 | 0 | 50251190.7517 | 25 | -134003175.3379 | -83751984.5862 | 50251190.7517 |  | 39 | -130653095.9545 | 3350079.3834
| Option 4 | Land and easements | $ | -26387276.3751 | 0 | -286942.7722 | -3499802.8627 | -24859941.0787 | -30592.0507 | -16998.4602 | 0 | 0 | 0 | 0 | 0 | 0 | 0 | 0 | 0 | 0 | 0 | 0 | 0 | 0 | 0 | 0 | 0 | 0 | 0 | 0 | 0 | 0 | 0 | 0 | 0 | 28694277.2245 | #N/A | -28694277.2245 | 0 | 28694277.2245 |  | #N/A | 0 | 28694277.2245
| Option 4 | Biodiversity | $ | -31459834.5408 | 0 | -323441.3306 | -7762591.9338 | -7856690.3157 | -15953874.165 | -447535.3126 | 0 | 0 | 0 | 0 | 0 | 0 | 0 | 0 | 0 | 0 | 0 | 0 | 0 | 0 | 0 | 0 | 0 | 0 | 0 | 0 | 0 | 0 | 0 | 0 | 0 | 16172066.5288 | 25 | -32344133.0577 | -16172066.5288 | 16172066.5288 |  | 39 | -25228423.785 | 7115709.2727
| Option 5 | Lines - VNIW Line 5 | $ | -827815723.7713 | 0 | 0 | -31750057.7091 | -40531438.2323 | -75740955.9356 | -54513156.0594 | -141204768.3316 | -633414823.7294 | -102682196.5517 | 0 | 0 | 0 | 0 | 0 | 0 | 0 | 0 | 0 | 0 | 0 | 0 | 0 | 0 | 0 | 0 | 0 | 0 | 0 | 0 | 0 | 0 | 604708942.0674 | 22 | -1079837396.549 | -475128454.4816 | 604708942.0674 |  | 36 | -777482925.5153 | 302354471.0337
| Option 5 | Lines - PEC | $ | -1592868547.3853 | -5061325.9793 | -28929620.7188 | -224363170.0485 | -32199800.5738 | -209543761.7518 | -346411286.8715 | -157739002.6421 | -433879366.978 | -435013270.9912 | -114252587.5921 | 0 | 0 | 0 | 0 | 0 | 0 | 0 | 0 | 0 | 0 | 0 | 0 | 0 | 0 | 0 | 0 | 0 | 0 | 0 | 0 | 0 | 1112940188.7223 | 22 | -1987393194.1469 | -874453005.4246 | 1112940188.7223 |  | 36 | -1430923099.7858 | 556470094.3611
| Option 5 | Subs | $ | -894484481.1927 | 0 | 0 | -14756351.1671 | -31179724.4262 | -177362702.3021 | -145327650.1918 | -90234451.1415 | -298503779.0055 | -308567088.9608 | -78604404.2494 | 0 | 0 | 0 | 0 | 0 | 0 | 0 | 0 | 0 | 0 | 0 | 0 | 0 | 0 | 0 | 0 | 0 | 0 | 0 | 0 | 0 | 515041268.1499 | 22 | -1144536151.4443 | -629494883.2944 | 515041268.1499 |  | 36 | -1030082536.2999 | 114453615.1444
| Option 5 | Land and easements | $ | -186005342.5001 | 0 | 0 | -8663372.994 | -37561539.3672 | -70423277.6905 | -29570620.7443 | -15145401.3598 | -33025278.2485 | -38521880.119 | -10404269.9116 | 0 | 0 | 0 | 0 | 0 | 0 | 0 | 0 | 0 | 0 | 0 | 0 | 0 | 0 | 0 | 0 | 0 | 0 | 0 | 0 | 0 | 243315640.4351 | #N/A | -243315640.4351 | 0 | 243315640.4351 |  | #N/A | 0 | 243315640.4351
| Option 5 | Biodiversity | $ | -203041978.497 | 0 | 0 | 0 | 0 | 0 | -125788354.0883 | -22890252.7805 | -46299172.9443 | -53666807.2407 | -14708751.675 | 0 | 0 | 0 | 0 | 0 | 0 | 0 | 0 | 0 | 0 | 0 | 0 | 0 | 0 | 0 | 0 | 0 | 0 | 0 | 0 | 0 | 147477869.6881 | 22 | -263353338.7288 | -115875469.0407 | 147477869.6881 |  | 36 | -189614403.8848 | 73738934.8441
| Option 5 | Lines | $ | -328209629.6561 | 0 | -3401703.9389 | -42380579.8942 | -141429009.5418 | -131629454.9237 | -21329645.5958 | 0 | 0 | 0 | 0 | 0 | 0 | 0 | 0 | 0 | 0 | 0 | 0 | 0 | 0 | 0 | 0 | 0 | 0 | 0 | 0 | 0 | 0 | 0 | 0 | 0 | 170085196.9473 | 25 | -340170393.8945 | -170085196.9473 | 170085196.9473 |  | 39 | -265332907.2377 | 74837486.6568
| Option 5 | Subs | $ | -131218784.4073 | 0 | -1340031.7534 | -18444236.3991 | -42955147.0059 | -60893270.4064 | -10370489.7733 | 0 | 0 | 0 | 0 | 0 | 0 | 0 | 0 | 0 | 0 | 0 | 0 | 0 | 0 | 0 | 0 | 0 | 0 | 0 | 0 | 0 | 0 | 0 | 0 | 0 | 50251190.7517 | 25 | -134003175.3379 | -83751984.5862 | 50251190.7517 |  | 39 | -130653095.9545 | 3350079.3834
| Option 5 | Land and easements | $ | -26387276.3751 | 0 | -286942.7722 | -3499802.8627 | -24859941.0787 | -30592.0507 | -16998.4602 | 0 | 0 | 0 | 0 | 0 | 0 | 0 | 0 | 0 | 0 | 0 | 0 | 0 | 0 | 0 | 0 | 0 | 0 | 0 | 0 | 0 | 0 | 0 | 0 | 0 | 28694277.2245 | #N/A | -28694277.2245 | 0 | 28694277.2245 |  | #N/A | 0 | 28694277.2245
| Option 5 | Biodiversity | $ | -31459834.5408 | 0 | -323441.3306 | -7762591.9338 | -7856690.3157 | -15953874.165 | -447535.3126 | 0 | 0 | 0 | 0 | 0 | 0 | 0 | 0 | 0 | 0 | 0 | 0 | 0 | 0 | 0 | 0 | 0 | 0 | 0 | 0 | 0 | 0 | 0 | 0 | 0 | 16172066.5288 | 25 | -32344133.0577 | -16172066.5288 | 16172066.5288 |  | 39 | -25228423.785 | 7115709.2727
| Option 7 | Lines - VNIW Line 5 | $ | -865945790.7817 | 0 | 0 | -31750057.7091 | -40531438.2323 | -75740955.9356 | -54513156.0594 | -157094514.6806 | -664164500.6568 | -107666993.6418 | 0 | 0 | 0 | 0 | 0 | 0 | 0 | 0 | 0 | 0 | 0 | 0 | 0 | 0 | 0 | 0 | 0 | 0 | 0 | 0 | 0 | 0 | 633618505.4727 | 22 | -1131461616.9156 | -497843111.4428 | 633618505.4727 |  | 36 | -814652364.1792 | 316809252.7364
| Option 7 | Lines - PEC | $ | -1645953160.2062 | -5061325.9793 | -28929620.7188 | -224363170.0485 | -32199800.5738 | -209543761.7518 | -346411286.8715 | -222183295.4083 | -438801594.057 | -432342556.8073 | -115579738.9055 | 0 | 0 | 0 | 0 | 0 | 0 | 0 | 0 | 0 | 0 | 0 | 0 | 0 | 0 | 0 | 0 | 0 | 0 | 0 | 0 | 0 | 1151033044.6282 | 22 | -2055416151.1217 | -904383106.4936 | 1151033044.6282 |  | 36 | -1479899628.8077 | 575516522.3141
| Option 7 | Subs | $ | -900344021.4834 | 0 | 0 | -14756351.1671 | -31179724.4262 | -177362702.3021 | -145327650.1918 | -113841062.3488 | -290781866.6274 | -299853850.4483 | -76591545.4238 | 0 | 0 | 0 | 0 | 0 | 0 | 0 | 0 | 0 | 0 | 0 | 0 | 0 | 0 | 0 | 0 | 0 | 0 | 0 | 0 | 0 | 517362638.8209 | 22 | -1149694752.9354 | -632332114.1145 | 517362638.8209 |  | 36 | -1034725277.6419 | 114969475.2935
| Option 7 | Land and easements | $ | -186473518.3022 | 0 | 0 | -8663372.994 | -37561539.3672 | -70423277.6905 | -29570620.7443 | -14175498.5075 | -36382818.4066 | -37545248.1925 | -9583184.5395 | 0 | 0 | 0 | 0 | 0 | 0 | 0 | 0 | 0 | 0 | 0 | 0 | 0 | 0 | 0 | 0 | 0 | 0 | 0 | 0 | 0 | 243905560.4422 | #N/A | -243905560.4422 | 0 | 243905560.4422 |  | #N/A | 0 | 243905560.4422
| Option 7 | Biodiversity | $ | -202480827.3023 | 0 | 0 | 0 | 0 | 0 | -125788354.0883 | -12896041.8673 | -53054079.0607 | -57857893.0354 | -13974371.7634 | 0 | 0 | 0 | 0 | 0 | 0 | 0 | 0 | 0 | 0 | 0 | 0 | 0 | 0 | 0 | 0 | 0 | 0 | 0 | 0 | 0 | 147599614.2965 | 22 | -263570739.8151 | -115971125.5186 | 147599614.2965 |  | 36 | -189770932.6669 | 73799807.1482
| Option 7 | Lines | $ | -328209629.6561 | 0 | -3401703.9389 | -42380579.8942 | -141429009.5418 | -131629454.9237 | -21329645.5958 | 0 | 0 | 0 | 0 | 0 | 0 | 0 | 0 | 0 | 0 | 0 | 0 | 0 | 0 | 0 | 0 | 0 | 0 | 0 | 0 | 0 | 0 | 0 | 0 | 0 | 170085196.9473 | 25 | -340170393.8945 | -170085196.9473 | 170085196.9473 |  | 39 | -265332907.2377 | 74837486.6568
| Option 7 | Subs | $ | -131218784.4073 | 0 | -1340031.7534 | -18444236.3991 | -42955147.0059 | -60893270.4064 | -10370489.7733 | 0 | 0 | 0 | 0 | 0 | 0 | 0 | 0 | 0 | 0 | 0 | 0 | 0 | 0 | 0 | 0 | 0 | 0 | 0 | 0 | 0 | 0 | 0 | 0 | 0 | 50251190.7517 | 25 | -134003175.3379 | -83751984.5862 | 50251190.7517 |  | 39 | -130653095.9545 | 3350079.3834
| Option 7 | Land and easements | $ | -26387276.3751 | 0 | -286942.7722 | -3499802.8627 | -24859941.0787 | -30592.0507 | -16998.4602 | 0 | 0 | 0 | 0 | 0 | 0 | 0 | 0 | 0 | 0 | 0 | 0 | 0 | 0 | 0 | 0 | 0 | 0 | 0 | 0 | 0 | 0 | 0 | 0 | 0 | 28694277.2245 | #N/A | -28694277.2245 | 0 | 28694277.2245 |  | #N/A | 0 | 28694277.2245
| Option 7 | Biodiversity | $ | -31459834.5408 | 0 | -323441.3306 | -7762591.9338 | -7856690.3157 | -15953874.165 | -447535.3126 | 0 | 0 | 0 | 0 | 0 | 0 | 0 | 0 | 0 | 0 | 0 | 0 | 0 | 0 | 0 | 0 | 0 | 0 | 0 | 0 | 0 | 0 | 0 | 0 | 0 | 16172066.5288 | 25 | -32344133.0577 | -16172066.5288 | 16172066.5288 |  | 39 | -25228423.785 | 7115709.2727
| Option 8 | Lines - VNIW Line 5 | $ | -827815723.7713 | 0 | 0 | -31750057.7091 | -40531438.2323 | -75740955.9356 | -54513156.0594 | -141204768.3316 | -633414823.7294 | -102682196.5517 | 0 | 0 | 0 | 0 | 0 | 0 | 0 | 0 | 0 | 0 | 0 | 0 | 0 | 0 | 0 | 0 | 0 | 0 | 0 | 0 | 0 | 0 | 604708942.0674 | 22 | -1079837396.549 | -475128454.4816 | 604708942.0674 |  | 36 | -777482925.5153 | 302354471.0337
| Option 8 | Lines - PEC | $ | -1592868547.3853 | -5061325.9793 | -28929620.7188 | -224363170.0485 | -32199800.5738 | -209543761.7518 | -346411286.8715 | -157739002.6421 | -433879366.978 | -435013270.9912 | -114252587.5921 | 0 | 0 | 0 | 0 | 0 | 0 | 0 | 0 | 0 | 0 | 0 | 0 | 0 | 0 | 0 | 0 | 0 | 0 | 0 | 0 | 0 | 1112940188.7223 | 22 | -1987393194.1469 | -874453005.4246 | 1112940188.7223 |  | 36 | -1430923099.7858 | 556470094.3611
| Option 8 | Subs | $ | -894484481.1927 | 0 | 0 | -14756351.1671 | -31179724.4262 | -177362702.3021 | -145327650.1918 | -90234451.1415 | -298503779.0055 | -308567088.9608 | -78604404.2494 | 0 | 0 | 0 | 0 | 0 | 0 | 0 | 0 | 0 | 0 | 0 | 0 | 0 | 0 | 0 | 0 | 0 | 0 | 0 | 0 | 0 | 515041268.1499 | 22 | -1144536151.4443 | -629494883.2944 | 515041268.1499 |  | 36 | -1030082536.2999 | 114453615.1444
| Option 8 | Land and easements | $ | -186005342.5001 | 0 | 0 | -8663372.994 | -37561539.3672 | -70423277.6905 | -29570620.7443 | -15145401.3598 | -33025278.2485 | -38521880.119 | -10404269.9116 | 0 | 0 | 0 | 0 | 0 | 0 | 0 | 0 | 0 | 0 | 0 | 0 | 0 | 0 | 0 | 0 | 0 | 0 | 0 | 0 | 0 | 243315640.4351 | #N/A | -243315640.4351 | 0 | 243315640.4351 |  | #N/A | 0 | 243315640.4351
| Option 8 | Biodiversity | $ | -203041978.497 | 0 | 0 | 0 | 0 | 0 | -125788354.0883 | -22890252.7805 | -46299172.9443 | -53666807.2407 | -14708751.675 | 0 | 0 | 0 | 0 | 0 | 0 | 0 | 0 | 0 | 0 | 0 | 0 | 0 | 0 | 0 | 0 | 0 | 0 | 0 | 0 | 0 | 147477869.6881 | 22 | -263353338.7288 | -115875469.0407 | 147477869.6881 |  | 36 | -189614403.8848 | 73738934.8441
| Option 8 | Lines | $ | -328209629.6561 | 0 | -3401703.9389 | -42380579.8942 | -141429009.5418 | -131629454.9237 | -21329645.5958 | 0 | 0 | 0 | 0 | 0 | 0 | 0 | 0 | 0 | 0 | 0 | 0 | 0 | 0 | 0 | 0 | 0 | 0 | 0 | 0 | 0 | 0 | 0 | 0 | 0 | 170085196.9473 | 25 | -340170393.8945 | -170085196.9473 | 170085196.9473 |  | 39 | -265332907.2377 | 74837486.6568
| Option 8 | Subs | $ | -131218784.4073 | 0 | -1340031.7534 | -18444236.3991 | -42955147.0059 | -60893270.4064 | -10370489.7733 | 0 | 0 | 0 | 0 | 0 | 0 | 0 | 0 | 0 | 0 | 0 | 0 | 0 | 0 | 0 | 0 | 0 | 0 | 0 | 0 | 0 | 0 | 0 | 0 | 0 | 50251190.7517 | 25 | -134003175.3379 | -83751984.5862 | 50251190.7517 |  | 39 | -130653095.9545 | 3350079.3834
| Option 8 | Land and easements | $ | -26387276.3751 | 0 | -286942.7722 | -3499802.8627 | -24859941.0787 | -30592.0507 | -16998.4602 | 0 | 0 | 0 | 0 | 0 | 0 | 0 | 0 | 0 | 0 | 0 | 0 | 0 | 0 | 0 | 0 | 0 | 0 | 0 | 0 | 0 | 0 | 0 | 0 | 0 | 28694277.2245 | #N/A | -28694277.2245 | 0 | 28694277.2245 |  | #N/A | 0 | 28694277.2245
| Option 8 | Biodiversity | $ | -31459834.5408 | 0 | -323441.3306 | -7762591.9338 | -7856690.3157 | -15953874.165 | -447535.3126 | 0 | 0 | 0 | 0 | 0 | 0 | 0 | 0 | 0 | 0 | 0 | 0 | 0 | 0 | 0 | 0 | 0 | 0 | 0 | 0 | 0 | 0 | 0 | 0 | 0 | 16172066.5288 | 25 | -32344133.0577 | -16172066.5288 | 16172066.5288 |  | 39 | -25228423.785 | 7115709.2727
Capital cost
| Option name |  | Units | PV | 2019 | 2020 | 2021 | 2022 | 2023 | 2024 | 2025 | 2026 | 2027 | 2028 | 2029 | 2030 | 2031 | 2032 | 2033 | 2034 | 2035 | 2036 | 2037 | 2038 | 2039 | 2040 | 2041 | 2042 | 2043 | 2044 | 2045 | 2046 | 2047 | 2048 | 2049 | 2050
| Option 1 |  | $ | -1106286464.1768 | 0 | 0 | 0 | 0 | 0 | 0 | -592949893.3327 | -876029897.1328 | -210099319.771 | 0 | 0 | 0 | 0 | 0 | 0 | 0 | 0 | 0 | 0 | 0 | 0 | 0 | 0 | 0 | 0 | 0 | 0 | 0 | 0 | 0 | 0 | 1783405156.0936
| Option 2 |  | $ | -1253320978.4218 | 0 | 0 | 0 | 0 | 0 | 0 | -50259754.108 | -911401812.4828 | -839084059.7518 | -214291281.8489 | 0 | 0 | 0 | 0 | 0 | 0 | 0 | 0 | 0 | 0 | 0 | 0 | 0 | 0 | 0 | 0 | 0 | 0 | 0 | 0 | 0 | 2034874718.4215
| Option 3 |  | $ | -1285012153.3697 | 0 | 0 | 0 | 0 | 0 | 0 | -56242532.6773 | -930612735.5608 | -855044631.5469 | -217970013.4281 | 0 | 0 | 0 | 0 | 0 | 0 | 0 | 0 | 0 | 0 | 0 | 0 | 0 | 0 | 0 | 0 | 0 | 0 | 0 | 0 | 0 | 2059825757.3355
| Option 4 |  | $ | -939563598.2785 | 0 | 0 | 0 | 0 | 0 | 0 | -928321631.937 | -368173505.0091 | -121220199.4309 | 0 | 0 | 0 | 0 | 0 | 0 | 0 | 0 | 0 | 0 | 0 | 0 | 0 | 0 | 0 | 0 | 0 | 0 | 0 | 0 | 0 | 0 | 1642238391.6608
| Option 5 |  | $ | -1285012153.3697 | 0 | 0 | 0 | 0 | 0 | 0 | -56242532.6773 | -930612735.5608 | -855044631.5469 | -217970013.4281 | 0 | 0 | 0 | 0 | 0 | 0 | 0 | 0 | 0 | 0 | 0 | 0 | 0 | 0 | 0 | 0 | 0 | 0 | 0 | 0 | 0 | 2059825757.3355
| Option 7 |  | $ | -1381993398.0992 | 0 | 0 | 0 | 0 | 0 | 0 | -149219069.2344 | -968675173.4637 | -851859929.8088 | -215728840.6322 | 0 | 0 | 0 | 0 | 0 | 0 | 0 | 0 | 0 | 0 | 0 | 0 | 0 | 0 | 0 | 0 | 0 | 0 | 0 | 0 | 0 | 2129861211.9331 |  | 27 | 28 | 29 | 30 | 31 | 32 | 33 | 34 | 35 | 36 | 37 | 38 | 39 | 40 | 41
| Option 8 |  | $ | -1285012153.3697 | 0 | 0 | 0 | 0 | 0 | 0 | -56242532.6773 | -930612735.5608 | -855044631.5469 | -217970013.4281 | 0 | 0 | 0 | 0 | 0 | 0 | 0 | 0 | 0 | 0 | 0 | 0 | 0 | 0 | 0 | 0 | 0 | 0 | 0 | 0 | 0 | 2059825757.3355 |  | 0.16093 | 0.1504 | 0.14056 | 0.13137 | 0.12277 | 0.11474 | 0.10723 | 0.10022 | 0.093663 | 0.087535 | 0.081809 | 0.076457 | 0.071455 | 0.06678 | 0.062412
Operating cost
| Option name |  | Units | PV | 2019 | 2020 | 2021 | 2022 | 2023 | 2024 | 2025 | 2026 | 2027 | 2028 | 2029 | 2030 | 2031 | 2032 | 2033 | 2034 | 2035 | 2036 | 2037 | 2038 | 2039 | 2040 | 2041 | 2042 | 2043 | 2044 | 2045 | 2046 | 2047 | 2048 | 2049 | 2050 |  | 2050 | 2051 | 2052 | 2053 | 2054 | 2055 | 2056 | 2057 | 2058 | 2059 | 2060 | 2061 | 2062 | 2063 | 2064 | Terminal total
| Option 1 |  | $ | -203257081.0478 | 0 | 0 | 0 | 0 | 0 | 0 | 0 | 0 | 0 | -23192332.6723 | -23676027.855 | -23676027.855 | -23676027.855 | -23676027.855 | -23676027.855 | -23676027.855 | -23676027.855 | -23676027.855 | -23676027.855 | -23676027.855 | -23676027.855 | -23676027.855 | -23676027.855 | -23676027.855 | -23676027.855 | -23676027.855 | -23676027.855 | -23676027.855 | -23676027.855 | -23676027.855 | -23676027.855 | -23676027.855 |  | 0 | -23676027.855 | -23676027.855 | -23676027.855 | -23676027.855 | -23676027.855 | -23676027.855 | -23676027.855 | -23676027.855 | -23676027.855 | -23676027.855 | -23676027.855 | -23676027.855 | -23676027.855 | -23676027.855 | -33321910.9207
| Option 2 |  | $ | -207682267.9842 | 0 | 0 | 0 | 0 | 0 | 0 | 0 | 0 | 0 | 0 | -26333856.9001 | -26333856.9001 | -26333856.9001 | -26333856.9001 | -26333856.9001 | -26333856.9001 | -26333856.9001 | -26333856.9001 | -26333856.9001 | -26333856.9001 | -26333856.9001 | -26333856.9001 | -26333856.9001 | -26333856.9001 | -26333856.9001 | -26333856.9001 | -26333856.9001 | -26333856.9001 | -26333856.9001 | -26333856.9001 | -26333856.9001 | -26333856.9001 |  | 0 | -26333856.9001 | -26333856.9001 | -26333856.9001 | -26333856.9001 | -26333856.9001 | -26333856.9001 | -26333856.9001 | -26333856.9001 | -26333856.9001 | -26333856.9001 | -26333856.9001 | -26333856.9001 | -26333856.9001 | -26333856.9001 | -37062569.7518
| Option 3 |  | $ | -210194696.6362 | 0 | 0 | 0 | 0 | 0 | 0 | 0 | 0 | 0 | 0 | -26652429.7722 | -26652429.7722 | -26652429.7722 | -26652429.7722 | -26652429.7722 | -26652429.7722 | -26652429.7722 | -26652429.7722 | -26652429.7722 | -26652429.7722 | -26652429.7722 | -26652429.7722 | -26652429.7722 | -26652429.7722 | -26652429.7722 | -26652429.7722 | -26652429.7722 | -26652429.7722 | -26652429.7722 | -26652429.7722 | -26652429.7722 | -26652429.7722 |  | 0 | -26652429.7722 | -26652429.7722 | -26652429.7722 | -26652429.7722 | -26652429.7722 | -26652429.7722 | -26652429.7722 | -26652429.7722 | -26652429.7722 | -26652429.7722 | -26652429.7722 | -26652429.7722 | -26652429.7722 | -26652429.7722 | -37510932.8358
| Option 4 |  | $ | -187631372.6705 | 0 | 0 | 0 | 0 | 0 | 0 | 0 | 0 | 0 | -21818875.6396 | -21818875.6396 | -21818875.6396 | -21818875.6396 | -21818875.6396 | -21818875.6396 | -21818875.6396 | -21818875.6396 | -21818875.6396 | -21818875.6396 | -21818875.6396 | -21818875.6396 | -21818875.6396 | -21818875.6396 | -21818875.6396 | -21818875.6396 | -21818875.6396 | -21818875.6396 | -21818875.6396 | -21818875.6396 | -21818875.6396 | -21818875.6396 | -21818875.6396 |  | 0 | -21818875.6396 | -21818875.6396 | -21818875.6396 | -21818875.6396 | -21818875.6396 | -21818875.6396 | -21818875.6396 | -21818875.6396 | -21818875.6396 | -21818875.6396 | -21818875.6396 | -21818875.6396 | -21818875.6396 | -21818875.6396 | -30708133.7674
| Option 5 |  | $ | -210194696.6362 | 0 | 0 | 0 | 0 | 0 | 0 | 0 | 0 | 0 | 0 | -26652429.7722 | -26652429.7722 | -26652429.7722 | -26652429.7722 | -26652429.7722 | -26652429.7722 | -26652429.7722 | -26652429.7722 | -26652429.7722 | -26652429.7722 | -26652429.7722 | -26652429.7722 | -26652429.7722 | -26652429.7722 | -26652429.7722 | -26652429.7722 | -26652429.7722 | -26652429.7722 | -26652429.7722 | -26652429.7722 | -26652429.7722 | -26652429.7722 |  | 0 | -26652429.7722 | -26652429.7722 | -26652429.7722 | -26652429.7722 | -26652429.7722 | -26652429.7722 | -26652429.7722 | -26652429.7722 | -26652429.7722 | -26652429.7722 | -26652429.7722 | -26652429.7722 | -26652429.7722 | -26652429.7722 | -37510932.8358
| Option 7 |  | $ | -218068954.4189 | 0 | 0 | 0 | 0 | 0 | 0 | 0 | 0 | 0 | 0 | -27650876.0028 | -27650876.0028 | -27650876.0028 | -27650876.0028 | -27650876.0028 | -27650876.0028 | -27650876.0028 | -27650876.0028 | -27650876.0028 | -27650876.0028 | -27650876.0028 | -27650876.0028 | -27650876.0028 | -27650876.0028 | -27650876.0028 | -27650876.0028 | -27650876.0028 | -27650876.0028 | -27650876.0028 | -27650876.0028 | -27650876.0028 | -27650876.0028 |  | 0 | -27650876.0028 | -27650876.0028 | -27650876.0028 | -27650876.0028 | -27650876.0028 | -27650876.0028 | -27650876.0028 | -27650876.0028 | -27650876.0028 | -27650876.0028 | -27650876.0028 | -27650876.0028 | -27650876.0028 | -27650876.0028 | -38916157.4183
| Option 8 |  | $ | -210194696.6362 | 0 | 0 | 0 | 0 | 0 | 0 | 0 | 0 | 0 | 0 | -26652429.7722 | -26652429.7722 | -26652429.7722 | -26652429.7722 | -26652429.7722 | -26652429.7722 | -26652429.7722 | -26652429.7722 | -26652429.7722 | -26652429.7722 | -26652429.7722 | -26652429.7722 | -26652429.7722 | -26652429.7722 | -26652429.7722 | -26652429.7722 | -26652429.7722 | -26652429.7722 | -26652429.7722 | -26652429.7722 | -26652429.7722 | -26652429.7722 |  | 0 | -26652429.7722 | -26652429.7722 | -26652429.7722 | -26652429.7722 | -26652429.7722 | -26652429.7722 | -26652429.7722 | -26652429.7722 | -26652429.7722 | -26652429.7722 | -26652429.7722 | -26652429.7722 | -26652429.7722 | -26652429.7722 | -37510932.8358
Security and LDs
| Option name |  | Units | PV | 2019 | 2020 | 2021 | 2022 | 2023 | 2024 | 2025 | 2026 | 2027 | 2028 | 2029 | 2030 | 2031 | 2032 | 2033 | 2034 | 2035 | 2036 | 2037 | 2038 | 2039 | 2040 | 2041 | 2042 | 2043 | 2044 | 2045 | 2046 | 2047 | 2048 | 2049 | 2050
| Option 1 |  | $ | 121622886.6193 | c-i-c | c-i-c | c-i-c | c-i-c | c-i-c | c-i-c | c-i-c | c-i-c | c-i-c | c-i-c | c-i-c | c-i-c | c-i-c | c-i-c | c-i-c | c-i-c | c-i-c | c-i-c | c-i-c | c-i-c | c-i-c | c-i-c | c-i-c | c-i-c | c-i-c | c-i-c | c-i-c | c-i-c | c-i-c | c-i-c | c-i-c | c-i-c
| Option 2 |  | $ | 34957391.613 | c-i-c | c-i-c | c-i-c | c-i-c | c-i-c | c-i-c | c-i-c | c-i-c | c-i-c | c-i-c | c-i-c | c-i-c | c-i-c | c-i-c | c-i-c | c-i-c | c-i-c | c-i-c | c-i-c | c-i-c | c-i-c | c-i-c | c-i-c | c-i-c | c-i-c | c-i-c | c-i-c | c-i-c | c-i-c | c-i-c | c-i-c | c-i-c
| Option 3 |  | $ | 188965762.2704 | c-i-c | c-i-c | c-i-c | c-i-c | c-i-c | c-i-c | c-i-c | c-i-c | c-i-c | c-i-c | c-i-c | c-i-c | c-i-c | c-i-c | c-i-c | c-i-c | c-i-c | c-i-c | c-i-c | c-i-c | c-i-c | c-i-c | c-i-c | c-i-c | c-i-c | c-i-c | c-i-c | c-i-c | c-i-c | c-i-c | c-i-c | c-i-c
| Option 4 |  | $ | 129798876.7142 | 0 | 0 | 0 | 0 | 0 | 0 | 148606733.9501 | 0 | 0 | 0 | 0 | 0 | 0 | 0 | 0 | 0 | 0 | 0 | 0 | 0 | 0 | 0 | 0 | 0 | 0 | 0 | 0 | 0 | 0 | 0 | 0 | 0
| Option 5 |  | $ | 188965762.2704 | c-i-c | c-i-c | c-i-c | c-i-c | c-i-c | c-i-c | c-i-c | c-i-c | c-i-c | c-i-c | c-i-c | c-i-c | c-i-c | c-i-c | c-i-c | c-i-c | c-i-c | c-i-c | c-i-c | c-i-c | c-i-c | c-i-c | c-i-c | c-i-c | c-i-c | c-i-c | c-i-c | c-i-c | c-i-c | c-i-c | c-i-c | c-i-c
| Option 7 |  | $ | 129798876.7142 | c-i-c | c-i-c | c-i-c | c-i-c | c-i-c | c-i-c | c-i-c | c-i-c | c-i-c | c-i-c | c-i-c | c-i-c | c-i-c | c-i-c | c-i-c | c-i-c | c-i-c | c-i-c | c-i-c | c-i-c | c-i-c | c-i-c | c-i-c | c-i-c | c-i-c | c-i-c | c-i-c | c-i-c | c-i-c | c-i-c | c-i-c | c-i-c
| Option 8 |  | $ | 188965762.2704 | c-i-c | c-i-c | c-i-c | c-i-c | c-i-c | c-i-c | c-i-c | c-i-c | c-i-c | c-i-c | c-i-c | c-i-c | c-i-c | c-i-c | c-i-c | c-i-c | c-i-c | c-i-c | c-i-c | c-i-c | c-i-c | c-i-c | c-i-c | c-i-c | c-i-c | c-i-c | c-i-c | c-i-c | c-i-c | c-i-c | c-i-c | c-i-c
Incremental 'market benefits' calculation
Avoided involuntary load shedding
| Option name |  | Units | PV | 2019 | 2020 | 2021 | 2022 | 2023 | 2024 | 2025 | 2026 | 2027 | 2028 | 2029 | 2030 | 2031 | 2032 | 2033 | 2034 | 2035 | 2036 | 2037 | 2038 | 2039 | 2040 | 2041 | 2042 | 2043 | 2044 | 2045 | 2046 | 2047 | 2048 | 2049 | 2050 |  | 2050 | 2051 | 2052 | 2053 | 2054 | 2055 | 2056 | 2057 | 2058 | 2059 | 2060 | 2061 | 2062 | 2063 | 2064 | Terminal total
| Option 1 |  | $ | 18042759.4496 | 0 | 0 | 0 | 0 | 0 | 0 | 1 | 1 | 1 | 1 | 1 | 1 | 2 | 2 | 2 | 2 | 2 | 2 | 6117220 | 3 | 3 | 3 | 3 | 3 | 3 | 38856451 | 4 | 29799136 | 5 | 5 | 6 | 0 |  | 5.3333 | 5.3333 | 5.3333 | 5.3333 | 5.3333 | 5.3333 | 5.3333 | 5.3333 | 5.3333 | 5.3333 | 5.3333 | 5.3333 | 5.3333 | 5.3333 | 5.3333 | 8.3645
| Option 2 |  | $ | 16682700.8593 | 0 | 0 | 0 | 0 | 0 | 0 | 0 | 1 | 1 | 1 | 1 | 1 | 1 | 1 | 2 | 1 | 2 | 1 | 2505480 | 2 | 3 | 2 | 2 | 2 | 3 | 39544715 | 3 | 29203805 | 4 | 4 | 4 | 0 |  | 4 | 4 | 4 | 4 | 4 | 4 | 4 | 4 | 4 | 4 | 4 | 4 | 4 | 4 | 4 | 6.2734
| Option 3 |  | $ | 16682700.8593 | 0 | 0 | 0 | 0 | 0 | 0 | 0 | 1 | 1 | 1 | 1 | 1 | 1 | 1 | 2 | 1 | 2 | 1 | 2505480 | 2 | 3 | 2 | 2 | 2 | 3 | 39544715 | 3 | 29203805 | 4 | 4 | 4 | 0 |  | 4 | 4 | 4 | 4 | 4 | 4 | 4 | 4 | 4 | 4 | 4 | 4 | 4 | 4 | 4 | 6.2734
| Option 4 |  | $ | 18042759.4496 | 0 | 0 | 0 | 0 | 0 | 0 | 1 | 1 | 1 | 1 | 1 | 1 | 2 | 2 | 2 | 2 | 2 | 2 | 6117220 | 3 | 3 | 3 | 3 | 3 | 3 | 38856451 | 4 | 29799136 | 5 | 5 | 6 | 0 |  | 5.3333 | 5.3333 | 5.3333 | 5.3333 | 5.3333 | 5.3333 | 5.3333 | 5.3333 | 5.3333 | 5.3333 | 5.3333 | 5.3333 | 5.3333 | 5.3333 | 5.3333 | 8.3645
| Option 5 |  | $ | 16682700.8593 | 0 | 0 | 0 | 0 | 0 | 0 | 0 | 1 | 1 | 1 | 1 | 1 | 1 | 1 | 2 | 1 | 2 | 1 | 2505480 | 2 | 3 | 2 | 2 | 2 | 3 | 39544715 | 3 | 29203805 | 4 | 4 | 4 | 0 |  | 4 | 4 | 4 | 4 | 4 | 4 | 4 | 4 | 4 | 4 | 4 | 4 | 4 | 4 | 4 | 6.2734
| Option 7 |  | $ | 16682700.8593 | 0 | 0 | 0 | 0 | 0 | 0 | 0 | 1 | 1 | 1 | 1 | 1 | 1 | 1 | 2 | 1 | 2 | 1 | 2505480 | 2 | 3 | 2 | 2 | 2 | 3 | 39544715 | 3 | 29203805 | 4 | 4 | 4 | 0 |  | 4 | 4 | 4 | 4 | 4 | 4 | 4 | 4 | 4 | 4 | 4 | 4 | 4 | 4 | 4 | 6.2734
| Option 8 |  | $ | 16682700.8593 | 0 | 0 | 0 | 0 | 0 | 0 | 0 | 1 | 1 | 1 | 1 | 1 | 1 | 1 | 2 | 1 | 2 | 1 | 2505480 | 2 | 3 | 2 | 2 | 2 | 3 | 39544715 | 3 | 29203805 | 4 | 4 | 4 | 0 |  | 4 | 4 | 4 | 4 | 4 | 4 | 4 | 4 | 4 | 4 | 4 | 4 | 4 | 4 | 4 | 6.2734
Difference in timing of unrelated expenditure
| Option name |  | Units | PV | 2019 | 2020 | 2021 | 2022 | 2023 | 2024 | 2025 | 2026 | 2027 | 2028 | 2029 | 2030 | 2031 | 2032 | 2033 | 2034 | 2035 | 2036 | 2037 | 2038 | 2039 | 2040 | 2041 | 2042 | 2043 | 2044 | 2045 | 2046 | 2047 | 2048 | 2049 | 2050 |  | 2050 | 2051 | 2052 | 2053 | 2054 | 2055 | 2056 | 2057 | 2058 | 2059 | 2060 | 2061 | 2062 | 2063 | 2064 | Terminal total
| Option 1 |  | $ | 140739472.0305 | 0 | 0 | 0 | 0 | 0 | 0 | 0 | 0 | 32440434 | 101871218 | 166189239 | 0 | 0 | 0 | -58270597 | -58257924 | -717282 | -37790652 | -50156781 | 34757847 | 26329046 | 2238016 | -81397682 | 55793011 | 20442711 | 496605 | 37046674 | 19787730 | -23669247 | -6284055 | -1819752 | 0 |  | -10591018 | -10591018 | -10591018 | -10591018 | -10591018 | -10591018 | -10591018 | -10591018 | -10591018 | -10591018 | -10591018 | -10591018 | -10591018 | -10591018 | -10591018 | -16610335.6241
| Option 2 |  | $ | 128753885.0847 | 0 | 0 | 0 | 0 | 0 | 0 | 0 | 0 | 23018925 | 102641713 | 154442944 | 0 | 0 | 0 | -57163298 | -57911644 | -502124 | -37604088 | -50930620 | 34373466 | 26030452 | 3602878 | -79515931 | 58791297 | 20648486 | 490399 | 37203978 | 19227663 | -22230728 | -6155777 | -1669920 | 0 |  | -10018808.3333 | -10018808.3333 | -10018808.3333 | -10018808.3333 | -10018808.3333 | -10018808.3333 | -10018808.3333 | -10018808.3333 | -10018808.3333 | -10018808.3333 | -10018808.3333 | -10018808.3333 | -10018808.3333 | -10018808.3333 | -10018808.3333 | -15712915.3184
| Option 3 |  | $ | 128753885.0847 | 0 | 0 | 0 | 0 | 0 | 0 | 0 | 0 | 23018925 | 102641713 | 154442944 | 0 | 0 | 0 | -57163298 | -57911644 | -502124 | -37604088 | -50930620 | 34373466 | 26030452 | 3602878 | -79515931 | 58791297 | 20648486 | 490399 | 37203978 | 19227663 | -22230728 | -6155777 | -1669920 | 0 |  | -10018808.3333 | -10018808.3333 | -10018808.3333 | -10018808.3333 | -10018808.3333 | -10018808.3333 | -10018808.3333 | -10018808.3333 | -10018808.3333 | -10018808.3333 | -10018808.3333 | -10018808.3333 | -10018808.3333 | -10018808.3333 | -10018808.3333 | -15712915.3184
| Option 4 |  | $ | 140739472.0305 | 0 | 0 | 0 | 0 | 0 | 0 | 0 | 0 | 32440434 | 101871218 | 166189239 | 0 | 0 | 0 | -58270597 | -58257924 | -717282 | -37790652 | -50156781 | 34757847 | 26329046 | 2238016 | -81397682 | 55793011 | 20442711 | 496605 | 37046674 | 19787730 | -23669247 | -6284055 | -1819752 | 0 |  | -10591018 | -10591018 | -10591018 | -10591018 | -10591018 | -10591018 | -10591018 | -10591018 | -10591018 | -10591018 | -10591018 | -10591018 | -10591018 | -10591018 | -10591018 | -16610335.6241
| Option 5 |  | $ | 128753885.0847 | 0 | 0 | 0 | 0 | 0 | 0 | 0 | 0 | 23018925 | 102641713 | 154442944 | 0 | 0 | 0 | -57163298 | -57911644 | -502124 | -37604088 | -50930620 | 34373466 | 26030452 | 3602878 | -79515931 | 58791297 | 20648486 | 490399 | 37203978 | 19227663 | -22230728 | -6155777 | -1669920 | 0 |  | -10018808.3333 | -10018808.3333 | -10018808.3333 | -10018808.3333 | -10018808.3333 | -10018808.3333 | -10018808.3333 | -10018808.3333 | -10018808.3333 | -10018808.3333 | -10018808.3333 | -10018808.3333 | -10018808.3333 | -10018808.3333 | -10018808.3333 | -15712915.3184
| Option 7 |  | $ | 128753885.0847 | 0 | 0 | 0 | 0 | 0 | 0 | 0 | 0 | 23018925 | 102641713 | 154442944 | 0 | 0 | 0 | -57163298 | -57911644 | -502124 | -37604088 | -50930620 | 34373466 | 26030452 | 3602878 | -79515931 | 58791297 | 20648486 | 490399 | 37203978 | 19227663 | -22230728 | -6155777 | -1669920 | 0 |  | -10018808.3333 | -10018808.3333 | -10018808.3333 | -10018808.3333 | -10018808.3333 | -10018808.3333 | -10018808.3333 | -10018808.3333 | -10018808.3333 | -10018808.3333 | -10018808.3333 | -10018808.3333 | -10018808.3333 | -10018808.3333 | -10018808.3333 | -15712915.3184
| Option 8 |  | $ | 128753885.0847 | 0 | 0 | 0 | 0 | 0 | 0 | 0 | 0 | 23018925 | 102641713 | 154442944 | 0 | 0 | 0 | -57163298 | -57911644 | -502124 | -37604088 | -50930620 | 34373466 | 26030452 | 3602878 | -79515931 | 58791297 | 20648486 | 490399 | 37203978 | 19227663 | -22230728 | -6155777 | -1669920 | 0 |  | -10018808.3333 | -10018808.3333 | -10018808.3333 | -10018808.3333 | -10018808.3333 | -10018808.3333 | -10018808.3333 | -10018808.3333 | -10018808.3333 | -10018808.3333 | -10018808.3333 | -10018808.3333 | -10018808.3333 | -10018808.3333 | -10018808.3333 | -15712915.3184
Avoided fuel consumption from generation dispatch
| Option name |  | Units | PV | 2019 | 2020 | 2021 | 2022 | 2023 | 2024 | 2025 | 2026 | 2027 | 2028 | 2029 | 2030 | 2031 | 2032 | 2033 | 2034 | 2035 | 2036 | 2037 | 2038 | 2039 | 2040 | 2041 | 2042 | 2043 | 2044 | 2045 | 2046 | 2047 | 2048 | 2049 | 2050 |  | 2050 | 2051 | 2052 | 2053 | 2054 | 2055 | 2056 | 2057 | 2058 | 2059 | 2060 | 2061 | 2062 | 2063 | 2064 | Terminal total
| Option 1 |  | $ | 175339916.9115 | 0 | 0 | 0 | 0 | 0 | 0 | -1191495 | 41560757 | 75003425 | 44398483 | -20983399 | 41812849 | 60206894 | 46647345 | 54466906 | 16603708 | 51679053 | 48248168 | -25957270 | -55175844 | -61339351 | -81355948 | -64564467 | -62084129 | -93854763 | -39130874 | 64654954 | 49878536 | 82577986 | 42521731 | -543868 | 0 |  | 41518616.3333 | 41518616.3333 | 41518616.3333 | 41518616.3333 | 41518616.3333 | 41518616.3333 | 41518616.3333 | 41518616.3333 | 41518616.3333 | 41518616.3333 | 41518616.3333 | 41518616.3333 | 41518616.3333 | 41518616.3333 | 41518616.3333 | 65115379.0829
| Option 2 |  | $ | 101358696.3925 | 0 | 0 | 0 | 0 | 0 | 0 | -775050 | 263381 | 5967646 | 60210173 | -20903764 | 41856187 | 60286858 | 47149619 | 54792943 | 17188201 | 51779941 | 48483470 | -26073868 | -54987700 | -61446137 | -81440706 | -65503309 | -62299934 | -95075093 | -40040532 | 64872826 | 50783537 | 82936608 | 43552439 | 534660 | 0 |  | 42341235.6667 | 42341235.6667 | 42341235.6667 | 42341235.6667 | 42341235.6667 | 42341235.6667 | 42341235.6667 | 42341235.6667 | 42341235.6667 | 42341235.6667 | 42341235.6667 | 42341235.6667 | 42341235.6667 | 42341235.6667 | 42341235.6667 | 66405527.3215
| Option 3 |  | $ | 101358696.3925 | 0 | 0 | 0 | 0 | 0 | 0 | -775050 | 263381 | 5967646 | 60210173 | -20903764 | 41856187 | 60286858 | 47149619 | 54792943 | 17188201 | 51779941 | 48483470 | -26073868 | -54987700 | -61446137 | -81440706 | -65503309 | -62299934 | -95075093 | -40040532 | 64872826 | 50783537 | 82936608 | 43552439 | 534660 | 0 |  | 42341235.6667 | 42341235.6667 | 42341235.6667 | 42341235.6667 | 42341235.6667 | 42341235.6667 | 42341235.6667 | 42341235.6667 | 42341235.6667 | 42341235.6667 | 42341235.6667 | 42341235.6667 | 42341235.6667 | 42341235.6667 | 42341235.6667 | 66405527.3215
| Option 4 |  | $ | 175339916.9115 | 0 | 0 | 0 | 0 | 0 | 0 | -1191495 | 41560757 | 75003425 | 44398483 | -20983399 | 41812849 | 60206894 | 46647345 | 54466906 | 16603708 | 51679053 | 48248168 | -25957270 | -55175844 | -61339351 | -81355948 | -64564467 | -62084129 | -93854763 | -39130874 | 64654954 | 49878536 | 82577986 | 42521731 | -543868 | 0 |  | 41518616.3333 | 41518616.3333 | 41518616.3333 | 41518616.3333 | 41518616.3333 | 41518616.3333 | 41518616.3333 | 41518616.3333 | 41518616.3333 | 41518616.3333 | 41518616.3333 | 41518616.3333 | 41518616.3333 | 41518616.3333 | 41518616.3333 | 65115379.0829
| Option 5 |  | $ | 101358696.3925 | 0 | 0 | 0 | 0 | 0 | 0 | -775050 | 263381 | 5967646 | 60210173 | -20903764 | 41856187 | 60286858 | 47149619 | 54792943 | 17188201 | 51779941 | 48483470 | -26073868 | -54987700 | -61446137 | -81440706 | -65503309 | -62299934 | -95075093 | -40040532 | 64872826 | 50783537 | 82936608 | 43552439 | 534660 | 0 |  | 42341235.6667 | 42341235.6667 | 42341235.6667 | 42341235.6667 | 42341235.6667 | 42341235.6667 | 42341235.6667 | 42341235.6667 | 42341235.6667 | 42341235.6667 | 42341235.6667 | 42341235.6667 | 42341235.6667 | 42341235.6667 | 42341235.6667 | 66405527.3215
| Option 7 |  | $ | 101358696.3925 | 0 | 0 | 0 | 0 | 0 | 0 | -775050 | 263381 | 5967646 | 60210173 | -20903764 | 41856187 | 60286858 | 47149619 | 54792943 | 17188201 | 51779941 | 48483470 | -26073868 | -54987700 | -61446137 | -81440706 | -65503309 | -62299934 | -95075093 | -40040532 | 64872826 | 50783537 | 82936608 | 43552439 | 534660 | 0 |  | 42341235.6667 | 42341235.6667 | 42341235.6667 | 42341235.6667 | 42341235.6667 | 42341235.6667 | 42341235.6667 | 42341235.6667 | 42341235.6667 | 42341235.6667 | 42341235.6667 | 42341235.6667 | 42341235.6667 | 42341235.6667 | 42341235.6667 | 66405527.3215
| Option 8 |  | $ | 101358696.3925 | 0 | 0 | 0 | 0 | 0 | 0 | -775050 | 263381 | 5967646 | 60210173 | -20903764 | 41856187 | 60286858 | 47149619 | 54792943 | 17188201 | 51779941 | 48483470 | -26073868 | -54987700 | -61446137 | -81440706 | -65503309 | -62299934 | -95075093 | -40040532 | 64872826 | 50783537 | 82936608 | 43552439 | 534660 | 0 |  | 42341235.6667 | 42341235.6667 | 42341235.6667 | 42341235.6667 | 42341235.6667 | 42341235.6667 | 42341235.6667 | 42341235.6667 | 42341235.6667 | 42341235.6667 | 42341235.6667 | 42341235.6667 | 42341235.6667 | 42341235.6667 | 42341235.6667 | 66405527.3215
Avoided voluntary load curtailment
| Option name |  | Units | PV | 2019 | 2020 | 2021 | 2022 | 2023 | 2024 | 2025 | 2026 | 2027 | 2028 | 2029 | 2030 | 2031 | 2032 | 2033 | 2034 | 2035 | 2036 | 2037 | 2038 | 2039 | 2040 | 2041 | 2042 | 2043 | 2044 | 2045 | 2046 | 2047 | 2048 | 2049 | 2050 |  | 2050 | 2051 | 2052 | 2053 | 2054 | 2055 | 2056 | 2057 | 2058 | 2059 | 2060 | 2061 | 2062 | 2063 | 2064 | Terminal total
| Option 1 |  | $ | -93033797.4024 | 0 | 0 | 0 | 0 | 0 | 0 | 3 | 4 | 1291755 | 56751 | -129909855 | 5 | 5 | 550174 | 5 | 26752 | 994073 | 96529 | -154007 | 81473 | -5082532 | -3306602 | -13969935 | -924546 | -10725 | 212677 | -1214070 | -5006899 | 2026104 | -621070 | -607762 | 0 |  | 265757.3333 | 265757.3333 | 265757.3333 | 265757.3333 | 265757.3333 | 265757.3333 | 265757.3333 | 265757.3333 | 265757.3333 | 265757.3333 | 265757.3333 | 265757.3333 | 265757.3333 | 265757.3333 | 265757.3333 | 416798.3192
| Option 2 |  | $ | -93092310.0763 | 0 | 0 | 0 | 0 | 0 | 0 | 2 | 3 | 338031 | 56750 | -128350059 | 4 | 3 | 550172 | 4 | 26751 | 702112 | 96527 | -169518 | 81471 | -6154211 | -3385346 | -13966564 | -489839 | -2533 | 224638 | -1098367 | -5010602 | 2044113 | -623873 | -615023 | 0 |  | 268405.6667 | 268405.6667 | 268405.6667 | 268405.6667 | 268405.6667 | 268405.6667 | 268405.6667 | 268405.6667 | 268405.6667 | 268405.6667 | 268405.6667 | 268405.6667 | 268405.6667 | 268405.6667 | 268405.6667 | 420951.8109
| Option 3 |  | $ | -93092310.0763 | 0 | 0 | 0 | 0 | 0 | 0 | 2 | 3 | 338031 | 56750 | -128350059 | 4 | 3 | 550172 | 4 | 26751 | 702112 | 96527 | -169518 | 81471 | -6154211 | -3385346 | -13966564 | -489839 | -2533 | 224638 | -1098367 | -5010602 | 2044113 | -623873 | -615023 | 0 |  | 268405.6667 | 268405.6667 | 268405.6667 | 268405.6667 | 268405.6667 | 268405.6667 | 268405.6667 | 268405.6667 | 268405.6667 | 268405.6667 | 268405.6667 | 268405.6667 | 268405.6667 | 268405.6667 | 268405.6667 | 420951.8109
| Option 4 |  | $ | -93033797.4024 | 0 | 0 | 0 | 0 | 0 | 0 | 3 | 4 | 1291755 | 56751 | -129909855 | 5 | 5 | 550174 | 5 | 26752 | 994073 | 96529 | -154007 | 81473 | -5082532 | -3306602 | -13969935 | -924546 | -10725 | 212677 | -1214070 | -5006899 | 2026104 | -621070 | -607762 | 0 |  | 265757.3333 | 265757.3333 | 265757.3333 | 265757.3333 | 265757.3333 | 265757.3333 | 265757.3333 | 265757.3333 | 265757.3333 | 265757.3333 | 265757.3333 | 265757.3333 | 265757.3333 | 265757.3333 | 265757.3333 | 416798.3192
| Option 5 |  | $ | -93092310.0763 | 0 | 0 | 0 | 0 | 0 | 0 | 2 | 3 | 338031 | 56750 | -128350059 | 4 | 3 | 550172 | 4 | 26751 | 702112 | 96527 | -169518 | 81471 | -6154211 | -3385346 | -13966564 | -489839 | -2533 | 224638 | -1098367 | -5010602 | 2044113 | -623873 | -615023 | 0 |  | 268405.6667 | 268405.6667 | 268405.6667 | 268405.6667 | 268405.6667 | 268405.6667 | 268405.6667 | 268405.6667 | 268405.6667 | 268405.6667 | 268405.6667 | 268405.6667 | 268405.6667 | 268405.6667 | 268405.6667 | 420951.8109
| Option 7 |  | $ | -93092310.0763 | 0 | 0 | 0 | 0 | 0 | 0 | 2 | 3 | 338031 | 56750 | -128350059 | 4 | 3 | 550172 | 4 | 26751 | 702112 | 96527 | -169518 | 81471 | -6154211 | -3385346 | -13966564 | -489839 | -2533 | 224638 | -1098367 | -5010602 | 2044113 | -623873 | -615023 | 0 |  | 268405.6667 | 268405.6667 | 268405.6667 | 268405.6667 | 268405.6667 | 268405.6667 | 268405.6667 | 268405.6667 | 268405.6667 | 268405.6667 | 268405.6667 | 268405.6667 | 268405.6667 | 268405.6667 | 268405.6667 | 420951.8109
| Option 8 |  | $ | -93092310.0763 | 0 | 0 | 0 | 0 | 0 | 0 | 2 | 3 | 338031 | 56750 | -128350059 | 4 | 3 | 550172 | 4 | 26751 | 702112 | 96527 | -169518 | 81471 | -6154211 | -3385346 | -13966564 | -489839 | -2533 | 224638 | -1098367 | -5010602 | 2044113 | -623873 | -615023 | 0 |  | 268405.6667 | 268405.6667 | 268405.6667 | 268405.6667 | 268405.6667 | 268405.6667 | 268405.6667 | 268405.6667 | 268405.6667 | 268405.6667 | 268405.6667 | 268405.6667 | 268405.6667 | 268405.6667 | 268405.6667 | 420951.8109
Avoided costs for non RIT-T proponent parties
| Option name |  | Units | PV | 2019 | 2020 | 2021 | 2022 | 2023 | 2024 | 2025 | 2026 | 2027 | 2028 | 2029 | 2030 | 2031 | 2032 | 2033 | 2034 | 2035 | 2036 | 2037 | 2038 | 2039 | 2040 | 2041 | 2042 | 2043 | 2044 | 2045 | 2046 | 2047 | 2048 | 2049 | 2050 |  | 2050 | 2051 | 2052 | 2053 | 2054 | 2055 | 2056 | 2057 | 2058 | 2059 | 2060 | 2061 | 2062 | 2063 | 2064 | Terminal total
| Option 1 |  | $ | 3242327935.5665 | 0 | 0 | 0 | 0 | 0 | 0 | 31169551 | 75517151 | 1989573203 | 481634423 | 2562157348 | -1355659 | -1169382 | 221137610 | -461081062 | -136417317 | 397146193 | -18454464 | 207223028 | -13733695 | -15603795 | -86253806 | -957428920 | 116022572 | 64643858 | -200694111 | -760519372 | -69825005 | 4688873 | 40503057 | 86361204 | 0 |  | 43851044.6667 | 43851044.6667 | 43851044.6667 | 43851044.6667 | 43851044.6667 | 43851044.6667 | 43851044.6667 | 43851044.6667 | 43851044.6667 | 43851044.6667 | 43851044.6667 | 43851044.6667 | 43851044.6667 | 43851044.6667 | 43851044.6667 | 68773423.7993
| Option 2 |  | $ | 3091011759.2803 | 0 | 0 | 0 | 0 | 0 | 0 | 15753434 | -12430963 | 882249092 | 1383458099 | 2753885093 | -1496437 | -1272978 | 220929573 | -440978344 | -177468440 | 447861127 | -16765941 | 208567633 | -14012120 | -15817641 | -86924486 | -966540085 | 106286509 | 70664348 | -201036021 | -769405211 | -66929866 | 2627342 | 40544103 | 85592908 | 0 |  | 42921451 | 42921451 | 42921451 | 42921451 | 42921451 | 42921451 | 42921451 | 42921451 | 42921451 | 42921451 | 42921451 | 42921451 | 42921451 | 42921451 | 42921451 | 67315503.2483
| Option 3 |  | $ | 3091011759.2803 | 0 | 0 | 0 | 0 | 0 | 0 | 15753434 | -12430963 | 882249092 | 1383458099 | 2753885093 | -1496437 | -1272978 | 220929573 | -440978344 | -177468440 | 447861127 | -16765941 | 208567633 | -14012120 | -15817641 | -86924486 | -966540085 | 106286509 | 70664348 | -201036021 | -769405211 | -66929866 | 2627342 | 40544103 | 85592908 | 0 |  | 42921451 | 42921451 | 42921451 | 42921451 | 42921451 | 42921451 | 42921451 | 42921451 | 42921451 | 42921451 | 42921451 | 42921451 | 42921451 | 42921451 | 42921451 | 67315503.2483
| Option 4 |  | $ | 3242327935.5665 | 0 | 0 | 0 | 0 | 0 | 0 | 31169551 | 75517151 | 1989573203 | 481634423 | 2562157348 | -1355659 | -1169382 | 221137610 | -461081062 | -136417317 | 397146193 | -18454464 | 207223028 | -13733695 | -15603795 | -86253806 | -957428920 | 116022572 | 64643858 | -200694111 | -760519372 | -69825005 | 4688873 | 40503057 | 86361204 | 0 |  | 43851044.6667 | 43851044.6667 | 43851044.6667 | 43851044.6667 | 43851044.6667 | 43851044.6667 | 43851044.6667 | 43851044.6667 | 43851044.6667 | 43851044.6667 | 43851044.6667 | 43851044.6667 | 43851044.6667 | 43851044.6667 | 43851044.6667 | 68773423.7993
| Option 5 |  | $ | 3091011759.2803 | 0 | 0 | 0 | 0 | 0 | 0 | 15753434 | -12430963 | 882249092 | 1383458099 | 2753885093 | -1496437 | -1272978 | 220929573 | -440978344 | -177468440 | 447861127 | -16765941 | 208567633 | -14012120 | -15817641 | -86924486 | -966540085 | 106286509 | 70664348 | -201036021 | -769405211 | -66929866 | 2627342 | 40544103 | 85592908 | 0 |  | 42921451 | 42921451 | 42921451 | 42921451 | 42921451 | 42921451 | 42921451 | 42921451 | 42921451 | 42921451 | 42921451 | 42921451 | 42921451 | 42921451 | 42921451 | 67315503.2483
| Option 7 |  | $ | 3091011759.2803 | 0 | 0 | 0 | 0 | 0 | 0 | 15753434 | -12430963 | 882249092 | 1383458099 | 2753885093 | -1496437 | -1272978 | 220929573 | -440978344 | -177468440 | 447861127 | -16765941 | 208567633 | -14012120 | -15817641 | -86924486 | -966540085 | 106286509 | 70664348 | -201036021 | -769405211 | -66929866 | 2627342 | 40544103 | 85592908 | 0 |  | 42921451 | 42921451 | 42921451 | 42921451 | 42921451 | 42921451 | 42921451 | 42921451 | 42921451 | 42921451 | 42921451 | 42921451 | 42921451 | 42921451 | 42921451 | 67315503.2483
| Option 8 |  | $ | 3091011759.2803 | 0 | 0 | 0 | 0 | 0 | 0 | 15753434 | -12430963 | 882249092 | 1383458099 | 2753885093 | -1496437 | -1272978 | 220929573 | -440978344 | -177468440 | 447861127 | -16765941 | 208567633 | -14012120 | -15817641 | -86924486 | -966540085 | 106286509 | 70664348 | -201036021 | -769405211 | -66929866 | 2627342 | 40544103 | 85592908 | 0 |  | 42921451 | 42921451 | 42921451 | 42921451 | 42921451 | 42921451 | 42921451 | 42921451 | 42921451 | 42921451 | 42921451 | 42921451 | 42921451 | 42921451 | 42921451 | 67315503.2483
Avoided emissions
| Option name |  | Units | PV | 2019 | 2020 | 2021 | 2022 | 2023 | 2024 | 2025 | 2026 | 2027 | 2028 | 2029 | 2030 | 2031 | 2032 | 2033 | 2034 | 2035 | 2036 | 2037 | 2038 | 2039 | 2040 | 2041 | 2042 | 2043 | 2044 | 2045 | 2046 | 2047 | 2048 | 2049 | 2050 |  | 2050 | 2051 | 2052 | 2053 | 2054 | 2055 | 2056 | 2057 | 2058 | 2059 | 2060 | 2061 | 2062 | 2063 | 2064 | Terminal total
| Option 1 |  | $ | -541462940.1011 | 0 | 0 | 0 | 0 | 0 | 0 | -4789311 | 999094 | -17152800 | -24777362 | -34641106 | -69473271 | -94908921 | -78358548 | -66964103 | -68947385 | -53137377 | -91187484 | -115048797 | -121111862 | -118661759 | -113083397 | -95690386 | -83007827 | -115595537 | -72190998 | 28694348 | 67704392 | 80139505 | 61789044 | 1341594 | 0 |  | 47756714.3333 | 47756714.3333 | 47756714.3333 | 47756714.3333 | 47756714.3333 | 47756714.3333 | 47756714.3333 | 47756714.3333 | 47756714.3333 | 47756714.3333 | 47756714.3333 | 47756714.3333 | 47756714.3333 | 47756714.3333 | 47756714.3333 | 74898848.5696
| Option 2 |  | $ | -532155333.2469 | 0 | 0 | 0 | 0 | 0 | 0 | -3581940 | -10088883 | -6806571 | -9885130 | -41753633 | -69567926 | -94101212 | -76760775 | -65290420 | -67709184 | -52465083 | -90924337 | -114955633 | -120653152 | -118573671 | -113163795 | -95789274 | -83157146 | -116533552 | -73402891 | 28743206 | 68495033 | 81115985 | 62845053 | 2732035 | 0 |  | 48897691 | 48897691 | 48897691 | 48897691 | 48897691 | 48897691 | 48897691 | 48897691 | 48897691 | 48897691 | 48897691 | 48897691 | 48897691 | 48897691 | 48897691 | 76688289.903
| Option 3 |  | $ | -532155333.2469 | 0 | 0 | 0 | 0 | 0 | 0 | -3581940 | -10088883 | -6806571 | -9885130 | -41753633 | -69567926 | -94101212 | -76760775 | -65290420 | -67709184 | -52465083 | -90924337 | -114955633 | -120653152 | -118573671 | -113163795 | -95789274 | -83157146 | -116533552 | -73402891 | 28743206 | 68495033 | 81115985 | 62845053 | 2732035 | 0 |  | 48897691 | 48897691 | 48897691 | 48897691 | 48897691 | 48897691 | 48897691 | 48897691 | 48897691 | 48897691 | 48897691 | 48897691 | 48897691 | 48897691 | 48897691 | 76688289.903
| Option 4 |  | $ | -541462940.1011 | 0 | 0 | 0 | 0 | 0 | 0 | -4789311 | 999094 | -17152800 | -24777362 | -34641106 | -69473271 | -94908921 | -78358548 | -66964103 | -68947385 | -53137377 | -91187484 | -115048797 | -121111862 | -118661759 | -113083397 | -95690386 | -83007827 | -115595537 | -72190998 | 28694348 | 67704392 | 80139505 | 61789044 | 1341594 | 0 |  | 47756714.3333 | 47756714.3333 | 47756714.3333 | 47756714.3333 | 47756714.3333 | 47756714.3333 | 47756714.3333 | 47756714.3333 | 47756714.3333 | 47756714.3333 | 47756714.3333 | 47756714.3333 | 47756714.3333 | 47756714.3333 | 47756714.3333 | 74898848.5696
| Option 5 |  | $ | -532155333.2469 | 0 | 0 | 0 | 0 | 0 | 0 | -3581940 | -10088883 | -6806571 | -9885130 | -41753633 | -69567926 | -94101212 | -76760775 | -65290420 | -67709184 | -52465083 | -90924337 | -114955633 | -120653152 | -118573671 | -113163795 | -95789274 | -83157146 | -116533552 | -73402891 | 28743206 | 68495033 | 81115985 | 62845053 | 2732035 | 0 |  | 48897691 | 48897691 | 48897691 | 48897691 | 48897691 | 48897691 | 48897691 | 48897691 | 48897691 | 48897691 | 48897691 | 48897691 | 48897691 | 48897691 | 48897691 | 76688289.903
| Option 7 |  | $ | -532155333.2469 | 0 | 0 | 0 | 0 | 0 | 0 | -3581940 | -10088883 | -6806571 | -9885130 | -41753633 | -69567926 | -94101212 | -76760775 | -65290420 | -67709184 | -52465083 | -90924337 | -114955633 | -120653152 | -118573671 | -113163795 | -95789274 | -83157146 | -116533552 | -73402891 | 28743206 | 68495033 | 81115985 | 62845053 | 2732035 | 0 |  | 48897691 | 48897691 | 48897691 | 48897691 | 48897691 | 48897691 | 48897691 | 48897691 | 48897691 | 48897691 | 48897691 | 48897691 | 48897691 | 48897691 | 48897691 | 76688289.903
| Option 8 |  | $ | -532155333.2469 | 0 | 0 | 0 | 0 | 0 | 0 | -3581940 | -10088883 | -6806571 | -9885130 | -41753633 | -69567926 | -94101212 | -76760775 | -65290420 | -67709184 | -52465083 | -90924337 | -114955633 | -120653152 | -118573671 | -113163795 | -95789274 | -83157146 | -116533552 | -73402891 | 28743206 | 68495033 | 81115985 | 62845053 | 2732035 | 0 |  | 48897691 | 48897691 | 48897691 | 48897691 | 48897691 | 48897691 | 48897691 | 48897691 | 48897691 | 48897691 | 48897691 | 48897691 | 48897691 | 48897691 | 48897691 | 76688289.903
Base Case (Reference)
Benefits
|  |  | Units | PV | 2019 | 2020 | 2021 | 2022 | 2023 | 2024 | 2025 | 2026 | 2027 | 2028 | 2029 | 2030 | 2031 | 2032 | 2033 | 2034 | 2035 | 2036 | 2037 | 2038 | 2039 | 2040 | 2041 | 2042 | 2043 | 2044 | 2045 | 2046 | 2047 | 2048 | 2049 | 2050
| Avoided involuntary load shedding |  | $ | -1718054.4322 | 0 | 0 | 0 | 0 | 0 | 0 | -1 | -2 | -2 | -2 | -3 | -2 | -3 | -3 | -4 | -3 | -4 | -4 | -11176923 | -5 | -5 | -5 | -6 | -6 | -6 | 7247021 | -7 | 4106884 | -9 | -9 | -10 | 0
| Difference in timing of unrelated expenditure |  | $ | 59416810.7843 | 0 | 0 | 0 | 0 | 0 | 0 | 0 | 0 | 3960157 | 9817607 | 84787779 | 0 | 0 | -1 | -1911636 | -7787737 | -1 | -10995097 | -16603759 | 697962 | 9660627 | 12984206 | -17554219 | 13636382 | 708044 | -109188 | 2393603 | 12409193 | -3511840 | -2608886 | 1262208 | 0
| Avoided fuel consumption from generation dispatch |  | $ | 76268951.4407 | 0 | 0 | 0 | 0 | 0 | 0 | 26376860 | 23242231 | 10599705 | 9286292 | -1207652 | 3375984 | 5687932 | 5790722 | 12942430 | -3039338 | 3941231 | 4883041 | 2968834 | -4603953 | -2089057 | -13103962 | -6409838 | -22118670 | -10295054 | 10584188 | 12791272 | 17781960 | 23283502 | 12206634 | 16802754 | 0
| Avoided voluntary load curtailment |  | $ | -10797682.4445 | 0 | 0 | 0 | 0 | 0 | 0 | -5 | -7 | 2524279 | -7 | -11918647 | -8 | -8 | -6765 | -10 | -26757 | -69668 | -96535 | -279223 | -14 | -403723 | -2898633 | -5888137 | 124142 | 15393 | 111697 | -56451 | -8794019 | 426153 | -174450 | -224767 | 0
| Avoided costs for non RIT-T proponent parties |  | $ | 720076357.0109 | 0 | 0 | 0 | 0 | 0 | 0 | 1081518 | 8584939 | 548002566 | 68785051 | -110757927 | 1442700 | 693616 | 806953015 | -76937092 | 20412010 | 53865877 | -3363358 | -7758318 | -3129218 | -3163251 | -2771616 | -125339648 | 16242972 | -79373840 | -100260412 | -47125964 | -93065379 | -36672532 | 37906278 | -3481811 | 0
| Avoided emissions |  | $ | -103541713.1174 | 0 | 0 | 0 | 0 | 0 | 0 | 3128884 | 346595 | -2243231 | -3998186 | -7397065 | -14797925 | -19956171 | -15201959 | -20681937 | -23804865 | -14431052 | -17354209 | -21129360 | -19429104 | -18353553 | -20080297 | -21954368 | -21956054 | -19414878 | -3609900 | 11676023 | 14832282 | 16828408 | 13342276 | 12718355 | 0

## S2
S2
Calculating costs, benefits and NPV for each option
Parameters for S2
Parameters
| General parameters |  |  | Unit | Active | Scenario
| Commercial discount rate |  |  | Percent | 7% | 7%
| Cost parameters |  |  | Unit | Active | Scenario
| Capital cost |  |  | Factor | 1 | 1
| Operating cost |  |  | Factor | 1 | 1
| Security and LDs |  |  | Factor | 1 | 1
| Benefit parameters |  |  | Unit | Active | Scenario
| Avoided involuntary load shedding |  |  | Factor | 1 | 1
| Difference in timing of unrelated expenditure |  |  | Factor | 1 | 1
| Avoided fuel consumption from generation dispatch |  |  | Factor | 1 | 1
| Avoided voluntary load curtailment |  |  | Factor | 1 | 1
| Avoided costs for non RIT-T proponent parties |  |  | Factor | 1 | 1
| Avoided emissions |  |  | Factor | 1 | 1
[5 empty] | -4 | -3 | -2 | -1 | 0 | 1 | 2 | 3 | 4 | 5 | 6 | 7 | 8 | 9 | 10 | 11 | 12 | 13 | 14 | 15 | 16 | 17 | 18 | 19 | 20 | 21 | 22 | 23 | 24 | 25 | 26 | 27 |  | 27 | 28 | 29 | 30 | 31 | 32 | 33 | 34 | 35 | 36 | 37 | 38 | 39 | 40 | 41
[5 empty] | 1.3108 | 1.225 | 1.1449 | 1.07 | 1 | 0.93458 | 0.87344 | 0.8163 | 0.7629 | 0.71299 | 0.66634 | 0.62275 | 0.58201 | 0.54393 | 0.50835 | 0.47509 | 0.44401 | 0.41496 | 0.38782 | 0.36245 | 0.33873 | 0.31657 | 0.29586 | 0.27651 | 0.25842 | 0.24151 | 0.22571 | 0.21095 | 0.19715 | 0.18425 | 0.1722 | 0.16093 |  | 0.16093 | 0.1504 | 0.14056 | 0.13137 | 0.12277 | 0.11474 | 0.10723 | 0.10022 | 0.093663 | 0.087535 | 0.081809 | 0.076457 | 0.071455 | 0.06678 | 0.062412
Incremental net present value calculation
Net present value for each option | bar: 1 -4 to 1 27
| Option name |  | Units | NPV | 2019 | 2020 | 2021 | 2022 | 2023 | 2024 | 2025 | 2026 | 2027 | 2028 | 2029 | 2030 | 2031 | 2032 | 2033 | 2034 | 2035 | 2036 | 2037 | 2038 | 2039 | 2040 | 2041 | 2042 | 2043 | 2044 | 2045 | 2046 | 2047 | 2048 | 2049 | 2050
| Option 1 |  | $ | 2025778057.5588 | 0 | 0 | 0 | 0 | 0 | 0 | -453147320.4423 | -333254482.1328 | 537918826.229 | 1252019999.3277 | 1573897691.145 | -27737870.855 | -312752396.855 | -665641022.855 | 189564367.145 | -894789488.855 | 574675510.145 | -185896783.855 | 802833128.145 | -156188981.855 | 468139823.145 | 392206707.145 | 159199748.145 | 129501177.145 | -273812640.855 | 111117429.145 | -14790488.855 | 770390118.145 | -481166080.855 | 411822860.145 | 313817215.145 | 1759729128.2385
| Option 2 |  | $ | 1624566092.456 | 0 | 0 | 0 | 0 | 0 | 0 | -23259265.4503 | -464672147.4828 | -611448372.7518 | 1493026048.1511 | 1593807010.0999 | -30582235.9001 | -322745159.9001 | -719635789.9001 | 215461712.0999 | -884162667.9001 | 576957823.0999 | -188114339.9001 | 760540505.0999 | -140066566.9001 | 438073265.0999 | 413462563.0999 | 140682481.0999 | 171093959.0999 | -336673922.9001 | 119745694.0999 | 55234623.0999 | 744914500.0999 | -462368057.9001 | 441961960.0999 | 333561050.0999 | 2008540861.5214
| Option 3 |  | $ | 1744370859.5135 | 0 | 0 | 0 | 0 | 0 | 0 | -29242044.0197 | -483883070.5608 | -627408944.5469 | 1489347316.5719 | 1593488437.2278 | -30900808.7722 | -323063732.7722 | -719954362.7722 | 215143139.2278 | -560316421.1234 | 576639250.2278 | -188432912.7722 | 760221932.2278 | -140385139.7722 | 437754692.2278 | 413143990.2278 | 140363908.2278 | 170775386.2278 | -336992495.7722 | 119427121.2278 | 54916050.2278 | 744595927.2278 | -462686630.7722 | 441643387.2278 | 333242477.2278 | 2033173327.5633
| Option 4 |  | $ | 2216302621.9294 | 0 | 0 | 0 | 0 | 0 | 0 | -779158367.9869 | 174601909.9909 | 626797946.5691 | 1253393456.3604 | 1575754843.3604 | -25880718.6396 | -310895244.6396 | -663783870.6396 | 191421519.3604 | -892932336.6396 | 576532662.3604 | -184039631.6396 | 804690280.3604 | -154331829.6396 | 469996975.3604 | 394063859.3604 | 161056900.3604 | 131358329.3604 | -271955488.6396 | 112974581.3604 | -12933336.6396 | 772247270.3604 | -479308928.6396 | 413680012.3604 | 315674367.3604 | 1620419516.0212
| Option 5 |  | $ | 1744370859.5135 | 0 | 0 | 0 | 0 | 0 | 0 | -29242044.0197 | -483883070.5608 | -627408944.5469 | 1489347316.5719 | 1593488437.2278 | -30900808.7722 | -323063732.7722 | -719954362.7722 | 215143139.2278 | -560316421.1234 | 576639250.2278 | -188432912.7722 | 760221932.2278 | -140385139.7722 | 437754692.2278 | 413143990.2278 | 140363908.2278 | 170775386.2278 | -336992495.7722 | 119427121.2278 | 54916050.2278 | 744595927.2278 | -462686630.7722 | 441643387.2278 | 333242477.2278 | 2033173327.5633
| Option 7 |  | $ | 1580348471.4452 | 0 | 0 | 0 | 0 | 0 | 0 | -13634564.2843 | -521945508.4637 | -624224242.8088 | 1491588489.3678 | 1592489990.9972 | -31899255.0028 | -324062179.0028 | -720952809.0028 | 214144692.9972 | -885479687.0028 | 575640803.9972 | -189431359.0028 | 759223485.9972 | -141383586.0028 | 436756245.9972 | 412145543.9972 | 139365461.9972 | 169776939.9972 | -337990942.0028 | 118428674.9972 | 53917603.9972 | 743597480.9972 | -463685077.0028 | 440644940.9972 | 332244030.9972 | 2102210335.9303
| Option 8 |  | $ | 1744370859.5135 | 0 | 0 | 0 | 0 | 0 | 0 | -29242044.0197 | -483883070.5608 | -627408944.5469 | 1489347316.5719 | 1593488437.2278 | -30900808.7722 | -323063732.7722 | -719954362.7722 | 215143139.2278 | -560316421.1234 | 576639250.2278 | -188432912.7722 | 760221932.2278 | -140385139.7722 | 437754692.2278 | 413143990.2278 | 140363908.2278 | 170775386.2278 | -336992495.7722 | 119427121.2278 | 54916050.2278 | 744595927.2278 | -462686630.7722 | 441643387.2278 | 333242477.2278 | 2033173327.5633
Incremental cost calculation | bar: 1 -4 to 1 27
| Capital outflow | [35 empty] | End in 2050 |  |  |  |  | End in 2064
| Option name | Capex component | Units | PV | 2019 | 2020 | 2021 | 2022 | 2023 | 2024 | 2025 | 2026 | 2027 | 2028 | 2029 | 2030 | 2031 | 2032 | 2033 | 2034 | 2035 | 2036 | 2037 | 2038 | 2039 | 2040 | 2041 | 2042 | 2043 | 2044 | 2045 | 2046 | 2047 | 2048 | 2049 | 2050 | Years in analysis | Total capex | AccDep | Residual value |  | Years in analysis | AccDep | Residual value |  | Options | Residual value, PV | Incremental residual value
| Base I | Lines - VNIW Line 5 | $ | -680371543.9451 | 0 | 0 | -31750057.7091 | -40531438.2323 | -75740955.9356 | -54513156.0594 | -79761115.0213 | -514509685.3448 | -83406612.3165 | 0 | 0 | 0 | 0 | 0 | 0 | 0 | 0 | 0 | 0 | 0 | 0 | 0 | 0 | 0 | 0 | 0 | 0 | 0 | 0 | 0 | 0 | 492919291.5467 | 22 | -880213020.619 | -387293729.0724 | 492919291.5467 |  | 36 | -633753374.8457 | 246459645.7733 |  | Base I | 15381933.6913 | #N/A
| Base I | Lines - PEC | $ | 0 | 0 | 0 | 0 | 0 | 0 | 0 | 0 | 0 | 0 | 0 | 0 | 0 | 0 | 0 | 0 | 0 | 0 | 0 | 0 | 0 | 0 | 0 | 0 | 0 | 0 | 0 | 0 | 0 | 0 | 0 | 0 | 0 | 2050 | 0 | 0 | 0 | [5 empty] | Base II | 126599210.8735 | #N/A
| Base I | Subs | $ | 0 | 0 | 0 | 0 | 0 | 0 | 0 | 0 | 0 | 0 | 0 | 0 | 0 | 0 | 0 | 0 | 0 | 0 | 0 | 0 | 0 | 0 | 0 | 0 | 0 | 0 | 0 | 0 | 0 | 0 | 0 | 0 | 0 | 2050 | 0 | 0 | 0 | [5 empty] | Option 1 | 77262453.932 | -49336756.9414
| Base I | Land and easements | $ | 0 | 0 | 0 | 0 | 0 | 0 | 0 | 0 | 0 | 0 | 0 | 0 | 0 | 0 | 0 | 0 | 0 | 0 | 0 | 0 | 0 | 0 | 0 | 0 | 0 | 0 | 0 | 0 | 0 | 0 | 0 | 0 | 0 | 2050 | 0 | 0 | 0 | [5 empty] | Option 2 | 86878868.4674 | -39720342.4061
| Base I | Biodiversity | $ | 0 | 0 | 0 | 0 | 0 | 0 | 0 | 0 | 0 | 0 | 0 | 0 | 0 | 0 | 0 | 0 | 0 | 0 | 0 | 0 | 0 | 0 | 0 | 0 | 0 | 0 | 0 | 0 | 0 | 0 | 0 | 0 | 0 | 2050 | 0 | 0 | 0 | [5 empty] | Option 3 | 87646460.8069 | -38952750.0666
| Base I | Lines | $ | 0 | 0 | 0 | 0 | 0 | 0 | 0 | 0 | 0 | 0 | 0 | 0 | 0 | 0 | 0 | 0 | 0 | 0 | 0 | 0 | 0 | 0 | 0 | 0 | 0 | 0 | 0 | 0 | 0 | 0 | 0 | 0 | 0 | 2050 | 0 | 0 | 0 | [5 empty] | Option 4 | 73064195.4661 | -53535015.4073
| Base I | Subs | $ | 0 | 0 | 0 | 0 | 0 | 0 | 0 | 0 | 0 | 0 | 0 | 0 | 0 | 0 | 0 | 0 | 0 | 0 | 0 | 0 | 0 | 0 | 0 | 0 | 0 | 0 | 0 | 0 | 0 | 0 | 0 | 0 | 0 | 2050 | 0 | 0 | 0 | [5 empty] | Option 5 | 87646460.8069 | -38952750.0666
| Base I | Land and easements | $ | 0 | 0 | 0 | 0 | 0 | 0 | 0 | 0 | 0 | 0 | 0 | 0 | 0 | 0 | 0 | 0 | 0 | 0 | 0 | 0 | 0 | 0 | 0 | 0 | 0 | 0 | 0 | 0 | 0 | 0 | 0 | 0 | 0 | 2050 | 0 | 0 | 0 | [5 empty] | Option 7 | 89810136.5462 | -36789074.3273
| Base I | Biodiversity | $ | 0 | 0 | 0 | 0 | 0 | 0 | 0 | 0 | 0 | 0 | 0 | 0 | 0 | 0 | 0 | 0 | 0 | 0 | 0 | 0 | 0 | 0 | 0 | 0 | 0 | 0 | 0 | 0 | 0 | 0 | 0 | 0 | 0 | 2050 | 0 | 0 | 0 | [5 empty] | Option 8 | 87646460.8069 | -38952750.0666
| Base II | Lines - VNIW Line 5 | $ | -680371543.9451 | 0 | 0 | -31750057.7091 | -40531438.2323 | -75740955.9356 | -54513156.0594 | -79761115.0213 | -514509685.3448 | -83406612.3165 | 0 | 0 | 0 | 0 | 0 | 0 | 0 | 0 | 0 | 0 | 0 | 0 | 0 | 0 | 0 | 0 | 0 | 0 | 0 | 0 | 0 | 0 | 492919291.5467 | 22 | -880213020.619 | -387293729.0724 | 492919291.5467 |  | 36 | -633753374.8457 | 246459645.7733
| Base II | Lines - PEC | $ | -866694203.2424 | -5061325.9793 | -28929620.7188 | -224363170.0485 | -32199800.5738 | -209543761.7518 | -346411286.8715 | 0 | 0 | 0 | 0 | 0 | 0 | 0 | 0 | 0 | 0 | 0 | 0 | 0 | 0 | 0 | 0 | 0 | 0 | 0 | 0 | 0 | 0 | 0 | 0 | 0 | 0 | #N/A | -846508965.9436 | 0 | 846508965.9436 |  | #N/A | 0 | 846508965.9436
| Base II | Subs | $ | -598622794.0605 | 0 | 0 | -14756351.1671 | -31179724.4262 | -177362702.3021 | -145327650.1918 | -269261023.9668 | 0 | 0 | 0 | 0 | 0 | 0 | 0 | 0 | 0 | 0 | 0 | 0 | 0 | 0 | 0 | 0 | 0 | 0 | 0 | 0 | 0 | 0 | 0 | 0 | 0 | #N/A | -637887452.0539 | 0 | 637887452.0539 |  | #N/A | 0 | 637887452.0539
| Base II | Land and easements | $ | -153636499.9266 | 0 | 0 | -8663372.994 | -37561539.3672 | -70423277.6905 | -29570620.7443 | -6259838.3169 | 0 | 0 | 0 | 0 | 0 | 0 | 0 | 0 | 0 | 0 | 0 | 0 | 0 | 0 | 0 | 0 | 0 | 0 | 0 | 0 | 0 | 0 | 0 | 0 | 0 | #N/A | -152478649.113 | 0 | 152478649.113 |  | #N/A | 0 | 152478649.113
| Base II | Biodiversity | $ | -119878878.802 | 0 | 0 | 0 | 0 | 0 | -125788354.0883 | -15689366.2731 | 0 | 0 | 0 | 0 | 0 | 0 | 0 | 0 | 0 | 0 | 0 | 0 | 0 | 0 | 0 | 0 | 0 | 0 | 0 | 0 | 0 | 0 | 0 | 0 | 70738860.1807 | 25 | -141477720.3614 | -70738860.1807 | 70738860.1807 |  | 39 | -110352621.8819 | 31125098.4795
| Base II | Lines | $ | -328209629.6561 | 0 | -3401703.9389 | -42380579.8942 | -141429009.5418 | -131629454.9237 | -21329645.5958 | 0 | 0 | 0 | 0 | 0 | 0 | 0 | 0 | 0 | 0 | 0 | 0 | 0 | 0 | 0 | 0 | 0 | 0 | 0 | 0 | 0 | 0 | 0 | 0 | 0 | 170085196.9473 | 25 | -340170393.8945 | -170085196.9473 | 170085196.9473 |  | 39 | -265332907.2377 | 74837486.6568
| Base II | Subs | $ | -131218784.4073 | 0 | -1340031.7534 | -18444236.3991 | -42955147.0059 | -60893270.4064 | -10370489.7733 | 0 | 0 | 0 | 0 | 0 | 0 | 0 | 0 | 0 | 0 | 0 | 0 | 0 | 0 | 0 | 0 | 0 | 0 | 0 | 0 | 0 | 0 | 0 | 0 | 0 | 50251190.7517 | 25 | -134003175.3379 | -83751984.5862 | 50251190.7517 |  | 39 | -130653095.9545 | 3350079.3834
| Base II | Land and easements | $ | -26387276.3751 | 0 | -286942.7722 | -3499802.8627 | -24859941.0787 | -30592.0507 | -16998.4602 | 0 | 0 | 0 | 0 | 0 | 0 | 0 | 0 | 0 | 0 | 0 | 0 | 0 | 0 | 0 | 0 | 0 | 0 | 0 | 0 | 0 | 0 | 0 | 0 | 0 | 28694277.2245 | #N/A | -28694277.2245 | 0 | 28694277.2245 |  | #N/A | 0 | 28694277.2245
| Base II | Biodiversity | $ | -31459834.5408 | 0 | -323441.3306 | -7762591.9338 | -7856690.3157 | -15953874.165 | -447535.3126 | 0 | 0 | 0 | 0 | 0 | 0 | 0 | 0 | 0 | 0 | 0 | 0 | 0 | 0 | 0 | 0 | 0 | 0 | 0 | 0 | 0 | 0 | 0 | 0 | 0 | 16172066.5288 | 25 | -32344133.0577 | -16172066.5288 | 16172066.5288 |  | 39 | -25228423.785 | 7115709.2727
| Option 1 | Lines - VNIW Line 5 | $ | -725029191.0665 | 0 | 0 | -31750057.7091 | -40531438.2323 | -75740955.9356 | -54513156.0594 | -98371066.1948 | -550523475.2222 | -89244769.1013 | 0 | 0 | 0 | 0 | 0 | 0 | 0 | 0 | 0 | 0 | 0 | 0 | 0 | 0 | 0 | 0 | 0 | 0 | 0 | 0 | 0 | 0 | 526777954.3346 | 22 | -940674918.4547 | -413896964.1201 | 526777954.3346 |  | 36 | -677285941.2874 | 263388977.1673
| Option 1 | Lines - PEC | $ | -1523568408.9221 | -5061325.9793 | -28929620.7188 | -224363170.0485 | -32199800.5738 | -209543761.7518 | -346411286.8715 | -442173513.7387 | -428131844.0964 | -104105989.9104 | 0 | 0 | 0 | 0 | 0 | 0 | 0 | 0 | 0 | 0 | 0 | 0 | 0 | 0 | 0 | 0 | 0 | 0 | 0 | 0 | 0 | 0 | 983296969.3921 | 23 | -1820920313.6891 | -837623344.297 | 983296969.3921 |  | 37 | -1347481032.1299 | 473439281.5592
| Option 1 | Subs | $ | -883168493.1759 | 0 | 0 | -14756351.1671 | -31179724.4262 | -177362702.3021 | -145327650.1918 | -321354480.1644 | -312219910.6804 | -75920451.4201 | 0 | 0 | 0 | 0 | 0 | 0 | 0 | 0 | 0 | 0 | 0 | 0 | 0 | 0 | 0 | 0 | 0 | 0 | 0 | 0 | 0 | 0 | 458201539.8997 | 23 | -1078121270.3522 | -619919730.4525 | 458201539.8997 |  | 37 | -997262175.0758 | 80859095.2764
| Option 1 | Land and easements | $ | -187251498.4974 | 0 | 0 | -8663372.994 | -37561539.3672 | -70423277.6905 | -29570620.7443 | -41803911.704 | -40945765.619 | -9956511.1103 | 0 | 0 | 0 | 0 | 0 | 0 | 0 | 0 | 0 | 0 | 0 | 0 | 0 | 0 | 0 | 0 | 0 | 0 | 0 | 0 | 0 | 0 | 238924999.2294 | #N/A | -238924999.2294 | 0 | 238924999.2294 |  | #N/A | 0 | 238924999.2294
| Option 1 | Biodiversity | $ | -206472792.4915 | 0 | 0 | 0 | 0 | 0 | -125788354.0883 | -60218265.1089 | -58718586.8597 | -14278210.5453 | 0 | 0 | 0 | 0 | 0 | 0 | 0 | 0 | 0 | 0 | 0 | 0 | 0 | 0 | 0 | 0 | 0 | 0 | 0 | 0 | 0 | 0 | 139861844.9652 | 23 | -259003416.6022 | -119141571.637 | 139861844.9652 |  | 37 | -191662528.2856 | 67340888.3166
| Option 1 | Lines | $ | -328209629.6561 | 0 | -3401703.9389 | -42380579.8942 | -141429009.5418 | -131629454.9237 | -21329645.5958 | 0 | 0 | 0 | 0 | 0 | 0 | 0 | 0 | 0 | 0 | 0 | 0 | 0 | 0 | 0 | 0 | 0 | 0 | 0 | 0 | 0 | 0 | 0 | 0 | 0 | 170085196.9473 | 25 | -340170393.8945 | -170085196.9473 | 170085196.9473 |  | 39 | -265332907.2377 | 74837486.6568
| Option 1 | Subs | $ | -131218784.4073 | 0 | -1340031.7534 | -18444236.3991 | -42955147.0059 | -60893270.4064 | -10370489.7733 | 0 | 0 | 0 | 0 | 0 | 0 | 0 | 0 | 0 | 0 | 0 | 0 | 0 | 0 | 0 | 0 | 0 | 0 | 0 | 0 | 0 | 0 | 0 | 0 | 0 | 50251190.7517 | 25 | -134003175.3379 | -83751984.5862 | 50251190.7517 |  | 39 | -130653095.9545 | 3350079.3834
| Option 1 | Land and easements | $ | -26387276.3751 | 0 | -286942.7722 | -3499802.8627 | -24859941.0787 | -30592.0507 | -16998.4602 | 0 | 0 | 0 | 0 | 0 | 0 | 0 | 0 | 0 | 0 | 0 | 0 | 0 | 0 | 0 | 0 | 0 | 0 | 0 | 0 | 0 | 0 | 0 | 0 | 0 | 28694277.2245 | #N/A | -28694277.2245 | 0 | 28694277.2245 |  | #N/A | 0 | 28694277.2245
| Option 1 | Biodiversity | $ | -31459834.5408 | 0 | -323441.3306 | -7762591.9338 | -7856690.3157 | -15953874.165 | -447535.3126 | 0 | 0 | 0 | 0 | 0 | 0 | 0 | 0 | 0 | 0 | 0 | 0 | 0 | 0 | 0 | 0 | 0 | 0 | 0 | 0 | 0 | 0 | 0 | 0 | 0 | 16172066.5288 | 25 | -32344133.0577 | -16172066.5288 | 16172066.5288 |  | 39 | -25228423.785 | 7115709.2727
| Option 2 | Lines - VNIW Line 5 | $ | -820124299.3668 | 0 | 0 | -31750057.7091 | -40531438.2323 | -75740955.9356 | -54513156.0594 | -137999560.6718 | -627212138.1824 | -101676685.8616 | 0 | 0 | 0 | 0 | 0 | 0 | 0 | 0 | 0 | 0 | 0 | 0 | 0 | 0 | 0 | 0 | 0 | 0 | 0 | 0 | 0 | 0 | 598877435.8853 | 22 | -1069423992.6522 | -470546556.767 | 598877435.8853 |  | 36 | -769985274.7096 | 299438717.9426
| Option 2 | Lines - PEC | $ | -1580264008.8646 | -5061325.9793 | -28929620.7188 | -224363170.0485 | -32199800.5738 | -209543761.7518 | -346411286.8715 | -159506604.1827 | -425548886.1856 | -425059093.4283 | -112257266.9369 | 0 | 0 | 0 | 0 | 0 | 0 | 0 | 0 | 0 | 0 | 0 | 0 | 0 | 0 | 0 | 0 | 0 | 0 | 0 | 0 | 0 | 1102573257.3392 | 22 | -1968880816.6771 | -866307559.3379 | 1102573257.3392 |  | 36 | -1417594188.0075 | 551286628.6696
| Option 2 | Subs | $ | -886866466.4973 | 0 | 0 | -14756351.1671 | -31179724.4262 | -177362702.3021 | -145327650.1918 | -91253032.4007 | -293524388.4208 | -302806485.7802 | -77429989.1107 | 0 | 0 | 0 | 0 | 0 | 0 | 0 | 0 | 0 | 0 | 0 | 0 | 0 | 0 | 0 | 0 | 0 | 0 | 0 | 0 | 0 | 510138145.7098 | 22 | -1133640323.7996 | -623502178.0898 | 510138145.7098 |  | 36 | -1020276291.4197 | 113364032.38
| Option 2 | Land and easements | $ | -184281092.3558 | 0 | 0 | -8663372.994 | -37561539.3672 | -70423277.6905 | -29570620.7443 | -12224606.2262 | -33282722.6246 | -39053786.9554 | -10165038.5083 | 0 | 0 | 0 | 0 | 0 | 0 | 0 | 0 | 0 | 0 | 0 | 0 | 0 | 0 | 0 | 0 | 0 | 0 | 0 | 0 | 0 | 240944965.1106 | #N/A | -240944965.1106 | 0 | 240944965.1106 |  | #N/A | 0 | 240944965.1106
| Option 2 | Biodiversity | $ | -200989031.3138 | 0 | 0 | 0 | 0 | 0 | -125788354.0883 | -20247294.2047 | -46343362.4142 | -53894620.0427 | -14438987.293 | 0 | 0 | 0 | 0 | 0 | 0 | 0 | 0 | 0 | 0 | 0 | 0 | 0 | 0 | 0 | 0 | 0 | 0 | 0 | 0 | 0 | 145999066.104 | 22 | -260712618.0429 | -114713551.9389 | 145999066.104 |  | 36 | -187713084.9909 | 72999533.052
| Option 2 | Lines | $ | -328209629.6561 | 0 | -3401703.9389 | -42380579.8942 | -141429009.5418 | -131629454.9237 | -21329645.5958 | 0 | 0 | 0 | 0 | 0 | 0 | 0 | 0 | 0 | 0 | 0 | 0 | 0 | 0 | 0 | 0 | 0 | 0 | 0 | 0 | 0 | 0 | 0 | 0 | 0 | 170085196.9473 | 25 | -340170393.8945 | -170085196.9473 | 170085196.9473 |  | 39 | -265332907.2377 | 74837486.6568
| Option 2 | Subs | $ | -131218784.4073 | 0 | -1340031.7534 | -18444236.3991 | -42955147.0059 | -60893270.4064 | -10370489.7733 | 0 | 0 | 0 | 0 | 0 | 0 | 0 | 0 | 0 | 0 | 0 | 0 | 0 | 0 | 0 | 0 | 0 | 0 | 0 | 0 | 0 | 0 | 0 | 0 | 0 | 50251190.7517 | 25 | -134003175.3379 | -83751984.5862 | 50251190.7517 |  | 39 | -130653095.9545 | 3350079.3834
| Option 2 | Land and easements | $ | -26387276.3751 | 0 | -286942.7722 | -3499802.8627 | -24859941.0787 | -30592.0507 | -16998.4602 | 0 | 0 | 0 | 0 | 0 | 0 | 0 | 0 | 0 | 0 | 0 | 0 | 0 | 0 | 0 | 0 | 0 | 0 | 0 | 0 | 0 | 0 | 0 | 0 | 0 | 28694277.2245 | #N/A | -28694277.2245 | 0 | 28694277.2245 |  | #N/A | 0 | 28694277.2245
| Option 2 | Biodiversity | $ | -31459834.5408 | 0 | -323441.3306 | -7762591.9338 | -7856690.3157 | -15953874.165 | -447535.3126 | 0 | 0 | 0 | 0 | 0 | 0 | 0 | 0 | 0 | 0 | 0 | 0 | 0 | 0 | 0 | 0 | 0 | 0 | 0 | 0 | 0 | 0 | 0 | 0 | 0 | 16172066.5288 | 25 | -32344133.0577 | -16172066.5288 | 16172066.5288 |  | 39 | -25228423.785 | 7115709.2727
| Option 3 | Lines - VNIW Line 5 | $ | -827815723.7713 | 0 | 0 | -31750057.7091 | -40531438.2323 | -75740955.9356 | -54513156.0594 | -141204768.3316 | -633414823.7294 | -102682196.5517 | 0 | 0 | 0 | 0 | 0 | 0 | 0 | 0 | 0 | 0 | 0 | 0 | 0 | 0 | 0 | 0 | 0 | 0 | 0 | 0 | 0 | 0 | 604708942.0674 | 22 | -1079837396.549 | -475128454.4816 | 604708942.0674 |  | 36 | -777482925.5153 | 302354471.0337
| Option 3 | Lines - PEC | $ | -1592868547.3853 | -5061325.9793 | -28929620.7188 | -224363170.0485 | -32199800.5738 | -209543761.7518 | -346411286.8715 | -157739002.6421 | -433879366.978 | -435013270.9912 | -114252587.5921 | 0 | 0 | 0 | 0 | 0 | 0 | 0 | 0 | 0 | 0 | 0 | 0 | 0 | 0 | 0 | 0 | 0 | 0 | 0 | 0 | 0 | 1112940188.7223 | 22 | -1987393194.1469 | -874453005.4246 | 1112940188.7223 |  | 36 | -1430923099.7858 | 556470094.3611
| Option 3 | Subs | $ | -894484481.1927 | 0 | 0 | -14756351.1671 | -31179724.4262 | -177362702.3021 | -145327650.1918 | -90234451.1415 | -298503779.0055 | -308567088.9608 | -78604404.2494 | 0 | 0 | 0 | 0 | 0 | 0 | 0 | 0 | 0 | 0 | 0 | 0 | 0 | 0 | 0 | 0 | 0 | 0 | 0 | 0 | 0 | 515041268.1499 | 22 | -1144536151.4443 | -629494883.2944 | 515041268.1499 |  | 36 | -1030082536.2999 | 114453615.1444
| Option 3 | Land and easements | $ | -186005342.5001 | 0 | 0 | -8663372.994 | -37561539.3672 | -70423277.6905 | -29570620.7443 | -15145401.3598 | -33025278.2485 | -38521880.119 | -10404269.9116 | 0 | 0 | 0 | 0 | 0 | 0 | 0 | 0 | 0 | 0 | 0 | 0 | 0 | 0 | 0 | 0 | 0 | 0 | 0 | 0 | 0 | 243315640.4351 | #N/A | -243315640.4351 | 0 | 243315640.4351 |  | #N/A | 0 | 243315640.4351
| Option 3 | Biodiversity | $ | -203041978.497 | 0 | 0 | 0 | 0 | 0 | -125788354.0883 | -22890252.7805 | -46299172.9443 | -53666807.2407 | -14708751.675 | 0 | 0 | 0 | 0 | 0 | 0 | 0 | 0 | 0 | 0 | 0 | 0 | 0 | 0 | 0 | 0 | 0 | 0 | 0 | 0 | 0 | 147477869.6881 | 22 | -263353338.7288 | -115875469.0407 | 147477869.6881 |  | 36 | -189614403.8848 | 73738934.8441
| Option 3 | Lines | $ | -328209629.6561 | 0 | -3401703.9389 | -42380579.8942 | -141429009.5418 | -131629454.9237 | -21329645.5958 | 0 | 0 | 0 | 0 | 0 | 0 | 0 | 0 | 0 | 0 | 0 | 0 | 0 | 0 | 0 | 0 | 0 | 0 | 0 | 0 | 0 | 0 | 0 | 0 | 0 | 170085196.9473 | 25 | -340170393.8945 | -170085196.9473 | 170085196.9473 |  | 39 | -265332907.2377 | 74837486.6568
| Option 3 | Subs | $ | -131218784.4073 | 0 | -1340031.7534 | -18444236.3991 | -42955147.0059 | -60893270.4064 | -10370489.7733 | 0 | 0 | 0 | 0 | 0 | 0 | 0 | 0 | 0 | 0 | 0 | 0 | 0 | 0 | 0 | 0 | 0 | 0 | 0 | 0 | 0 | 0 | 0 | 0 | 0 | 50251190.7517 | 25 | -134003175.3379 | -83751984.5862 | 50251190.7517 |  | 39 | -130653095.9545 | 3350079.3834
| Option 3 | Land and easements | $ | -26387276.3751 | 0 | -286942.7722 | -3499802.8627 | -24859941.0787 | -30592.0507 | -16998.4602 | 0 | 0 | 0 | 0 | 0 | 0 | 0 | 0 | 0 | 0 | 0 | 0 | 0 | 0 | 0 | 0 | 0 | 0 | 0 | 0 | 0 | 0 | 0 | 0 | 0 | 28694277.2245 | #N/A | -28694277.2245 | 0 | 28694277.2245 |  | #N/A | 0 | 28694277.2245
| Option 3 | Biodiversity | $ | -31459834.5408 | 0 | -323441.3306 | -7762591.9338 | -7856690.3157 | -15953874.165 | -447535.3126 | 0 | 0 | 0 | 0 | 0 | 0 | 0 | 0 | 0 | 0 | 0 | 0 | 0 | 0 | 0 | 0 | 0 | 0 | 0 | 0 | 0 | 0 | 0 | 0 | 0 | 16172066.5288 | 25 | -32344133.0577 | -16172066.5288 | 16172066.5288 |  | 39 | -25228423.785 | 7115709.2727
| Option 4 | Lines - VNIW Line 5 | $ | -680371543.9451 | 0 | 0 | -31750057.7091 | -40531438.2323 | -75740955.9356 | -54513156.0594 | -79761115.0213 | -514509685.3448 | -83406612.3165 | 0 | 0 | 0 | 0 | 0 | 0 | 0 | 0 | 0 | 0 | 0 | 0 | 0 | 0 | 0 | 0 | 0 | 0 | 0 | 0 | 0 | 0 | 492919291.5467 | 22 | -880213020.619 | -387293729.0724 | 492919291.5467 |  | 36 | -633753374.8457 | 246459645.7733
| Option 4 | Lines - PEC | $ | -1459157392.0939 | -5061325.9793 | -28929620.7188 | -224363170.0485 | -32199800.5738 | -209543761.7518 | -346411286.8715 | -635543365.1164 | -172334084.5449 | -59836731.1199 | 0 | 0 | 0 | 0 | 0 | 0 | 0 | 0 | 0 | 0 | 0 | 0 | 0 | 0 | 0 | 0 | 0 | 0 | 0 | 0 | 0 | 0 | 925680499.2314 | 23 | -1714223146.7247 | -788542647.4934 | 925680499.2314 |  | 37 | -1268525128.5763 | 445698018.1484
| Option 4 | Subs | $ | -841831989.11 | 0 | 0 | -14756351.1671 | -31179724.4262 | -177362702.3021 | -145327650.1918 | -423759912.934 | -171314637.1685 | -49435330.0322 | 0 | 0 | 0 | 0 | 0 | 0 | 0 | 0 | 0 | 0 | 0 | 0 | 0 | 0 | 0 | 0 | 0 | 0 | 0 | 0 | 0 | 0 | 430582930.9943 | 23 | -1013136308.2219 | -582553377.2276 | 430582930.9943 |  | 37 | -937151085.1053 | 75985223.1166
| Option 4 | Land and easements | $ | -180249190.0487 | 0 | 0 | -8663372.994 | -37561539.3672 | -70423277.6905 | -29570620.7443 | -70771616.9792 | -4101519.57 | -4149662.2385 | 0 | 0 | 0 | 0 | 0 | 0 | 0 | 0 | 0 | 0 | 0 | 0 | 0 | 0 | 0 | 0 | 0 | 0 | 0 | 0 | 0 | 0 | 225241609.5838 | #N/A | -225241609.5838 | 0 | 225241609.5838 |  | #N/A | 0 | 225241609.5838
| Option 4 | Biodiversity | $ | -197157403.0574 | 0 | 0 | 0 | 0 | 0 | -125788354.0883 | -89456965.4642 | -20423263.7258 | -7798476.0403 | 0 | 0 | 0 | 0 | 0 | 0 | 0 | 0 | 0 | 0 | 0 | 0 | 0 | 0 | 0 | 0 | 0 | 0 | 0 | 0 | 0 | 0 | 131472212.032 | 23 | -243467059.3186 | -111994847.2866 | 131472212.032 |  | 37 | -180165623.8958 | 63301435.4228
| Option 4 | Lines | $ | -328209629.6561 | 0 | -3401703.9389 | -42380579.8942 | -141429009.5418 | -131629454.9237 | -21329645.5958 | 0 | 0 | 0 | 0 | 0 | 0 | 0 | 0 | 0 | 0 | 0 | 0 | 0 | 0 | 0 | 0 | 0 | 0 | 0 | 0 | 0 | 0 | 0 | 0 | 0 | 170085196.9473 | 25 | -340170393.8945 | -170085196.9473 | 170085196.9473 |  | 39 | -265332907.2377 | 74837486.6568
| Option 4 | Subs | $ | -131218784.4073 | 0 | -1340031.7534 | -18444236.3991 | -42955147.0059 | -60893270.4064 | -10370489.7733 | 0 | 0 | 0 | 0 | 0 | 0 | 0 | 0 | 0 | 0 | 0 | 0 | 0 | 0 | 0 | 0 | 0 | 0 | 0 | 0 | 0 | 0 | 0 | 0 | 0 | 50251190.7517 | 25 | -134003175.3379 | -83751984.5862 | 50251190.7517 |  | 39 | -130653095.9545 | 3350079.3834
| Option 4 | Land and easements | $ | -26387276.3751 | 0 | -286942.7722 | -3499802.8627 | -24859941.0787 | -30592.0507 | -16998.4602 | 0 | 0 | 0 | 0 | 0 | 0 | 0 | 0 | 0 | 0 | 0 | 0 | 0 | 0 | 0 | 0 | 0 | 0 | 0 | 0 | 0 | 0 | 0 | 0 | 0 | 28694277.2245 | #N/A | -28694277.2245 | 0 | 28694277.2245 |  | #N/A | 0 | 28694277.2245
| Option 4 | Biodiversity | $ | -31459834.5408 | 0 | -323441.3306 | -7762591.9338 | -7856690.3157 | -15953874.165 | -447535.3126 | 0 | 0 | 0 | 0 | 0 | 0 | 0 | 0 | 0 | 0 | 0 | 0 | 0 | 0 | 0 | 0 | 0 | 0 | 0 | 0 | 0 | 0 | 0 | 0 | 0 | 16172066.5288 | 25 | -32344133.0577 | -16172066.5288 | 16172066.5288 |  | 39 | -25228423.785 | 7115709.2727
| Option 5 | Lines - VNIW Line 5 | $ | -827815723.7713 | 0 | 0 | -31750057.7091 | -40531438.2323 | -75740955.9356 | -54513156.0594 | -141204768.3316 | -633414823.7294 | -102682196.5517 | 0 | 0 | 0 | 0 | 0 | 0 | 0 | 0 | 0 | 0 | 0 | 0 | 0 | 0 | 0 | 0 | 0 | 0 | 0 | 0 | 0 | 0 | 604708942.0674 | 22 | -1079837396.549 | -475128454.4816 | 604708942.0674 |  | 36 | -777482925.5153 | 302354471.0337
| Option 5 | Lines - PEC | $ | -1592868547.3853 | -5061325.9793 | -28929620.7188 | -224363170.0485 | -32199800.5738 | -209543761.7518 | -346411286.8715 | -157739002.6421 | -433879366.978 | -435013270.9912 | -114252587.5921 | 0 | 0 | 0 | 0 | 0 | 0 | 0 | 0 | 0 | 0 | 0 | 0 | 0 | 0 | 0 | 0 | 0 | 0 | 0 | 0 | 0 | 1112940188.7223 | 22 | -1987393194.1469 | -874453005.4246 | 1112940188.7223 |  | 36 | -1430923099.7858 | 556470094.3611
| Option 5 | Subs | $ | -894484481.1927 | 0 | 0 | -14756351.1671 | -31179724.4262 | -177362702.3021 | -145327650.1918 | -90234451.1415 | -298503779.0055 | -308567088.9608 | -78604404.2494 | 0 | 0 | 0 | 0 | 0 | 0 | 0 | 0 | 0 | 0 | 0 | 0 | 0 | 0 | 0 | 0 | 0 | 0 | 0 | 0 | 0 | 515041268.1499 | 22 | -1144536151.4443 | -629494883.2944 | 515041268.1499 |  | 36 | -1030082536.2999 | 114453615.1444
| Option 5 | Land and easements | $ | -186005342.5001 | 0 | 0 | -8663372.994 | -37561539.3672 | -70423277.6905 | -29570620.7443 | -15145401.3598 | -33025278.2485 | -38521880.119 | -10404269.9116 | 0 | 0 | 0 | 0 | 0 | 0 | 0 | 0 | 0 | 0 | 0 | 0 | 0 | 0 | 0 | 0 | 0 | 0 | 0 | 0 | 0 | 243315640.4351 | #N/A | -243315640.4351 | 0 | 243315640.4351 |  | #N/A | 0 | 243315640.4351
| Option 5 | Biodiversity | $ | -203041978.497 | 0 | 0 | 0 | 0 | 0 | -125788354.0883 | -22890252.7805 | -46299172.9443 | -53666807.2407 | -14708751.675 | 0 | 0 | 0 | 0 | 0 | 0 | 0 | 0 | 0 | 0 | 0 | 0 | 0 | 0 | 0 | 0 | 0 | 0 | 0 | 0 | 0 | 147477869.6881 | 22 | -263353338.7288 | -115875469.0407 | 147477869.6881 |  | 36 | -189614403.8848 | 73738934.8441
| Option 5 | Lines | $ | -328209629.6561 | 0 | -3401703.9389 | -42380579.8942 | -141429009.5418 | -131629454.9237 | -21329645.5958 | 0 | 0 | 0 | 0 | 0 | 0 | 0 | 0 | 0 | 0 | 0 | 0 | 0 | 0 | 0 | 0 | 0 | 0 | 0 | 0 | 0 | 0 | 0 | 0 | 0 | 170085196.9473 | 25 | -340170393.8945 | -170085196.9473 | 170085196.9473 |  | 39 | -265332907.2377 | 74837486.6568
| Option 5 | Subs | $ | -131218784.4073 | 0 | -1340031.7534 | -18444236.3991 | -42955147.0059 | -60893270.4064 | -10370489.7733 | 0 | 0 | 0 | 0 | 0 | 0 | 0 | 0 | 0 | 0 | 0 | 0 | 0 | 0 | 0 | 0 | 0 | 0 | 0 | 0 | 0 | 0 | 0 | 0 | 0 | 50251190.7517 | 25 | -134003175.3379 | -83751984.5862 | 50251190.7517 |  | 39 | -130653095.9545 | 3350079.3834
| Option 5 | Land and easements | $ | -26387276.3751 | 0 | -286942.7722 | -3499802.8627 | -24859941.0787 | -30592.0507 | -16998.4602 | 0 | 0 | 0 | 0 | 0 | 0 | 0 | 0 | 0 | 0 | 0 | 0 | 0 | 0 | 0 | 0 | 0 | 0 | 0 | 0 | 0 | 0 | 0 | 0 | 0 | 28694277.2245 | #N/A | -28694277.2245 | 0 | 28694277.2245 |  | #N/A | 0 | 28694277.2245
| Option 5 | Biodiversity | $ | -31459834.5408 | 0 | -323441.3306 | -7762591.9338 | -7856690.3157 | -15953874.165 | -447535.3126 | 0 | 0 | 0 | 0 | 0 | 0 | 0 | 0 | 0 | 0 | 0 | 0 | 0 | 0 | 0 | 0 | 0 | 0 | 0 | 0 | 0 | 0 | 0 | 0 | 0 | 16172066.5288 | 25 | -32344133.0577 | -16172066.5288 | 16172066.5288 |  | 39 | -25228423.785 | 7115709.2727
| Option 7 | Lines - VNIW Line 5 | $ | -865945790.7817 | 0 | 0 | -31750057.7091 | -40531438.2323 | -75740955.9356 | -54513156.0594 | -157094514.6806 | -664164500.6568 | -107666993.6418 | 0 | 0 | 0 | 0 | 0 | 0 | 0 | 0 | 0 | 0 | 0 | 0 | 0 | 0 | 0 | 0 | 0 | 0 | 0 | 0 | 0 | 0 | 633618505.4727 | 22 | -1131461616.9156 | -497843111.4428 | 633618505.4727 |  | 36 | -814652364.1792 | 316809252.7364
| Option 7 | Lines - PEC | $ | -1645953160.2062 | -5061325.9793 | -28929620.7188 | -224363170.0485 | -32199800.5738 | -209543761.7518 | -346411286.8715 | -222183295.4083 | -438801594.057 | -432342556.8073 | -115579738.9055 | 0 | 0 | 0 | 0 | 0 | 0 | 0 | 0 | 0 | 0 | 0 | 0 | 0 | 0 | 0 | 0 | 0 | 0 | 0 | 0 | 0 | 1151033044.6282 | 22 | -2055416151.1217 | -904383106.4936 | 1151033044.6282 |  | 36 | -1479899628.8077 | 575516522.3141
| Option 7 | Subs | $ | -900344021.4834 | 0 | 0 | -14756351.1671 | -31179724.4262 | -177362702.3021 | -145327650.1918 | -113841062.3488 | -290781866.6274 | -299853850.4483 | -76591545.4238 | 0 | 0 | 0 | 0 | 0 | 0 | 0 | 0 | 0 | 0 | 0 | 0 | 0 | 0 | 0 | 0 | 0 | 0 | 0 | 0 | 0 | 517362638.8209 | 22 | -1149694752.9354 | -632332114.1145 | 517362638.8209 |  | 36 | -1034725277.6419 | 114969475.2935
| Option 7 | Land and easements | $ | -186473518.3022 | 0 | 0 | -8663372.994 | -37561539.3672 | -70423277.6905 | -29570620.7443 | -14175498.5075 | -36382818.4066 | -37545248.1925 | -9583184.5395 | 0 | 0 | 0 | 0 | 0 | 0 | 0 | 0 | 0 | 0 | 0 | 0 | 0 | 0 | 0 | 0 | 0 | 0 | 0 | 0 | 0 | 243905560.4422 | #N/A | -243905560.4422 | 0 | 243905560.4422 |  | #N/A | 0 | 243905560.4422
| Option 7 | Biodiversity | $ | -202480827.3023 | 0 | 0 | 0 | 0 | 0 | -125788354.0883 | -12896041.8673 | -53054079.0607 | -57857893.0354 | -13974371.7634 | 0 | 0 | 0 | 0 | 0 | 0 | 0 | 0 | 0 | 0 | 0 | 0 | 0 | 0 | 0 | 0 | 0 | 0 | 0 | 0 | 0 | 147599614.2965 | 22 | -263570739.8151 | -115971125.5186 | 147599614.2965 |  | 36 | -189770932.6669 | 73799807.1482
| Option 7 | Lines | $ | -328209629.6561 | 0 | -3401703.9389 | -42380579.8942 | -141429009.5418 | -131629454.9237 | -21329645.5958 | 0 | 0 | 0 | 0 | 0 | 0 | 0 | 0 | 0 | 0 | 0 | 0 | 0 | 0 | 0 | 0 | 0 | 0 | 0 | 0 | 0 | 0 | 0 | 0 | 0 | 170085196.9473 | 25 | -340170393.8945 | -170085196.9473 | 170085196.9473 |  | 39 | -265332907.2377 | 74837486.6568
| Option 7 | Subs | $ | -131218784.4073 | 0 | -1340031.7534 | -18444236.3991 | -42955147.0059 | -60893270.4064 | -10370489.7733 | 0 | 0 | 0 | 0 | 0 | 0 | 0 | 0 | 0 | 0 | 0 | 0 | 0 | 0 | 0 | 0 | 0 | 0 | 0 | 0 | 0 | 0 | 0 | 0 | 0 | 50251190.7517 | 25 | -134003175.3379 | -83751984.5862 | 50251190.7517 |  | 39 | -130653095.9545 | 3350079.3834
| Option 7 | Land and easements | $ | -26387276.3751 | 0 | -286942.7722 | -3499802.8627 | -24859941.0787 | -30592.0507 | -16998.4602 | 0 | 0 | 0 | 0 | 0 | 0 | 0 | 0 | 0 | 0 | 0 | 0 | 0 | 0 | 0 | 0 | 0 | 0 | 0 | 0 | 0 | 0 | 0 | 0 | 0 | 28694277.2245 | #N/A | -28694277.2245 | 0 | 28694277.2245 |  | #N/A | 0 | 28694277.2245
| Option 7 | Biodiversity | $ | -31459834.5408 | 0 | -323441.3306 | -7762591.9338 | -7856690.3157 | -15953874.165 | -447535.3126 | 0 | 0 | 0 | 0 | 0 | 0 | 0 | 0 | 0 | 0 | 0 | 0 | 0 | 0 | 0 | 0 | 0 | 0 | 0 | 0 | 0 | 0 | 0 | 0 | 0 | 16172066.5288 | 25 | -32344133.0577 | -16172066.5288 | 16172066.5288 |  | 39 | -25228423.785 | 7115709.2727
| Option 8 | Lines - VNIW Line 5 | $ | -827815723.7713 | 0 | 0 | -31750057.7091 | -40531438.2323 | -75740955.9356 | -54513156.0594 | -141204768.3316 | -633414823.7294 | -102682196.5517 | 0 | 0 | 0 | 0 | 0 | 0 | 0 | 0 | 0 | 0 | 0 | 0 | 0 | 0 | 0 | 0 | 0 | 0 | 0 | 0 | 0 | 0 | 604708942.0674 | 22 | -1079837396.549 | -475128454.4816 | 604708942.0674 |  | 36 | -777482925.5153 | 302354471.0337
| Option 8 | Lines - PEC | $ | -1592868547.3853 | -5061325.9793 | -28929620.7188 | -224363170.0485 | -32199800.5738 | -209543761.7518 | -346411286.8715 | -157739002.6421 | -433879366.978 | -435013270.9912 | -114252587.5921 | 0 | 0 | 0 | 0 | 0 | 0 | 0 | 0 | 0 | 0 | 0 | 0 | 0 | 0 | 0 | 0 | 0 | 0 | 0 | 0 | 0 | 1112940188.7223 | 22 | -1987393194.1469 | -874453005.4246 | 1112940188.7223 |  | 36 | -1430923099.7858 | 556470094.3611
| Option 8 | Subs | $ | -894484481.1927 | 0 | 0 | -14756351.1671 | -31179724.4262 | -177362702.3021 | -145327650.1918 | -90234451.1415 | -298503779.0055 | -308567088.9608 | -78604404.2494 | 0 | 0 | 0 | 0 | 0 | 0 | 0 | 0 | 0 | 0 | 0 | 0 | 0 | 0 | 0 | 0 | 0 | 0 | 0 | 0 | 0 | 515041268.1499 | 22 | -1144536151.4443 | -629494883.2944 | 515041268.1499 |  | 36 | -1030082536.2999 | 114453615.1444
| Option 8 | Land and easements | $ | -186005342.5001 | 0 | 0 | -8663372.994 | -37561539.3672 | -70423277.6905 | -29570620.7443 | -15145401.3598 | -33025278.2485 | -38521880.119 | -10404269.9116 | 0 | 0 | 0 | 0 | 0 | 0 | 0 | 0 | 0 | 0 | 0 | 0 | 0 | 0 | 0 | 0 | 0 | 0 | 0 | 0 | 0 | 243315640.4351 | #N/A | -243315640.4351 | 0 | 243315640.4351 |  | #N/A | 0 | 243315640.4351
| Option 8 | Biodiversity | $ | -203041978.497 | 0 | 0 | 0 | 0 | 0 | -125788354.0883 | -22890252.7805 | -46299172.9443 | -53666807.2407 | -14708751.675 | 0 | 0 | 0 | 0 | 0 | 0 | 0 | 0 | 0 | 0 | 0 | 0 | 0 | 0 | 0 | 0 | 0 | 0 | 0 | 0 | 0 | 147477869.6881 | 22 | -263353338.7288 | -115875469.0407 | 147477869.6881 |  | 36 | -189614403.8848 | 73738934.8441
| Option 8 | Lines | $ | -328209629.6561 | 0 | -3401703.9389 | -42380579.8942 | -141429009.5418 | -131629454.9237 | -21329645.5958 | 0 | 0 | 0 | 0 | 0 | 0 | 0 | 0 | 0 | 0 | 0 | 0 | 0 | 0 | 0 | 0 | 0 | 0 | 0 | 0 | 0 | 0 | 0 | 0 | 0 | 170085196.9473 | 25 | -340170393.8945 | -170085196.9473 | 170085196.9473 |  | 39 | -265332907.2377 | 74837486.6568
| Option 8 | Subs | $ | -131218784.4073 | 0 | -1340031.7534 | -18444236.3991 | -42955147.0059 | -60893270.4064 | -10370489.7733 | 0 | 0 | 0 | 0 | 0 | 0 | 0 | 0 | 0 | 0 | 0 | 0 | 0 | 0 | 0 | 0 | 0 | 0 | 0 | 0 | 0 | 0 | 0 | 0 | 0 | 50251190.7517 | 25 | -134003175.3379 | -83751984.5862 | 50251190.7517 |  | 39 | -130653095.9545 | 3350079.3834
| Option 8 | Land and easements | $ | -26387276.3751 | 0 | -286942.7722 | -3499802.8627 | -24859941.0787 | -30592.0507 | -16998.4602 | 0 | 0 | 0 | 0 | 0 | 0 | 0 | 0 | 0 | 0 | 0 | 0 | 0 | 0 | 0 | 0 | 0 | 0 | 0 | 0 | 0 | 0 | 0 | 0 | 0 | 28694277.2245 | #N/A | -28694277.2245 | 0 | 28694277.2245 |  | #N/A | 0 | 28694277.2245
| Option 8 | Biodiversity | $ | -31459834.5408 | 0 | -323441.3306 | -7762591.9338 | -7856690.3157 | -15953874.165 | -447535.3126 | 0 | 0 | 0 | 0 | 0 | 0 | 0 | 0 | 0 | 0 | 0 | 0 | 0 | 0 | 0 | 0 | 0 | 0 | 0 | 0 | 0 | 0 | 0 | 0 | 0 | 16172066.5288 | 25 | -32344133.0577 | -16172066.5288 | 16172066.5288 |  | 39 | -25228423.785 | 7115709.2727
Capital cost
| Option name |  | Units | PV | 2019 | 2020 | 2021 | 2022 | 2023 | 2024 | 2025 | 2026 | 2027 | 2028 | 2029 | 2030 | 2031 | 2032 | 2033 | 2034 | 2035 | 2036 | 2037 | 2038 | 2039 | 2040 | 2041 | 2042 | 2043 | 2044 | 2045 | 2046 | 2047 | 2048 | 2049 | 2050
| Option 1 |  | $ | -1106286464.1768 | 0 | 0 | 0 | 0 | 0 | 0 | -592949893.3327 | -876029897.1328 | -210099319.771 | 0 | 0 | 0 | 0 | 0 | 0 | 0 | 0 | 0 | 0 | 0 | 0 | 0 | 0 | 0 | 0 | 0 | 0 | 0 | 0 | 0 | 0 | 1783405156.0936
| Option 2 |  | $ | -1253320978.4218 | 0 | 0 | 0 | 0 | 0 | 0 | -50259754.108 | -911401812.4828 | -839084059.7518 | -214291281.8489 | 0 | 0 | 0 | 0 | 0 | 0 | 0 | 0 | 0 | 0 | 0 | 0 | 0 | 0 | 0 | 0 | 0 | 0 | 0 | 0 | 0 | 2034874718.4215
| Option 3 |  | $ | -1285012153.3697 | 0 | 0 | 0 | 0 | 0 | 0 | -56242532.6773 | -930612735.5608 | -855044631.5469 | -217970013.4281 | 0 | 0 | 0 | 0 | 0 | 0 | 0 | 0 | 0 | 0 | 0 | 0 | 0 | 0 | 0 | 0 | 0 | 0 | 0 | 0 | 0 | 2059825757.3355
| Option 4 |  | $ | -939563598.2785 | 0 | 0 | 0 | 0 | 0 | 0 | -928321631.937 | -368173505.0091 | -121220199.4309 | 0 | 0 | 0 | 0 | 0 | 0 | 0 | 0 | 0 | 0 | 0 | 0 | 0 | 0 | 0 | 0 | 0 | 0 | 0 | 0 | 0 | 0 | 1642238391.6608
| Option 5 |  | $ | -1285012153.3697 | 0 | 0 | 0 | 0 | 0 | 0 | -56242532.6773 | -930612735.5608 | -855044631.5469 | -217970013.4281 | 0 | 0 | 0 | 0 | 0 | 0 | 0 | 0 | 0 | 0 | 0 | 0 | 0 | 0 | 0 | 0 | 0 | 0 | 0 | 0 | 0 | 2059825757.3355
| Option 7 |  | $ | -1381993398.0992 | 0 | 0 | 0 | 0 | 0 | 0 | -149219069.2344 | -968675173.4637 | -851859929.8088 | -215728840.6322 | 0 | 0 | 0 | 0 | 0 | 0 | 0 | 0 | 0 | 0 | 0 | 0 | 0 | 0 | 0 | 0 | 0 | 0 | 0 | 0 | 0 | 2129861211.9331 |  | 27 | 28 | 29 | 30 | 31 | 32 | 33 | 34 | 35 | 36 | 37 | 38 | 39 | 40 | 41
| Option 8 |  | $ | -1285012153.3697 | 0 | 0 | 0 | 0 | 0 | 0 | -56242532.6773 | -930612735.5608 | -855044631.5469 | -217970013.4281 | 0 | 0 | 0 | 0 | 0 | 0 | 0 | 0 | 0 | 0 | 0 | 0 | 0 | 0 | 0 | 0 | 0 | 0 | 0 | 0 | 0 | 2059825757.3355 |  | 0.16093 | 0.1504 | 0.14056 | 0.13137 | 0.12277 | 0.11474 | 0.10723 | 0.10022 | 0.093663 | 0.087535 | 0.081809 | 0.076457 | 0.071455 | 0.06678 | 0.062412
Operating cost
| Option name |  | Units | PV | 2019 | 2020 | 2021 | 2022 | 2023 | 2024 | 2025 | 2026 | 2027 | 2028 | 2029 | 2030 | 2031 | 2032 | 2033 | 2034 | 2035 | 2036 | 2037 | 2038 | 2039 | 2040 | 2041 | 2042 | 2043 | 2044 | 2045 | 2046 | 2047 | 2048 | 2049 | 2050 |  | 2050 | 2051 | 2052 | 2053 | 2054 | 2055 | 2056 | 2057 | 2058 | 2059 | 2060 | 2061 | 2062 | 2063 | 2064 | Terminal total
| Option 1 |  | $ | -203257081.0478 | 0 | 0 | 0 | 0 | 0 | 0 | 0 | 0 | 0 | -23192332.6723 | -23676027.855 | -23676027.855 | -23676027.855 | -23676027.855 | -23676027.855 | -23676027.855 | -23676027.855 | -23676027.855 | -23676027.855 | -23676027.855 | -23676027.855 | -23676027.855 | -23676027.855 | -23676027.855 | -23676027.855 | -23676027.855 | -23676027.855 | -23676027.855 | -23676027.855 | -23676027.855 | -23676027.855 | -23676027.855 |  | 0 | -23676027.855 | -23676027.855 | -23676027.855 | -23676027.855 | -23676027.855 | -23676027.855 | -23676027.855 | -23676027.855 | -23676027.855 | -23676027.855 | -23676027.855 | -23676027.855 | -23676027.855 | -23676027.855 | -33321910.9207
| Option 2 |  | $ | -207682267.9842 | 0 | 0 | 0 | 0 | 0 | 0 | 0 | 0 | 0 | 0 | -26333856.9001 | -26333856.9001 | -26333856.9001 | -26333856.9001 | -26333856.9001 | -26333856.9001 | -26333856.9001 | -26333856.9001 | -26333856.9001 | -26333856.9001 | -26333856.9001 | -26333856.9001 | -26333856.9001 | -26333856.9001 | -26333856.9001 | -26333856.9001 | -26333856.9001 | -26333856.9001 | -26333856.9001 | -26333856.9001 | -26333856.9001 | -26333856.9001 |  | 0 | -26333856.9001 | -26333856.9001 | -26333856.9001 | -26333856.9001 | -26333856.9001 | -26333856.9001 | -26333856.9001 | -26333856.9001 | -26333856.9001 | -26333856.9001 | -26333856.9001 | -26333856.9001 | -26333856.9001 | -26333856.9001 | -37062569.7518
| Option 3 |  | $ | -210194696.6362 | 0 | 0 | 0 | 0 | 0 | 0 | 0 | 0 | 0 | 0 | -26652429.7722 | -26652429.7722 | -26652429.7722 | -26652429.7722 | -26652429.7722 | -26652429.7722 | -26652429.7722 | -26652429.7722 | -26652429.7722 | -26652429.7722 | -26652429.7722 | -26652429.7722 | -26652429.7722 | -26652429.7722 | -26652429.7722 | -26652429.7722 | -26652429.7722 | -26652429.7722 | -26652429.7722 | -26652429.7722 | -26652429.7722 | -26652429.7722 |  | 0 | -26652429.7722 | -26652429.7722 | -26652429.7722 | -26652429.7722 | -26652429.7722 | -26652429.7722 | -26652429.7722 | -26652429.7722 | -26652429.7722 | -26652429.7722 | -26652429.7722 | -26652429.7722 | -26652429.7722 | -26652429.7722 | -37510932.8358
| Option 4 |  | $ | -187631372.6705 | 0 | 0 | 0 | 0 | 0 | 0 | 0 | 0 | 0 | -21818875.6396 | -21818875.6396 | -21818875.6396 | -21818875.6396 | -21818875.6396 | -21818875.6396 | -21818875.6396 | -21818875.6396 | -21818875.6396 | -21818875.6396 | -21818875.6396 | -21818875.6396 | -21818875.6396 | -21818875.6396 | -21818875.6396 | -21818875.6396 | -21818875.6396 | -21818875.6396 | -21818875.6396 | -21818875.6396 | -21818875.6396 | -21818875.6396 | -21818875.6396 |  | 0 | -21818875.6396 | -21818875.6396 | -21818875.6396 | -21818875.6396 | -21818875.6396 | -21818875.6396 | -21818875.6396 | -21818875.6396 | -21818875.6396 | -21818875.6396 | -21818875.6396 | -21818875.6396 | -21818875.6396 | -21818875.6396 | -30708133.7674
| Option 5 |  | $ | -210194696.6362 | 0 | 0 | 0 | 0 | 0 | 0 | 0 | 0 | 0 | 0 | -26652429.7722 | -26652429.7722 | -26652429.7722 | -26652429.7722 | -26652429.7722 | -26652429.7722 | -26652429.7722 | -26652429.7722 | -26652429.7722 | -26652429.7722 | -26652429.7722 | -26652429.7722 | -26652429.7722 | -26652429.7722 | -26652429.7722 | -26652429.7722 | -26652429.7722 | -26652429.7722 | -26652429.7722 | -26652429.7722 | -26652429.7722 | -26652429.7722 |  | 0 | -26652429.7722 | -26652429.7722 | -26652429.7722 | -26652429.7722 | -26652429.7722 | -26652429.7722 | -26652429.7722 | -26652429.7722 | -26652429.7722 | -26652429.7722 | -26652429.7722 | -26652429.7722 | -26652429.7722 | -26652429.7722 | -37510932.8358
| Option 7 |  | $ | -218068954.4189 | 0 | 0 | 0 | 0 | 0 | 0 | 0 | 0 | 0 | 0 | -27650876.0028 | -27650876.0028 | -27650876.0028 | -27650876.0028 | -27650876.0028 | -27650876.0028 | -27650876.0028 | -27650876.0028 | -27650876.0028 | -27650876.0028 | -27650876.0028 | -27650876.0028 | -27650876.0028 | -27650876.0028 | -27650876.0028 | -27650876.0028 | -27650876.0028 | -27650876.0028 | -27650876.0028 | -27650876.0028 | -27650876.0028 | -27650876.0028 |  | 0 | -27650876.0028 | -27650876.0028 | -27650876.0028 | -27650876.0028 | -27650876.0028 | -27650876.0028 | -27650876.0028 | -27650876.0028 | -27650876.0028 | -27650876.0028 | -27650876.0028 | -27650876.0028 | -27650876.0028 | -27650876.0028 | -38916157.4183
| Option 8 |  | $ | -210194696.6362 | 0 | 0 | 0 | 0 | 0 | 0 | 0 | 0 | 0 | 0 | -26652429.7722 | -26652429.7722 | -26652429.7722 | -26652429.7722 | -26652429.7722 | -26652429.7722 | -26652429.7722 | -26652429.7722 | -26652429.7722 | -26652429.7722 | -26652429.7722 | -26652429.7722 | -26652429.7722 | -26652429.7722 | -26652429.7722 | -26652429.7722 | -26652429.7722 | -26652429.7722 | -26652429.7722 | -26652429.7722 | -26652429.7722 | -26652429.7722 |  | 0 | -26652429.7722 | -26652429.7722 | -26652429.7722 | -26652429.7722 | -26652429.7722 | -26652429.7722 | -26652429.7722 | -26652429.7722 | -26652429.7722 | -26652429.7722 | -26652429.7722 | -26652429.7722 | -26652429.7722 | -26652429.7722 | -37510932.8358
Security and LDs
| Option name |  | Units | PV | 2019 | 2020 | 2021 | 2022 | 2023 | 2024 | 2025 | 2026 | 2027 | 2028 | 2029 | 2030 | 2031 | 2032 | 2033 | 2034 | 2035 | 2036 | 2037 | 2038 | 2039 | 2040 | 2041 | 2042 | 2043 | 2044 | 2045 | 2046 | 2047 | 2048 | 2049 | 2050
| Option 1 |  | $ | 121622886.6193 | c-i-c | c-i-c | c-i-c | c-i-c | c-i-c | c-i-c | c-i-c | c-i-c | c-i-c | c-i-c | c-i-c | c-i-c | c-i-c | c-i-c | c-i-c | c-i-c | c-i-c | c-i-c | c-i-c | c-i-c | c-i-c | c-i-c | c-i-c | c-i-c | c-i-c | c-i-c | c-i-c | c-i-c | c-i-c | c-i-c | c-i-c | c-i-c
| Option 2 |  | $ | 34957391.613 | c-i-c | c-i-c | c-i-c | c-i-c | c-i-c | c-i-c | c-i-c | c-i-c | c-i-c | c-i-c | c-i-c | c-i-c | c-i-c | c-i-c | c-i-c | c-i-c | c-i-c | c-i-c | c-i-c | c-i-c | c-i-c | c-i-c | c-i-c | c-i-c | c-i-c | c-i-c | c-i-c | c-i-c | c-i-c | c-i-c | c-i-c | c-i-c
| Option 3 |  | $ | 188965762.2704 | c-i-c | c-i-c | c-i-c | c-i-c | c-i-c | c-i-c | c-i-c | c-i-c | c-i-c | c-i-c | c-i-c | c-i-c | c-i-c | c-i-c | c-i-c | c-i-c | c-i-c | c-i-c | c-i-c | c-i-c | c-i-c | c-i-c | c-i-c | c-i-c | c-i-c | c-i-c | c-i-c | c-i-c | c-i-c | c-i-c | c-i-c | c-i-c
| Option 4 |  | $ | 129798876.7142 | 0 | 0 | 0 | 0 | 0 | 0 | 148606733.9501 | 0 | 0 | 0 | 0 | 0 | 0 | 0 | 0 | 0 | 0 | 0 | 0 | 0 | 0 | 0 | 0 | 0 | 0 | 0 | 0 | 0 | 0 | 0 | 0 | 0
| Option 5 |  | $ | 188965762.2704 | c-i-c | c-i-c | c-i-c | c-i-c | c-i-c | c-i-c | c-i-c | c-i-c | c-i-c | c-i-c | c-i-c | c-i-c | c-i-c | c-i-c | c-i-c | c-i-c | c-i-c | c-i-c | c-i-c | c-i-c | c-i-c | c-i-c | c-i-c | c-i-c | c-i-c | c-i-c | c-i-c | c-i-c | c-i-c | c-i-c | c-i-c | c-i-c
| Option 7 |  | $ | 129798876.7142 | c-i-c | c-i-c | c-i-c | c-i-c | c-i-c | c-i-c | c-i-c | c-i-c | c-i-c | c-i-c | c-i-c | c-i-c | c-i-c | c-i-c | c-i-c | c-i-c | c-i-c | c-i-c | c-i-c | c-i-c | c-i-c | c-i-c | c-i-c | c-i-c | c-i-c | c-i-c | c-i-c | c-i-c | c-i-c | c-i-c | c-i-c | c-i-c
| Option 8 |  | $ | 188965762.2704 | c-i-c | c-i-c | c-i-c | c-i-c | c-i-c | c-i-c | c-i-c | c-i-c | c-i-c | c-i-c | c-i-c | c-i-c | c-i-c | c-i-c | c-i-c | c-i-c | c-i-c | c-i-c | c-i-c | c-i-c | c-i-c | c-i-c | c-i-c | c-i-c | c-i-c | c-i-c | c-i-c | c-i-c | c-i-c | c-i-c | c-i-c | c-i-c
Incremental 'market benefits' calculation
Avoided involuntary load shedding
| Option name |  | Units | PV | 2019 | 2020 | 2021 | 2022 | 2023 | 2024 | 2025 | 2026 | 2027 | 2028 | 2029 | 2030 | 2031 | 2032 | 2033 | 2034 | 2035 | 2036 | 2037 | 2038 | 2039 | 2040 | 2041 | 2042 | 2043 | 2044 | 2045 | 2046 | 2047 | 2048 | 2049 | 2050 |  | 2050 | 2051 | 2052 | 2053 | 2054 | 2055 | 2056 | 2057 | 2058 | 2059 | 2060 | 2061 | 2062 | 2063 | 2064 | Terminal total
| Option 1 |  | $ | -35.6152 | 0 | 0 | 0 | 0 | 0 | 0 | -2 | -2 | -1 | -2 | -2 | -3 | -2 | -2 | -3 | -3 | -3 | -4 | -4 | -4 | -4 | -5 | -5 | -5 | -6 | -6 | -6 | -6 | -7 | -8 | -8 | 0 |  | -7.6667 | -7.6667 | -7.6667 | -7.6667 | -7.6667 | -7.6667 | -7.6667 | -7.6667 | -7.6667 | -7.6667 | -7.6667 | -7.6667 | -7.6667 | -7.6667 | -7.6667 | -11.5455
| Option 2 |  | $ | -11.8976 | 0 | 0 | 0 | 0 | 0 | 0 | -1 | -1 | 0 | 0 | -1 | -1 | 0 | -1 | -1 | -1 | -1 | -2 | -1 | -2 | -1 | -2 | -2 | -1 | -2 | -2 | -2 | -2 | -2 | -3 | -2 | 0 |  | -2.3333 | -2.3333 | -2.3333 | -2.3333 | -2.3333 | -2.3333 | -2.3333 | -2.3333 | -2.3333 | -2.3333 | -2.3333 | -2.3333 | -2.3333 | -2.3333 | -2.3333 | -3.5138
| Option 3 |  | $ | -11.8976 | 0 | 0 | 0 | 0 | 0 | 0 | -1 | -1 | 0 | 0 | -1 | -1 | 0 | -1 | -1 | -1 | -1 | -2 | -1 | -2 | -1 | -2 | -2 | -1 | -2 | -2 | -2 | -2 | -2 | -3 | -2 | 0 |  | -2.3333 | -2.3333 | -2.3333 | -2.3333 | -2.3333 | -2.3333 | -2.3333 | -2.3333 | -2.3333 | -2.3333 | -2.3333 | -2.3333 | -2.3333 | -2.3333 | -2.3333 | -3.5138
| Option 4 |  | $ | -35.6152 | 0 | 0 | 0 | 0 | 0 | 0 | -2 | -2 | -1 | -2 | -2 | -3 | -2 | -2 | -3 | -3 | -3 | -4 | -4 | -4 | -4 | -5 | -5 | -5 | -6 | -6 | -6 | -6 | -7 | -8 | -8 | 0 |  | -7.6667 | -7.6667 | -7.6667 | -7.6667 | -7.6667 | -7.6667 | -7.6667 | -7.6667 | -7.6667 | -7.6667 | -7.6667 | -7.6667 | -7.6667 | -7.6667 | -7.6667 | -11.5455
| Option 5 |  | $ | -11.8976 | 0 | 0 | 0 | 0 | 0 | 0 | -1 | -1 | 0 | 0 | -1 | -1 | 0 | -1 | -1 | -1 | -1 | -2 | -1 | -2 | -1 | -2 | -2 | -1 | -2 | -2 | -2 | -2 | -2 | -3 | -2 | 0 |  | -2.3333 | -2.3333 | -2.3333 | -2.3333 | -2.3333 | -2.3333 | -2.3333 | -2.3333 | -2.3333 | -2.3333 | -2.3333 | -2.3333 | -2.3333 | -2.3333 | -2.3333 | -3.5138
| Option 7 |  | $ | -11.8976 | 0 | 0 | 0 | 0 | 0 | 0 | -1 | -1 | 0 | 0 | -1 | -1 | 0 | -1 | -1 | -1 | -1 | -2 | -1 | -2 | -1 | -2 | -2 | -1 | -2 | -2 | -2 | -2 | -2 | -3 | -2 | 0 |  | -2.3333 | -2.3333 | -2.3333 | -2.3333 | -2.3333 | -2.3333 | -2.3333 | -2.3333 | -2.3333 | -2.3333 | -2.3333 | -2.3333 | -2.3333 | -2.3333 | -2.3333 | -3.5138
| Option 8 |  | $ | -11.8976 | 0 | 0 | 0 | 0 | 0 | 0 | -1 | -1 | 0 | 0 | -1 | -1 | 0 | -1 | -1 | -1 | -1 | -2 | -1 | -2 | -1 | -2 | -2 | -1 | -2 | -2 | -2 | -2 | -2 | -3 | -2 | 0 |  | -2.3333 | -2.3333 | -2.3333 | -2.3333 | -2.3333 | -2.3333 | -2.3333 | -2.3333 | -2.3333 | -2.3333 | -2.3333 | -2.3333 | -2.3333 | -2.3333 | -2.3333 | -3.5138
Difference in timing of unrelated expenditure
| Option name |  | Units | PV | 2019 | 2020 | 2021 | 2022 | 2023 | 2024 | 2025 | 2026 | 2027 | 2028 | 2029 | 2030 | 2031 | 2032 | 2033 | 2034 | 2035 | 2036 | 2037 | 2038 | 2039 | 2040 | 2041 | 2042 | 2043 | 2044 | 2045 | 2046 | 2047 | 2048 | 2049 | 2050 |  | 2050 | 2051 | 2052 | 2053 | 2054 | 2055 | 2056 | 2057 | 2058 | 2059 | 2060 | 2061 | 2062 | 2063 | 2064 | Terminal total
| Option 1 |  | $ | 258451118.3342 | 0 | 0 | 0 | 0 | 0 | 0 | 0 | 0 | 154362997 | -168328854 | 452992097 | -1 | -25540601 | -95897794 | 119493984 | -5909632 | -11788531 | 7986867 | -35929714 | 52041660 | -8357047 | 7594061 | 53703353 | -28731100 | -9146918 | -7043125 | -7773741 | -59426535 | -112374400 | -5141836 | -6518812 | 0 |  | -41345016 | -41345016 | -41345016 | -41345016 | -41345016 | -41345016 | -41345016 | -41345016 | -41345016 | -41345016 | -41345016 | -41345016 | -41345016 | -41345016 | -41345016 | -62262707.0303
| Option 2 |  | $ | 248452579.7816 | 0 | 0 | 0 | 0 | 0 | 0 | 0 | 0 | 89623422 | -139934477 | 486610464 | -1 | -26218190 | -99030728 | 124454411 | -6878604 | -11896614 | 3634399 | -35505598 | 50763492 | -8403607 | 8341715 | 52312588 | -28586681 | -15014142 | -6234346 | -3847682 | -59809732 | -114581394 | -4506098 | -6988829 | 0 |  | -42025440.3333 | -42025440.3333 | -42025440.3333 | -42025440.3333 | -42025440.3333 | -42025440.3333 | -42025440.3333 | -42025440.3333 | -42025440.3333 | -42025440.3333 | -42025440.3333 | -42025440.3333 | -42025440.3333 | -42025440.3333 | -42025440.3333 | -63287378.5632
| Option 3 |  | $ | 248452579.7816 | 0 | 0 | 0 | 0 | 0 | 0 | 0 | 0 | 89623422 | -139934477 | 486610464 | -1 | -26218190 | -99030728 | 124454411 | -6878604 | -11896614 | 3634399 | -35505598 | 50763492 | -8403607 | 8341715 | 52312588 | -28586681 | -15014142 | -6234346 | -3847682 | -59809732 | -114581394 | -4506098 | -6988829 | 0 |  | -42025440.3333 | -42025440.3333 | -42025440.3333 | -42025440.3333 | -42025440.3333 | -42025440.3333 | -42025440.3333 | -42025440.3333 | -42025440.3333 | -42025440.3333 | -42025440.3333 | -42025440.3333 | -42025440.3333 | -42025440.3333 | -42025440.3333 | -63287378.5632
| Option 4 |  | $ | 258451118.3342 | 0 | 0 | 0 | 0 | 0 | 0 | 0 | 0 | 154362997 | -168328854 | 452992097 | -1 | -25540601 | -95897794 | 119493984 | -5909632 | -11788531 | 7986867 | -35929714 | 52041660 | -8357047 | 7594061 | 53703353 | -28731100 | -9146918 | -7043125 | -7773741 | -59426535 | -112374400 | -5141836 | -6518812 | 0 |  | -41345016 | -41345016 | -41345016 | -41345016 | -41345016 | -41345016 | -41345016 | -41345016 | -41345016 | -41345016 | -41345016 | -41345016 | -41345016 | -41345016 | -41345016 | -62262707.0303
| Option 5 |  | $ | 248452579.7816 | 0 | 0 | 0 | 0 | 0 | 0 | 0 | 0 | 89623422 | -139934477 | 486610464 | -1 | -26218190 | -99030728 | 124454411 | -6878604 | -11896614 | 3634399 | -35505598 | 50763492 | -8403607 | 8341715 | 52312588 | -28586681 | -15014142 | -6234346 | -3847682 | -59809732 | -114581394 | -4506098 | -6988829 | 0 |  | -42025440.3333 | -42025440.3333 | -42025440.3333 | -42025440.3333 | -42025440.3333 | -42025440.3333 | -42025440.3333 | -42025440.3333 | -42025440.3333 | -42025440.3333 | -42025440.3333 | -42025440.3333 | -42025440.3333 | -42025440.3333 | -42025440.3333 | -63287378.5632
| Option 7 |  | $ | 248452579.7816 | 0 | 0 | 0 | 0 | 0 | 0 | 0 | 0 | 89623422 | -139934477 | 486610464 | -1 | -26218190 | -99030728 | 124454411 | -6878604 | -11896614 | 3634399 | -35505598 | 50763492 | -8403607 | 8341715 | 52312588 | -28586681 | -15014142 | -6234346 | -3847682 | -59809732 | -114581394 | -4506098 | -6988829 | 0 |  | -42025440.3333 | -42025440.3333 | -42025440.3333 | -42025440.3333 | -42025440.3333 | -42025440.3333 | -42025440.3333 | -42025440.3333 | -42025440.3333 | -42025440.3333 | -42025440.3333 | -42025440.3333 | -42025440.3333 | -42025440.3333 | -42025440.3333 | -63287378.5632
| Option 8 |  | $ | 248452579.7816 | 0 | 0 | 0 | 0 | 0 | 0 | 0 | 0 | 89623422 | -139934477 | 486610464 | -1 | -26218190 | -99030728 | 124454411 | -6878604 | -11896614 | 3634399 | -35505598 | 50763492 | -8403607 | 8341715 | 52312588 | -28586681 | -15014142 | -6234346 | -3847682 | -59809732 | -114581394 | -4506098 | -6988829 | 0 |  | -42025440.3333 | -42025440.3333 | -42025440.3333 | -42025440.3333 | -42025440.3333 | -42025440.3333 | -42025440.3333 | -42025440.3333 | -42025440.3333 | -42025440.3333 | -42025440.3333 | -42025440.3333 | -42025440.3333 | -42025440.3333 | -42025440.3333 | -63287378.5632
Avoided fuel consumption from generation dispatch
| Option name |  | Units | PV | 2019 | 2020 | 2021 | 2022 | 2023 | 2024 | 2025 | 2026 | 2027 | 2028 | 2029 | 2030 | 2031 | 2032 | 2033 | 2034 | 2035 | 2036 | 2037 | 2038 | 2039 | 2040 | 2041 | 2042 | 2043 | 2044 | 2045 | 2046 | 2047 | 2048 | 2049 | 2050 |  | 2050 | 2051 | 2052 | 2053 | 2054 | 2055 | 2056 | 2057 | 2058 | 2059 | 2060 | 2061 | 2062 | 2063 | 2064 | Terminal total
| Option 1 |  | $ | 454933862.4258 | 0 | 0 | 0 | 0 | 0 | 0 | 34732828 | 83672665 | 103270553 | 65548704 | 23029973 | 25896991 | 41230617 | 63726014 | 19937870 | 41643482 | 57243096 | 67797590 | 5322585 | 13531073 | 252894 | -17001896 | -8016458 | 5120323 | -22048119 | 39519667 | 59961174 | -9145951 | 102048396 | 95970843 | 18607023 | 0 |  | 72208754 | 72208754 | 72208754 | 72208754 | 72208754 | 72208754 | 72208754 | 72208754 | 72208754 | 72208754 | 72208754 | 72208754 | 72208754 | 72208754 | 72208754 | 108741341.2859
| Option 2 |  | $ | 411535882.354 | 0 | 0 | 0 | 0 | 0 | 0 | 31633688 | 48626837 | 54191962 | 61330154 | 23007537 | 24965859 | 40790007 | 64377048 | 21929257 | 44777782 | 60324983 | 70162711 | 10700044 | 17936747 | 6245879 | -12256487 | -1208784 | 10702968 | -11242932 | 49910874 | 65637602 | 1536851 | 111181351 | 104229718 | 24884819 | 0 |  | 80098629.3333 | 80098629.3333 | 80098629.3333 | 80098629.3333 | 80098629.3333 | 80098629.3333 | 80098629.3333 | 80098629.3333 | 80098629.3333 | 80098629.3333 | 80098629.3333 | 80098629.3333 | 80098629.3333 | 80098629.3333 | 80098629.3333 | 120622942.5987
| Option 3 |  | $ | 411535882.354 | 0 | 0 | 0 | 0 | 0 | 0 | 31633688 | 48626837 | 54191962 | 61330154 | 23007537 | 24965859 | 40790007 | 64377048 | 21929257 | 44777782 | 60324983 | 70162711 | 10700044 | 17936747 | 6245879 | -12256487 | -1208784 | 10702968 | -11242932 | 49910874 | 65637602 | 1536851 | 111181351 | 104229718 | 24884819 | 0 |  | 80098629.3333 | 80098629.3333 | 80098629.3333 | 80098629.3333 | 80098629.3333 | 80098629.3333 | 80098629.3333 | 80098629.3333 | 80098629.3333 | 80098629.3333 | 80098629.3333 | 80098629.3333 | 80098629.3333 | 80098629.3333 | 80098629.3333 | 120622942.5987
| Option 4 |  | $ | 454933862.4258 | 0 | 0 | 0 | 0 | 0 | 0 | 34732828 | 83672665 | 103270553 | 65548704 | 23029973 | 25896991 | 41230617 | 63726014 | 19937870 | 41643482 | 57243096 | 67797590 | 5322585 | 13531073 | 252894 | -17001896 | -8016458 | 5120323 | -22048119 | 39519667 | 59961174 | -9145951 | 102048396 | 95970843 | 18607023 | 0 |  | 72208754 | 72208754 | 72208754 | 72208754 | 72208754 | 72208754 | 72208754 | 72208754 | 72208754 | 72208754 | 72208754 | 72208754 | 72208754 | 72208754 | 72208754 | 108741341.2859
| Option 5 |  | $ | 411535882.354 | 0 | 0 | 0 | 0 | 0 | 0 | 31633688 | 48626837 | 54191962 | 61330154 | 23007537 | 24965859 | 40790007 | 64377048 | 21929257 | 44777782 | 60324983 | 70162711 | 10700044 | 17936747 | 6245879 | -12256487 | -1208784 | 10702968 | -11242932 | 49910874 | 65637602 | 1536851 | 111181351 | 104229718 | 24884819 | 0 |  | 80098629.3333 | 80098629.3333 | 80098629.3333 | 80098629.3333 | 80098629.3333 | 80098629.3333 | 80098629.3333 | 80098629.3333 | 80098629.3333 | 80098629.3333 | 80098629.3333 | 80098629.3333 | 80098629.3333 | 80098629.3333 | 80098629.3333 | 120622942.5987
| Option 7 |  | $ | 411535882.354 | 0 | 0 | 0 | 0 | 0 | 0 | 31633688 | 48626837 | 54191962 | 61330154 | 23007537 | 24965859 | 40790007 | 64377048 | 21929257 | 44777782 | 60324983 | 70162711 | 10700044 | 17936747 | 6245879 | -12256487 | -1208784 | 10702968 | -11242932 | 49910874 | 65637602 | 1536851 | 111181351 | 104229718 | 24884819 | 0 |  | 80098629.3333 | 80098629.3333 | 80098629.3333 | 80098629.3333 | 80098629.3333 | 80098629.3333 | 80098629.3333 | 80098629.3333 | 80098629.3333 | 80098629.3333 | 80098629.3333 | 80098629.3333 | 80098629.3333 | 80098629.3333 | 80098629.3333 | 120622942.5987
| Option 8 |  | $ | 411535882.354 | 0 | 0 | 0 | 0 | 0 | 0 | 31633688 | 48626837 | 54191962 | 61330154 | 23007537 | 24965859 | 40790007 | 64377048 | 21929257 | 44777782 | 60324983 | 70162711 | 10700044 | 17936747 | 6245879 | -12256487 | -1208784 | 10702968 | -11242932 | 49910874 | 65637602 | 1536851 | 111181351 | 104229718 | 24884819 | 0 |  | 80098629.3333 | 80098629.3333 | 80098629.3333 | 80098629.3333 | 80098629.3333 | 80098629.3333 | 80098629.3333 | 80098629.3333 | 80098629.3333 | 80098629.3333 | 80098629.3333 | 80098629.3333 | 80098629.3333 | 80098629.3333 | 80098629.3333 | 120622942.5987
Avoided voluntary load curtailment
| Option name |  | Units | PV | 2019 | 2020 | 2021 | 2022 | 2023 | 2024 | 2025 | 2026 | 2027 | 2028 | 2029 | 2030 | 2031 | 2032 | 2033 | 2034 | 2035 | 2036 | 2037 | 2038 | 2039 | 2040 | 2041 | 2042 | 2043 | 2044 | 2045 | 2046 | 2047 | 2048 | 2049 | 2050 |  | 2050 | 2051 | 2052 | 2053 | 2054 | 2055 | 2056 | 2057 | 2058 | 2059 | 2060 | 2061 | 2062 | 2063 | 2064 | Terminal total
| Option 1 |  | $ | 116556633.4903 | 0 | 0 | 0 | 0 | 0 | 0 | -6 | -5 | -6 | 602125 | 35511278 | -7 | -8 | 137068 | 1533051 | 1345604 | 19642181 | -169017 | -497730 | 8527724 | 15024257 | 17907270 | 17167897 | 33307946 | 18616059 | 24879615 | 36434472 | 33779116 | 33333643 | 69281969 | 51507610 | 0 |  | 51374407.3333 | 51374407.3333 | 51374407.3333 | 51374407.3333 | 51374407.3333 | 51374407.3333 | 51374407.3333 | 51374407.3333 | 51374407.3333 | 51374407.3333 | 51374407.3333 | 51374407.3333 | 51374407.3333 | 51374407.3333 | 51374407.3333 | 77366270.0397
| Option 2 |  | $ | 116029495.0071 | 0 | 0 | 0 | 0 | 0 | 0 | -2 | -1 | -2 | 602130 | 35666351 | -2 | -3 | 137074 | 1533019 | 1257949 | 20361143 | -182314 | -647289 | 7928470 | 14578667 | 17626033 | 16919177 | 32200531 | 18535746 | 24958713 | 36523688 | 33894701 | 33467844 | 68943089 | 51423608 | 0 |  | 51278180.3333 | 51278180.3333 | 51278180.3333 | 51278180.3333 | 51278180.3333 | 51278180.3333 | 51278180.3333 | 51278180.3333 | 51278180.3333 | 51278180.3333 | 51278180.3333 | 51278180.3333 | 51278180.3333 | 51278180.3333 | 51278180.3333 | 77221358.8971
| Option 3 |  | $ | 116029495.0071 | 0 | 0 | 0 | 0 | 0 | 0 | -2 | -1 | -2 | 602130 | 35666351 | -2 | -3 | 137074 | 1533019 | 1257949 | 20361143 | -182314 | -647289 | 7928470 | 14578667 | 17626033 | 16919177 | 32200531 | 18535746 | 24958713 | 36523688 | 33894701 | 33467844 | 68943089 | 51423608 | 0 |  | 51278180.3333 | 51278180.3333 | 51278180.3333 | 51278180.3333 | 51278180.3333 | 51278180.3333 | 51278180.3333 | 51278180.3333 | 51278180.3333 | 51278180.3333 | 51278180.3333 | 51278180.3333 | 51278180.3333 | 51278180.3333 | 51278180.3333 | 77221358.8971
| Option 4 |  | $ | 116556633.4903 | 0 | 0 | 0 | 0 | 0 | 0 | -6 | -5 | -6 | 602125 | 35511278 | -7 | -8 | 137068 | 1533051 | 1345604 | 19642181 | -169017 | -497730 | 8527724 | 15024257 | 17907270 | 17167897 | 33307946 | 18616059 | 24879615 | 36434472 | 33779116 | 33333643 | 69281969 | 51507610 | 0 |  | 51374407.3333 | 51374407.3333 | 51374407.3333 | 51374407.3333 | 51374407.3333 | 51374407.3333 | 51374407.3333 | 51374407.3333 | 51374407.3333 | 51374407.3333 | 51374407.3333 | 51374407.3333 | 51374407.3333 | 51374407.3333 | 51374407.3333 | 77366270.0397
| Option 5 |  | $ | 116029495.0071 | 0 | 0 | 0 | 0 | 0 | 0 | -2 | -1 | -2 | 602130 | 35666351 | -2 | -3 | 137074 | 1533019 | 1257949 | 20361143 | -182314 | -647289 | 7928470 | 14578667 | 17626033 | 16919177 | 32200531 | 18535746 | 24958713 | 36523688 | 33894701 | 33467844 | 68943089 | 51423608 | 0 |  | 51278180.3333 | 51278180.3333 | 51278180.3333 | 51278180.3333 | 51278180.3333 | 51278180.3333 | 51278180.3333 | 51278180.3333 | 51278180.3333 | 51278180.3333 | 51278180.3333 | 51278180.3333 | 51278180.3333 | 51278180.3333 | 51278180.3333 | 77221358.8971
| Option 7 |  | $ | 116029495.0071 | 0 | 0 | 0 | 0 | 0 | 0 | -2 | -1 | -2 | 602130 | 35666351 | -2 | -3 | 137074 | 1533019 | 1257949 | 20361143 | -182314 | -647289 | 7928470 | 14578667 | 17626033 | 16919177 | 32200531 | 18535746 | 24958713 | 36523688 | 33894701 | 33467844 | 68943089 | 51423608 | 0 |  | 51278180.3333 | 51278180.3333 | 51278180.3333 | 51278180.3333 | 51278180.3333 | 51278180.3333 | 51278180.3333 | 51278180.3333 | 51278180.3333 | 51278180.3333 | 51278180.3333 | 51278180.3333 | 51278180.3333 | 51278180.3333 | 51278180.3333 | 77221358.8971
| Option 8 |  | $ | 116029495.0071 | 0 | 0 | 0 | 0 | 0 | 0 | -2 | -1 | -2 | 602130 | 35666351 | -2 | -3 | 137074 | 1533019 | 1257949 | 20361143 | -182314 | -647289 | 7928470 | 14578667 | 17626033 | 16919177 | 32200531 | 18535746 | 24958713 | 36523688 | 33894701 | 33467844 | 68943089 | 51423608 | 0 |  | 51278180.3333 | 51278180.3333 | 51278180.3333 | 51278180.3333 | 51278180.3333 | 51278180.3333 | 51278180.3333 | 51278180.3333 | 51278180.3333 | 51278180.3333 | 51278180.3333 | 51278180.3333 | 51278180.3333 | 51278180.3333 | 51278180.3333 | 77221358.8971
Avoided costs for non RIT-T proponent parties
| Option name |  | Units | PV | 2019 | 2020 | 2021 | 2022 | 2023 | 2024 | 2025 | 2026 | 2027 | 2028 | 2029 | 2030 | 2031 | 2032 | 2033 | 2034 | 2035 | 2036 | 2037 | 2038 | 2039 | 2040 | 2041 | 2042 | 2043 | 2044 | 2045 | 2046 | 2047 | 2048 | 2049 | 2050 |  | 2050 | 2051 | 2052 | 2053 | 2054 | 2055 | 2056 | 2057 | 2058 | 2059 | 2060 | 2061 | 2062 | 2063 | 2064 | Terminal total
| Option 1 |  | $ | 2375091795.4972 | 0 | 0 | 0 | 0 | 0 | 0 | 10210512 | 492286345 | 499990021 | 1392101812 | 1111849183 | 933404 | -279601854 | -588437764 | 82575124 | -927810048 | 486960150 | -285014196 | 830428730 | -225576601 | 469696201 | 409046322 | 123227079 | 135808680 | -248105278 | 38535285 | -144878410 | 793663384 | -569399775 | 134336513 | 216292032 | 0 |  | -72923743.3333 | -72923743.3333 | -72923743.3333 | -72923743.3333 | -72923743.3333 | -72923743.3333 | -72923743.3333 | -72923743.3333 | -72923743.3333 | -72923743.3333 | -72923743.3333 | -72923743.3333 | -72923743.3333 | -72923743.3333 | -72923743.3333 | -109818065.2951
| Option 2 |  | $ | 2263335687.4027 | 0 | 0 | 0 | 0 | 0 | 0 | -427807 | 457131436 | 115603281 | 1797036109 | 1099672255 | 757970 | -287553264 | -640871079 | 100220935 | -919745759 | 485167081 | -285769214 | 781464988 | -213656128 | 432084368 | 422345966 | 95772042 | 167559090 | -323881779 | 27451932 | -91942968 | 748349340 | -568636644 | 146485040 | 219016300 | 0 |  | -67711768 | -67711768 | -67711768 | -67711768 | -67711768 | -67711768 | -67711768 | -67711768 | -67711768 | -67711768 | -67711768 | -67711768 | -67711768 | -67711768 | -67711768 | -101969194.3882
| Option 3 |  | $ | 2263335687.4027 | 0 | 0 | 0 | 0 | 0 | 0 | -427807 | 457131436 | 115603281 | 1797036109 | 1099672255 | 757970 | -287553264 | -640871079 | 100220935 | -919745759 | 485167081 | -285769214 | 781464988 | -213656128 | 432084368 | 422345966 | 95772042 | 167559090 | -323881779 | 27451932 | -91942968 | 748349340 | -568636644 | 146485040 | 219016300 | 0 |  | -67711768 | -67711768 | -67711768 | -67711768 | -67711768 | -67711768 | -67711768 | -67711768 | -67711768 | -67711768 | -67711768 | -67711768 | -67711768 | -67711768 | -67711768 | -101969194.3882
| Option 4 |  | $ | 2375091795.4972 | 0 | 0 | 0 | 0 | 0 | 0 | 10210512 | 492286345 | 499990021 | 1392101812 | 1111849183 | 933404 | -279601854 | -588437764 | 82575124 | -927810048 | 486960150 | -285014196 | 830428730 | -225576601 | 469696201 | 409046322 | 123227079 | 135808680 | -248105278 | 38535285 | -144878410 | 793663384 | -569399775 | 134336513 | 216292032 | 0 |  | -72923743.3333 | -72923743.3333 | -72923743.3333 | -72923743.3333 | -72923743.3333 | -72923743.3333 | -72923743.3333 | -72923743.3333 | -72923743.3333 | -72923743.3333 | -72923743.3333 | -72923743.3333 | -72923743.3333 | -72923743.3333 | -72923743.3333 | -109818065.2951
| Option 5 |  | $ | 2263335687.4027 | 0 | 0 | 0 | 0 | 0 | 0 | -427807 | 457131436 | 115603281 | 1797036109 | 1099672255 | 757970 | -287553264 | -640871079 | 100220935 | -919745759 | 485167081 | -285769214 | 781464988 | -213656128 | 432084368 | 422345966 | 95772042 | 167559090 | -323881779 | 27451932 | -91942968 | 748349340 | -568636644 | 146485040 | 219016300 | 0 |  | -67711768 | -67711768 | -67711768 | -67711768 | -67711768 | -67711768 | -67711768 | -67711768 | -67711768 | -67711768 | -67711768 | -67711768 | -67711768 | -67711768 | -67711768 | -101969194.3882
| Option 7 |  | $ | 2263335687.4027 | 0 | 0 | 0 | 0 | 0 | 0 | -427807 | 457131436 | 115603281 | 1797036109 | 1099672255 | 757970 | -287553264 | -640871079 | 100220935 | -919745759 | 485167081 | -285769214 | 781464988 | -213656128 | 432084368 | 422345966 | 95772042 | 167559090 | -323881779 | 27451932 | -91942968 | 748349340 | -568636644 | 146485040 | 219016300 | 0 |  | -67711768 | -67711768 | -67711768 | -67711768 | -67711768 | -67711768 | -67711768 | -67711768 | -67711768 | -67711768 | -67711768 | -67711768 | -67711768 | -67711768 | -67711768 | -101969194.3882
| Option 8 |  | $ | 2263335687.4027 | 0 | 0 | 0 | 0 | 0 | 0 | -427807 | 457131436 | 115603281 | 1797036109 | 1099672255 | 757970 | -287553264 | -640871079 | 100220935 | -919745759 | 485167081 | -285769214 | 781464988 | -213656128 | 432084368 | 422345966 | 95772042 | 167559090 | -323881779 | 27451932 | -91942968 | 748349340 | -568636644 | 146485040 | 219016300 | 0 |  | -67711768 | -67711768 | -67711768 | -67711768 | -67711768 | -67711768 | -67711768 | -67711768 | -67711768 | -67711768 | -67711768 | -67711768 | -67711768 | -67711768 | -67711768 | -101969194.3882
Avoided emissions
| Option name |  | Units | PV | 2019 | 2020 | 2021 | 2022 | 2023 | 2024 | 2025 | 2026 | 2027 | 2028 | 2029 | 2030 | 2031 | 2032 | 2033 | 2034 | 2035 | 2036 | 2037 | 2038 | 2039 | 2040 | 2041 | 2042 | 2043 | 2044 | 2045 | 2046 | 2047 | 2048 | 2049 | 2050 |  | 2050 | 2051 | 2052 | 2053 | 2054 | 2055 | 2056 | 2057 | 2058 | 2059 | 2060 | 2061 | 2062 | 2063 | 2064 | Terminal total
| Option 1 |  | $ | 8665342.0319 | 0 | 0 | 0 | 0 | 0 | 0 | -44386802 | -33183588 | -9605418 | -14711453 | -25808810 | -30892227 | -25164521 | -21492517 | -10299631 | 19617136 | 46294645 | 47178004 | 27185289 | 18963194 | 15199550 | -1663017 | -3206090 | 7671361 | 10547649 | 38902021 | 65142050 | 35196138 | 88902090 | 141051407 | 57605398 | 0 |  | 95852965 | 95852965 | 95852965 | 95852965 | 95852965 | 95852965 | 95852965 | 95852965 | 95852965 | 95852965 | 95852965 | 95852965 | 95852965 | 95852965 | 95852965 | 150330206.1438
| Option 2 |  | $ | 11258314.6011 | 0 | 0 | 0 | 0 | 0 | 0 | -44228107 | -59028606 | -31782976 | -11716586 | -24815739 | -29972204 | -23429853 | -17914247 | -6342052 | 22759822 | 49335088 | 50373937 | 30862218 | 23294711 | 19901816 | 3739195 | 3221317 | 15551909 | 21263043 | 49992380 | 75197842 | 47277199 | 102534644 | 153144071 | 71559011 | 0 |  | 109079242 | 109079242 | 109079242 | 109079242 | 109079242 | 109079242 | 109079242 | 109079242 | 109079242 | 109079242 | 109079242 | 109079242 | 109079242 | 109079242 | 109079242 | 171073528.4596
| Option 3 |  | $ | 11258314.6011 | 0 | 0 | 0 | 0 | 0 | 0 | -44228107 | -59028606 | -31782976 | -11716586 | -24815739 | -29972204 | -23429853 | -17914247 | -6342052 | 22759822 | 49335088 | 50373937 | 30862218 | 23294711 | 19901816 | 3739195 | 3221317 | 15551909 | 21263043 | 49992380 | 75197842 | 47277199 | 102534644 | 153144071 | 71559011 | 0 |  | 109079242 | 109079242 | 109079242 | 109079242 | 109079242 | 109079242 | 109079242 | 109079242 | 109079242 | 109079242 | 109079242 | 109079242 | 109079242 | 109079242 | 109079242 | 171073528.4596
| Option 4 |  | $ | 8665342.0319 | 0 | 0 | 0 | 0 | 0 | 0 | -44386802 | -33183588 | -9605418 | -14711453 | -25808810 | -30892227 | -25164521 | -21492517 | -10299631 | 19617136 | 46294645 | 47178004 | 27185289 | 18963194 | 15199550 | -1663017 | -3206090 | 7671361 | 10547649 | 38902021 | 65142050 | 35196138 | 88902090 | 141051407 | 57605398 | 0 |  | 95852965 | 95852965 | 95852965 | 95852965 | 95852965 | 95852965 | 95852965 | 95852965 | 95852965 | 95852965 | 95852965 | 95852965 | 95852965 | 95852965 | 95852965 | 150330206.1438
| Option 5 |  | $ | 11258314.6011 | 0 | 0 | 0 | 0 | 0 | 0 | -44228107 | -59028606 | -31782976 | -11716586 | -24815739 | -29972204 | -23429853 | -17914247 | -6342052 | 22759822 | 49335088 | 50373937 | 30862218 | 23294711 | 19901816 | 3739195 | 3221317 | 15551909 | 21263043 | 49992380 | 75197842 | 47277199 | 102534644 | 153144071 | 71559011 | 0 |  | 109079242 | 109079242 | 109079242 | 109079242 | 109079242 | 109079242 | 109079242 | 109079242 | 109079242 | 109079242 | 109079242 | 109079242 | 109079242 | 109079242 | 109079242 | 171073528.4596
| Option 7 |  | $ | 11258314.6011 | 0 | 0 | 0 | 0 | 0 | 0 | -44228107 | -59028606 | -31782976 | -11716586 | -24815739 | -29972204 | -23429853 | -17914247 | -6342052 | 22759822 | 49335088 | 50373937 | 30862218 | 23294711 | 19901816 | 3739195 | 3221317 | 15551909 | 21263043 | 49992380 | 75197842 | 47277199 | 102534644 | 153144071 | 71559011 | 0 |  | 109079242 | 109079242 | 109079242 | 109079242 | 109079242 | 109079242 | 109079242 | 109079242 | 109079242 | 109079242 | 109079242 | 109079242 | 109079242 | 109079242 | 109079242 | 171073528.4596
| Option 8 |  | $ | 11258314.6011 | 0 | 0 | 0 | 0 | 0 | 0 | -44228107 | -59028606 | -31782976 | -11716586 | -24815739 | -29972204 | -23429853 | -17914247 | -6342052 | 22759822 | 49335088 | 50373937 | 30862218 | 23294711 | 19901816 | 3739195 | 3221317 | 15551909 | 21263043 | 49992380 | 75197842 | 47277199 | 102534644 | 153144071 | 71559011 | 0 |  | 109079242 | 109079242 | 109079242 | 109079242 | 109079242 | 109079242 | 109079242 | 109079242 | 109079242 | 109079242 | 109079242 | 109079242 | 109079242 | 109079242 | 109079242 | 171073528.4596
Base Case (Reference)
Benefits
|  |  | Units | PV | 2019 | 2020 | 2021 | 2022 | 2023 | 2024 | 2025 | 2026 | 2027 | 2028 | 2029 | 2030 | 2031 | 2032 | 2033 | 2034 | 2035 | 2036 | 2037 | 2038 | 2039 | 2040 | 2041 | 2042 | 2043 | 2044 | 2045 | 2046 | 2047 | 2048 | 2049 | 2050
| Avoided involuntary load shedding |  | $ | 1703412.691 | 0 | 0 | 0 | 0 | 0 | 0 | 2 | 2 | 1 | 2 | 2 | 2 | 2 | 2 | 3 | 2 | 3 | 4 | 3 | 4 | 4 | 5 | 5 | 4 | 6 | 6 | 6 | 8074926 | 6 | 8 | 7 | 0
| Difference in timing of unrelated expenditure |  | $ | 70706604.0311 | 0 | 0 | 0 | 0 | 0 | 0 | 0 | 0 | 31037865 | 60735749 | -1046563 | 1 | 2086252 | -6717471 | 3665537 | -580118 | -653254 | 500852 | 10325304 | 763413 | 1551547 | -1232263 | 11624586 | -10282921 | -2105417 | 2436605 | -7203561 | -11545956 | 1479422 | 22224548 | -152022 | 0
| Avoided fuel consumption from generation dispatch |  | $ | 105345726.687 | 0 | 0 | 0 | 0 | 0 | 0 | 32162255 | 10386510 | 22192952 | 16470326 | 3593654 | 1087312 | 1295867 | 5940260 | 1947540 | -1042169 | 3614640 | 10660166 | -1635525 | 4348687 | 11201303 | 6946895 | -7092203 | 5671977 | 4552263 | 19603873 | 28688410 | 9473199 | -2600777 | 38243375 | -4661214 | 0
| Avoided voluntary load curtailment |  | $ | 16185455.687 | 0 | 0 | 0 | 0 | 0 | 0 | 5 | 5 | 6 | 186756 | -7100732 | 7 | 8 | 488489 | 677877 | 115055 | -1702667 | -97376 | 4933150 | 539639 | 7747070 | 2184231 | 2261955 | 4207239 | 6179530 | 9559480 | 10257963 | 6889066 | 10909148 | 12684369 | 8689163 | 0
| Avoided costs for non RIT-T proponent parties |  | $ | 496940514.2944 | 0 | 0 | 0 | 0 | 0 | 0 | 4382583 | 659311141 | -499610776 | 357350787 | 28354830 | -312525 | 77881367 | -99517428 | -56388298 | 65337537 | 20349934 | -108769559 | 218321022 | -65990379 | -79009981 | 108357840 | 220898026 | -126883141 | -98296235 | -27918559 | -21675528 | 161057749 | 75884284 | -161648150 | 141892818 | 0
| Avoided emissions |  | $ | -852441.688 | 0 | 0 | 0 | 0 | 0 | 0 | 831545 | 3282637 | 3013065 | 2086588 | 2644228 | 1154333 | 501512 | 623863 | -78138 | -4127441 | -5975050 | -4551602 | -2617631 | -130499 | -1736489 | -2449154 | -2283174 | -1372707 | -1556761 | -2330342 | -749288 | 0 | 2453 | 2453 | 0 | 0

## S3
S3
Calculating costs, benefits and NPV for each option
Parameters for S3
Parameters
| General parameters |  |  | Unit | Active | Scenario
| Commercial discount rate |  |  | Percent | 7% | 7%
| Cost parameters |  |  | Unit | Active | Scenario
| Capital cost |  |  | Factor | 1 | 1
| Operating cost |  |  | Factor | 1 | 1
| Security and LDs |  |  | Factor | 1 | 1
| Benefit parameters |  |  | Unit | Active | Scenario
| Avoided involuntary load shedding |  |  | Factor | 1 | 1
| Difference in timing of unrelated expenditure |  |  | Factor | 1 | 1
| Avoided fuel consumption from generation dispatch |  |  | Factor | 1 | 1
| Avoided voluntary load curtailment |  |  | Factor | 1 | 1
| Avoided costs for non RIT-T proponent parties |  |  | Factor | 1 | 1
| Avoided emissions |  |  | Factor | 1 | 1
[5 empty] | -4 | -3 | -2 | -1 | 0 | 1 | 2 | 3 | 4 | 5 | 6 | 7 | 8 | 9 | 10 | 11 | 12 | 13 | 14 | 15 | 16 | 17 | 18 | 19 | 20 | 21 | 22 | 23 | 24 | 25 | 26 | 27
[5 empty] | 1.3108 | 1.225 | 1.1449 | 1.07 | 1 | 0.93458 | 0.87344 | 0.8163 | 0.7629 | 0.71299 | 0.66634 | 0.62275 | 0.58201 | 0.54393 | 0.50835 | 0.47509 | 0.44401 | 0.41496 | 0.38782 | 0.36245 | 0.33873 | 0.31657 | 0.29586 | 0.27651 | 0.25842 | 0.24151 | 0.22571 | 0.21095 | 0.19715 | 0.18425 | 0.1722 | 0.16093
Incremental net present value calculation
Net present value for each option | bar: 1 -4 to 1 27
| Option name |  | Units | NPV | 2019 | 2020 | 2021 | 2022 | 2023 | 2024 | 2025 | 2026 | 2027 | 2028 | 2029 | 2030 | 2031 | 2032 | 2033 | 2034 | 2035 | 2036 | 2037 | 2038 | 2039 | 2040 | 2041 | 2042 | 2043 | 2044 | 2045 | 2046 | 2047 | 2048 | 2049 | 2050
| Option 1 |  | $ | 3938394773.1755 | 0 | 0 | 0 | 0 | 0 | 0 | 2603244487.5577 | -734435318.1328 | 978628516.229 | -225886870.6723 | -1589857028.855 | 2707751841.145 | 556635010.145 | 537786984.145 | -2250473793.855 | 2884228932.145 | -448194750.855 | -440962735.855 | 2255262280.145 | -323268337.855 | -751921488.855 | -516911718.855 | 816654093.145 | 268522377.145 | -1475501226.855 | 116705415.145 | 620428015.145 | -53711347.855 | -364009475.855 | -138280240.855 | -148358081.855 | 1759729128.2385
| Option 2 |  | $ | 3204586620.013 | 0 | 0 | 0 | 0 | 0 | 0 | 2480094370.5497 | -770798078.4828 | 290009838.2482 | -277382699.8489 | -1620735968.9001 | 2406920777.0999 | 802496174.0999 | 295895265.0999 | -1842593587.9001 | 2645458645.0999 | -638014154.9001 | -213510277.9001 | 2061496852.0999 | -60888717.9001 | -802669976.9001 | -432046290.9001 | 751414071.0999 | 345370153.0999 | -1621120618.9001 | 128953405.0999 | 635354437.0999 | 30206810.0999 | -380384273.9001 | -119543871.9001 | -150409479.9001 | 2008540861.5214
| Option 3 |  | $ | 3324391387.0705 | 0 | 0 | 0 | 0 | 0 | 0 | 2474111591.9803 | -790009001.5608 | 274049266.4531 | -281061431.4281 | -1621054541.7722 | 2406602204.2278 | 802177601.2278 | 295576692.2278 | -1842912160.7722 | 2969304891.8766 | -638332727.7722 | -213828850.7722 | 2061178279.2278 | -61207290.7722 | -802988549.7722 | -432364863.7722 | 751095498.2278 | 345051580.2278 | -1621439191.7722 | 128634832.2278 | 635035864.2278 | 29888237.2278 | -380702846.7722 | -119862444.7722 | -150728052.7722 | 2033173327.5633
| Option 4 |  | $ | 4128919337.5461 | 0 | 0 | 0 | 0 | 0 | 0 | 2277233440.0131 | -226578926.0091 | 1067507636.5691 | -224513413.6396 | -1587999876.6396 | 2709608993.3604 | 558492162.3604 | 539644136.3604 | -2248616641.6396 | 2886086084.3604 | -446337598.6396 | -439105583.6396 | 2257119432.3604 | -321411185.6396 | -750064336.6396 | -515054566.6396 | 818511245.3604 | 270379529.3604 | -1473644074.6396 | 118562567.3604 | 622285167.3604 | -51854195.6396 | -362152323.6396 | -136423088.6396 | -146500929.6396 | 1620419516.0212
| Option 5 |  | $ | 3324391387.0705 | 0 | 0 | 0 | 0 | 0 | 0 | 2474111591.9803 | -790009001.5608 | 274049266.4531 | -281061431.4281 | -1621054541.7722 | 2406602204.2278 | 802177601.2278 | 295576692.2278 | -1842912160.7722 | 2969304891.8766 | -638332727.7722 | -213828850.7722 | 2061178279.2278 | -61207290.7722 | -802988549.7722 | -432364863.7722 | 751095498.2278 | 345051580.2278 | -1621439191.7722 | 128634832.2278 | 635035864.2278 | 29888237.2278 | -380702846.7722 | -119862444.7722 | -150728052.7722 | 2033173327.5633
| Option 7 |  | $ | 3160368999.0022 | 0 | 0 | 0 | 0 | 0 | 0 | 2489719071.7157 | -828071439.4637 | 277233968.1912 | -278820258.6322 | -1622052988.0028 | 2405603757.9972 | 801179154.9972 | 294578245.9972 | -1843910607.0028 | 2644141625.9972 | -639331174.0028 | -214827297.0028 | 2060179832.9972 | -62205737.0028 | -803986996.0028 | -433363310.0028 | 750097051.9972 | 344053133.9972 | -1622437638.0028 | 127636385.9972 | 634037417.9972 | 28889790.9972 | -381701293.0028 | -120860891.0028 | -151726499.0028 | 2102210335.9303
| Option 8 |  | $ | 3324391387.0705 | 0 | 0 | 0 | 0 | 0 | 0 | 2474111591.9803 | -790009001.5608 | 274049266.4531 | -281061431.4281 | -1621054541.7722 | 2406602204.2278 | 802177601.2278 | 295576692.2278 | -1842912160.7722 | 2969304891.8766 | -638332727.7722 | -213828850.7722 | 2061178279.2278 | -61207290.7722 | -802988549.7722 | -432364863.7722 | 751095498.2278 | 345051580.2278 | -1621439191.7722 | 128634832.2278 | 635035864.2278 | 29888237.2278 | -380702846.7722 | -119862444.7722 | -150728052.7722 | 2033173327.5633
Incremental cost calculation | bar: 1 -4 to 1 27
| Capital outflow | [35 empty] | End in 2050 |  |  |  |  | End in 2064
| Option name | Capex component | Units | PV | 2019 | 2020 | 2021 | 2022 | 2023 | 2024 | 2025 | 2026 | 2027 | 2028 | 2029 | 2030 | 2031 | 2032 | 2033 | 2034 | 2035 | 2036 | 2037 | 2038 | 2039 | 2040 | 2041 | 2042 | 2043 | 2044 | 2045 | 2046 | 2047 | 2048 | 2049 | 2050 | Years in analysis | Total capex | AccDep | Residual value |  | Years in analysis | AccDep | Residual value |  | Options | Residual value, PV | Incremental residual value
| Base I | Lines - VNIW Line 5 | $ | -680371543.9451 | 0 | 0 | -31750057.7091 | -40531438.2323 | -75740955.9356 | -54513156.0594 | -79761115.0213 | -514509685.3448 | -83406612.3165 | 0 | 0 | 0 | 0 | 0 | 0 | 0 | 0 | 0 | 0 | 0 | 0 | 0 | 0 | 0 | 0 | 0 | 0 | 0 | 0 | 0 | 0 | 492919291.5467 | 22 | -880213020.619 | -387293729.0724 | 492919291.5467 |  | 36 | -633753374.8457 | 246459645.7733 |  | Base I | 15381933.6913 | #N/A
| Base I | Lines - PEC | $ | 0 | 0 | 0 | 0 | 0 | 0 | 0 | 0 | 0 | 0 | 0 | 0 | 0 | 0 | 0 | 0 | 0 | 0 | 0 | 0 | 0 | 0 | 0 | 0 | 0 | 0 | 0 | 0 | 0 | 0 | 0 | 0 | 0 | 2050 | 0 | 0 | 0 | [5 empty] | Base II | 126599210.8735 | #N/A
| Base I | Subs | $ | 0 | 0 | 0 | 0 | 0 | 0 | 0 | 0 | 0 | 0 | 0 | 0 | 0 | 0 | 0 | 0 | 0 | 0 | 0 | 0 | 0 | 0 | 0 | 0 | 0 | 0 | 0 | 0 | 0 | 0 | 0 | 0 | 0 | 2050 | 0 | 0 | 0 | [5 empty] | Option 1 | 77262453.932 | -49336756.9414
| Base I | Land and easements | $ | 0 | 0 | 0 | 0 | 0 | 0 | 0 | 0 | 0 | 0 | 0 | 0 | 0 | 0 | 0 | 0 | 0 | 0 | 0 | 0 | 0 | 0 | 0 | 0 | 0 | 0 | 0 | 0 | 0 | 0 | 0 | 0 | 0 | 2050 | 0 | 0 | 0 | [5 empty] | Option 2 | 86878868.4674 | -39720342.4061
| Base I | Biodiversity | $ | 0 | 0 | 0 | 0 | 0 | 0 | 0 | 0 | 0 | 0 | 0 | 0 | 0 | 0 | 0 | 0 | 0 | 0 | 0 | 0 | 0 | 0 | 0 | 0 | 0 | 0 | 0 | 0 | 0 | 0 | 0 | 0 | 0 | 2050 | 0 | 0 | 0 | [5 empty] | Option 3 | 87646460.8069 | -38952750.0666
| Base I | Lines | $ | 0 | 0 | 0 | 0 | 0 | 0 | 0 | 0 | 0 | 0 | 0 | 0 | 0 | 0 | 0 | 0 | 0 | 0 | 0 | 0 | 0 | 0 | 0 | 0 | 0 | 0 | 0 | 0 | 0 | 0 | 0 | 0 | 0 | 2050 | 0 | 0 | 0 | [5 empty] | Option 4 | 73064195.4661 | -53535015.4073
| Base I | Subs | $ | 0 | 0 | 0 | 0 | 0 | 0 | 0 | 0 | 0 | 0 | 0 | 0 | 0 | 0 | 0 | 0 | 0 | 0 | 0 | 0 | 0 | 0 | 0 | 0 | 0 | 0 | 0 | 0 | 0 | 0 | 0 | 0 | 0 | 2050 | 0 | 0 | 0 | [5 empty] | Option 5 | 87646460.8069 | -38952750.0666
| Base I | Land and easements | $ | 0 | 0 | 0 | 0 | 0 | 0 | 0 | 0 | 0 | 0 | 0 | 0 | 0 | 0 | 0 | 0 | 0 | 0 | 0 | 0 | 0 | 0 | 0 | 0 | 0 | 0 | 0 | 0 | 0 | 0 | 0 | 0 | 0 | 2050 | 0 | 0 | 0 | [5 empty] | Option 7 | 89810136.5462 | -36789074.3273
| Base I | Biodiversity | $ | 0 | 0 | 0 | 0 | 0 | 0 | 0 | 0 | 0 | 0 | 0 | 0 | 0 | 0 | 0 | 0 | 0 | 0 | 0 | 0 | 0 | 0 | 0 | 0 | 0 | 0 | 0 | 0 | 0 | 0 | 0 | 0 | 0 | 2050 | 0 | 0 | 0 | [5 empty] | Option 8 | 87646460.8069 | -38952750.0666
| Base II | Lines - VNIW Line 5 | $ | -680371543.9451 | 0 | 0 | -31750057.7091 | -40531438.2323 | -75740955.9356 | -54513156.0594 | -79761115.0213 | -514509685.3448 | -83406612.3165 | 0 | 0 | 0 | 0 | 0 | 0 | 0 | 0 | 0 | 0 | 0 | 0 | 0 | 0 | 0 | 0 | 0 | 0 | 0 | 0 | 0 | 0 | 492919291.5467 | 22 | -880213020.619 | -387293729.0724 | 492919291.5467 |  | 36 | -633753374.8457 | 246459645.7733
| Base II | Lines - PEC | $ | -866694203.2424 | -5061325.9793 | -28929620.7188 | -224363170.0485 | -32199800.5738 | -209543761.7518 | -346411286.8715 | 0 | 0 | 0 | 0 | 0 | 0 | 0 | 0 | 0 | 0 | 0 | 0 | 0 | 0 | 0 | 0 | 0 | 0 | 0 | 0 | 0 | 0 | 0 | 0 | 0 | 0 | #N/A | -846508965.9436 | 0 | 846508965.9436 |  | #N/A | 0 | 846508965.9436
| Base II | Subs | $ | -598622794.0605 | 0 | 0 | -14756351.1671 | -31179724.4262 | -177362702.3021 | -145327650.1918 | -269261023.9668 | 0 | 0 | 0 | 0 | 0 | 0 | 0 | 0 | 0 | 0 | 0 | 0 | 0 | 0 | 0 | 0 | 0 | 0 | 0 | 0 | 0 | 0 | 0 | 0 | 0 | #N/A | -637887452.0539 | 0 | 637887452.0539 |  | #N/A | 0 | 637887452.0539
| Base II | Land and easements | $ | -153636499.9266 | 0 | 0 | -8663372.994 | -37561539.3672 | -70423277.6905 | -29570620.7443 | -6259838.3169 | 0 | 0 | 0 | 0 | 0 | 0 | 0 | 0 | 0 | 0 | 0 | 0 | 0 | 0 | 0 | 0 | 0 | 0 | 0 | 0 | 0 | 0 | 0 | 0 | 0 | #N/A | -152478649.113 | 0 | 152478649.113 |  | #N/A | 0 | 152478649.113
| Base II | Biodiversity | $ | -119878878.802 | 0 | 0 | 0 | 0 | 0 | -125788354.0883 | -15689366.2731 | 0 | 0 | 0 | 0 | 0 | 0 | 0 | 0 | 0 | 0 | 0 | 0 | 0 | 0 | 0 | 0 | 0 | 0 | 0 | 0 | 0 | 0 | 0 | 0 | 70738860.1807 | 25 | -141477720.3614 | -70738860.1807 | 70738860.1807 |  | 39 | -110352621.8819 | 31125098.4795
| Base II | Lines | $ | -328209629.6561 | 0 | -3401703.9389 | -42380579.8942 | -141429009.5418 | -131629454.9237 | -21329645.5958 | 0 | 0 | 0 | 0 | 0 | 0 | 0 | 0 | 0 | 0 | 0 | 0 | 0 | 0 | 0 | 0 | 0 | 0 | 0 | 0 | 0 | 0 | 0 | 0 | 0 | 170085196.9473 | 25 | -340170393.8945 | -170085196.9473 | 170085196.9473 |  | 39 | -265332907.2377 | 74837486.6568
| Base II | Subs | $ | -131218784.4073 | 0 | -1340031.7534 | -18444236.3991 | -42955147.0059 | -60893270.4064 | -10370489.7733 | 0 | 0 | 0 | 0 | 0 | 0 | 0 | 0 | 0 | 0 | 0 | 0 | 0 | 0 | 0 | 0 | 0 | 0 | 0 | 0 | 0 | 0 | 0 | 0 | 0 | 50251190.7517 | 25 | -134003175.3379 | -83751984.5862 | 50251190.7517 |  | 39 | -130653095.9545 | 3350079.3834
| Base II | Land and easements | $ | -26387276.3751 | 0 | -286942.7722 | -3499802.8627 | -24859941.0787 | -30592.0507 | -16998.4602 | 0 | 0 | 0 | 0 | 0 | 0 | 0 | 0 | 0 | 0 | 0 | 0 | 0 | 0 | 0 | 0 | 0 | 0 | 0 | 0 | 0 | 0 | 0 | 0 | 0 | 28694277.2245 | #N/A | -28694277.2245 | 0 | 28694277.2245 |  | #N/A | 0 | 28694277.2245
| Base II | Biodiversity | $ | -31459834.5408 | 0 | -323441.3306 | -7762591.9338 | -7856690.3157 | -15953874.165 | -447535.3126 | 0 | 0 | 0 | 0 | 0 | 0 | 0 | 0 | 0 | 0 | 0 | 0 | 0 | 0 | 0 | 0 | 0 | 0 | 0 | 0 | 0 | 0 | 0 | 0 | 0 | 16172066.5288 | 25 | -32344133.0577 | -16172066.5288 | 16172066.5288 |  | 39 | -25228423.785 | 7115709.2727
| Option 1 | Lines - VNIW Line 5 | $ | -725029191.0665 | 0 | 0 | -31750057.7091 | -40531438.2323 | -75740955.9356 | -54513156.0594 | -98371066.1948 | -550523475.2222 | -89244769.1013 | 0 | 0 | 0 | 0 | 0 | 0 | 0 | 0 | 0 | 0 | 0 | 0 | 0 | 0 | 0 | 0 | 0 | 0 | 0 | 0 | 0 | 0 | 526777954.3346 | 22 | -940674918.4547 | -413896964.1201 | 526777954.3346 |  | 36 | -677285941.2874 | 263388977.1673
| Option 1 | Lines - PEC | $ | -1523568408.9221 | -5061325.9793 | -28929620.7188 | -224363170.0485 | -32199800.5738 | -209543761.7518 | -346411286.8715 | -442173513.7387 | -428131844.0964 | -104105989.9104 | 0 | 0 | 0 | 0 | 0 | 0 | 0 | 0 | 0 | 0 | 0 | 0 | 0 | 0 | 0 | 0 | 0 | 0 | 0 | 0 | 0 | 0 | 983296969.3921 | 23 | -1820920313.6891 | -837623344.297 | 983296969.3921 |  | 37 | -1347481032.1299 | 473439281.5592
| Option 1 | Subs | $ | -883168493.1759 | 0 | 0 | -14756351.1671 | -31179724.4262 | -177362702.3021 | -145327650.1918 | -321354480.1644 | -312219910.6804 | -75920451.4201 | 0 | 0 | 0 | 0 | 0 | 0 | 0 | 0 | 0 | 0 | 0 | 0 | 0 | 0 | 0 | 0 | 0 | 0 | 0 | 0 | 0 | 0 | 458201539.8997 | 23 | -1078121270.3522 | -619919730.4525 | 458201539.8997 |  | 37 | -997262175.0758 | 80859095.2764
| Option 1 | Land and easements | $ | -187251498.4974 | 0 | 0 | -8663372.994 | -37561539.3672 | -70423277.6905 | -29570620.7443 | -41803911.704 | -40945765.619 | -9956511.1103 | 0 | 0 | 0 | 0 | 0 | 0 | 0 | 0 | 0 | 0 | 0 | 0 | 0 | 0 | 0 | 0 | 0 | 0 | 0 | 0 | 0 | 0 | 238924999.2294 | #N/A | -238924999.2294 | 0 | 238924999.2294 |  | #N/A | 0 | 238924999.2294
| Option 1 | Biodiversity | $ | -206472792.4915 | 0 | 0 | 0 | 0 | 0 | -125788354.0883 | -60218265.1089 | -58718586.8597 | -14278210.5453 | 0 | 0 | 0 | 0 | 0 | 0 | 0 | 0 | 0 | 0 | 0 | 0 | 0 | 0 | 0 | 0 | 0 | 0 | 0 | 0 | 0 | 0 | 139861844.9652 | 23 | -259003416.6022 | -119141571.637 | 139861844.9652 |  | 37 | -191662528.2856 | 67340888.3166
| Option 1 | Lines | $ | -328209629.6561 | 0 | -3401703.9389 | -42380579.8942 | -141429009.5418 | -131629454.9237 | -21329645.5958 | 0 | 0 | 0 | 0 | 0 | 0 | 0 | 0 | 0 | 0 | 0 | 0 | 0 | 0 | 0 | 0 | 0 | 0 | 0 | 0 | 0 | 0 | 0 | 0 | 0 | 170085196.9473 | 25 | -340170393.8945 | -170085196.9473 | 170085196.9473 |  | 39 | -265332907.2377 | 74837486.6568
| Option 1 | Subs | $ | -131218784.4073 | 0 | -1340031.7534 | -18444236.3991 | -42955147.0059 | -60893270.4064 | -10370489.7733 | 0 | 0 | 0 | 0 | 0 | 0 | 0 | 0 | 0 | 0 | 0 | 0 | 0 | 0 | 0 | 0 | 0 | 0 | 0 | 0 | 0 | 0 | 0 | 0 | 0 | 50251190.7517 | 25 | -134003175.3379 | -83751984.5862 | 50251190.7517 |  | 39 | -130653095.9545 | 3350079.3834
| Option 1 | Land and easements | $ | -26387276.3751 | 0 | -286942.7722 | -3499802.8627 | -24859941.0787 | -30592.0507 | -16998.4602 | 0 | 0 | 0 | 0 | 0 | 0 | 0 | 0 | 0 | 0 | 0 | 0 | 0 | 0 | 0 | 0 | 0 | 0 | 0 | 0 | 0 | 0 | 0 | 0 | 0 | 28694277.2245 | #N/A | -28694277.2245 | 0 | 28694277.2245 |  | #N/A | 0 | 28694277.2245
| Option 1 | Biodiversity | $ | -31459834.5408 | 0 | -323441.3306 | -7762591.9338 | -7856690.3157 | -15953874.165 | -447535.3126 | 0 | 0 | 0 | 0 | 0 | 0 | 0 | 0 | 0 | 0 | 0 | 0 | 0 | 0 | 0 | 0 | 0 | 0 | 0 | 0 | 0 | 0 | 0 | 0 | 0 | 16172066.5288 | 25 | -32344133.0577 | -16172066.5288 | 16172066.5288 |  | 39 | -25228423.785 | 7115709.2727
| Option 2 | Lines - VNIW Line 5 | $ | -820124299.3668 | 0 | 0 | -31750057.7091 | -40531438.2323 | -75740955.9356 | -54513156.0594 | -137999560.6718 | -627212138.1824 | -101676685.8616 | 0 | 0 | 0 | 0 | 0 | 0 | 0 | 0 | 0 | 0 | 0 | 0 | 0 | 0 | 0 | 0 | 0 | 0 | 0 | 0 | 0 | 0 | 598877435.8853 | 22 | -1069423992.6522 | -470546556.767 | 598877435.8853 |  | 36 | -769985274.7096 | 299438717.9426
| Option 2 | Lines - PEC | $ | -1580264008.8646 | -5061325.9793 | -28929620.7188 | -224363170.0485 | -32199800.5738 | -209543761.7518 | -346411286.8715 | -159506604.1827 | -425548886.1856 | -425059093.4283 | -112257266.9369 | 0 | 0 | 0 | 0 | 0 | 0 | 0 | 0 | 0 | 0 | 0 | 0 | 0 | 0 | 0 | 0 | 0 | 0 | 0 | 0 | 0 | 1102573257.3392 | 22 | -1968880816.6771 | -866307559.3379 | 1102573257.3392 |  | 36 | -1417594188.0075 | 551286628.6696
| Option 2 | Subs | $ | -886866466.4973 | 0 | 0 | -14756351.1671 | -31179724.4262 | -177362702.3021 | -145327650.1918 | -91253032.4007 | -293524388.4208 | -302806485.7802 | -77429989.1107 | 0 | 0 | 0 | 0 | 0 | 0 | 0 | 0 | 0 | 0 | 0 | 0 | 0 | 0 | 0 | 0 | 0 | 0 | 0 | 0 | 0 | 510138145.7098 | 22 | -1133640323.7996 | -623502178.0898 | 510138145.7098 |  | 36 | -1020276291.4197 | 113364032.38
| Option 2 | Land and easements | $ | -184281092.3558 | 0 | 0 | -8663372.994 | -37561539.3672 | -70423277.6905 | -29570620.7443 | -12224606.2262 | -33282722.6246 | -39053786.9554 | -10165038.5083 | 0 | 0 | 0 | 0 | 0 | 0 | 0 | 0 | 0 | 0 | 0 | 0 | 0 | 0 | 0 | 0 | 0 | 0 | 0 | 0 | 0 | 240944965.1106 | #N/A | -240944965.1106 | 0 | 240944965.1106 |  | #N/A | 0 | 240944965.1106
| Option 2 | Biodiversity | $ | -200989031.3138 | 0 | 0 | 0 | 0 | 0 | -125788354.0883 | -20247294.2047 | -46343362.4142 | -53894620.0427 | -14438987.293 | 0 | 0 | 0 | 0 | 0 | 0 | 0 | 0 | 0 | 0 | 0 | 0 | 0 | 0 | 0 | 0 | 0 | 0 | 0 | 0 | 0 | 145999066.104 | 22 | -260712618.0429 | -114713551.9389 | 145999066.104 |  | 36 | -187713084.9909 | 72999533.052
| Option 2 | Lines | $ | -328209629.6561 | 0 | -3401703.9389 | -42380579.8942 | -141429009.5418 | -131629454.9237 | -21329645.5958 | 0 | 0 | 0 | 0 | 0 | 0 | 0 | 0 | 0 | 0 | 0 | 0 | 0 | 0 | 0 | 0 | 0 | 0 | 0 | 0 | 0 | 0 | 0 | 0 | 0 | 170085196.9473 | 25 | -340170393.8945 | -170085196.9473 | 170085196.9473 |  | 39 | -265332907.2377 | 74837486.6568
| Option 2 | Subs | $ | -131218784.4073 | 0 | -1340031.7534 | -18444236.3991 | -42955147.0059 | -60893270.4064 | -10370489.7733 | 0 | 0 | 0 | 0 | 0 | 0 | 0 | 0 | 0 | 0 | 0 | 0 | 0 | 0 | 0 | 0 | 0 | 0 | 0 | 0 | 0 | 0 | 0 | 0 | 0 | 50251190.7517 | 25 | -134003175.3379 | -83751984.5862 | 50251190.7517 |  | 39 | -130653095.9545 | 3350079.3834
| Option 2 | Land and easements | $ | -26387276.3751 | 0 | -286942.7722 | -3499802.8627 | -24859941.0787 | -30592.0507 | -16998.4602 | 0 | 0 | 0 | 0 | 0 | 0 | 0 | 0 | 0 | 0 | 0 | 0 | 0 | 0 | 0 | 0 | 0 | 0 | 0 | 0 | 0 | 0 | 0 | 0 | 0 | 28694277.2245 | #N/A | -28694277.2245 | 0 | 28694277.2245 |  | #N/A | 0 | 28694277.2245
| Option 2 | Biodiversity | $ | -31459834.5408 | 0 | -323441.3306 | -7762591.9338 | -7856690.3157 | -15953874.165 | -447535.3126 | 0 | 0 | 0 | 0 | 0 | 0 | 0 | 0 | 0 | 0 | 0 | 0 | 0 | 0 | 0 | 0 | 0 | 0 | 0 | 0 | 0 | 0 | 0 | 0 | 0 | 16172066.5288 | 25 | -32344133.0577 | -16172066.5288 | 16172066.5288 |  | 39 | -25228423.785 | 7115709.2727
| Option 3 | Lines - VNIW Line 5 | $ | -827815723.7713 | 0 | 0 | -31750057.7091 | -40531438.2323 | -75740955.9356 | -54513156.0594 | -141204768.3316 | -633414823.7294 | -102682196.5517 | 0 | 0 | 0 | 0 | 0 | 0 | 0 | 0 | 0 | 0 | 0 | 0 | 0 | 0 | 0 | 0 | 0 | 0 | 0 | 0 | 0 | 0 | 604708942.0674 | 22 | -1079837396.549 | -475128454.4816 | 604708942.0674 |  | 36 | -777482925.5153 | 302354471.0337
| Option 3 | Lines - PEC | $ | -1592868547.3853 | -5061325.9793 | -28929620.7188 | -224363170.0485 | -32199800.5738 | -209543761.7518 | -346411286.8715 | -157739002.6421 | -433879366.978 | -435013270.9912 | -114252587.5921 | 0 | 0 | 0 | 0 | 0 | 0 | 0 | 0 | 0 | 0 | 0 | 0 | 0 | 0 | 0 | 0 | 0 | 0 | 0 | 0 | 0 | 1112940188.7223 | 22 | -1987393194.1469 | -874453005.4246 | 1112940188.7223 |  | 36 | -1430923099.7858 | 556470094.3611
| Option 3 | Subs | $ | -894484481.1927 | 0 | 0 | -14756351.1671 | -31179724.4262 | -177362702.3021 | -145327650.1918 | -90234451.1415 | -298503779.0055 | -308567088.9608 | -78604404.2494 | 0 | 0 | 0 | 0 | 0 | 0 | 0 | 0 | 0 | 0 | 0 | 0 | 0 | 0 | 0 | 0 | 0 | 0 | 0 | 0 | 0 | 515041268.1499 | 22 | -1144536151.4443 | -629494883.2944 | 515041268.1499 |  | 36 | -1030082536.2999 | 114453615.1444
| Option 3 | Land and easements | $ | -186005342.5001 | 0 | 0 | -8663372.994 | -37561539.3672 | -70423277.6905 | -29570620.7443 | -15145401.3598 | -33025278.2485 | -38521880.119 | -10404269.9116 | 0 | 0 | 0 | 0 | 0 | 0 | 0 | 0 | 0 | 0 | 0 | 0 | 0 | 0 | 0 | 0 | 0 | 0 | 0 | 0 | 0 | 243315640.4351 | #N/A | -243315640.4351 | 0 | 243315640.4351 |  | #N/A | 0 | 243315640.4351
| Option 3 | Biodiversity | $ | -203041978.497 | 0 | 0 | 0 | 0 | 0 | -125788354.0883 | -22890252.7805 | -46299172.9443 | -53666807.2407 | -14708751.675 | 0 | 0 | 0 | 0 | 0 | 0 | 0 | 0 | 0 | 0 | 0 | 0 | 0 | 0 | 0 | 0 | 0 | 0 | 0 | 0 | 0 | 147477869.6881 | 22 | -263353338.7288 | -115875469.0407 | 147477869.6881 |  | 36 | -189614403.8848 | 73738934.8441
| Option 3 | Lines | $ | -328209629.6561 | 0 | -3401703.9389 | -42380579.8942 | -141429009.5418 | -131629454.9237 | -21329645.5958 | 0 | 0 | 0 | 0 | 0 | 0 | 0 | 0 | 0 | 0 | 0 | 0 | 0 | 0 | 0 | 0 | 0 | 0 | 0 | 0 | 0 | 0 | 0 | 0 | 0 | 170085196.9473 | 25 | -340170393.8945 | -170085196.9473 | 170085196.9473 |  | 39 | -265332907.2377 | 74837486.6568
| Option 3 | Subs | $ | -131218784.4073 | 0 | -1340031.7534 | -18444236.3991 | -42955147.0059 | -60893270.4064 | -10370489.7733 | 0 | 0 | 0 | 0 | 0 | 0 | 0 | 0 | 0 | 0 | 0 | 0 | 0 | 0 | 0 | 0 | 0 | 0 | 0 | 0 | 0 | 0 | 0 | 0 | 0 | 50251190.7517 | 25 | -134003175.3379 | -83751984.5862 | 50251190.7517 |  | 39 | -130653095.9545 | 3350079.3834
| Option 3 | Land and easements | $ | -26387276.3751 | 0 | -286942.7722 | -3499802.8627 | -24859941.0787 | -30592.0507 | -16998.4602 | 0 | 0 | 0 | 0 | 0 | 0 | 0 | 0 | 0 | 0 | 0 | 0 | 0 | 0 | 0 | 0 | 0 | 0 | 0 | 0 | 0 | 0 | 0 | 0 | 0 | 28694277.2245 | #N/A | -28694277.2245 | 0 | 28694277.2245 |  | #N/A | 0 | 28694277.2245
| Option 3 | Biodiversity | $ | -31459834.5408 | 0 | -323441.3306 | -7762591.9338 | -7856690.3157 | -15953874.165 | -447535.3126 | 0 | 0 | 0 | 0 | 0 | 0 | 0 | 0 | 0 | 0 | 0 | 0 | 0 | 0 | 0 | 0 | 0 | 0 | 0 | 0 | 0 | 0 | 0 | 0 | 0 | 16172066.5288 | 25 | -32344133.0577 | -16172066.5288 | 16172066.5288 |  | 39 | -25228423.785 | 7115709.2727
| Option 4 | Lines - VNIW Line 5 | $ | -680371543.9451 | 0 | 0 | -31750057.7091 | -40531438.2323 | -75740955.9356 | -54513156.0594 | -79761115.0213 | -514509685.3448 | -83406612.3165 | 0 | 0 | 0 | 0 | 0 | 0 | 0 | 0 | 0 | 0 | 0 | 0 | 0 | 0 | 0 | 0 | 0 | 0 | 0 | 0 | 0 | 0 | 492919291.5467 | 22 | -880213020.619 | -387293729.0724 | 492919291.5467 |  | 36 | -633753374.8457 | 246459645.7733
| Option 4 | Lines - PEC | $ | -1459157392.0939 | -5061325.9793 | -28929620.7188 | -224363170.0485 | -32199800.5738 | -209543761.7518 | -346411286.8715 | -635543365.1164 | -172334084.5449 | -59836731.1199 | 0 | 0 | 0 | 0 | 0 | 0 | 0 | 0 | 0 | 0 | 0 | 0 | 0 | 0 | 0 | 0 | 0 | 0 | 0 | 0 | 0 | 0 | 925680499.2314 | 23 | -1714223146.7247 | -788542647.4934 | 925680499.2314 |  | 37 | -1268525128.5763 | 445698018.1484
| Option 4 | Subs | $ | -841831989.11 | 0 | 0 | -14756351.1671 | -31179724.4262 | -177362702.3021 | -145327650.1918 | -423759912.934 | -171314637.1685 | -49435330.0322 | 0 | 0 | 0 | 0 | 0 | 0 | 0 | 0 | 0 | 0 | 0 | 0 | 0 | 0 | 0 | 0 | 0 | 0 | 0 | 0 | 0 | 0 | 430582930.9943 | 23 | -1013136308.2219 | -582553377.2276 | 430582930.9943 |  | 37 | -937151085.1053 | 75985223.1166
| Option 4 | Land and easements | $ | -180249190.0487 | 0 | 0 | -8663372.994 | -37561539.3672 | -70423277.6905 | -29570620.7443 | -70771616.9792 | -4101519.57 | -4149662.2385 | 0 | 0 | 0 | 0 | 0 | 0 | 0 | 0 | 0 | 0 | 0 | 0 | 0 | 0 | 0 | 0 | 0 | 0 | 0 | 0 | 0 | 0 | 225241609.5838 | #N/A | -225241609.5838 | 0 | 225241609.5838 |  | #N/A | 0 | 225241609.5838
| Option 4 | Biodiversity | $ | -197157403.0574 | 0 | 0 | 0 | 0 | 0 | -125788354.0883 | -89456965.4642 | -20423263.7258 | -7798476.0403 | 0 | 0 | 0 | 0 | 0 | 0 | 0 | 0 | 0 | 0 | 0 | 0 | 0 | 0 | 0 | 0 | 0 | 0 | 0 | 0 | 0 | 0 | 131472212.032 | 23 | -243467059.3186 | -111994847.2866 | 131472212.032 |  | 37 | -180165623.8958 | 63301435.4228
| Option 4 | Lines | $ | -328209629.6561 | 0 | -3401703.9389 | -42380579.8942 | -141429009.5418 | -131629454.9237 | -21329645.5958 | 0 | 0 | 0 | 0 | 0 | 0 | 0 | 0 | 0 | 0 | 0 | 0 | 0 | 0 | 0 | 0 | 0 | 0 | 0 | 0 | 0 | 0 | 0 | 0 | 0 | 170085196.9473 | 25 | -340170393.8945 | -170085196.9473 | 170085196.9473 |  | 39 | -265332907.2377 | 74837486.6568
| Option 4 | Subs | $ | -131218784.4073 | 0 | -1340031.7534 | -18444236.3991 | -42955147.0059 | -60893270.4064 | -10370489.7733 | 0 | 0 | 0 | 0 | 0 | 0 | 0 | 0 | 0 | 0 | 0 | 0 | 0 | 0 | 0 | 0 | 0 | 0 | 0 | 0 | 0 | 0 | 0 | 0 | 0 | 50251190.7517 | 25 | -134003175.3379 | -83751984.5862 | 50251190.7517 |  | 39 | -130653095.9545 | 3350079.3834
| Option 4 | Land and easements | $ | -26387276.3751 | 0 | -286942.7722 | -3499802.8627 | -24859941.0787 | -30592.0507 | -16998.4602 | 0 | 0 | 0 | 0 | 0 | 0 | 0 | 0 | 0 | 0 | 0 | 0 | 0 | 0 | 0 | 0 | 0 | 0 | 0 | 0 | 0 | 0 | 0 | 0 | 0 | 28694277.2245 | #N/A | -28694277.2245 | 0 | 28694277.2245 |  | #N/A | 0 | 28694277.2245
| Option 4 | Biodiversity | $ | -31459834.5408 | 0 | -323441.3306 | -7762591.9338 | -7856690.3157 | -15953874.165 | -447535.3126 | 0 | 0 | 0 | 0 | 0 | 0 | 0 | 0 | 0 | 0 | 0 | 0 | 0 | 0 | 0 | 0 | 0 | 0 | 0 | 0 | 0 | 0 | 0 | 0 | 0 | 16172066.5288 | 25 | -32344133.0577 | -16172066.5288 | 16172066.5288 |  | 39 | -25228423.785 | 7115709.2727
| Option 5 | Lines - VNIW Line 5 | $ | -827815723.7713 | 0 | 0 | -31750057.7091 | -40531438.2323 | -75740955.9356 | -54513156.0594 | -141204768.3316 | -633414823.7294 | -102682196.5517 | 0 | 0 | 0 | 0 | 0 | 0 | 0 | 0 | 0 | 0 | 0 | 0 | 0 | 0 | 0 | 0 | 0 | 0 | 0 | 0 | 0 | 0 | 604708942.0674 | 22 | -1079837396.549 | -475128454.4816 | 604708942.0674 |  | 36 | -777482925.5153 | 302354471.0337
| Option 5 | Lines - PEC | $ | -1592868547.3853 | -5061325.9793 | -28929620.7188 | -224363170.0485 | -32199800.5738 | -209543761.7518 | -346411286.8715 | -157739002.6421 | -433879366.978 | -435013270.9912 | -114252587.5921 | 0 | 0 | 0 | 0 | 0 | 0 | 0 | 0 | 0 | 0 | 0 | 0 | 0 | 0 | 0 | 0 | 0 | 0 | 0 | 0 | 0 | 1112940188.7223 | 22 | -1987393194.1469 | -874453005.4246 | 1112940188.7223 |  | 36 | -1430923099.7858 | 556470094.3611
| Option 5 | Subs | $ | -894484481.1927 | 0 | 0 | -14756351.1671 | -31179724.4262 | -177362702.3021 | -145327650.1918 | -90234451.1415 | -298503779.0055 | -308567088.9608 | -78604404.2494 | 0 | 0 | 0 | 0 | 0 | 0 | 0 | 0 | 0 | 0 | 0 | 0 | 0 | 0 | 0 | 0 | 0 | 0 | 0 | 0 | 0 | 515041268.1499 | 22 | -1144536151.4443 | -629494883.2944 | 515041268.1499 |  | 36 | -1030082536.2999 | 114453615.1444
| Option 5 | Land and easements | $ | -186005342.5001 | 0 | 0 | -8663372.994 | -37561539.3672 | -70423277.6905 | -29570620.7443 | -15145401.3598 | -33025278.2485 | -38521880.119 | -10404269.9116 | 0 | 0 | 0 | 0 | 0 | 0 | 0 | 0 | 0 | 0 | 0 | 0 | 0 | 0 | 0 | 0 | 0 | 0 | 0 | 0 | 0 | 243315640.4351 | #N/A | -243315640.4351 | 0 | 243315640.4351 |  | #N/A | 0 | 243315640.4351
| Option 5 | Biodiversity | $ | -203041978.497 | 0 | 0 | 0 | 0 | 0 | -125788354.0883 | -22890252.7805 | -46299172.9443 | -53666807.2407 | -14708751.675 | 0 | 0 | 0 | 0 | 0 | 0 | 0 | 0 | 0 | 0 | 0 | 0 | 0 | 0 | 0 | 0 | 0 | 0 | 0 | 0 | 0 | 147477869.6881 | 22 | -263353338.7288 | -115875469.0407 | 147477869.6881 |  | 36 | -189614403.8848 | 73738934.8441
| Option 5 | Lines | $ | -328209629.6561 | 0 | -3401703.9389 | -42380579.8942 | -141429009.5418 | -131629454.9237 | -21329645.5958 | 0 | 0 | 0 | 0 | 0 | 0 | 0 | 0 | 0 | 0 | 0 | 0 | 0 | 0 | 0 | 0 | 0 | 0 | 0 | 0 | 0 | 0 | 0 | 0 | 0 | 170085196.9473 | 25 | -340170393.8945 | -170085196.9473 | 170085196.9473 |  | 39 | -265332907.2377 | 74837486.6568
| Option 5 | Subs | $ | -131218784.4073 | 0 | -1340031.7534 | -18444236.3991 | -42955147.0059 | -60893270.4064 | -10370489.7733 | 0 | 0 | 0 | 0 | 0 | 0 | 0 | 0 | 0 | 0 | 0 | 0 | 0 | 0 | 0 | 0 | 0 | 0 | 0 | 0 | 0 | 0 | 0 | 0 | 0 | 50251190.7517 | 25 | -134003175.3379 | -83751984.5862 | 50251190.7517 |  | 39 | -130653095.9545 | 3350079.3834
| Option 5 | Land and easements | $ | -26387276.3751 | 0 | -286942.7722 | -3499802.8627 | -24859941.0787 | -30592.0507 | -16998.4602 | 0 | 0 | 0 | 0 | 0 | 0 | 0 | 0 | 0 | 0 | 0 | 0 | 0 | 0 | 0 | 0 | 0 | 0 | 0 | 0 | 0 | 0 | 0 | 0 | 0 | 28694277.2245 | #N/A | -28694277.2245 | 0 | 28694277.2245 |  | #N/A | 0 | 28694277.2245
| Option 5 | Biodiversity | $ | -31459834.5408 | 0 | -323441.3306 | -7762591.9338 | -7856690.3157 | -15953874.165 | -447535.3126 | 0 | 0 | 0 | 0 | 0 | 0 | 0 | 0 | 0 | 0 | 0 | 0 | 0 | 0 | 0 | 0 | 0 | 0 | 0 | 0 | 0 | 0 | 0 | 0 | 0 | 16172066.5288 | 25 | -32344133.0577 | -16172066.5288 | 16172066.5288 |  | 39 | -25228423.785 | 7115709.2727
| Option 7 | Lines - VNIW Line 5 | $ | -865945790.7817 | 0 | 0 | -31750057.7091 | -40531438.2323 | -75740955.9356 | -54513156.0594 | -157094514.6806 | -664164500.6568 | -107666993.6418 | 0 | 0 | 0 | 0 | 0 | 0 | 0 | 0 | 0 | 0 | 0 | 0 | 0 | 0 | 0 | 0 | 0 | 0 | 0 | 0 | 0 | 0 | 633618505.4727 | 22 | -1131461616.9156 | -497843111.4428 | 633618505.4727 |  | 36 | -814652364.1792 | 316809252.7364
| Option 7 | Lines - PEC | $ | -1645953160.2062 | -5061325.9793 | -28929620.7188 | -224363170.0485 | -32199800.5738 | -209543761.7518 | -346411286.8715 | -222183295.4083 | -438801594.057 | -432342556.8073 | -115579738.9055 | 0 | 0 | 0 | 0 | 0 | 0 | 0 | 0 | 0 | 0 | 0 | 0 | 0 | 0 | 0 | 0 | 0 | 0 | 0 | 0 | 0 | 1151033044.6282 | 22 | -2055416151.1217 | -904383106.4936 | 1151033044.6282 |  | 36 | -1479899628.8077 | 575516522.3141
| Option 7 | Subs | $ | -900344021.4834 | 0 | 0 | -14756351.1671 | -31179724.4262 | -177362702.3021 | -145327650.1918 | -113841062.3488 | -290781866.6274 | -299853850.4483 | -76591545.4238 | 0 | 0 | 0 | 0 | 0 | 0 | 0 | 0 | 0 | 0 | 0 | 0 | 0 | 0 | 0 | 0 | 0 | 0 | 0 | 0 | 0 | 517362638.8209 | 22 | -1149694752.9354 | -632332114.1145 | 517362638.8209 |  | 36 | -1034725277.6419 | 114969475.2935
| Option 7 | Land and easements | $ | -186473518.3022 | 0 | 0 | -8663372.994 | -37561539.3672 | -70423277.6905 | -29570620.7443 | -14175498.5075 | -36382818.4066 | -37545248.1925 | -9583184.5395 | 0 | 0 | 0 | 0 | 0 | 0 | 0 | 0 | 0 | 0 | 0 | 0 | 0 | 0 | 0 | 0 | 0 | 0 | 0 | 0 | 0 | 243905560.4422 | #N/A | -243905560.4422 | 0 | 243905560.4422 |  | #N/A | 0 | 243905560.4422
| Option 7 | Biodiversity | $ | -202480827.3023 | 0 | 0 | 0 | 0 | 0 | -125788354.0883 | -12896041.8673 | -53054079.0607 | -57857893.0354 | -13974371.7634 | 0 | 0 | 0 | 0 | 0 | 0 | 0 | 0 | 0 | 0 | 0 | 0 | 0 | 0 | 0 | 0 | 0 | 0 | 0 | 0 | 0 | 147599614.2965 | 22 | -263570739.8151 | -115971125.5186 | 147599614.2965 |  | 36 | -189770932.6669 | 73799807.1482
| Option 7 | Lines | $ | -328209629.6561 | 0 | -3401703.9389 | -42380579.8942 | -141429009.5418 | -131629454.9237 | -21329645.5958 | 0 | 0 | 0 | 0 | 0 | 0 | 0 | 0 | 0 | 0 | 0 | 0 | 0 | 0 | 0 | 0 | 0 | 0 | 0 | 0 | 0 | 0 | 0 | 0 | 0 | 170085196.9473 | 25 | -340170393.8945 | -170085196.9473 | 170085196.9473 |  | 39 | -265332907.2377 | 74837486.6568
| Option 7 | Subs | $ | -131218784.4073 | 0 | -1340031.7534 | -18444236.3991 | -42955147.0059 | -60893270.4064 | -10370489.7733 | 0 | 0 | 0 | 0 | 0 | 0 | 0 | 0 | 0 | 0 | 0 | 0 | 0 | 0 | 0 | 0 | 0 | 0 | 0 | 0 | 0 | 0 | 0 | 0 | 0 | 50251190.7517 | 25 | -134003175.3379 | -83751984.5862 | 50251190.7517 |  | 39 | -130653095.9545 | 3350079.3834
| Option 7 | Land and easements | $ | -26387276.3751 | 0 | -286942.7722 | -3499802.8627 | -24859941.0787 | -30592.0507 | -16998.4602 | 0 | 0 | 0 | 0 | 0 | 0 | 0 | 0 | 0 | 0 | 0 | 0 | 0 | 0 | 0 | 0 | 0 | 0 | 0 | 0 | 0 | 0 | 0 | 0 | 0 | 28694277.2245 | #N/A | -28694277.2245 | 0 | 28694277.2245 |  | #N/A | 0 | 28694277.2245
| Option 7 | Biodiversity | $ | -31459834.5408 | 0 | -323441.3306 | -7762591.9338 | -7856690.3157 | -15953874.165 | -447535.3126 | 0 | 0 | 0 | 0 | 0 | 0 | 0 | 0 | 0 | 0 | 0 | 0 | 0 | 0 | 0 | 0 | 0 | 0 | 0 | 0 | 0 | 0 | 0 | 0 | 0 | 16172066.5288 | 25 | -32344133.0577 | -16172066.5288 | 16172066.5288 |  | 39 | -25228423.785 | 7115709.2727
| Option 8 | Lines - VNIW Line 5 | $ | -827815723.7713 | 0 | 0 | -31750057.7091 | -40531438.2323 | -75740955.9356 | -54513156.0594 | -141204768.3316 | -633414823.7294 | -102682196.5517 | 0 | 0 | 0 | 0 | 0 | 0 | 0 | 0 | 0 | 0 | 0 | 0 | 0 | 0 | 0 | 0 | 0 | 0 | 0 | 0 | 0 | 0 | 604708942.0674 | 22 | -1079837396.549 | -475128454.4816 | 604708942.0674 |  | 36 | -777482925.5153 | 302354471.0337
| Option 8 | Lines - PEC | $ | -1592868547.3853 | -5061325.9793 | -28929620.7188 | -224363170.0485 | -32199800.5738 | -209543761.7518 | -346411286.8715 | -157739002.6421 | -433879366.978 | -435013270.9912 | -114252587.5921 | 0 | 0 | 0 | 0 | 0 | 0 | 0 | 0 | 0 | 0 | 0 | 0 | 0 | 0 | 0 | 0 | 0 | 0 | 0 | 0 | 0 | 1112940188.7223 | 22 | -1987393194.1469 | -874453005.4246 | 1112940188.7223 |  | 36 | -1430923099.7858 | 556470094.3611
| Option 8 | Subs | $ | -894484481.1927 | 0 | 0 | -14756351.1671 | -31179724.4262 | -177362702.3021 | -145327650.1918 | -90234451.1415 | -298503779.0055 | -308567088.9608 | -78604404.2494 | 0 | 0 | 0 | 0 | 0 | 0 | 0 | 0 | 0 | 0 | 0 | 0 | 0 | 0 | 0 | 0 | 0 | 0 | 0 | 0 | 0 | 515041268.1499 | 22 | -1144536151.4443 | -629494883.2944 | 515041268.1499 |  | 36 | -1030082536.2999 | 114453615.1444
| Option 8 | Land and easements | $ | -186005342.5001 | 0 | 0 | -8663372.994 | -37561539.3672 | -70423277.6905 | -29570620.7443 | -15145401.3598 | -33025278.2485 | -38521880.119 | -10404269.9116 | 0 | 0 | 0 | 0 | 0 | 0 | 0 | 0 | 0 | 0 | 0 | 0 | 0 | 0 | 0 | 0 | 0 | 0 | 0 | 0 | 0 | 243315640.4351 | #N/A | -243315640.4351 | 0 | 243315640.4351 |  | #N/A | 0 | 243315640.4351
| Option 8 | Biodiversity | $ | -203041978.497 | 0 | 0 | 0 | 0 | 0 | -125788354.0883 | -22890252.7805 | -46299172.9443 | -53666807.2407 | -14708751.675 | 0 | 0 | 0 | 0 | 0 | 0 | 0 | 0 | 0 | 0 | 0 | 0 | 0 | 0 | 0 | 0 | 0 | 0 | 0 | 0 | 0 | 147477869.6881 | 22 | -263353338.7288 | -115875469.0407 | 147477869.6881 |  | 36 | -189614403.8848 | 73738934.8441
| Option 8 | Lines | $ | -328209629.6561 | 0 | -3401703.9389 | -42380579.8942 | -141429009.5418 | -131629454.9237 | -21329645.5958 | 0 | 0 | 0 | 0 | 0 | 0 | 0 | 0 | 0 | 0 | 0 | 0 | 0 | 0 | 0 | 0 | 0 | 0 | 0 | 0 | 0 | 0 | 0 | 0 | 0 | 170085196.9473 | 25 | -340170393.8945 | -170085196.9473 | 170085196.9473 |  | 39 | -265332907.2377 | 74837486.6568
| Option 8 | Subs | $ | -131218784.4073 | 0 | -1340031.7534 | -18444236.3991 | -42955147.0059 | -60893270.4064 | -10370489.7733 | 0 | 0 | 0 | 0 | 0 | 0 | 0 | 0 | 0 | 0 | 0 | 0 | 0 | 0 | 0 | 0 | 0 | 0 | 0 | 0 | 0 | 0 | 0 | 0 | 0 | 50251190.7517 | 25 | -134003175.3379 | -83751984.5862 | 50251190.7517 |  | 39 | -130653095.9545 | 3350079.3834
| Option 8 | Land and easements | $ | -26387276.3751 | 0 | -286942.7722 | -3499802.8627 | -24859941.0787 | -30592.0507 | -16998.4602 | 0 | 0 | 0 | 0 | 0 | 0 | 0 | 0 | 0 | 0 | 0 | 0 | 0 | 0 | 0 | 0 | 0 | 0 | 0 | 0 | 0 | 0 | 0 | 0 | 0 | 28694277.2245 | #N/A | -28694277.2245 | 0 | 28694277.2245 |  | #N/A | 0 | 28694277.2245
| Option 8 | Biodiversity | $ | -31459834.5408 | 0 | -323441.3306 | -7762591.9338 | -7856690.3157 | -15953874.165 | -447535.3126 | 0 | 0 | 0 | 0 | 0 | 0 | 0 | 0 | 0 | 0 | 0 | 0 | 0 | 0 | 0 | 0 | 0 | 0 | 0 | 0 | 0 | 0 | 0 | 0 | 0 | 16172066.5288 | 25 | -32344133.0577 | -16172066.5288 | 16172066.5288 |  | 39 | -25228423.785 | 7115709.2727
Capital cost
| Option name |  | Units | PV | 2019 | 2020 | 2021 | 2022 | 2023 | 2024 | 2025 | 2026 | 2027 | 2028 | 2029 | 2030 | 2031 | 2032 | 2033 | 2034 | 2035 | 2036 | 2037 | 2038 | 2039 | 2040 | 2041 | 2042 | 2043 | 2044 | 2045 | 2046 | 2047 | 2048 | 2049 | 2050
| Option 1 |  | $ | -1106286464.1768 | 0 | 0 | 0 | 0 | 0 | 0 | -592949893.3327 | -876029897.1328 | -210099319.771 | 0 | 0 | 0 | 0 | 0 | 0 | 0 | 0 | 0 | 0 | 0 | 0 | 0 | 0 | 0 | 0 | 0 | 0 | 0 | 0 | 0 | 0 | 1783405156.0936
| Option 2 |  | $ | -1253320978.4218 | 0 | 0 | 0 | 0 | 0 | 0 | -50259754.108 | -911401812.4828 | -839084059.7518 | -214291281.8489 | 0 | 0 | 0 | 0 | 0 | 0 | 0 | 0 | 0 | 0 | 0 | 0 | 0 | 0 | 0 | 0 | 0 | 0 | 0 | 0 | 0 | 2034874718.4215
| Option 3 |  | $ | -1285012153.3697 | 0 | 0 | 0 | 0 | 0 | 0 | -56242532.6773 | -930612735.5608 | -855044631.5469 | -217970013.4281 | 0 | 0 | 0 | 0 | 0 | 0 | 0 | 0 | 0 | 0 | 0 | 0 | 0 | 0 | 0 | 0 | 0 | 0 | 0 | 0 | 0 | 2059825757.3355
| Option 4 |  | $ | -939563598.2785 | 0 | 0 | 0 | 0 | 0 | 0 | -928321631.937 | -368173505.0091 | -121220199.4309 | 0 | 0 | 0 | 0 | 0 | 0 | 0 | 0 | 0 | 0 | 0 | 0 | 0 | 0 | 0 | 0 | 0 | 0 | 0 | 0 | 0 | 0 | 1642238391.6608
| Option 5 |  | $ | -1285012153.3697 | 0 | 0 | 0 | 0 | 0 | 0 | -56242532.6773 | -930612735.5608 | -855044631.5469 | -217970013.4281 | 0 | 0 | 0 | 0 | 0 | 0 | 0 | 0 | 0 | 0 | 0 | 0 | 0 | 0 | 0 | 0 | 0 | 0 | 0 | 0 | 0 | 2059825757.3355
| Option 7 |  | $ | -1381993398.0992 | 0 | 0 | 0 | 0 | 0 | 0 | -149219069.2344 | -968675173.4637 | -851859929.8088 | -215728840.6322 | 0 | 0 | 0 | 0 | 0 | 0 | 0 | 0 | 0 | 0 | 0 | 0 | 0 | 0 | 0 | 0 | 0 | 0 | 0 | 0 | 0 | 2129861211.9331 |  | 27 | 28 | 29 | 30 | 31 | 32 | 33 | 34 | 35 | 36 | 37 | 38 | 39 | 40 | 41
| Option 8 |  | $ | -1285012153.3697 | 0 | 0 | 0 | 0 | 0 | 0 | -56242532.6773 | -930612735.5608 | -855044631.5469 | -217970013.4281 | 0 | 0 | 0 | 0 | 0 | 0 | 0 | 0 | 0 | 0 | 0 | 0 | 0 | 0 | 0 | 0 | 0 | 0 | 0 | 0 | 0 | 2059825757.3355 |  | 0.16093 | 0.1504 | 0.14056 | 0.13137 | 0.12277 | 0.11474 | 0.10723 | 0.10022 | 0.093663 | 0.087535 | 0.081809 | 0.076457 | 0.071455 | 0.06678 | 0.062412
Operating cost
| Option name |  | Units | PV | 2019 | 2020 | 2021 | 2022 | 2023 | 2024 | 2025 | 2026 | 2027 | 2028 | 2029 | 2030 | 2031 | 2032 | 2033 | 2034 | 2035 | 2036 | 2037 | 2038 | 2039 | 2040 | 2041 | 2042 | 2043 | 2044 | 2045 | 2046 | 2047 | 2048 | 2049 | 2050 |  | 2050 | 2051 | 2052 | 2053 | 2054 | 2055 | 2056 | 2057 | 2058 | 2059 | 2060 | 2061 | 2062 | 2063 | 2064 | Terminal total
| Option 1 |  | $ | -203257081.0478 | 0 | 0 | 0 | 0 | 0 | 0 | 0 | 0 | 0 | -23192332.6723 | -23676027.855 | -23676027.855 | -23676027.855 | -23676027.855 | -23676027.855 | -23676027.855 | -23676027.855 | -23676027.855 | -23676027.855 | -23676027.855 | -23676027.855 | -23676027.855 | -23676027.855 | -23676027.855 | -23676027.855 | -23676027.855 | -23676027.855 | -23676027.855 | -23676027.855 | -23676027.855 | -23676027.855 | -23676027.855 |  | 0 | -23676027.855 | -23676027.855 | -23676027.855 | -23676027.855 | -23676027.855 | -23676027.855 | -23676027.855 | -23676027.855 | -23676027.855 | -23676027.855 | -23676027.855 | -23676027.855 | -23676027.855 | -23676027.855 | -33321910.9207
| Option 2 |  | $ | -207682267.9842 | 0 | 0 | 0 | 0 | 0 | 0 | 0 | 0 | 0 | 0 | -26333856.9001 | -26333856.9001 | -26333856.9001 | -26333856.9001 | -26333856.9001 | -26333856.9001 | -26333856.9001 | -26333856.9001 | -26333856.9001 | -26333856.9001 | -26333856.9001 | -26333856.9001 | -26333856.9001 | -26333856.9001 | -26333856.9001 | -26333856.9001 | -26333856.9001 | -26333856.9001 | -26333856.9001 | -26333856.9001 | -26333856.9001 | -26333856.9001 |  | 0 | -26333856.9001 | -26333856.9001 | -26333856.9001 | -26333856.9001 | -26333856.9001 | -26333856.9001 | -26333856.9001 | -26333856.9001 | -26333856.9001 | -26333856.9001 | -26333856.9001 | -26333856.9001 | -26333856.9001 | -26333856.9001 | -37062569.7518
| Option 3 |  | $ | -210194696.6362 | 0 | 0 | 0 | 0 | 0 | 0 | 0 | 0 | 0 | 0 | -26652429.7722 | -26652429.7722 | -26652429.7722 | -26652429.7722 | -26652429.7722 | -26652429.7722 | -26652429.7722 | -26652429.7722 | -26652429.7722 | -26652429.7722 | -26652429.7722 | -26652429.7722 | -26652429.7722 | -26652429.7722 | -26652429.7722 | -26652429.7722 | -26652429.7722 | -26652429.7722 | -26652429.7722 | -26652429.7722 | -26652429.7722 | -26652429.7722 |  | 0 | -26652429.7722 | -26652429.7722 | -26652429.7722 | -26652429.7722 | -26652429.7722 | -26652429.7722 | -26652429.7722 | -26652429.7722 | -26652429.7722 | -26652429.7722 | -26652429.7722 | -26652429.7722 | -26652429.7722 | -26652429.7722 | -37510932.8358
| Option 4 |  | $ | -187631372.6705 | 0 | 0 | 0 | 0 | 0 | 0 | 0 | 0 | 0 | -21818875.6396 | -21818875.6396 | -21818875.6396 | -21818875.6396 | -21818875.6396 | -21818875.6396 | -21818875.6396 | -21818875.6396 | -21818875.6396 | -21818875.6396 | -21818875.6396 | -21818875.6396 | -21818875.6396 | -21818875.6396 | -21818875.6396 | -21818875.6396 | -21818875.6396 | -21818875.6396 | -21818875.6396 | -21818875.6396 | -21818875.6396 | -21818875.6396 | -21818875.6396 |  | 0 | -21818875.6396 | -21818875.6396 | -21818875.6396 | -21818875.6396 | -21818875.6396 | -21818875.6396 | -21818875.6396 | -21818875.6396 | -21818875.6396 | -21818875.6396 | -21818875.6396 | -21818875.6396 | -21818875.6396 | -21818875.6396 | -30708133.7674
| Option 5 |  | $ | -210194696.6362 | 0 | 0 | 0 | 0 | 0 | 0 | 0 | 0 | 0 | 0 | -26652429.7722 | -26652429.7722 | -26652429.7722 | -26652429.7722 | -26652429.7722 | -26652429.7722 | -26652429.7722 | -26652429.7722 | -26652429.7722 | -26652429.7722 | -26652429.7722 | -26652429.7722 | -26652429.7722 | -26652429.7722 | -26652429.7722 | -26652429.7722 | -26652429.7722 | -26652429.7722 | -26652429.7722 | -26652429.7722 | -26652429.7722 | -26652429.7722 |  | 0 | -26652429.7722 | -26652429.7722 | -26652429.7722 | -26652429.7722 | -26652429.7722 | -26652429.7722 | -26652429.7722 | -26652429.7722 | -26652429.7722 | -26652429.7722 | -26652429.7722 | -26652429.7722 | -26652429.7722 | -26652429.7722 | -37510932.8358
| Option 7 |  | $ | -218068954.4189 | 0 | 0 | 0 | 0 | 0 | 0 | 0 | 0 | 0 | 0 | -27650876.0028 | -27650876.0028 | -27650876.0028 | -27650876.0028 | -27650876.0028 | -27650876.0028 | -27650876.0028 | -27650876.0028 | -27650876.0028 | -27650876.0028 | -27650876.0028 | -27650876.0028 | -27650876.0028 | -27650876.0028 | -27650876.0028 | -27650876.0028 | -27650876.0028 | -27650876.0028 | -27650876.0028 | -27650876.0028 | -27650876.0028 | -27650876.0028 |  | 0 | -27650876.0028 | -27650876.0028 | -27650876.0028 | -27650876.0028 | -27650876.0028 | -27650876.0028 | -27650876.0028 | -27650876.0028 | -27650876.0028 | -27650876.0028 | -27650876.0028 | -27650876.0028 | -27650876.0028 | -27650876.0028 | -38916157.4183
| Option 8 |  | $ | -210194696.6362 | 0 | 0 | 0 | 0 | 0 | 0 | 0 | 0 | 0 | 0 | -26652429.7722 | -26652429.7722 | -26652429.7722 | -26652429.7722 | -26652429.7722 | -26652429.7722 | -26652429.7722 | -26652429.7722 | -26652429.7722 | -26652429.7722 | -26652429.7722 | -26652429.7722 | -26652429.7722 | -26652429.7722 | -26652429.7722 | -26652429.7722 | -26652429.7722 | -26652429.7722 | -26652429.7722 | -26652429.7722 | -26652429.7722 | -26652429.7722 |  | 0 | -26652429.7722 | -26652429.7722 | -26652429.7722 | -26652429.7722 | -26652429.7722 | -26652429.7722 | -26652429.7722 | -26652429.7722 | -26652429.7722 | -26652429.7722 | -26652429.7722 | -26652429.7722 | -26652429.7722 | -26652429.7722 | -37510932.8358
Security and LDs
| Option name |  | Units | PV | 2019 | 2020 | 2021 | 2022 | 2023 | 2024 | 2025 | 2026 | 2027 | 2028 | 2029 | 2030 | 2031 | 2032 | 2033 | 2034 | 2035 | 2036 | 2037 | 2038 | 2039 | 2040 | 2041 | 2042 | 2043 | 2044 | 2045 | 2046 | 2047 | 2048 | 2049 | 2050
| Option 1 |  | $ | 121622886.6193 | c-i-c | c-i-c | c-i-c | c-i-c | c-i-c | c-i-c | c-i-c | c-i-c | c-i-c | c-i-c | c-i-c | c-i-c | c-i-c | c-i-c | c-i-c | c-i-c | c-i-c | c-i-c | c-i-c | c-i-c | c-i-c | c-i-c | c-i-c | c-i-c | c-i-c | c-i-c | c-i-c | c-i-c | c-i-c | c-i-c | c-i-c | c-i-c
| Option 2 |  | $ | 34957391.613 | c-i-c | c-i-c | c-i-c | c-i-c | c-i-c | c-i-c | c-i-c | c-i-c | c-i-c | c-i-c | c-i-c | c-i-c | c-i-c | c-i-c | c-i-c | c-i-c | c-i-c | c-i-c | c-i-c | c-i-c | c-i-c | c-i-c | c-i-c | c-i-c | c-i-c | c-i-c | c-i-c | c-i-c | c-i-c | c-i-c | c-i-c | c-i-c
| Option 3 |  | $ | 188965762.2704 | c-i-c | c-i-c | c-i-c | c-i-c | c-i-c | c-i-c | c-i-c | c-i-c | c-i-c | c-i-c | c-i-c | c-i-c | c-i-c | c-i-c | c-i-c | c-i-c | c-i-c | c-i-c | c-i-c | c-i-c | c-i-c | c-i-c | c-i-c | c-i-c | c-i-c | c-i-c | c-i-c | c-i-c | c-i-c | c-i-c | c-i-c | c-i-c
| Option 4 |  | $ | 129798876.7142 | 0 | 0 | 0 | 0 | 0 | 0 | 148606733.9501 | 0 | 0 | 0 | 0 | 0 | 0 | 0 | 0 | 0 | 0 | 0 | 0 | 0 | 0 | 0 | 0 | 0 | 0 | 0 | 0 | 0 | 0 | 0 | 0 | 0
| Option 5 |  | $ | 188965762.2704 | c-i-c | c-i-c | c-i-c | c-i-c | c-i-c | c-i-c | c-i-c | c-i-c | c-i-c | c-i-c | c-i-c | c-i-c | c-i-c | c-i-c | c-i-c | c-i-c | c-i-c | c-i-c | c-i-c | c-i-c | c-i-c | c-i-c | c-i-c | c-i-c | c-i-c | c-i-c | c-i-c | c-i-c | c-i-c | c-i-c | c-i-c | c-i-c
| Option 7 |  | $ | 129798876.7142 | c-i-c | c-i-c | c-i-c | c-i-c | c-i-c | c-i-c | c-i-c | c-i-c | c-i-c | c-i-c | c-i-c | c-i-c | c-i-c | c-i-c | c-i-c | c-i-c | c-i-c | c-i-c | c-i-c | c-i-c | c-i-c | c-i-c | c-i-c | c-i-c | c-i-c | c-i-c | c-i-c | c-i-c | c-i-c | c-i-c | c-i-c | c-i-c
| Option 8 |  | $ | 188965762.2704 | c-i-c | c-i-c | c-i-c | c-i-c | c-i-c | c-i-c | c-i-c | c-i-c | c-i-c | c-i-c | c-i-c | c-i-c | c-i-c | c-i-c | c-i-c | c-i-c | c-i-c | c-i-c | c-i-c | c-i-c | c-i-c | c-i-c | c-i-c | c-i-c | c-i-c | c-i-c | c-i-c | c-i-c | c-i-c | c-i-c | c-i-c | c-i-c
Incremental 'market benefits' calculation
Avoided involuntary load shedding
| Option name |  | Units | PV | 2019 | 2020 | 2021 | 2022 | 2023 | 2024 | 2025 | 2026 | 2027 | 2028 | 2029 | 2030 | 2031 | 2032 | 2033 | 2034 | 2035 | 2036 | 2037 | 2038 | 2039 | 2040 | 2041 | 2042 | 2043 | 2044 | 2045 | 2046 | 2047 | 2048 | 2049 | 2050 |  | 2050 | 2051 | 2052 | 2053 | 2054 | 2055 | 2056 | 2057 | 2058 | 2059 | 2060 | 2061 | 2062 | 2063 | 2064 | Terminal total
| Option 1 |  | $ | -68.2168 | 0 | 0 | 0 | 0 | 0 | 0 | -3 | -3 | -4 | -4 | -4 | -4 | -5 | -5 | -5 | -6 | -7 | -6 | -7 | -7 | -8 | -9 | -9 | -10 | -11 | -11 | -12 | -13 | -14 | -15 | -16 | 0 |  | -15 | -15 | -15 | -15 | -15 | -15 | -15 | -15 | -15 | -15 | -15 | -15 | -15 | -15 | -15 | -22.589
| Option 2 |  | $ | 61.8397 | 0 | 0 | 0 | 0 | 0 | 0 | 3 | 3 | 3 | 3 | 4 | 4 | 4 | 5 | 5 | 5 | 5 | 6 | 6 | 7 | 8 | 8 | 8 | 9 | 9 | 11 | 11 | 12 | 13 | 14 | 14 | 0 |  | 13.6667 | 13.6667 | 13.6667 | 13.6667 | 13.6667 | 13.6667 | 13.6667 | 13.6667 | 13.6667 | 13.6667 | 13.6667 | 13.6667 | 13.6667 | 13.6667 | 13.6667 | 20.581
| Option 3 |  | $ | 61.8397 | 0 | 0 | 0 | 0 | 0 | 0 | 3 | 3 | 3 | 3 | 4 | 4 | 4 | 5 | 5 | 5 | 5 | 6 | 6 | 7 | 8 | 8 | 8 | 9 | 9 | 11 | 11 | 12 | 13 | 14 | 14 | 0 |  | 13.6667 | 13.6667 | 13.6667 | 13.6667 | 13.6667 | 13.6667 | 13.6667 | 13.6667 | 13.6667 | 13.6667 | 13.6667 | 13.6667 | 13.6667 | 13.6667 | 13.6667 | 20.581
| Option 4 |  | $ | -68.2168 | 0 | 0 | 0 | 0 | 0 | 0 | -3 | -3 | -4 | -4 | -4 | -4 | -5 | -5 | -5 | -6 | -7 | -6 | -7 | -7 | -8 | -9 | -9 | -10 | -11 | -11 | -12 | -13 | -14 | -15 | -16 | 0 |  | -15 | -15 | -15 | -15 | -15 | -15 | -15 | -15 | -15 | -15 | -15 | -15 | -15 | -15 | -15 | -22.589
| Option 5 |  | $ | 61.8397 | 0 | 0 | 0 | 0 | 0 | 0 | 3 | 3 | 3 | 3 | 4 | 4 | 4 | 5 | 5 | 5 | 5 | 6 | 6 | 7 | 8 | 8 | 8 | 9 | 9 | 11 | 11 | 12 | 13 | 14 | 14 | 0 |  | 13.6667 | 13.6667 | 13.6667 | 13.6667 | 13.6667 | 13.6667 | 13.6667 | 13.6667 | 13.6667 | 13.6667 | 13.6667 | 13.6667 | 13.6667 | 13.6667 | 13.6667 | 20.581
| Option 7 |  | $ | 61.8397 | 0 | 0 | 0 | 0 | 0 | 0 | 3 | 3 | 3 | 3 | 4 | 4 | 4 | 5 | 5 | 5 | 5 | 6 | 6 | 7 | 8 | 8 | 8 | 9 | 9 | 11 | 11 | 12 | 13 | 14 | 14 | 0 |  | 13.6667 | 13.6667 | 13.6667 | 13.6667 | 13.6667 | 13.6667 | 13.6667 | 13.6667 | 13.6667 | 13.6667 | 13.6667 | 13.6667 | 13.6667 | 13.6667 | 13.6667 | 20.581
| Option 8 |  | $ | 61.8397 | 0 | 0 | 0 | 0 | 0 | 0 | 3 | 3 | 3 | 3 | 4 | 4 | 4 | 5 | 5 | 5 | 5 | 6 | 6 | 7 | 8 | 8 | 8 | 9 | 9 | 11 | 11 | 12 | 13 | 14 | 14 | 0 |  | 13.6667 | 13.6667 | 13.6667 | 13.6667 | 13.6667 | 13.6667 | 13.6667 | 13.6667 | 13.6667 | 13.6667 | 13.6667 | 13.6667 | 13.6667 | 13.6667 | 13.6667 | 20.581
Difference in timing of unrelated expenditure
| Option name |  | Units | PV | 2019 | 2020 | 2021 | 2022 | 2023 | 2024 | 2025 | 2026 | 2027 | 2028 | 2029 | 2030 | 2031 | 2032 | 2033 | 2034 | 2035 | 2036 | 2037 | 2038 | 2039 | 2040 | 2041 | 2042 | 2043 | 2044 | 2045 | 2046 | 2047 | 2048 | 2049 | 2050 |  | 2050 | 2051 | 2052 | 2053 | 2054 | 2055 | 2056 | 2057 | 2058 | 2059 | 2060 | 2061 | 2062 | 2063 | 2064 | Terminal total
| Option 1 |  | $ | 229182931.5233 | 0 | 0 | 0 | 0 | 0 | 0 | 0 | 0 | 148342481 | 29105747 | -156617432 | 21411250 | -32342997 | 81101241 | 99599282 | 59897843 | -26589163 | 59707729 | -82571380 | -71340180 | -20923676 | -10025107 | 547112082 | 31366291 | -127637167 | 7851637 | 22916435 | 6902320 | -31507803 | -18155664 | 3207582 | 0 |  | -15485295 | -15485295 | -15485295 | -15485295 | -15485295 | -15485295 | -15485295 | -15485295 | -15485295 | -15485295 | -15485295 | -15485295 | -15485295 | -15485295 | -15485295 | -23319772.9531
| Option 2 |  | $ | 213759573.9146 | 0 | 0 | 0 | 0 | 0 | 0 | 0 | 0 | 113886345 | 1705949 | -104663592 | 25763583 | -36071814 | 77344037 | 104516113 | 50929947 | -21798092 | 56202767 | -92290480 | -61785330 | -16099820 | -11096411 | 546655643 | 33126186 | -143651079 | 6565106 | 24259113 | 12546399 | -35194872 | -14747784 | 3703786 | 0 |  | -15412956.6667 | -15412956.6667 | -15412956.6667 | -15412956.6667 | -15412956.6667 | -15412956.6667 | -15412956.6667 | -15412956.6667 | -15412956.6667 | -15412956.6667 | -15412956.6667 | -15412956.6667 | -15412956.6667 | -15412956.6667 | -15412956.6667 | -23210836.4744
| Option 3 |  | $ | 213759573.9146 | 0 | 0 | 0 | 0 | 0 | 0 | 0 | 0 | 113886345 | 1705949 | -104663592 | 25763583 | -36071814 | 77344037 | 104516113 | 50929947 | -21798092 | 56202767 | -92290480 | -61785330 | -16099820 | -11096411 | 546655643 | 33126186 | -143651079 | 6565106 | 24259113 | 12546399 | -35194872 | -14747784 | 3703786 | 0 |  | -15412956.6667 | -15412956.6667 | -15412956.6667 | -15412956.6667 | -15412956.6667 | -15412956.6667 | -15412956.6667 | -15412956.6667 | -15412956.6667 | -15412956.6667 | -15412956.6667 | -15412956.6667 | -15412956.6667 | -15412956.6667 | -15412956.6667 | -23210836.4744
| Option 4 |  | $ | 229182931.5233 | 0 | 0 | 0 | 0 | 0 | 0 | 0 | 0 | 148342481 | 29105747 | -156617432 | 21411250 | -32342997 | 81101241 | 99599282 | 59897843 | -26589163 | 59707729 | -82571380 | -71340180 | -20923676 | -10025107 | 547112082 | 31366291 | -127637167 | 7851637 | 22916435 | 6902320 | -31507803 | -18155664 | 3207582 | 0 |  | -15485295 | -15485295 | -15485295 | -15485295 | -15485295 | -15485295 | -15485295 | -15485295 | -15485295 | -15485295 | -15485295 | -15485295 | -15485295 | -15485295 | -15485295 | -23319772.9531
| Option 5 |  | $ | 213759573.9146 | 0 | 0 | 0 | 0 | 0 | 0 | 0 | 0 | 113886345 | 1705949 | -104663592 | 25763583 | -36071814 | 77344037 | 104516113 | 50929947 | -21798092 | 56202767 | -92290480 | -61785330 | -16099820 | -11096411 | 546655643 | 33126186 | -143651079 | 6565106 | 24259113 | 12546399 | -35194872 | -14747784 | 3703786 | 0 |  | -15412956.6667 | -15412956.6667 | -15412956.6667 | -15412956.6667 | -15412956.6667 | -15412956.6667 | -15412956.6667 | -15412956.6667 | -15412956.6667 | -15412956.6667 | -15412956.6667 | -15412956.6667 | -15412956.6667 | -15412956.6667 | -15412956.6667 | -23210836.4744
| Option 7 |  | $ | 213759573.9146 | 0 | 0 | 0 | 0 | 0 | 0 | 0 | 0 | 113886345 | 1705949 | -104663592 | 25763583 | -36071814 | 77344037 | 104516113 | 50929947 | -21798092 | 56202767 | -92290480 | -61785330 | -16099820 | -11096411 | 546655643 | 33126186 | -143651079 | 6565106 | 24259113 | 12546399 | -35194872 | -14747784 | 3703786 | 0 |  | -15412956.6667 | -15412956.6667 | -15412956.6667 | -15412956.6667 | -15412956.6667 | -15412956.6667 | -15412956.6667 | -15412956.6667 | -15412956.6667 | -15412956.6667 | -15412956.6667 | -15412956.6667 | -15412956.6667 | -15412956.6667 | -15412956.6667 | -23210836.4744
| Option 8 |  | $ | 213759573.9146 | 0 | 0 | 0 | 0 | 0 | 0 | 0 | 0 | 113886345 | 1705949 | -104663592 | 25763583 | -36071814 | 77344037 | 104516113 | 50929947 | -21798092 | 56202767 | -92290480 | -61785330 | -16099820 | -11096411 | 546655643 | 33126186 | -143651079 | 6565106 | 24259113 | 12546399 | -35194872 | -14747784 | 3703786 | 0 |  | -15412956.6667 | -15412956.6667 | -15412956.6667 | -15412956.6667 | -15412956.6667 | -15412956.6667 | -15412956.6667 | -15412956.6667 | -15412956.6667 | -15412956.6667 | -15412956.6667 | -15412956.6667 | -15412956.6667 | -15412956.6667 | -15412956.6667 | -23210836.4744
Avoided fuel consumption from generation dispatch
| Option name |  | Units | PV | 2019 | 2020 | 2021 | 2022 | 2023 | 2024 | 2025 | 2026 | 2027 | 2028 | 2029 | 2030 | 2031 | 2032 | 2033 | 2034 | 2035 | 2036 | 2037 | 2038 | 2039 | 2040 | 2041 | 2042 | 2043 | 2044 | 2045 | 2046 | 2047 | 2048 | 2049 | 2050 |  | 2050 | 2051 | 2052 | 2053 | 2054 | 2055 | 2056 | 2057 | 2058 | 2059 | 2060 | 2061 | 2062 | 2063 | 2064 | Terminal total
| Option 1 |  | $ | 71613862.8616 | 0 | 0 | 0 | 0 | 0 | 0 | 18891699 | -29119527 | 52067212 | 43687548 | 88521387 | 27074528 | 23955061 | 25866256 | 80020420 | 194150643 | 121780428 | 4577221 | -78427298 | -100316223 | -56089407 | -33386270 | -182342807 | -209182952 | -30609960 | 33251991 | -125088147 | -15233896 | -90197300 | -5934752 | -153306984 | 0 |  | -83146345.3333 | -83146345.3333 | -83146345.3333 | -83146345.3333 | -83146345.3333 | -83146345.3333 | -83146345.3333 | -83146345.3333 | -83146345.3333 | -83146345.3333 | -83146345.3333 | -83146345.3333 | -83146345.3333 | -83146345.3333 | -83146345.3333 | -125212590.0769
| Option 2 |  | $ | 1853901.4601 | 0 | 0 | 0 | 0 | 0 | 0 | 23171168 | -67106090 | -46575126 | 53454442 | 98949956 | 43781149 | 25194778 | 35224902 | 81878477 | 185788535 | 124493738 | 3971396 | -68978436 | -104504280 | -52736717 | -36125568 | -183843945 | -215238721 | -24784174 | 42599863 | -123810178 | -17380135 | -88568956 | -5937531 | -150433694 | 0 |  | -81646727 | -81646727 | -81646727 | -81646727 | -81646727 | -81646727 | -81646727 | -81646727 | -81646727 | -81646727 | -81646727 | -81646727 | -81646727 | -81646727 | -81646727 | -122954269.5832
| Option 3 |  | $ | 1853901.4601 | 0 | 0 | 0 | 0 | 0 | 0 | 23171168 | -67106090 | -46575126 | 53454442 | 98949956 | 43781149 | 25194778 | 35224902 | 81878477 | 185788535 | 124493738 | 3971396 | -68978436 | -104504280 | -52736717 | -36125568 | -183843945 | -215238721 | -24784174 | 42599863 | -123810178 | -17380135 | -88568956 | -5937531 | -150433694 | 0 |  | -81646727 | -81646727 | -81646727 | -81646727 | -81646727 | -81646727 | -81646727 | -81646727 | -81646727 | -81646727 | -81646727 | -81646727 | -81646727 | -81646727 | -81646727 | -122954269.5832
| Option 4 |  | $ | 71613862.8616 | 0 | 0 | 0 | 0 | 0 | 0 | 18891699 | -29119527 | 52067212 | 43687548 | 88521387 | 27074528 | 23955061 | 25866256 | 80020420 | 194150643 | 121780428 | 4577221 | -78427298 | -100316223 | -56089407 | -33386270 | -182342807 | -209182952 | -30609960 | 33251991 | -125088147 | -15233896 | -90197300 | -5934752 | -153306984 | 0 |  | -83146345.3333 | -83146345.3333 | -83146345.3333 | -83146345.3333 | -83146345.3333 | -83146345.3333 | -83146345.3333 | -83146345.3333 | -83146345.3333 | -83146345.3333 | -83146345.3333 | -83146345.3333 | -83146345.3333 | -83146345.3333 | -83146345.3333 | -125212590.0769
| Option 5 |  | $ | 1853901.4601 | 0 | 0 | 0 | 0 | 0 | 0 | 23171168 | -67106090 | -46575126 | 53454442 | 98949956 | 43781149 | 25194778 | 35224902 | 81878477 | 185788535 | 124493738 | 3971396 | -68978436 | -104504280 | -52736717 | -36125568 | -183843945 | -215238721 | -24784174 | 42599863 | -123810178 | -17380135 | -88568956 | -5937531 | -150433694 | 0 |  | -81646727 | -81646727 | -81646727 | -81646727 | -81646727 | -81646727 | -81646727 | -81646727 | -81646727 | -81646727 | -81646727 | -81646727 | -81646727 | -81646727 | -81646727 | -122954269.5832
| Option 7 |  | $ | 1853901.4601 | 0 | 0 | 0 | 0 | 0 | 0 | 23171168 | -67106090 | -46575126 | 53454442 | 98949956 | 43781149 | 25194778 | 35224902 | 81878477 | 185788535 | 124493738 | 3971396 | -68978436 | -104504280 | -52736717 | -36125568 | -183843945 | -215238721 | -24784174 | 42599863 | -123810178 | -17380135 | -88568956 | -5937531 | -150433694 | 0 |  | -81646727 | -81646727 | -81646727 | -81646727 | -81646727 | -81646727 | -81646727 | -81646727 | -81646727 | -81646727 | -81646727 | -81646727 | -81646727 | -81646727 | -81646727 | -122954269.5832
| Option 8 |  | $ | 1853901.4601 | 0 | 0 | 0 | 0 | 0 | 0 | 23171168 | -67106090 | -46575126 | 53454442 | 98949956 | 43781149 | 25194778 | 35224902 | 81878477 | 185788535 | 124493738 | 3971396 | -68978436 | -104504280 | -52736717 | -36125568 | -183843945 | -215238721 | -24784174 | 42599863 | -123810178 | -17380135 | -88568956 | -5937531 | -150433694 | 0 |  | -81646727 | -81646727 | -81646727 | -81646727 | -81646727 | -81646727 | -81646727 | -81646727 | -81646727 | -81646727 | -81646727 | -81646727 | -81646727 | -81646727 | -81646727 | -122954269.5832
Avoided voluntary load curtailment
| Option name |  | Units | PV | 2019 | 2020 | 2021 | 2022 | 2023 | 2024 | 2025 | 2026 | 2027 | 2028 | 2029 | 2030 | 2031 | 2032 | 2033 | 2034 | 2035 | 2036 | 2037 | 2038 | 2039 | 2040 | 2041 | 2042 | 2043 | 2044 | 2045 | 2046 | 2047 | 2048 | 2049 | 2050 |  | 2050 | 2051 | 2052 | 2053 | 2054 | 2055 | 2056 | 2057 | 2058 | 2059 | 2060 | 2061 | 2062 | 2063 | 2064 | Terminal total
| Option 1 |  | $ | 110836420.4233 | 0 | 0 | 0 | 0 | 0 | 0 | 18614207 | 16326540 | 16903205 | 4763320 | 16638013 | -47726202 | 24404492 | 56371683 | 7079610 | 11059283 | 27871162 | 71788418 | -1359621 | -5078909 | 70536416 | 4402394 | 3953488 | -15993857 | 24721543 | -19401897 | -8365210 | -18294375 | 1129995 | -149724920 | -3178851 | 0 |  | -50591258.6667 | -50591258.6667 | -50591258.6667 | -50591258.6667 | -50591258.6667 | -50591258.6667 | -50591258.6667 | -50591258.6667 | -50591258.6667 | -50591258.6667 | -50591258.6667 | -50591258.6667 | -50591258.6667 | -50591258.6667 | -50591258.6667 | -76186902.8339
| Option 2 |  | $ | 101166426.485 | 0 | 0 | 0 | 0 | 0 | 0 | 14621247 | 12762591 | 9749427 | 3544359 | 16118277 | -39573548 | 24684188 | 54704022 | 5973547 | 10274143 | 22689251 | 68937394 | -4414930 | -2214225 | 67558121 | 7444162 | 12672204 | -16006058 | 24429679 | -17500148 | -4393910 | -18687176 | 1176546 | -150425291 | -3033044 | 0 |  | -50760596.3333 | -50760596.3333 | -50760596.3333 | -50760596.3333 | -50760596.3333 | -50760596.3333 | -50760596.3333 | -50760596.3333 | -50760596.3333 | -50760596.3333 | -50760596.3333 | -50760596.3333 | -50760596.3333 | -50760596.3333 | -50760596.3333 | -76441913.5353
| Option 3 |  | $ | 101166426.485 | 0 | 0 | 0 | 0 | 0 | 0 | 14621247 | 12762591 | 9749427 | 3544359 | 16118277 | -39573548 | 24684188 | 54704022 | 5973547 | 10274143 | 22689251 | 68937394 | -4414930 | -2214225 | 67558121 | 7444162 | 12672204 | -16006058 | 24429679 | -17500148 | -4393910 | -18687176 | 1176546 | -150425291 | -3033044 | 0 |  | -50760596.3333 | -50760596.3333 | -50760596.3333 | -50760596.3333 | -50760596.3333 | -50760596.3333 | -50760596.3333 | -50760596.3333 | -50760596.3333 | -50760596.3333 | -50760596.3333 | -50760596.3333 | -50760596.3333 | -50760596.3333 | -50760596.3333 | -76441913.5353
| Option 4 |  | $ | 110836420.4233 | 0 | 0 | 0 | 0 | 0 | 0 | 18614207 | 16326540 | 16903205 | 4763320 | 16638013 | -47726202 | 24404492 | 56371683 | 7079610 | 11059283 | 27871162 | 71788418 | -1359621 | -5078909 | 70536416 | 4402394 | 3953488 | -15993857 | 24721543 | -19401897 | -8365210 | -18294375 | 1129995 | -149724920 | -3178851 | 0 |  | -50591258.6667 | -50591258.6667 | -50591258.6667 | -50591258.6667 | -50591258.6667 | -50591258.6667 | -50591258.6667 | -50591258.6667 | -50591258.6667 | -50591258.6667 | -50591258.6667 | -50591258.6667 | -50591258.6667 | -50591258.6667 | -50591258.6667 | -76186902.8339
| Option 5 |  | $ | 101166426.485 | 0 | 0 | 0 | 0 | 0 | 0 | 14621247 | 12762591 | 9749427 | 3544359 | 16118277 | -39573548 | 24684188 | 54704022 | 5973547 | 10274143 | 22689251 | 68937394 | -4414930 | -2214225 | 67558121 | 7444162 | 12672204 | -16006058 | 24429679 | -17500148 | -4393910 | -18687176 | 1176546 | -150425291 | -3033044 | 0 |  | -50760596.3333 | -50760596.3333 | -50760596.3333 | -50760596.3333 | -50760596.3333 | -50760596.3333 | -50760596.3333 | -50760596.3333 | -50760596.3333 | -50760596.3333 | -50760596.3333 | -50760596.3333 | -50760596.3333 | -50760596.3333 | -50760596.3333 | -76441913.5353
| Option 7 |  | $ | 101166426.485 | 0 | 0 | 0 | 0 | 0 | 0 | 14621247 | 12762591 | 9749427 | 3544359 | 16118277 | -39573548 | 24684188 | 54704022 | 5973547 | 10274143 | 22689251 | 68937394 | -4414930 | -2214225 | 67558121 | 7444162 | 12672204 | -16006058 | 24429679 | -17500148 | -4393910 | -18687176 | 1176546 | -150425291 | -3033044 | 0 |  | -50760596.3333 | -50760596.3333 | -50760596.3333 | -50760596.3333 | -50760596.3333 | -50760596.3333 | -50760596.3333 | -50760596.3333 | -50760596.3333 | -50760596.3333 | -50760596.3333 | -50760596.3333 | -50760596.3333 | -50760596.3333 | -50760596.3333 | -76441913.5353
| Option 8 |  | $ | 101166426.485 | 0 | 0 | 0 | 0 | 0 | 0 | 14621247 | 12762591 | 9749427 | 3544359 | 16118277 | -39573548 | 24684188 | 54704022 | 5973547 | 10274143 | 22689251 | 68937394 | -4414930 | -2214225 | 67558121 | 7444162 | 12672204 | -16006058 | 24429679 | -17500148 | -4393910 | -18687176 | 1176546 | -150425291 | -3033044 | 0 |  | -50760596.3333 | -50760596.3333 | -50760596.3333 | -50760596.3333 | -50760596.3333 | -50760596.3333 | -50760596.3333 | -50760596.3333 | -50760596.3333 | -50760596.3333 | -50760596.3333 | -50760596.3333 | -50760596.3333 | -50760596.3333 | -50760596.3333 | -76441913.5353
Avoided costs for non RIT-T proponent parties
| Option name |  | Units | PV | 2019 | 2020 | 2021 | 2022 | 2023 | 2024 | 2025 | 2026 | 2027 | 2028 | 2029 | 2030 | 2031 | 2032 | 2033 | 2034 | 2035 | 2036 | 2037 | 2038 | 2039 | 2040 | 2041 | 2042 | 2043 | 2044 | 2045 | 2046 | 2047 | 2048 | 2049 | 2050 |  | 2050 | 2051 | 2052 | 2053 | 2054 | 2055 | 2056 | 2057 | 2058 | 2059 | 2060 | 2061 | 2062 | 2063 | 2064 | Terminal total
| Option 1 |  | $ | 4715285843.0133 | 0 | 0 | 0 | 0 | 0 | 0 | 3041819805 | 163404135 | 965238504 | -291526944 | -1529258133 | 2720689920 | 557635782 | 390576320 | -2426816113 | 2634102091 | -551596334 | -555309736 | 2446933834 | -117342814 | -710853643 | -442170292 | 480295854 | 490326466 | -1309040922 | 134896922 | 761591096 | -3409356 | -218494683 | 60474781 | 28596215 | 0 |  | -43141229 | -43141229 | -43141229 | -43141229 | -43141229 | -43141229 | -43141229 | -43141229 | -43141229 | -43141229 | -43141229 | -43141229 | -43141229 | -43141229 | -43141229 | -64967678.3812
| Option 2 |  | $ | 4313415540.2998 | 0 | 0 | 0 | 0 | 0 | 0 | 2471546130 | 211369970 | 1057899679 | -130394572 | -1621081267 | 2390942590 | 805976432 | 144575026 | -2024176387 | 2413769442 | -744509637 | -321530312 | 2256429262 | 137825206 | -765656247 | -355128532 | 409939857 | 573050559 | -1443575127 | 137236290 | 771617966 | 80061567 | -230225301 | 79138424 | 25687315 | 0 |  | -41799854 | -41799854 | -41799854 | -41799854 | -41799854 | -41799854 | -41799854 | -41799854 | -41799854 | -41799854 | -41799854 | -41799854 | -41799854 | -41799854 | -41799854 | -62947661.2976
| Option 3 |  | $ | 4313415540.2998 | 0 | 0 | 0 | 0 | 0 | 0 | 2471546130 | 211369970 | 1057899679 | -130394572 | -1621081267 | 2390942590 | 805976432 | 144575026 | -2024176387 | 2413769442 | -744509637 | -321530312 | 2256429262 | 137825206 | -765656247 | -355128532 | 409939857 | 573050559 | -1443575127 | 137236290 | 771617966 | 80061567 | -230225301 | 79138424 | 25687315 | 0 |  | -41799854 | -41799854 | -41799854 | -41799854 | -41799854 | -41799854 | -41799854 | -41799854 | -41799854 | -41799854 | -41799854 | -41799854 | -41799854 | -41799854 | -41799854 | -62947661.2976
| Option 4 |  | $ | 4715285843.0133 | 0 | 0 | 0 | 0 | 0 | 0 | 3041819805 | 163404135 | 965238504 | -291526944 | -1529258133 | 2720689920 | 557635782 | 390576320 | -2426816113 | 2634102091 | -551596334 | -555309736 | 2446933834 | -117342814 | -710853643 | -442170292 | 480295854 | 490326466 | -1309040922 | 134896922 | 761591096 | -3409356 | -218494683 | 60474781 | 28596215 | 0 |  | -43141229 | -43141229 | -43141229 | -43141229 | -43141229 | -43141229 | -43141229 | -43141229 | -43141229 | -43141229 | -43141229 | -43141229 | -43141229 | -43141229 | -43141229 | -64967678.3812
| Option 5 |  | $ | 4313415540.2998 | 0 | 0 | 0 | 0 | 0 | 0 | 2471546130 | 211369970 | 1057899679 | -130394572 | -1621081267 | 2390942590 | 805976432 | 144575026 | -2024176387 | 2413769442 | -744509637 | -321530312 | 2256429262 | 137825206 | -765656247 | -355128532 | 409939857 | 573050559 | -1443575127 | 137236290 | 771617966 | 80061567 | -230225301 | 79138424 | 25687315 | 0 |  | -41799854 | -41799854 | -41799854 | -41799854 | -41799854 | -41799854 | -41799854 | -41799854 | -41799854 | -41799854 | -41799854 | -41799854 | -41799854 | -41799854 | -41799854 | -62947661.2976
| Option 7 |  | $ | 4313415540.2998 | 0 | 0 | 0 | 0 | 0 | 0 | 2471546130 | 211369970 | 1057899679 | -130394572 | -1621081267 | 2390942590 | 805976432 | 144575026 | -2024176387 | 2413769442 | -744509637 | -321530312 | 2256429262 | 137825206 | -765656247 | -355128532 | 409939857 | 573050559 | -1443575127 | 137236290 | 771617966 | 80061567 | -230225301 | 79138424 | 25687315 | 0 |  | -41799854 | -41799854 | -41799854 | -41799854 | -41799854 | -41799854 | -41799854 | -41799854 | -41799854 | -41799854 | -41799854 | -41799854 | -41799854 | -41799854 | -41799854 | -62947661.2976
| Option 8 |  | $ | 4313415540.2998 | 0 | 0 | 0 | 0 | 0 | 0 | 2471546130 | 211369970 | 1057899679 | -130394572 | -1621081267 | 2390942590 | 805976432 | 144575026 | -2024176387 | 2413769442 | -744509637 | -321530312 | 2256429262 | 137825206 | -765656247 | -355128532 | 409939857 | 573050559 | -1443575127 | 137236290 | 771617966 | 80061567 | -230225301 | 79138424 | 25687315 | 0 |  | -41799854 | -41799854 | -41799854 | -41799854 | -41799854 | -41799854 | -41799854 | -41799854 | -41799854 | -41799854 | -41799854 | -41799854 | -41799854 | -41799854 | -41799854 | -62947661.2976
Avoided emissions
| Option name |  | Units | PV | 2019 | 2020 | 2021 | 2022 | 2023 | 2024 | 2025 | 2026 | 2027 | 2028 | 2029 | 2030 | 2031 | 2032 | 2033 | 2034 | 2035 | 2036 | 2037 | 2038 | 2039 | 2040 | 2041 | 2042 | 2043 | 2044 | 2045 | 2046 | 2047 | 2048 | 2049 | 2050 |  | 2050 | 2051 | 2052 | 2053 | 2054 | 2055 | 2056 | 2057 | 2058 | 2059 | 2060 | 2061 | 2062 | 2063 | 2064 | Terminal total
| Option 1 |  | $ | -603557.8238 | 0 | 0 | 0 | 0 | 0 | 0 | -22377370 | -9016566 | 6176438 | 11275795 | 14535168 | 9978377 | 6658705 | 7547517 | 13319040 | 8695106 | 4015191 | 1949666 | -5637220 | -5514177 | -10915143 | -12056407 | -8688487 | -4317533 | -9258682 | -16217199 | -6950119 | 0 | -1263643 | -1263643 | 0 | 0 |  | -842428.6667 | -842428.6667 | -842428.6667 | -842428.6667 | -842428.6667 | -842428.6667 | -842428.6667 | -842428.6667 | -842428.6667 | -842428.6667 | -842428.6667 | -842428.6667 | -842428.6667 | -842428.6667 | -842428.6667 | -1268638.7464
| Option 2 |  | $ | 436970.8068 | 0 | 0 | 0 | 0 | 0 | 0 | -19007141 | -16422740 | -5866430 | 8598401 | 16274510 | 12340856 | 9046443 | 10381130 | 15548514 | 11030430 | 7444437 | 5242328 | -2914713 | -3876239 | -9401465 | -10806093 | -7675839 | -3227965 | -7206070 | -13613860 | -5984708 | 0 | -1237847 | -1237847 | 0 | 0 |  | -825231.3333 | -825231.3333 | -825231.3333 | -825231.3333 | -825231.3333 | -825231.3333 | -825231.3333 | -825231.3333 | -825231.3333 | -825231.3333 | -825231.3333 | -825231.3333 | -825231.3333 | -825231.3333 | -825231.3333 | -1242740.7632
| Option 3 |  | $ | 436970.8068 | 0 | 0 | 0 | 0 | 0 | 0 | -19007141 | -16422740 | -5866430 | 8598401 | 16274510 | 12340856 | 9046443 | 10381130 | 15548514 | 11030430 | 7444437 | 5242328 | -2914713 | -3876239 | -9401465 | -10806093 | -7675839 | -3227965 | -7206070 | -13613860 | -5984708 | 0 | -1237847 | -1237847 | 0 | 0 |  | -825231.3333 | -825231.3333 | -825231.3333 | -825231.3333 | -825231.3333 | -825231.3333 | -825231.3333 | -825231.3333 | -825231.3333 | -825231.3333 | -825231.3333 | -825231.3333 | -825231.3333 | -825231.3333 | -825231.3333 | -1242740.7632
| Option 4 |  | $ | -603557.8238 | 0 | 0 | 0 | 0 | 0 | 0 | -22377370 | -9016566 | 6176438 | 11275795 | 14535168 | 9978377 | 6658705 | 7547517 | 13319040 | 8695106 | 4015191 | 1949666 | -5637220 | -5514177 | -10915143 | -12056407 | -8688487 | -4317533 | -9258682 | -16217199 | -6950119 | 0 | -1263643 | -1263643 | 0 | 0 |  | -842428.6667 | -842428.6667 | -842428.6667 | -842428.6667 | -842428.6667 | -842428.6667 | -842428.6667 | -842428.6667 | -842428.6667 | -842428.6667 | -842428.6667 | -842428.6667 | -842428.6667 | -842428.6667 | -842428.6667 | -1268638.7464
| Option 5 |  | $ | 436970.8068 | 0 | 0 | 0 | 0 | 0 | 0 | -19007141 | -16422740 | -5866430 | 8598401 | 16274510 | 12340856 | 9046443 | 10381130 | 15548514 | 11030430 | 7444437 | 5242328 | -2914713 | -3876239 | -9401465 | -10806093 | -7675839 | -3227965 | -7206070 | -13613860 | -5984708 | 0 | -1237847 | -1237847 | 0 | 0 |  | -825231.3333 | -825231.3333 | -825231.3333 | -825231.3333 | -825231.3333 | -825231.3333 | -825231.3333 | -825231.3333 | -825231.3333 | -825231.3333 | -825231.3333 | -825231.3333 | -825231.3333 | -825231.3333 | -825231.3333 | -1242740.7632
| Option 7 |  | $ | 436970.8068 | 0 | 0 | 0 | 0 | 0 | 0 | -19007141 | -16422740 | -5866430 | 8598401 | 16274510 | 12340856 | 9046443 | 10381130 | 15548514 | 11030430 | 7444437 | 5242328 | -2914713 | -3876239 | -9401465 | -10806093 | -7675839 | -3227965 | -7206070 | -13613860 | -5984708 | 0 | -1237847 | -1237847 | 0 | 0 |  | -825231.3333 | -825231.3333 | -825231.3333 | -825231.3333 | -825231.3333 | -825231.3333 | -825231.3333 | -825231.3333 | -825231.3333 | -825231.3333 | -825231.3333 | -825231.3333 | -825231.3333 | -825231.3333 | -825231.3333 | -1242740.7632
| Option 8 |  | $ | 436970.8068 | 0 | 0 | 0 | 0 | 0 | 0 | -19007141 | -16422740 | -5866430 | 8598401 | 16274510 | 12340856 | 9046443 | 10381130 | 15548514 | 11030430 | 7444437 | 5242328 | -2914713 | -3876239 | -9401465 | -10806093 | -7675839 | -3227965 | -7206070 | -13613860 | -5984708 | 0 | -1237847 | -1237847 | 0 | 0 |  | -825231.3333 | -825231.3333 | -825231.3333 | -825231.3333 | -825231.3333 | -825231.3333 | -825231.3333 | -825231.3333 | -825231.3333 | -825231.3333 | -825231.3333 | -825231.3333 | -825231.3333 | -825231.3333 | -825231.3333 | -1242740.7632
Base Case (Reference)
Benefits
|  |  | Units | PV | 2019 | 2020 | 2021 | 2022 | 2023 | 2024 | 2025 | 2026 | 2027 | 2028 | 2029 | 2030 | 2031 | 2032 | 2033 | 2034 | 2035 | 2036 | 2037 | 2038 | 2039 | 2040 | 2041 | 2042 | 2043 | 2044 | 2045 | 2046 | 2047 | 2048 | 2049 | 2050
| Avoided involuntary load shedding |  | $ | 27.989 | 0 | 0 | 0 | 0 | 0 | 0 | 1 | 1 | 2 | 2 | 2 | 2 | 2 | 2 | 2 | 2 | 3 | 2 | 3 | 3 | 3 | 4 | 4 | 4 | 5 | 4 | 5 | 5 | 5 | 6 | 6 | 0
| Difference in timing of unrelated expenditure |  | $ | 92289049.696 | 0 | 0 | 0 | 0 | 0 | 0 | 0 | 0 | 48687479 | -1528061 | -19473045 | 39209781 | -18464328 | 11275119 | 148606573 | -3213352 | -11752606 | -35219680 | -43773036 | -25232519 | -5504317 | 3698633 | 112812288 | 22073554 | -78977737 | 4355090 | 4684340 | 3680160 | -594557 | 2449171 | -1472486 | 0
| Avoided fuel consumption from generation dispatch |  | $ | 26726054.3918 | 0 | 0 | 0 | 0 | 0 | 0 | 70865424 | 21273645 | 11520439 | 10801708 | 19668362 | -1238087 | 1656751 | -7046359 | -16087437 | 8609181 | 4199521 | -28136413 | 681519 | -18959584 | -13252370 | -1928907 | -12977075 | -56684162 | -19952703 | 1319759 | -30631311 | -11351434 | -64291022 | -13474618 | -23638407 | 0
| Avoided voluntary load curtailment |  | $ | 15780410.47 | 0 | 0 | 0 | 0 | 0 | 0 | 4219425 | 3342829 | -1147993 | 2949036 | 465969 | -174973 | 2160086 | 8480283 | 4062770 | 6589606 | -290503 | 13611346 | 1265420 | 6610724 | 5641334 | -1484810 | 1046348 | -237383 | -11066483 | -7282635 | 1382055 | -16402203 | 4170064 | -34530850 | 511358 | 0
| Avoided costs for non RIT-T proponent parties |  | $ | 1244116814.7491 | 0 | 0 | 0 | 0 | 0 | 0 | 368850283 | 12153660 | 668342735 | -95588352 | -218193006 | 335422850 | -189869575 | 221915626 | 207022580 | 642241306 | -203464013 | 88758321 | 42816222 | 146372666 | -156773659 | -118706961 | -56969484 | 445059676 | -271587559 | -129306090 | 334795674 | -30817487 | -5864298 | -75290722 | 11318947 | 0
| Avoided emissions |  | $ | -852441.688 | 0 | 0 | 0 | 0 | 0 | 0 | 831545 | 3282637 | 3013065 | 2086588 | 2644228 | 1154333 | 501512 | 623863 | -78138 | -4127441 | -5975050 | -4551602 | -2617631 | -130499 | -1736489 | -2449154 | -2283174 | -1372707 | -1556761 | -2330342 | -749288 | 0 | 2453 | 2453 | 0 | 0
Cost Profiles
|  |  | Units | PV | 2019 | 2020 | 2021 | 2022 | 2023 | 2024 | 2025 | 2026 | 2027 | 2028 | 2029 | 2030 | 2031 | 2032 | 2033 | 2034 | 2035 | 2036 | 2037 | 2038 | 2039 | 2040 | 2041 | 2042 | 2043 | 2044 | 2045 | 2046 | 2047 | 2048 | 2049 | 2050
| Capital Cost |  | $ | -2256107901.0108 | -5061325.9793 | -34281740.5139 | -319870105.2994 | -318041852.3094 | -665836933.2901 | -679262581.0377 | -291210228.5568 | 0 | 0 | 0 | 0 | 0 | 0 | 0 | 0 | 0 | 0 | 0 | 0 | 0 | 0 | 0 | 0 | 0 | 0 | 0 | 0 | 0 | 0 | 0 | 0 | 335941591.633
| Security and LDs |  | $ | 54620147.4207 | c-i-c | c-i-c | c-i-c | c-i-c | c-i-c | c-i-c | c-i-c | c-i-c | c-i-c | c-i-c | c-i-c | c-i-c | c-i-c | c-i-c | c-i-c | c-i-c | c-i-c | c-i-c | c-i-c | c-i-c | c-i-c | c-i-c | c-i-c | c-i-c | c-i-c | c-i-c | c-i-c | c-i-c | c-i-c | c-i-c | c-i-c | c-i-c
| Operational Cost |  | $ | -38611729.4435 | 0 | 0 | 0 | 0 | 0 | 0 | 0 | -3793388.5539 | -3793388.5539 | -3793388.5539 | -3793388.5539 | -3793388.5539 | -3793388.5539 | -3793388.5539 | -3793388.5539 | -3793388.5539 | -3793388.5539 | -3793388.5539 | -3793388.5539 | -3793388.5539 | -3793388.5539 | -3793388.5539 | -3793388.5539 | -3793388.5539 | -3793388.5539 | -3793388.5539 | -3793388.5539 | -3793388.5539 | -3793388.5539 | -3793388.5539 | -3793388.5539 | -3793388.5539

## Weighted
Weighted
Calculating costs, benefits and NPV for each option
Parameters for Weighted
Parameters
| General parameters | Unit | Progressive | Step | Green energy exports
| Scenario weighting | % | 42% | 43% | 15%
Incremental net present value calculation
| Net present value for each option |  |  | 1 | 1 | 1 | 1 | 1 | 1 | 1 | 1 | 1 | 1 | 1 | 1 | 1 | 1 | 1 | 1 | 1 | 1 | 1 | 1 | 1 | 1 | 1 | 1 | 1 | 1 | 1 | 1 | 1 | 1 | 1 | 1
| Option name | Units | NPV | 2019 | 2020 | 2021 | 2022 | 2023 | 2024 | 2025 | 2026 | 2027 | 2028 | 2029 | 2030 | 2031 | 2032 | 2033 | 2034 | 2035 | 2036 | 2037 | 2038 | 2039 | 2040 | 2041 | 2042 | 2043 | 2044 | 2045 | 2046 | 2047 | 2048 | 2049 | 2050
| Option 1 | $ | 2198537509.6232 | 0 | 0 | 0 | 0 | 0 | 0 | 15656982.7377 | -571804938.8928 | 1163943185.969 | 748081865.2677 | 1496334656.925 | 372104808.505 | -75998199.665 | -135711359.045 | -489378839.485 | -65805780.965 | 336242483.075 | -197640877.555 | 682813480.485 | -190771917.335 | 5337445.965 | -37171733.735 | -328471508.565 | 96855546.325 | -401245821.555 | -59086729.895 | -188401373.675 | 352049030.725 | -210226212.925 | 204319521.075 | 138330955.775 | 1759729128.2385
| Option 2 | $ | 1719587101.0283 | 0 | 0 | 0 | 0 | 0 | 0 | 362499623.4497 | -707565210.0528 | -191834437.5618 | 1155713731.8711 | 1572441043.5499 | 324560103.4099 | -44202890.3001 | -195534511.9901 | -408429149.3401 | -114498582.6301 | 329227430.2999 | -164595962.3001 | 633152984.1899 | -145605325.2101 | -16992918.5401 | -16229071.6601 | -350807009.9801 | 122350678.8599 | -449523402.8001 | -55398831.3101 | -160673263.7001 | 354007256.0599 | -205408929.8001 | 219919860.7399 | 146170968.5399 | 2008540861.5214
| Option 3 | $ | 1839391868.0858 | 0 | 0 | 0 | 0 | 0 | 0 | 356516844.8803 | -726776133.1308 | -207795009.3569 | 1152035000.2919 | 1572122470.6778 | 324241530.5378 | -44521463.1722 | -195853084.8622 | -408747722.2122 | 209347664.1466 | 328908857.4278 | -164914535.1722 | 632834411.3178 | -145923898.0822 | -17311491.4122 | -16547644.5322 | -351125582.8522 | 122032105.9878 | -449841975.6722 | -55717404.1822 | -160991836.5722 | 353688683.1878 | -205727502.6722 | 219601287.8678 | 145852395.6678 | 2033173327.5633
| Option 4 | $ | 2389062073.9939 | 0 | 0 | 0 | 0 | 0 | 0 | -310354064.8069 | -63948546.7691 | 1252822306.3091 | 749455322.3004 | 1498191809.1404 | 373961960.7204 | -74141047.4496 | -133854206.8296 | -487521687.2696 | -63948628.7496 | 338099635.2904 | -195783725.3396 | 684670632.7004 | -188914765.1196 | 7194598.1804 | -35314581.5196 | -326614356.3496 | 98712698.5404 | -399388669.3396 | -57229577.6796 | -186544221.4596 | 353906182.9404 | -208369060.7096 | 206176673.2904 | 140188107.9904 | 1620419516.0212
| Option 5 | $ | 1839391868.0858 | 0 | 0 | 0 | 0 | 0 | 0 | 356516844.8803 | -726776133.1308 | -207795009.3569 | 1152035000.2919 | 1572122470.6778 | 324241530.5378 | -44521463.1722 | -195853084.8622 | -408747722.2122 | 209347664.1466 | 328908857.4278 | -164914535.1722 | 632834411.3178 | -145923898.0822 | -17311491.4122 | -16547644.5322 | -351125582.8522 | 122032105.9878 | -449841975.6722 | -55717404.1822 | -160991836.5722 | 353688683.1878 | -205727502.6722 | 219601287.8678 | 145852395.6678 | 2033173327.5633
| Option 7 | $ | 1675369480.0175 | 0 | 0 | 0 | 0 | 0 | 0 | 372124324.6157 | -764838571.0337 | -204610307.6188 | 1154276173.0878 | 1571124024.4472 | 323243084.3072 | -45519909.4028 | -196851531.0928 | -409746168.4428 | -115815601.7328 | 327910411.1972 | -165912981.4028 | 631835965.0872 | -146922344.3128 | -18309937.6428 | -17546090.7628 | -352124029.0828 | 121033659.7572 | -450840421.9028 | -56715850.4128 | -161990282.8028 | 352690236.9572 | -206725948.9028 | 218602841.6372 | 144853949.4372 | 2102210335.9303
| Option 8 | $ | 1839391868.0858 | 0 | 0 | 0 | 0 | 0 | 0 | 356516844.8803 | -726776133.1308 | -207795009.3569 | 1152035000.2919 | 1572122470.6778 | 324241530.5378 | -44521463.1722 | -195853084.8622 | -408747722.2122 | 209347664.1466 | 328908857.4278 | -164914535.1722 | 632834411.3178 | -145923898.0822 | -17311491.4122 | -16547644.5322 | -351125582.8522 | 122032105.9878 | -449841975.6722 | -55717404.1822 | -160991836.5722 | 353688683.1878 | -205727502.6722 | 219601287.8678 | 145852395.6678 | 2033173327.5633
| Incremental cost calculation |  |  | 1 | 1 | 1 | 1 | 1 | 1 | 1 | 1 | 1 | 1 | 1 | 1 | 1 | 1 | 1 | 1 | 1 | 1 | 1 | 1 | 1 | 1 | 1 | 1 | 1 | 1 | 1 | 1 | 1 | 1 | 1 | 1
Capital cost
| Option name | Units | PV | 2019 | 2020 | 2021 | 2022 | 2023 | 2024 | 2025 | 2026 | 2027 | 2028 | 2029 | 2030 | 2031 | 2032 | 2033 | 2034 | 2035 | 2036 | 2037 | 2038 | 2039 | 2040 | 2041 | 2042 | 2043 | 2044 | 2045 | 2046 | 2047 | 2048 | 2049 | 2050
| Option 1 | $ | -1106286464.1768 | 0 | 0 | 0 | 0 | 0 | 0 | -592949893.3327 | -876029897.1328 | -210099319.771 | 0 | 0 | 0 | 0 | 0 | 0 | 0 | 0 | 0 | 0 | 0 | 0 | 0 | 0 | 0 | 0 | 0 | 0 | 0 | 0 | 0 | 0 | 1783405156.0936
| Option 2 | $ | -1253320978.4218 | 0 | 0 | 0 | 0 | 0 | 0 | -50259754.108 | -911401812.4828 | -839084059.7518 | -214291281.8489 | 0 | 0 | 0 | 0 | 0 | 0 | 0 | 0 | 0 | 0 | 0 | 0 | 0 | 0 | 0 | 0 | 0 | 0 | 0 | 0 | 0 | 2034874718.4215
| Option 3 | $ | -1285012153.3697 | 0 | 0 | 0 | 0 | 0 | 0 | -56242532.6773 | -930612735.5608 | -855044631.5469 | -217970013.4281 | 0 | 0 | 0 | 0 | 0 | 0 | 0 | 0 | 0 | 0 | 0 | 0 | 0 | 0 | 0 | 0 | 0 | 0 | 0 | 0 | 0 | 2059825757.3355
| Option 4 | $ | -939563598.2785 | 0 | 0 | 0 | 0 | 0 | 0 | -928321631.937 | -368173505.0091 | -121220199.4309 | 0 | 0 | 0 | 0 | 0 | 0 | 0 | 0 | 0 | 0 | 0 | 0 | 0 | 0 | 0 | 0 | 0 | 0 | 0 | 0 | 0 | 0 | 1642238391.6608
| Option 5 | $ | -1285012153.3697 | 0 | 0 | 0 | 0 | 0 | 0 | -56242532.6773 | -930612735.5608 | -855044631.5469 | -217970013.4281 | 0 | 0 | 0 | 0 | 0 | 0 | 0 | 0 | 0 | 0 | 0 | 0 | 0 | 0 | 0 | 0 | 0 | 0 | 0 | 0 | 0 | 2059825757.3355
| Option 7 | $ | -1381993398.0992 | 0 | 0 | 0 | 0 | 0 | 0 | -149219069.2344 | -968675173.4637 | -851859929.8088 | -215728840.6322 | 0 | 0 | 0 | 0 | 0 | 0 | 0 | 0 | 0 | 0 | 0 | 0 | 0 | 0 | 0 | 0 | 0 | 0 | 0 | 0 | 0 | 2129861211.9331
| Option 8 | $ | -1285012153.3697 | 0 | 0 | 0 | 0 | 0 | 0 | -56242532.6773 | -930612735.5608 | -855044631.5469 | -217970013.4281 | 0 | 0 | 0 | 0 | 0 | 0 | 0 | 0 | 0 | 0 | 0 | 0 | 0 | 0 | 0 | 0 | 0 | 0 | 0 | 0 | 0 | 2059825757.3355
Operating cost
| Option name | Units | PV | 2019 | 2020 | 2021 | 2022 | 2023 | 2024 | 2025 | 2026 | 2027 | 2028 | 2029 | 2030 | 2031 | 2032 | 2033 | 2034 | 2035 | 2036 | 2037 | 2038 | 2039 | 2040 | 2041 | 2042 | 2043 | 2044 | 2045 | 2046 | 2047 | 2048 | 2049 | 2050
| Option 1 | $ | -203257081.0478 | 0 | 0 | 0 | 0 | 0 | 0 | 0 | 0 | 0 | -23192332.6723 | -23676027.855 | -23676027.855 | -23676027.855 | -23676027.855 | -23676027.855 | -23676027.855 | -23676027.855 | -23676027.855 | -23676027.855 | -23676027.855 | -23676027.855 | -23676027.855 | -23676027.855 | -23676027.855 | -23676027.855 | -23676027.855 | -23676027.855 | -23676027.855 | -23676027.855 | -23676027.855 | -23676027.855 | -23676027.855
| Option 2 | $ | -207682267.9842 | 0 | 0 | 0 | 0 | 0 | 0 | 0 | 0 | 0 | 0 | -26333856.9001 | -26333856.9001 | -26333856.9001 | -26333856.9001 | -26333856.9001 | -26333856.9001 | -26333856.9001 | -26333856.9001 | -26333856.9001 | -26333856.9001 | -26333856.9001 | -26333856.9001 | -26333856.9001 | -26333856.9001 | -26333856.9001 | -26333856.9001 | -26333856.9001 | -26333856.9001 | -26333856.9001 | -26333856.9001 | -26333856.9001 | -26333856.9001
| Option 3 | $ | -210194696.6362 | 0 | 0 | 0 | 0 | 0 | 0 | 0 | 0 | 0 | 0 | -26652429.7722 | -26652429.7722 | -26652429.7722 | -26652429.7722 | -26652429.7722 | -26652429.7722 | -26652429.7722 | -26652429.7722 | -26652429.7722 | -26652429.7722 | -26652429.7722 | -26652429.7722 | -26652429.7722 | -26652429.7722 | -26652429.7722 | -26652429.7722 | -26652429.7722 | -26652429.7722 | -26652429.7722 | -26652429.7722 | -26652429.7722 | -26652429.7722
| Option 4 | $ | -187631372.6705 | 0 | 0 | 0 | 0 | 0 | 0 | 0 | 0 | 0 | -21818875.6396 | -21818875.6396 | -21818875.6396 | -21818875.6396 | -21818875.6396 | -21818875.6396 | -21818875.6396 | -21818875.6396 | -21818875.6396 | -21818875.6396 | -21818875.6396 | -21818875.6396 | -21818875.6396 | -21818875.6396 | -21818875.6396 | -21818875.6396 | -21818875.6396 | -21818875.6396 | -21818875.6396 | -21818875.6396 | -21818875.6396 | -21818875.6396 | -21818875.6396
| Option 5 | $ | -210194696.6362 | 0 | 0 | 0 | 0 | 0 | 0 | 0 | 0 | 0 | 0 | -26652429.7722 | -26652429.7722 | -26652429.7722 | -26652429.7722 | -26652429.7722 | -26652429.7722 | -26652429.7722 | -26652429.7722 | -26652429.7722 | -26652429.7722 | -26652429.7722 | -26652429.7722 | -26652429.7722 | -26652429.7722 | -26652429.7722 | -26652429.7722 | -26652429.7722 | -26652429.7722 | -26652429.7722 | -26652429.7722 | -26652429.7722 | -26652429.7722
| Option 7 | $ | -218068954.4189 | 0 | 0 | 0 | 0 | 0 | 0 | 0 | 0 | 0 | 0 | -27650876.0028 | -27650876.0028 | -27650876.0028 | -27650876.0028 | -27650876.0028 | -27650876.0028 | -27650876.0028 | -27650876.0028 | -27650876.0028 | -27650876.0028 | -27650876.0028 | -27650876.0028 | -27650876.0028 | -27650876.0028 | -27650876.0028 | -27650876.0028 | -27650876.0028 | -27650876.0028 | -27650876.0028 | -27650876.0028 | -27650876.0028 | -27650876.0028
| Option 8 | $ | -210194696.6362 | 0 | 0 | 0 | 0 | 0 | 0 | 0 | 0 | 0 | 0 | -26652429.7722 | -26652429.7722 | -26652429.7722 | -26652429.7722 | -26652429.7722 | -26652429.7722 | -26652429.7722 | -26652429.7722 | -26652429.7722 | -26652429.7722 | -26652429.7722 | -26652429.7722 | -26652429.7722 | -26652429.7722 | -26652429.7722 | -26652429.7722 | -26652429.7722 | -26652429.7722 | -26652429.7722 | -26652429.7722 | -26652429.7722 | -26652429.7722
Security and LDs
| Option name | Units | PV | 2019 | 2020 | 2021 | 2022 | 2023 | 2024 | 2025 | 2026 | 2027 | 2028 | 2029 | 2030 | 2031 | 2032 | 2033 | 2034 | 2035 | 2036 | 2037 | 2038 | 2039 | 2040 | 2041 | 2042 | 2043 | 2044 | 2045 | 2046 | 2047 | 2048 | 2049 | 2050
| Option 1 | $ | 121622886.6193 | c-i-c | c-i-c | c-i-c | c-i-c | c-i-c | c-i-c | c-i-c | c-i-c | c-i-c | c-i-c | c-i-c | c-i-c | c-i-c | c-i-c | c-i-c | c-i-c | c-i-c | c-i-c | c-i-c | c-i-c | c-i-c | c-i-c | c-i-c | c-i-c | c-i-c | c-i-c | c-i-c | c-i-c | c-i-c | c-i-c | c-i-c | c-i-c
| Option 2 | $ | 34957391.613 | c-i-c | c-i-c | c-i-c | c-i-c | c-i-c | c-i-c | c-i-c | c-i-c | c-i-c | c-i-c | c-i-c | c-i-c | c-i-c | c-i-c | c-i-c | c-i-c | c-i-c | c-i-c | c-i-c | c-i-c | c-i-c | c-i-c | c-i-c | c-i-c | c-i-c | c-i-c | c-i-c | c-i-c | c-i-c | c-i-c | c-i-c | c-i-c
| Option 3 | $ | 188965762.2704 | c-i-c | c-i-c | c-i-c | c-i-c | c-i-c | c-i-c | c-i-c | c-i-c | c-i-c | c-i-c | c-i-c | c-i-c | c-i-c | c-i-c | c-i-c | c-i-c | c-i-c | c-i-c | c-i-c | c-i-c | c-i-c | c-i-c | c-i-c | c-i-c | c-i-c | c-i-c | c-i-c | c-i-c | c-i-c | c-i-c | c-i-c | c-i-c
| Option 4 | $ | 129798876.7142 | 0 | 0 | 0 | 0 | 0 | 0 | 148606733.9501 | 0 | 0 | 0 | 0 | 0 | 0 | 0 | 0 | 0 | 0 | 0 | 0 | 0 | 0 | 0 | 0 | 0 | 0 | 0 | 0 | 0 | 0 | 0 | 0 | 0
| Option 5 | $ | 188965762.2704 | c-i-c | c-i-c | c-i-c | c-i-c | c-i-c | c-i-c | c-i-c | c-i-c | c-i-c | c-i-c | c-i-c | c-i-c | c-i-c | c-i-c | c-i-c | c-i-c | c-i-c | c-i-c | c-i-c | c-i-c | c-i-c | c-i-c | c-i-c | c-i-c | c-i-c | c-i-c | c-i-c | c-i-c | c-i-c | c-i-c | c-i-c | c-i-c
| Option 7 | $ | 129798876.7142 | c-i-c | c-i-c | c-i-c | c-i-c | c-i-c | c-i-c | c-i-c | c-i-c | c-i-c | c-i-c | c-i-c | c-i-c | c-i-c | c-i-c | c-i-c | c-i-c | c-i-c | c-i-c | c-i-c | c-i-c | c-i-c | c-i-c | c-i-c | c-i-c | c-i-c | c-i-c | c-i-c | c-i-c | c-i-c | c-i-c | c-i-c | c-i-c
| Option 8 | $ | 188965762.2704 | c-i-c | c-i-c | c-i-c | c-i-c | c-i-c | c-i-c | c-i-c | c-i-c | c-i-c | c-i-c | c-i-c | c-i-c | c-i-c | c-i-c | c-i-c | c-i-c | c-i-c | c-i-c | c-i-c | c-i-c | c-i-c | c-i-c | c-i-c | c-i-c | c-i-c | c-i-c | c-i-c | c-i-c | c-i-c | c-i-c | c-i-c | c-i-c
Incremental 'market benefits' calculation
Avoided involuntary load shedding
| Option name | Units | PV | 2019 | 2020 | 2021 | 2022 | 2023 | 2024 | 2025 | 2026 | 2027 | 2028 | 2029 | 2030 | 2031 | 2032 | 2033 | 2034 | 2035 | 2036 | 2037 | 2038 | 2039 | 2040 | 2041 | 2042 | 2043 | 2044 | 2045 | 2046 | 2047 | 2048 | 2049 | 2050
| Option 1 | $ | 7577933.4218 | 0 | 0 | 0 | 0 | 0 | 0 | -0.89 | -0.89 | -0.61 | -1.04 | -1.04 | -1.47 | -0.77 | -0.77 | -1.2 | -1.35 | -1.5 | -1.78 | 2569229.63 | -1.51 | -1.66 | -2.24 | -2.24 | -2.39 | -2.97 | 16319705.19 | -2.7 | 12515632.59 | -3.01 | -3.59 | -3.32 | 0
| Option 2 | $ | 7006738.5209 | 0 | 0 | 0 | 0 | 0 | 0 | 0.02 | 0.44 | 0.87 | 0.87 | 0.59 | 0.59 | 1.02 | 0.74 | 1.16 | 0.74 | 1.16 | 0.46 | 1052302.07 | 1.03 | 2.03 | 1.18 | 1.18 | 1.76 | 1.75 | 16608781.09 | 2.05 | 12265599.04 | 2.77 | 2.49 | 2.92 | 0
| Option 3 | $ | 7006738.5209 | 0 | 0 | 0 | 0 | 0 | 0 | 0.02 | 0.44 | 0.87 | 0.87 | 0.59 | 0.59 | 1.02 | 0.74 | 1.16 | 0.74 | 1.16 | 0.46 | 1052302.07 | 1.03 | 2.03 | 1.18 | 1.18 | 1.76 | 1.75 | 16608781.09 | 2.05 | 12265599.04 | 2.77 | 2.49 | 2.92 | 0
| Option 4 | $ | 7577933.4218 | 0 | 0 | 0 | 0 | 0 | 0 | -0.89 | -0.89 | -0.61 | -1.04 | -1.04 | -1.47 | -0.77 | -0.77 | -1.2 | -1.35 | -1.5 | -1.78 | 2569229.63 | -1.51 | -1.66 | -2.24 | -2.24 | -2.39 | -2.97 | 16319705.19 | -2.7 | 12515632.59 | -3.01 | -3.59 | -3.32 | 0
| Option 5 | $ | 7006738.5209 | 0 | 0 | 0 | 0 | 0 | 0 | 0.02 | 0.44 | 0.87 | 0.87 | 0.59 | 0.59 | 1.02 | 0.74 | 1.16 | 0.74 | 1.16 | 0.46 | 1052302.07 | 1.03 | 2.03 | 1.18 | 1.18 | 1.76 | 1.75 | 16608781.09 | 2.05 | 12265599.04 | 2.77 | 2.49 | 2.92 | 0
| Option 7 | $ | 7006738.5209 | 0 | 0 | 0 | 0 | 0 | 0 | 0.02 | 0.44 | 0.87 | 0.87 | 0.59 | 0.59 | 1.02 | 0.74 | 1.16 | 0.74 | 1.16 | 0.46 | 1052302.07 | 1.03 | 2.03 | 1.18 | 1.18 | 1.76 | 1.75 | 16608781.09 | 2.05 | 12265599.04 | 2.77 | 2.49 | 2.92 | 0
| Option 8 | $ | 7006738.5209 | 0 | 0 | 0 | 0 | 0 | 0 | 0.02 | 0.44 | 0.87 | 0.87 | 0.59 | 0.59 | 1.02 | 0.74 | 1.16 | 0.74 | 1.16 | 0.46 | 1052302.07 | 1.03 | 2.03 | 1.18 | 1.18 | 1.76 | 1.75 | 16608781.09 | 2.05 | 12265599.04 | 2.77 | 2.49 | 2.92 | 0
Difference in timing of unrelated expenditure
| Option name | Units | PV | 2019 | 2020 | 2021 | 2022 | 2023 | 2024 | 2025 | 2026 | 2027 | 2028 | 2029 | 2030 | 2031 | 2032 | 2033 | 2034 | 2035 | 2036 | 2037 | 2038 | 2039 | 2040 | 2041 | 2042 | 2043 | 2044 | 2045 | 2046 | 2047 | 2048 | 2049 | 2050
| Option 1 | $ | 204621998.865 | 0 | 0 | 0 | 0 | 0 | 0 | 0 | 0 | 102252443.14 | -25229633.61 | 241093467.29 | 3211687.07 | -15833907.98 | -29070865.27 | 41848654.68 | -18024793.39 | -9358701.22 | -3481561.68 | -48901332.04 | 26275182.54 | 4326117.71 | 2701646.9 | 70972227.65 | 15783635.27 | -14492811.17 | -1642224.1 | 15654359.7 | -16207215.45 | -62988246.19 | -7573642.18 | -3086247.7 | 0
| Option 2 | $ | 192975177.1288 | 0 | 0 | 0 | 0 | 0 | 0 | 0 | 0 | 65288971.71 | -16806413.3 | 258408997.2 | 3864537.02 | -16684593.8 | -30981607.49 | 45184228.52 | -19641198.15 | -8596149.9 | -5800510.34 | -50501839.54 | 26997357.78 | 4904265.83 | 3435684.56 | 71096068.27 | 17368999.81 | -19331378.79 | -1490035.3 | 17610034.45 | -15760606.45 | -63886135.98 | -6735216.08 | -3150994.97 | 0
| Option 3 | $ | 192975177.1288 | 0 | 0 | 0 | 0 | 0 | 0 | 0 | 0 | 65288971.71 | -16806413.3 | 258408997.2 | 3864537.02 | -16684593.8 | -30981607.49 | 45184228.52 | -19641198.15 | -8596149.9 | -5800510.34 | -50501839.54 | 26997357.78 | 4904265.83 | 3435684.56 | 71096068.27 | 17368999.81 | -19331378.79 | -1490035.3 | 17610034.45 | -15760606.45 | -63886135.98 | -6735216.08 | -3150994.97 | 0
| Option 4 | $ | 204621998.865 | 0 | 0 | 0 | 0 | 0 | 0 | 0 | 0 | 102252443.14 | -25229633.61 | 241093467.29 | 3211687.07 | -15833907.98 | -29070865.27 | 41848654.68 | -18024793.39 | -9358701.22 | -3481561.68 | -48901332.04 | 26275182.54 | 4326117.71 | 2701646.9 | 70972227.65 | 15783635.27 | -14492811.17 | -1642224.1 | 15654359.7 | -16207215.45 | -62988246.19 | -7573642.18 | -3086247.7 | 0
| Option 5 | $ | 192975177.1288 | 0 | 0 | 0 | 0 | 0 | 0 | 0 | 0 | 65288971.71 | -16806413.3 | 258408997.2 | 3864537.02 | -16684593.8 | -30981607.49 | 45184228.52 | -19641198.15 | -8596149.9 | -5800510.34 | -50501839.54 | 26997357.78 | 4904265.83 | 3435684.56 | 71096068.27 | 17368999.81 | -19331378.79 | -1490035.3 | 17610034.45 | -15760606.45 | -63886135.98 | -6735216.08 | -3150994.97 | 0
| Option 7 | $ | 192975177.1288 | 0 | 0 | 0 | 0 | 0 | 0 | 0 | 0 | 65288971.71 | -16806413.3 | 258408997.2 | 3864537.02 | -16684593.8 | -30981607.49 | 45184228.52 | -19641198.15 | -8596149.9 | -5800510.34 | -50501839.54 | 26997357.78 | 4904265.83 | 3435684.56 | 71096068.27 | 17368999.81 | -19331378.79 | -1490035.3 | 17610034.45 | -15760606.45 | -63886135.98 | -6735216.08 | -3150994.97 | 0
| Option 8 | $ | 192975177.1288 | 0 | 0 | 0 | 0 | 0 | 0 | 0 | 0 | 65288971.71 | -16806413.3 | 258408997.2 | 3864537.02 | -16684593.8 | -30981607.49 | 45184228.52 | -19641198.15 | -8596149.9 | -5800510.34 | -50501839.54 | 26997357.78 | 4904265.83 | 3435684.56 | 71096068.27 | 17368999.81 | -19331378.79 | -1490035.3 | 17610034.45 | -15760606.45 | -63886135.98 | -6735216.08 | -3150994.97 | 0
Avoided fuel consumption from generation dispatch
| Option name | Units | PV | 2019 | 2020 | 2021 | 2022 | 2023 | 2024 | 2025 | 2026 | 2027 | 2028 | 2029 | 2030 | 2031 | 2032 | 2033 | 2034 | 2035 | 2036 | 2037 | 2038 | 2039 | 2040 | 2041 | 2042 | 2043 | 2044 | 2045 | 2046 | 2047 | 2048 | 2049 | 2050
| Option 1 | $ | 280006405.3751 | 0 | 0 | 0 | 0 | 0 | 0 | 17268442.99 | 49066834.84 | 83717858.09 | 53386437.78 | 14368068.86 | 32758281.91 | 46609319.94 | 50874009.32 | 43452447.62 | 54002851.07 | 64586797.74 | 50103777.41 | -20377436.55 | -32402926.54 | -34067194.05 | -46488253.94 | -57915574.13 | -55251038.09 | -53491185.63 | 5546288.38 | 34175163.45 | 14731141.79 | 65033969.4 | 58236376.71 | -15223452.27 | 0
| Option 2 | $ | 219809167.1161 | 0 | 0 | 0 | 0 | 0 | 0 | 16752640.04 | 10954246.43 | 18822686.08 | 59678405.18 | 15956153.43 | 34882090.26 | 46639400.07 | 52768705.92 | 44724388.12 | 54341770.93 | 66361378.61 | 51128732.53 | -16696771.04 | -31057674.79 | -31032157.12 | -44894221.13 | -55607758.65 | -53849504.19 | -48483625.92 | 11034631.83 | 36899229.08 | 19382911.22 | 69356012.89 | 62220173.47 | -11640024.73 | 0
| Option 3 | $ | 219809167.1161 | 0 | 0 | 0 | 0 | 0 | 0 | 16752640.04 | 10954246.43 | 18822686.08 | 59678405.18 | 15956153.43 | 34882090.26 | 46639400.07 | 52768705.92 | 44724388.12 | 54341770.93 | 66361378.61 | 51128732.53 | -16696771.04 | -31057674.79 | -31032157.12 | -44894221.13 | -55607758.65 | -53849504.19 | -48483625.92 | 11034631.83 | 36899229.08 | 19382911.22 | 69356012.89 | 62220173.47 | -11640024.73 | 0
| Option 4 | $ | 280006405.3751 | 0 | 0 | 0 | 0 | 0 | 0 | 17268442.99 | 49066834.84 | 83717858.09 | 53386437.78 | 14368068.86 | 32758281.91 | 46609319.94 | 50874009.32 | 43452447.62 | 54002851.07 | 64586797.74 | 50103777.41 | -20377436.55 | -32402926.54 | -34067194.05 | -46488253.94 | -57915574.13 | -55251038.09 | -53491185.63 | 5546288.38 | 34175163.45 | 14731141.79 | 65033969.4 | 58236376.71 | -15223452.27 | 0
| Option 5 | $ | 219809167.1161 | 0 | 0 | 0 | 0 | 0 | 0 | 16752640.04 | 10954246.43 | 18822686.08 | 59678405.18 | 15956153.43 | 34882090.26 | 46639400.07 | 52768705.92 | 44724388.12 | 54341770.93 | 66361378.61 | 51128732.53 | -16696771.04 | -31057674.79 | -31032157.12 | -44894221.13 | -55607758.65 | -53849504.19 | -48483625.92 | 11034631.83 | 36899229.08 | 19382911.22 | 69356012.89 | 62220173.47 | -11640024.73 | 0
| Option 7 | $ | 219809167.1161 | 0 | 0 | 0 | 0 | 0 | 0 | 16752640.04 | 10954246.43 | 18822686.08 | 59678405.18 | 15956153.43 | 34882090.26 | 46639400.07 | 52768705.92 | 44724388.12 | 54341770.93 | 66361378.61 | 51128732.53 | -16696771.04 | -31057674.79 | -31032157.12 | -44894221.13 | -55607758.65 | -53849504.19 | -48483625.92 | 11034631.83 | 36899229.08 | 19382911.22 | 69356012.89 | 62220173.47 | -11640024.73 | 0
| Option 8 | $ | 219809167.1161 | 0 | 0 | 0 | 0 | 0 | 0 | 16752640.04 | 10954246.43 | 18822686.08 | 59678405.18 | 15956153.43 | 34882090.26 | 46639400.07 | 52768705.92 | 44724388.12 | 54341770.93 | 66361378.61 | 51128732.53 | -16696771.04 | -31057674.79 | -31032157.12 | -44894221.13 | -55607758.65 | -53849504.19 | -48483625.92 | 11034631.83 | 36899229.08 | 19382911.22 | 69356012.89 | 62220173.47 | -11640024.73 | 0
Avoided voluntary load curtailment
| Option name | Units | PV | 2019 | 2020 | 2021 | 2022 | 2023 | 2024 | 2025 | 2026 | 2027 | 2028 | 2029 | 2030 | 2031 | 2032 | 2033 | 2034 | 2035 | 2036 | 2037 | 2038 | 2039 | 2040 | 2041 | 2042 | 2043 | 2044 | 2045 | 2046 | 2047 | 2048 | 2049 | 2050
| Option 1 | $ | 27670620.5553 | 0 | 0 | 0 | 0 | 0 | 0 | 2792129.73 | 2448980.53 | 3078015.27 | 997247.17 | -36796587.61 | -7158931.21 | 3660672.46 | 8745764.77 | 1721155.53 | 2248738.01 | 13044322.79 | 10736127.57 | -482649.99 | 2939303.63 | 14906229.47 | 6971712.36 | 2107846.21 | 11535028.91 | 11708632.32 | 7877274.24 | 13902132.06 | 9677966.05 | 15353929.42 | 7071659.27 | 21416184.61 | 0
| Option 2 | $ | 25968876.5938 | 0 | 0 | 0 | 0 | 0 | 0 | 2193187.03 | 1914389.48 | 1604386.21 | 814404.75 | -36152752.3 | -5936031.38 | 3702628.17 | 8495617.36 | 1555231.9 | 2093274.94 | 12453566.18 | 10302755.42 | -1011771.33 | 3111326.17 | 13817776.34 | 7273973.17 | 3310119.83 | 11239587.25 | 11633758.77 | 8201572.35 | 14584785.2 | 9667192.19 | 15426182.28 | 6819707.96 | 21398885.18 | 0
| Option 3 | $ | 25968876.5938 | 0 | 0 | 0 | 0 | 0 | 0 | 2193187.03 | 1914389.48 | 1604386.21 | 814404.75 | -36152752.3 | -5936031.38 | 3702628.17 | 8495617.36 | 1555231.9 | 2093274.94 | 12453566.18 | 10302755.42 | -1011771.33 | 3111326.17 | 13817776.34 | 7273973.17 | 3310119.83 | 11239587.25 | 11633758.77 | 8201572.35 | 14584785.2 | 9667192.19 | 15426182.28 | 6819707.96 | 21398885.18 | 0
| Option 4 | $ | 27670620.5553 | 0 | 0 | 0 | 0 | 0 | 0 | 2792129.73 | 2448980.53 | 3078015.27 | 997247.17 | -36796587.61 | -7158931.21 | 3660672.46 | 8745764.77 | 1721155.53 | 2248738.01 | 13044322.79 | 10736127.57 | -482649.99 | 2939303.63 | 14906229.47 | 6971712.36 | 2107846.21 | 11535028.91 | 11708632.32 | 7877274.24 | 13902132.06 | 9677966.05 | 15353929.42 | 7071659.27 | 21416184.61 | 0
| Option 5 | $ | 25968876.5938 | 0 | 0 | 0 | 0 | 0 | 0 | 2193187.03 | 1914389.48 | 1604386.21 | 814404.75 | -36152752.3 | -5936031.38 | 3702628.17 | 8495617.36 | 1555231.9 | 2093274.94 | 12453566.18 | 10302755.42 | -1011771.33 | 3111326.17 | 13817776.34 | 7273973.17 | 3310119.83 | 11239587.25 | 11633758.77 | 8201572.35 | 14584785.2 | 9667192.19 | 15426182.28 | 6819707.96 | 21398885.18 | 0
| Option 7 | $ | 25968876.5938 | 0 | 0 | 0 | 0 | 0 | 0 | 2193187.03 | 1914389.48 | 1604386.21 | 814404.75 | -36152752.3 | -5936031.38 | 3702628.17 | 8495617.36 | 1555231.9 | 2093274.94 | 12453566.18 | 10302755.42 | -1011771.33 | 3111326.17 | 13817776.34 | 7273973.17 | 3310119.83 | 11239587.25 | 11633758.77 | 8201572.35 | 14584785.2 | 9667192.19 | 15426182.28 | 6819707.96 | 21398885.18 | 0
| Option 8 | $ | 25968876.5938 | 0 | 0 | 0 | 0 | 0 | 0 | 2193187.03 | 1914389.48 | 1604386.21 | 814404.75 | -36152752.3 | -5936031.38 | 3702628.17 | 8495617.36 | 1555231.9 | 2093274.94 | 12453566.18 | 10302755.42 | -1011771.33 | 3111326.17 | 13817776.34 | 7273973.17 | 3310119.83 | 11239587.25 | 11633758.77 | 8201572.35 | 14584785.2 | 9667192.19 | 15426182.28 | 6819707.96 | 21398885.18 | 0
Avoided costs for non RIT-T proponent parties
| Option name | Units | PV | 2019 | 2020 | 2021 | 2022 | 2023 | 2024 | 2025 | 2026 | 2027 | 2028 | 2029 | 2030 | 2031 | 2032 | 2033 | 2034 | 2035 | 2036 | 2037 | 2038 | 2039 | 2040 | 2041 | 2042 | 2043 | 2044 | 2045 | 2046 | 2047 | 2048 | 2049 | 2050
| Option 1 | $ | 3090360081.4537 | 0 | 0 | 0 | 0 | 0 | 0 | 473754702.33 | 267910952.02 | 1195402229.89 | 757161195.22 | 1324812514.9 | 407935474.94 | -37074570.36 | -101563994.32 | -522169159.67 | -61138280.13 | 293454815.46 | -213603439.56 | 811158100.76 | -120367512.43 | 88787726.08 | 73337776.14 | -277088124.33 | 180676182.54 | -275890987.48 | -47486815.77 | -267477188.14 | 311437349.62 | -275646779.04 | 83847201.68 | 133566711.69 | 0
| Option 2 | $ | 2918471615.5259 | 0 | 0 | 0 | 0 | 0 | 0 | 377164404.77 | 223051008.52 | 578938981.32 | 1334218742.65 | 1386328618.66 | 358338812.06 | -3286089.48 | -161097889.41 | -445742360.48 | -107962004.87 | 285047072.62 | -178152004.04 | 762092740 | -77083444.54 | 64304431.97 | 91831201.46 | -303273879.09 | 202648326.33 | -326126407.86 | -52045354.56 | -246942969.96 | 305688907.53 | -277944068.43 | 91887854.06 | 133979127.61 | 0
| Option 3 | $ | 2918471615.5259 | 0 | 0 | 0 | 0 | 0 | 0 | 377164404.77 | 223051008.52 | 578938981.32 | 1334218742.65 | 1386328618.66 | 358338812.06 | -3286089.48 | -161097889.41 | -445742360.48 | -107962004.87 | 285047072.62 | -178152004.04 | 762092740 | -77083444.54 | 64304431.97 | 91831201.46 | -303273879.09 | 202648326.33 | -326126407.86 | -52045354.56 | -246942969.96 | 305688907.53 | -277944068.43 | 91887854.06 | 133979127.61 | 0
| Option 4 | $ | 3090360081.4537 | 0 | 0 | 0 | 0 | 0 | 0 | 473754702.33 | 267910952.02 | 1195402229.89 | 757161195.22 | 1324812514.9 | 407935474.94 | -37074570.36 | -101563994.32 | -522169159.67 | -61138280.13 | 293454815.46 | -213603439.56 | 811158100.76 | -120367512.43 | 88787726.08 | 73337776.14 | -277088124.33 | 180676182.54 | -275890987.48 | -47486815.77 | -267477188.14 | 311437349.62 | -275646779.04 | 83847201.68 | 133566711.69 | 0
| Option 5 | $ | 2918471615.5259 | 0 | 0 | 0 | 0 | 0 | 0 | 377164404.77 | 223051008.52 | 578938981.32 | 1334218742.65 | 1386328618.66 | 358338812.06 | -3286089.48 | -161097889.41 | -445742360.48 | -107962004.87 | 285047072.62 | -178152004.04 | 762092740 | -77083444.54 | 64304431.97 | 91831201.46 | -303273879.09 | 202648326.33 | -326126407.86 | -52045354.56 | -246942969.96 | 305688907.53 | -277944068.43 | 91887854.06 | 133979127.61 | 0
| Option 7 | $ | 2918471615.5259 | 0 | 0 | 0 | 0 | 0 | 0 | 377164404.77 | 223051008.52 | 578938981.32 | 1334218742.65 | 1386328618.66 | 358338812.06 | -3286089.48 | -161097889.41 | -445742360.48 | -107962004.87 | 285047072.62 | -178152004.04 | 762092740 | -77083444.54 | 64304431.97 | 91831201.46 | -303273879.09 | 202648326.33 | -326126407.86 | -52045354.56 | -246942969.96 | 305688907.53 | -277944068.43 | 91887854.06 | 133979127.61 | 0
| Option 8 | $ | 2918471615.5259 | 0 | 0 | 0 | 0 | 0 | 0 | 377164404.77 | 223051008.52 | 578938981.32 | 1334218742.65 | 1386328618.66 | 358338812.06 | -3286089.48 | -161097889.41 | -445742360.48 | -107962004.87 | 285047072.62 | -178152004.04 | 762092740 | -77083444.54 | 64304431.97 | 91831201.46 | -303273879.09 | 202648326.33 | -326126407.86 | -52045354.56 | -246942969.96 | 305688907.53 | -277944068.43 | 91887854.06 | 133979127.61 | 0
Avoided emissions
| Option name | Units | PV | 2019 | 2020 | 2021 | 2022 | 2023 | 2024 | 2025 | 2026 | 2027 | 2028 | 2029 | 2030 | 2031 | 2032 | 2033 | 2034 | 2035 | 2036 | 2037 | 2038 | 2039 | 2040 | 2041 | 2042 | 2043 | 2044 | 2045 | 2046 | 2047 | 2048 | 2049 | 2050
| Option 1 | $ | -223778871.4423 | 0 | 0 | 0 | 0 | 0 | 0 | -24454440.98 | -15201808.26 | -10408040.04 | -15041047.58 | -23466777.62 | -40965674.88 | -49683685.1 | -41020244.92 | -30555908.59 | -19218267.32 | -1808722.34 | -17719751.66 | -37476403.47 | -43539935.17 | -44939403.73 | -50018585.1 | -42871853.87 | -32212232.06 | -45403438.77 | -16024929.98 | 39020189.81 | 43570183.98 | 71696944.35 | 86413957.04 | 25333790.62 | 0
| Option 2 | $ | -218598619.0642 | 0 | 0 | 0 | 0 | 0 | 0 | -23373571.96 | -32083042.44 | -17405404 | -7900126.43 | -25766117.13 | -40255448.24 | -48240379.38 | -38385482.21 | -27816781.66 | -16996569.32 | 295418.53 | -15741079.43 | -35447819.07 | -41239033.96 | -42653380.69 | -47541854 | -39997704.62 | -28722875.2 | -40881893.85 | -11374569.82 | 43509512.38 | 49097109.43 | 77972933.57 | 92061195.74 | 31917829.43 | 0
| Option 3 | $ | -218598619.0642 | 0 | 0 | 0 | 0 | 0 | 0 | -23373571.96 | -32083042.44 | -17405404 | -7900126.43 | -25766117.13 | -40255448.24 | -48240379.38 | -38385482.21 | -27816781.66 | -16996569.32 | 295418.53 | -15741079.43 | -35447819.07 | -41239033.96 | -42653380.69 | -47541854 | -39997704.62 | -28722875.2 | -40881893.85 | -11374569.82 | 43509512.38 | 49097109.43 | 77972933.57 | 92061195.74 | 31917829.43 | 0
| Option 4 | $ | -223778871.4423 | 0 | 0 | 0 | 0 | 0 | 0 | -24454440.98 | -15201808.26 | -10408040.04 | -15041047.58 | -23466777.62 | -40965674.88 | -49683685.1 | -41020244.92 | -30555908.59 | -19218267.32 | -1808722.34 | -17719751.66 | -37476403.47 | -43539935.17 | -44939403.73 | -50018585.1 | -42871853.87 | -32212232.06 | -45403438.77 | -16024929.98 | 39020189.81 | 43570183.98 | 71696944.35 | 86413957.04 | 25333790.62 | 0
| Option 5 | $ | -218598619.0642 | 0 | 0 | 0 | 0 | 0 | 0 | -23373571.96 | -32083042.44 | -17405404 | -7900126.43 | -25766117.13 | -40255448.24 | -48240379.38 | -38385482.21 | -27816781.66 | -16996569.32 | 295418.53 | -15741079.43 | -35447819.07 | -41239033.96 | -42653380.69 | -47541854 | -39997704.62 | -28722875.2 | -40881893.85 | -11374569.82 | 43509512.38 | 49097109.43 | 77972933.57 | 92061195.74 | 31917829.43 | 0
| Option 7 | $ | -218598619.0642 | 0 | 0 | 0 | 0 | 0 | 0 | -23373571.96 | -32083042.44 | -17405404 | -7900126.43 | -25766117.13 | -40255448.24 | -48240379.38 | -38385482.21 | -27816781.66 | -16996569.32 | 295418.53 | -15741079.43 | -35447819.07 | -41239033.96 | -42653380.69 | -47541854 | -39997704.62 | -28722875.2 | -40881893.85 | -11374569.82 | 43509512.38 | 49097109.43 | 77972933.57 | 92061195.74 | 31917829.43 | 0
| Option 8 | $ | -218598619.0642 | 0 | 0 | 0 | 0 | 0 | 0 | -23373571.96 | -32083042.44 | -17405404 | -7900126.43 | -25766117.13 | -40255448.24 | -48240379.38 | -38385482.21 | -27816781.66 | -16996569.32 | 295418.53 | -15741079.43 | -35447819.07 | -41239033.96 | -42653380.69 | -47541854 | -39997704.62 | -28722875.2 | -40881893.85 | -11374569.82 | 43509512.38 | 49097109.43 | 77972933.57 | 92061195.74 | 31917829.43 | 0
Base Case (Reference)
Benefits
|  | Units | PV | 2019 | 2020 | 2021 | 2022 | 2023 | 2024 | 2025 | 2026 | 2027 | 2028 | 2029 | 2030 | 2031 | 2032 | 2033 | 2034 | 2035 | 2036 | 2037 | 2038 | 2039 | 2040 | 2041 | 2042 | 2043 | 2044 | 2045 | 2046 | 2047 | 2048 | 2049 | 2050
| Avoided involuntary load shedding | $ | 10888.7939 | 0 | 0 | 0 | 0 | 0 | 0 | 0.59 | 0.17 | -0.11 | 0.32 | -0.1 | 0.32 | -0.1 | -0.1 | -0.09 | -0.1 | 0.06 | 0.34 | -4694305.92 | 0.07 | 0.07 | 0.65 | 0.23 | -0.2 | 0.81 | 3043752 | 0.39 | 5197110.21 | -0.45 | 0.56 | -0.29 | 0
| Difference in timing of unrelated expenditure | $ | 69202257.7171 | 0 | 0 | 0 | 0 | 0 | 0 | 0 | 0 | 22312669.74 | 30010557.86 | 32239888.34 | 5881467.58 | -1872560.84 | -1197245.1 | 23064279.74 | -4002303.08 | -2043790.54 | -9685526.38 | -9099653.46 | -3163466.22 | 3898981 | 5478288.38 | 14547643.2 | 4616657.51 | -12454611.38 | 1655144.69 | -1389566.97 | 799123.98 | -928004.89 | 8828199.17 | 243885 | 0
| Avoided fuel consumption from generation dispatch | $ | 81340530.2393 | 0 | 0 | 0 | 0 | 0 | 0 | 35537864.45 | 17418983.07 | 15722911.31 | 12602739.02 | 3988311.68 | 1699744.39 | 3194666.9 | 3929461.19 | 3860147.25 | -433277.48 | 3839540.37 | 2414286.65 | 645862.38 | -2907662.45 | 1951300.85 | -2805835.24 | -7688340.5 | -15353515.59 | -5359355.04 | 13072988.2 | 13113653.89 | 9839183.67 | -982916.57 | 19550244.83 | 1507073.61 | 0
| Avoided voluntary load curtailment | $ | 4791780.8892 | 0 | 0 | 0 | 0 | 0 | 0 | 632913.8 | 501423.56 | 888000.81 | 522657.54 | -7989251.15 | -26246.3 | 324012.98 | 1479251.42 | 900898.41 | 1026676.61 | -804982.82 | 1959285.52 | 2193793.84 | 1223647.49 | 4007876.54 | -500928.03 | -1343424.69 | 1825644.96 | 1003690.51 | 3065093.89 | 4594522.92 | -3191520.05 | 5495427.5 | 201382.17 | 3718641.65 | 0
| Avoided costs for non RIT-T proponent parties | $ | 702734013.3035 | 0 | 0 | 0 | 0 | 0 | 0 | 57666290.7 | 288932514.01 | 115579854.29 | 168212307.03 | -67054703.34 | 50784975.75 | 5299870.28 | 329415116.16 | -25507159.78 | 133004381.01 | 854538.01 | -34869772.58 | 97041979.2 | -7734234.63 | -58818906.1 | 27623748.33 | 33798076.42 | 19021249.01 | -116342527.7 | -73510266.91 | 21105969.18 | 25544749.84 | 16348133.98 | -64881676.04 | 61249393.17 | 0
| Avoided emissions | $ | -43981935.6883 | 0 | 0 | 0 | 0 | 0 | 0 | 1796427.38 | 2049499.36 | 805420.68 | -469017.08 | -1573115.06 | -5545615.36 | -8090714.86 | -6022982.24 | -8731733.58 | -12391959.08 | -9526570.84 | -9928696.94 | -10392557.18 | -8235913.1 | -8715655.88 | -9854234.06 | -10545075.48 | -10017712.74 | -9057170.14 | -2867756.36 | 4469342.62 | 6229558.44 | 7069354.1 | 5605178.66 | 5341709.1 | 0
Cost Profiles
|  | Units | PV | 2019 | 2020 | 2021 | 2022 | 2023 | 2024 | 2025 | 2026 | 2027 | 2028 | 2029 | 2030 | 2031 | 2032 | 2033 | 2034 | 2035 | 2036 | 2037 | 2038 | 2039 | 2040 | 2041 | 2042 | 2043 | 2044 | 2045 | 2046 | 2047 | 2048 | 2049 | 2050
| Capital Cost | $ | -2256107901.0108 | -5061325.9793 | -34281740.5139 | -319870105.2994 | -318041852.3094 | -665836933.2901 | -679262581.0377 | -291210228.5568 | 0 | 0 | 0 | 0 | 0 | 0 | 0 | 0 | 0 | 0 | 0 | 0 | 0 | 0 | 0 | 0 | 0 | 0 | 0 | 0 | 0 | 0 | 0 | 0 | 335941591.633
| Security and LDs | $ | 54620147.4207 | c-i-c | c-i-c | c-i-c | c-i-c | c-i-c | c-i-c | c-i-c | c-i-c | c-i-c | c-i-c | c-i-c | c-i-c | c-i-c | c-i-c | c-i-c | c-i-c | c-i-c | c-i-c | c-i-c | c-i-c | c-i-c | c-i-c | c-i-c | c-i-c | c-i-c | c-i-c | c-i-c | c-i-c | c-i-c | c-i-c | c-i-c | c-i-c
| Operational Cost | $ | -38611729.4435 | 0 | 0 | 0 | 0 | 0 | 0 | 0 | -3793388.5539 | -3793388.5539 | -3793388.5539 | -3793388.5539 | -3793388.5539 | -3793388.5539 | -3793388.5539 | -3793388.5539 | -3793388.5539 | -3793388.5539 | -3793388.5539 | -3793388.5539 | -3793388.5539 | -3793388.5539 | -3793388.5539 | -3793388.5539 | -3793388.5539 | -3793388.5539 | -3793388.5539 | -3793388.5539 | -3793388.5539 | -3793388.5539 | -3793388.5539 | -3793388.5539 | -3793388.5539

## I1 General Inputs
I1 General Inputs
Inputs and parameters for assessment
General parameter and Portfolio inputs
General parameters
| Parameter |  | Unit | Value | Note
| First year of analysis |  | Year | 2019 | Earliest date of cost activity
| Base year for dollar outputs |  | Year | 2023
| Analysis period |  | Years | 32
Option descriptions
| Option name |  | Short description
| Base I |  | Do nothing
| Base II |  | Abandon
| Option 1 |  | ‘Friendly’ Descoping part/all of the remaining project
| Option 2 |  | Unfriendly descoping part/all of the remaining project
| Option 3 |  | Litigation with Elecnor with "unfriendly descoping all of the remaining works
| Option 4 |  | Revised EPC and revised fixed price with Elecnor
| Option 5 |  | Status quo - attempt to complete the funding with emergency payments from both Elecnor and Transgrid
| Option 7 |  | Alliance Model with and without Elecnor
| Option 8 |  | Enforcement of EPC contract
Sensitivity inputs
| Cost and benefit categories |  |  |  |  | Scenarios
| Cost categories |  |  |  |  | Scenario | Name
| Capital cost |  |  |  |  | S1 | Progressive
| Operating cost |  |  |  |  | S2 | Step
| Security and LDs |  |  |  |  | S3 | Green energy exports
| Benefit categories |  |  | Benefit input category
| Avoided involuntary load shedding |  |  | Involuntary load shedding
| Difference in timing of unrelated expenditure |  |  | Difference in timing of unrelated expenditure
| Avoided fuel consumption from generation dispatch |  |  | Fuel consumption from generation dispatch
| Avoided voluntary load curtailment |  |  | Voluntary load curtailment
| Avoided costs for non RIT-T proponent parties |  |  | Costs for non RIT-T proponent parties
| Avoided emissions |  |  | Costs for emissions
RIT market benefits
| NER | RIT-T market benefits
| 5.15A.2(c)(4)(i) | changes in fuel consumption arising through different patterns of generation dispatch
| 5.15A.2(c)(4)(ii) | changes in voluntary load curtailment
| 5.15A.2(c)(4)(iii) | changes in involuntary load shedding
| 5.15A.2(c)(4)(iv) | changes in costs for parties, other than the RIT-T proponent
| 5.15A.2(c)(4)(v) | differences in the timing of expenditure
| 5.15A.2(c)(4)(vi) | changes in network losses
| 5.15A.2(c)(4)(vii) | changes in ancillary services costs
| 5.15A.2(c)(4)(viii) | competition benefits
| 5.15A.2(c)(4)(ix) | any additional option value
Asset lives and opex
| Asset type | Life | Annual opex
| Lines - VNIW Line 5 | 50 | 0.8%
| Lines - PEC | 50 | 0.8%
| Subs | 40 | 0.8%
| Land and easements | #N/A | 0%
| Biodiversity | 50 | 0%
| Lines | 50 | 0.8%
| Subs | 40 | 0.8%
| Land and easements | #N/A | 0%
| Biodiversity | 50 | 0%
Colour scheme
| Colour | R | B | G
| Green | 0 | 134 | 152
| Dark grey | 105 | 106 | 109
| Tan | 181 | 169 | 145
| Red | 201 | 75 | 32
| Brown | 167 | 147 | 68
| Navy | 36 | 44 | 49

## I2 CBA Inputs
I2 CBA Inputs
Inputs and parameters for assessment
Cost inputs
| Capital cost | [5 empty] | Build period
| Option | Component | Total amount | Commissioning | Asset life |  | 2019 | 2020 | 2021 | 2022 | 2023 | 2024 | 2025 | 2026 | 2027 | 2028 | 2029 | 2030 | 2031 | 2032 | 2033 | 2034 | 2035 | 2036 | 2037 | 2038 | 2039 | 2040 | 2041 | 2042 | 2043 | 2044 | 2045 | 2046 | 2047 | 2048 | 2049 | 2050 | Annual opex | Total opex
| Base I | Lines - VNIW Line 5 | 880213020.619 | 2028 | 50 |  | Build period 2019: 0; Build period 2020: 0; Build period 2021: 31750057.7091; Build period 2022: 40531438.2323; Build period 2023: 75740955.9356; Build period 2024: 54513156.0594; Build period 2025: 79761115.0213; Build period 2026: 514509685.3448; Build period 2027: 83406612.3165 | 7041704.165 | 154917491.629
| Base I | Lines - PEC |  |  |  |  | Build period 2019: 0; Build period 2020: 0; Build period 2021: 0; Build period 2022: 0; Build period 2023: 0; Build period 2024: 0; Build period 2025: 0; Build period 2026: 0; Build period 2027: 0 | 0 | 0
| Base I | Subs |  |  |  |  | Build period 2019: 0; Build period 2020: 0; Build period 2021: 0; Build period 2022: 0; Build period 2023: 0; Build period 2024: 0; Build period 2025: 0; Build period 2026: 0; Build period 2027: 0 | 0 | 0
| Base I | Land and easements |  |  |  |  | Build period 2019: 0; Build period 2020: 0; Build period 2021: 0; Build period 2022: 0; Build period 2023: 0; Build period 2024: 0; Build period 2025: 0; Build period 2026: 0; Build period 2027: 0 | 0 | 0
| Base I | Biodiversity |  |  |  |  | Build period 2019: 0; Build period 2020: 0; Build period 2021: 0; Build period 2022: 0; Build period 2023: 0; Build period 2024: 0; Build period 2025: 0; Build period 2026: 0; Build period 2027: 0 | 0 | 0
| Base I | Lines | [36 empty] | 0 | 0
| Base I | Subs | [36 empty] | 0 | 0
| Base I | Land and easements | [36 empty] | 0 | 0
| Base I | Biodiversity | [36 empty] | 0 | 0
| Base II | Lines - VNIW Line 5 | 880213020.619 | 2028 | 50 |  | Build period 2019: 0; Build period 2020: 0; Build period 2021: 31750057.7091; Build period 2022: 40531438.2323; Build period 2023: 75740955.9356; Build period 2024: 54513156.0594; Build period 2025: 79761115.0213; Build period 2026: 514509685.3448; Build period 2027: 83406612.3165 | 7041704.165 | 154917491.629
| Base II | Lines - PEC | 846508965.9436 | #N/A | 1 |  | Build period 2019: 5061325.9793; Build period 2020: 28929620.7188; Build period 2021: 224363170.0485; Build period 2022: 32199800.5738; Build period 2023: 209543761.7518; Build period 2024: 346411286.8715; Build period 2025: 0; Build period 2026: 0; Build period 2027: 0 | #N/A | 0
| Base II | Subs | 637887452.0539 | #N/A | 1 |  | Build period 2019: 0; Build period 2020: 0; Build period 2021: 14756351.1671; Build period 2022: 31179724.4262; Build period 2023: 177362702.3021; Build period 2024: 145327650.1918; Build period 2025: 269261023.9668; Build period 2026: 0; Build period 2027: 0 | #N/A | 0
| Base II | Land and easements | 152478649.113 | 2025 | #N/A |  | Build period 2019: 0; Build period 2020: 0; Build period 2021: 8663372.994; Build period 2022: 37561539.3672; Build period 2023: 70423277.6905; Build period 2024: 29570620.7443; Build period 2025: 6259838.3169; Build period 2026: 0; Build period 2027: 0 | 0 | 0
| Base II | Biodiversity | 141477720.3614 | 2025 | 50 |  | Build period 2019: 0; Build period 2020: 0; Build period 2021: 0; Build period 2022: 0; Build period 2023: 0; Build period 2024: 125788354.0883; Build period 2025: 15689366.2731; Build period 2026: 0; Build period 2027: 0 | 0 | 0
| Base II | Lines | 340170393.8945 | 2025 | 50 |  | Build period 2019: 0; Build period 2020: 3401703.9389; Build period 2021: 42380579.8942; Build period 2022: 141429009.5418; Build period 2023: 131629454.9237; Build period 2024: 21329645.5958 | 2721363.1512 | 68034078.7789
| Base II | Subs | 134003175.3379 | 2025 | 40 |  | Build period 2019: 0; Build period 2020: 1340031.7534; Build period 2021: 18444236.3991; Build period 2022: 42955147.0059; Build period 2023: 60893270.4064; Build period 2024: 10370489.7733 | 1072025.4027 | 26800635.0676
| Base II | Land and easements | 28694277.2245 | 2025 | #N/A |  | Build period 2019: 0; Build period 2020: 286942.7722; Build period 2021: 3499802.8627; Build period 2022: 24859941.0787; Build period 2023: 30592.0507; Build period 2024: 16998.4602 | 0 | 0
| Base II | Biodiversity | 32344133.0577 | 2025 | 50 |  | Build period 2019: 0; Build period 2020: 323441.3306; Build period 2021: 7762591.9338; Build period 2022: 7856690.3157; Build period 2023: 15953874.165; Build period 2024: 447535.3126 | 0 | 0
| Option 1 | Lines - VNIW Line 5 | 940674918.4547 | 2028 | 50 |  | Build period 2019: 0; Build period 2020: 0; Build period 2021: 31750057.7091; Build period 2022: 40531438.2323; Build period 2023: 75740955.9356; Build period 2024: 54513156.0594; Build period 2025: 98371066.1948; Build period 2026: 550523475.2222; Build period 2027: 89244769.1013 | 7525399.3476 | 165558785.648
| Option 1 | Lines - PEC | 1820920313.6891 | 2027 | 50 |  | Build period 2019: 5061325.9793; Build period 2020: 28929620.7188; Build period 2021: 224363170.0485; Build period 2022: 32199800.5738; Build period 2023: 209543761.7518; Build period 2024: 346411286.8715; Build period 2025: 442173513.7387; Build period 2026: 428131844.0964; Build period 2027: 104105989.9104 | 14567362.5095 | 335049337.7188
| Option 1 | Subs | 1078121270.3522 | 2027 | 40 |  | Build period 2019: 0; Build period 2020: 0; Build period 2021: 14756351.1671; Build period 2022: 31179724.4262; Build period 2023: 177362702.3021; Build period 2024: 145327650.1918; Build period 2025: 321354480.1644; Build period 2026: 312219910.6804; Build period 2027: 75920451.4201 | 8624970.1628 | 198374313.7448
| Option 1 | Land and easements | 238924999.2294 | 2027 | #N/A |  | Build period 2019: 0; Build period 2020: 0; Build period 2021: 8663372.994; Build period 2022: 37561539.3672; Build period 2023: 70423277.6905; Build period 2024: 29570620.7443; Build period 2025: 41803911.704; Build period 2026: 40945765.619; Build period 2027: 9956511.1103 | 0 | 0
| Option 1 | Biodiversity | 259003416.6022 | 2027 | 50 |  | Build period 2019: 0; Build period 2020: 0; Build period 2021: 0; Build period 2022: 0; Build period 2023: 0; Build period 2024: 125788354.0883; Build period 2025: 60218265.1089; Build period 2026: 58718586.8597; Build period 2027: 14278210.5453 | 0 | 0
| Option 1 | Lines | 340170393.8945 | 2025 | 50 |  | Build period 2019: 0; Build period 2020: 3401703.9389; Build period 2021: 42380579.8942; Build period 2022: 141429009.5418; Build period 2023: 131629454.9237; Build period 2024: 21329645.5958 | 2721363.1512 | 68034078.7789
| Option 1 | Subs | 134003175.3379 | 2025 | 40 |  | Build period 2019: 0; Build period 2020: 1340031.7534; Build period 2021: 18444236.3991; Build period 2022: 42955147.0059; Build period 2023: 60893270.4064; Build period 2024: 10370489.7733 | 1072025.4027 | 26800635.0676
| Option 1 | Land and easements | 28694277.2245 | 2025 | #N/A |  | Build period 2019: 0; Build period 2020: 286942.7722; Build period 2021: 3499802.8627; Build period 2022: 24859941.0787; Build period 2023: 30592.0507; Build period 2024: 16998.4602 | 0 | 0
| Option 1 | Biodiversity | 32344133.0577 | 2025 | 50 |  | Build period 2019: 0; Build period 2020: 323441.3306; Build period 2021: 7762591.9338; Build period 2022: 7856690.3157; Build period 2023: 15953874.165; Build period 2024: 447535.3126 | 0 | 0
| Option 2 | Lines - VNIW Line 5 | 1069423992.6522 | 2028 | 50 |  | Build period 2019: 0; Build period 2020: 0; Build period 2021: 31750057.7091; Build period 2022: 40531438.2323; Build period 2023: 75740955.9356; Build period 2024: 54513156.0594; Build period 2025: 137999560.6718; Build period 2026: 627212138.1824; Build period 2027: 101676685.8616; Build period 2028: 0 | 8555391.9412 | 188218622.7068
| Option 2 | Lines - PEC | 1968880816.6771 | 2028 | 50 |  | Build period 2019: 5061325.9793; Build period 2020: 28929620.7188; Build period 2021: 224363170.0485; Build period 2022: 32199800.5738; Build period 2023: 209543761.7518; Build period 2024: 346411286.8715; Build period 2025: 159506604.1827; Build period 2026: 425548886.1856; Build period 2027: 425059093.4283; Build period 2028: 112257266.9369 | 15751046.5334 | 346523023.7352
| Option 2 | Subs | 1133640323.7996 | 2028 | 40 |  | Build period 2019: 0; Build period 2020: 0; Build period 2021: 14756351.1671; Build period 2022: 31179724.4262; Build period 2023: 177362702.3021; Build period 2024: 145327650.1918; Build period 2025: 91253032.4007; Build period 2026: 293524388.4208; Build period 2027: 302806485.7802; Build period 2028: 77429989.1107 | 9069122.5904 | 199520696.9887
| Option 2 | Land and easements | 240944965.1106 | 2028 | #N/A |  | Build period 2019: 0; Build period 2020: 0; Build period 2021: 8663372.994; Build period 2022: 37561539.3672; Build period 2023: 70423277.6905; Build period 2024: 29570620.7443; Build period 2025: 12224606.2262; Build period 2026: 33282722.6246; Build period 2027: 39053786.9554; Build period 2028: 10165038.5083 | 0 | 0
| Option 2 | Biodiversity | 260712618.0429 | 2028 | 50 |  | Build period 2019: 0; Build period 2020: 0; Build period 2021: 0; Build period 2022: 0; Build period 2023: 0; Build period 2024: 125788354.0883; Build period 2025: 20247294.2047; Build period 2026: 46343362.4142; Build period 2027: 53894620.0427; Build period 2028: 14438987.293 | 0 | 0
| Option 2 | Lines | 340170393.8945 | 2025 | 50 |  | Build period 2019: 0; Build period 2020: 3401703.9389; Build period 2021: 42380579.8942; Build period 2022: 141429009.5418; Build period 2023: 131629454.9237; Build period 2024: 21329645.5958 | 2721363.1512 | 68034078.7789
| Option 2 | Subs | 134003175.3379 | 2025 | 40 |  | Build period 2019: 0; Build period 2020: 1340031.7534; Build period 2021: 18444236.3991; Build period 2022: 42955147.0059; Build period 2023: 60893270.4064; Build period 2024: 10370489.7733 | 1072025.4027 | 26800635.0676
| Option 2 | Land and easements | 28694277.2245 | 2025 | #N/A |  | Build period 2019: 0; Build period 2020: 286942.7722; Build period 2021: 3499802.8627; Build period 2022: 24859941.0787; Build period 2023: 30592.0507; Build period 2024: 16998.4602 | 0 | 0
| Option 2 | Biodiversity | 32344133.0577 | 2025 | 50 |  | Build period 2019: 0; Build period 2020: 323441.3306; Build period 2021: 7762591.9338; Build period 2022: 7856690.3157; Build period 2023: 15953874.165; Build period 2024: 447535.3126 | 0 | 0
| Option 3 | Lines - VNIW Line 5 | 1079837396.549 | 2028 | 50 |  | Build period 2019: 0; Build period 2020: 0; Build period 2021: 31750057.7091; Build period 2022: 40531438.2323; Build period 2023: 75740955.9356; Build period 2024: 54513156.0594; Build period 2025: 141204768.3316; Build period 2026: 633414823.7294; Build period 2027: 102682196.5517; Build period 2028: 0 | 8638699.1724 | 190051381.7926
| Option 3 | Lines - PEC | 1987393194.1469 | 2028 | 50 |  | Build period 2019: 5061325.9793; Build period 2020: 28929620.7188; Build period 2021: 224363170.0485; Build period 2022: 32199800.5738; Build period 2023: 209543761.7518; Build period 2024: 346411286.8715; Build period 2025: 157739002.6421; Build period 2026: 433879366.978; Build period 2027: 435013270.9912; Build period 2028: 114252587.5921 | 15899145.5532 | 349781202.1699
| Option 3 | Subs | 1144536151.4443 | 2028 | 40 |  | Build period 2019: 0; Build period 2020: 0; Build period 2021: 14756351.1671; Build period 2022: 31179724.4262; Build period 2023: 177362702.3021; Build period 2024: 145327650.1918; Build period 2025: 90234451.1415; Build period 2026: 298503779.0055; Build period 2027: 308567088.9608; Build period 2028: 78604404.2494 | 9156289.2116 | 201438362.6542
| Option 3 | Land and easements | 243315640.4351 | 2028 | #N/A |  | Build period 2019: 0; Build period 2020: 0; Build period 2021: 8663372.994; Build period 2022: 37561539.3672; Build period 2023: 70423277.6905; Build period 2024: 29570620.7443; Build period 2025: 15145401.3598; Build period 2026: 33025278.2485; Build period 2027: 38521880.119; Build period 2028: 10404269.9116 | 0 | 0
| Option 3 | Biodiversity | 263353338.7288 | 2028 | 50 |  | Build period 2019: 0; Build period 2020: 0; Build period 2021: 0; Build period 2022: 0; Build period 2023: 0; Build period 2024: 125788354.0883; Build period 2025: 22890252.7805; Build period 2026: 46299172.9443; Build period 2027: 53666807.2407; Build period 2028: 14708751.675 | 0 | 0
| Option 3 | Lines | 340170393.8945 | 2025 | 50 |  | Build period 2019: 0; Build period 2020: 3401703.9389; Build period 2021: 42380579.8942; Build period 2022: 141429009.5418; Build period 2023: 131629454.9237; Build period 2024: 21329645.5958 | 2721363.1512 | 68034078.7789
| Option 3 | Subs | 134003175.3379 | 2025 | 40 |  | Build period 2019: 0; Build period 2020: 1340031.7534; Build period 2021: 18444236.3991; Build period 2022: 42955147.0059; Build period 2023: 60893270.4064; Build period 2024: 10370489.7733 | 1072025.4027 | 26800635.0676
| Option 3 | Land and easements | 28694277.2245 | 2025 | #N/A |  | Build period 2019: 0; Build period 2020: 286942.7722; Build period 2021: 3499802.8627; Build period 2022: 24859941.0787; Build period 2023: 30592.0507; Build period 2024: 16998.4602 | 0 | 0
| Option 3 | Biodiversity | 32344133.0577 | 2025 | 50 |  | Build period 2019: 0; Build period 2020: 323441.3306; Build period 2021: 7762591.9338; Build period 2022: 7856690.3157; Build period 2023: 15953874.165; Build period 2024: 447535.3126 | 0 | 0
| Option 4 | Lines - VNIW Line 5 | 880213020.619 | 2028 | 50 |  | Build period 2019: 0; Build period 2020: 0; Build period 2021: 31750057.7091; Build period 2022: 40531438.2323; Build period 2023: 75740955.9356; Build period 2024: 54513156.0594; Build period 2025: 79761115.0213; Build period 2026: 514509685.3448; Build period 2027: 83406612.3165 | 7041704.165 | 154917491.629
| Option 4 | Lines - PEC | 1714223146.7247 | 2027 | 50 |  | Build period 2019: 5061325.9793; Build period 2020: 28929620.7188; Build period 2021: 224363170.0485; Build period 2022: 32199800.5738; Build period 2023: 209543761.7518; Build period 2024: 346411286.8715; Build period 2025: 635543365.1164; Build period 2026: 172334084.5449; Build period 2027: 59836731.1199 | 13713785.1738 | 315417058.9974
| Option 4 | Subs | 1013136308.2219 | 2027 | 40 |  | Build period 2019: 0; Build period 2020: 0; Build period 2021: 14756351.1671; Build period 2022: 31179724.4262; Build period 2023: 177362702.3021; Build period 2024: 145327650.1918; Build period 2025: 423759912.934; Build period 2026: 171314637.1685; Build period 2027: 49435330.0322 | 8105090.4658 | 186417080.7128
| Option 4 | Land and easements | 225241609.5838 | 2027 | #N/A |  | Build period 2019: 0; Build period 2020: 0; Build period 2021: 8663372.994; Build period 2022: 37561539.3672; Build period 2023: 70423277.6905; Build period 2024: 29570620.7443; Build period 2025: 70771616.9792; Build period 2026: 4101519.57; Build period 2027: 4149662.2385 | 0 | 0
| Option 4 | Biodiversity | 243467059.3186 | 2027 | 50 |  | Build period 2019: 0; Build period 2020: 0; Build period 2021: 0; Build period 2022: 0; Build period 2023: 0; Build period 2024: 125788354.0883; Build period 2025: 89456965.4642; Build period 2026: 20423263.7258; Build period 2027: 7798476.0403 | 0 | 0
| Option 4 | Lines | 340170393.8945 | 2025 | 50 |  | Build period 2019: 0; Build period 2020: 3401703.9389; Build period 2021: 42380579.8942; Build period 2022: 141429009.5418; Build period 2023: 131629454.9237; Build period 2024: 21329645.5958 | 2721363.1512 | 68034078.7789
| Option 4 | Subs | 134003175.3379 | 2025 | 40 |  | Build period 2019: 0; Build period 2020: 1340031.7534; Build period 2021: 18444236.3991; Build period 2022: 42955147.0059; Build period 2023: 60893270.4064; Build period 2024: 10370489.7733 | 1072025.4027 | 26800635.0676
| Option 4 | Land and easements | 28694277.2245 | 2025 | #N/A |  | Build period 2019: 0; Build period 2020: 286942.7722; Build period 2021: 3499802.8627; Build period 2022: 24859941.0787; Build period 2023: 30592.0507; Build period 2024: 16998.4602 | 0 | 0
| Option 4 | Biodiversity | 32344133.0577 | 2025 | 50 |  | Build period 2019: 0; Build period 2020: 323441.3306; Build period 2021: 7762591.9338; Build period 2022: 7856690.3157; Build period 2023: 15953874.165; Build period 2024: 447535.3126 | 0 | 0
| Option 5 | Lines - VNIW Line 5 | 1079837396.549 | 2028 | 50 |  | Build period 2019: 0; Build period 2020: 0; Build period 2021: 31750057.7091; Build period 2022: 40531438.2323; Build period 2023: 75740955.9356; Build period 2024: 54513156.0594; Build period 2025: 141204768.3316; Build period 2026: 633414823.7294; Build period 2027: 102682196.5517; Build period 2028: 0 | 8638699.1724 | 190051381.7926
| Option 5 | Lines - PEC | 1987393194.1469 | 2028 | 50 |  | Build period 2019: 5061325.9793; Build period 2020: 28929620.7188; Build period 2021: 224363170.0485; Build period 2022: 32199800.5738; Build period 2023: 209543761.7518; Build period 2024: 346411286.8715; Build period 2025: 157739002.6421; Build period 2026: 433879366.978; Build period 2027: 435013270.9912; Build period 2028: 114252587.5921 | 15899145.5532 | 349781202.1699
| Option 5 | Subs | 1144536151.4443 | 2028 | 40 |  | Build period 2019: 0; Build period 2020: 0; Build period 2021: 14756351.1671; Build period 2022: 31179724.4262; Build period 2023: 177362702.3021; Build period 2024: 145327650.1918; Build period 2025: 90234451.1415; Build period 2026: 298503779.0055; Build period 2027: 308567088.9608; Build period 2028: 78604404.2494 | 9156289.2116 | 201438362.6542
| Option 5 | Land and easements | 243315640.4351 | 2028 | #N/A |  | Build period 2019: 0; Build period 2020: 0; Build period 2021: 8663372.994; Build period 2022: 37561539.3672; Build period 2023: 70423277.6905; Build period 2024: 29570620.7443; Build period 2025: 15145401.3598; Build period 2026: 33025278.2485; Build period 2027: 38521880.119; Build period 2028: 10404269.9116 | 0 | 0
| Option 5 | Biodiversity | 263353338.7288 | 2028 | 50 |  | Build period 2019: 0; Build period 2020: 0; Build period 2021: 0; Build period 2022: 0; Build period 2023: 0; Build period 2024: 125788354.0883; Build period 2025: 22890252.7805; Build period 2026: 46299172.9443; Build period 2027: 53666807.2407; Build period 2028: 14708751.675 | 0 | 0
| Option 5 | Lines | 340170393.8945 | 2025 | 50 |  | Build period 2019: 0; Build period 2020: 3401703.9389; Build period 2021: 42380579.8942; Build period 2022: 141429009.5418; Build period 2023: 131629454.9237; Build period 2024: 21329645.5958 | 2721363.1512 | 68034078.7789
| Option 5 | Subs | 134003175.3379 | 2025 | 40 |  | Build period 2019: 0; Build period 2020: 1340031.7534; Build period 2021: 18444236.3991; Build period 2022: 42955147.0059; Build period 2023: 60893270.4064; Build period 2024: 10370489.7733 | 1072025.4027 | 26800635.0676
| Option 5 | Land and easements | 28694277.2245 | 2025 | #N/A |  | Build period 2019: 0; Build period 2020: 286942.7722; Build period 2021: 3499802.8627; Build period 2022: 24859941.0787; Build period 2023: 30592.0507; Build period 2024: 16998.4602 | 0 | 0
| Option 5 | Biodiversity | 32344133.0577 | 2025 | 50 |  | Build period 2019: 0; Build period 2020: 323441.3306; Build period 2021: 7762591.9338; Build period 2022: 7856690.3157; Build period 2023: 15953874.165; Build period 2024: 447535.3126 | 0 | 0
| Option 7 | Lines - VNIW Line 5 | 1131461616.9156 | 2028 | 50 |  | Build period 2019: 0; Build period 2020: 0; Build period 2021: 31750057.7091; Build period 2022: 40531438.2323; Build period 2023: 75740955.9356; Build period 2024: 54513156.0594; Build period 2025: 157094514.6806; Build period 2026: 664164500.6568; Build period 2027: 107666993.6418; Build period 2028: 0 | 9051692.9353 | 199137244.5771
| Option 7 | Lines - PEC | 2055416151.1217 | 2028 | 50 |  | Build period 2019: 5061325.9793; Build period 2020: 28929620.7188; Build period 2021: 224363170.0485; Build period 2022: 32199800.5738; Build period 2023: 209543761.7518; Build period 2024: 346411286.8715; Build period 2025: 222183295.4083; Build period 2026: 438801594.057; Build period 2027: 432342556.8073; Build period 2028: 115579738.9055 | 16443329.209 | 361753242.5974
| Option 7 | Subs | 1149694752.9354 | 2028 | 40 |  | Build period 2019: 0; Build period 2020: 0; Build period 2021: 14756351.1671; Build period 2022: 31179724.4262; Build period 2023: 177362702.3021; Build period 2024: 145327650.1918; Build period 2025: 113841062.3488; Build period 2026: 290781866.6274; Build period 2027: 299853850.4483; Build period 2028: 76591545.4238 | 9197558.0235 | 202346276.5166
| Option 7 | Land and easements | 243905560.4422 | 2028 | #N/A |  | Build period 2019: 0; Build period 2020: 0; Build period 2021: 8663372.994; Build period 2022: 37561539.3672; Build period 2023: 70423277.6905; Build period 2024: 29570620.7443; Build period 2025: 14175498.5075; Build period 2026: 36382818.4066; Build period 2027: 37545248.1925; Build period 2028: 9583184.5395 | 0 | 0
| Option 7 | Biodiversity | 263570739.8151 | 2028 | 50 |  | Build period 2019: 0; Build period 2020: 0; Build period 2021: 0; Build period 2022: 0; Build period 2023: 0; Build period 2024: 125788354.0883; Build period 2025: 12896041.8673; Build period 2026: 53054079.0607; Build period 2027: 57857893.0354; Build period 2028: 13974371.7634 | 0 | 0
| Option 7 | Lines | 340170393.8945 | 2025 | 50 |  | Build period 2019: 0; Build period 2020: 3401703.9389; Build period 2021: 42380579.8942; Build period 2022: 141429009.5418; Build period 2023: 131629454.9237; Build period 2024: 21329645.5958 | 2721363.1512 | 68034078.7789
| Option 7 | Subs | 134003175.3379 | 2025 | 40 |  | Build period 2019: 0; Build period 2020: 1340031.7534; Build period 2021: 18444236.3991; Build period 2022: 42955147.0059; Build period 2023: 60893270.4064; Build period 2024: 10370489.7733 | 1072025.4027 | 26800635.0676
| Option 7 | Land and easements | 28694277.2245 | 2025 | #N/A |  | Build period 2019: 0; Build period 2020: 286942.7722; Build period 2021: 3499802.8627; Build period 2022: 24859941.0787; Build period 2023: 30592.0507; Build period 2024: 16998.4602 | 0 | 0
| Option 7 | Biodiversity | 32344133.0577 | 2025 | 50 |  | Build period 2019: 0; Build period 2020: 323441.3306; Build period 2021: 7762591.9338; Build period 2022: 7856690.3157; Build period 2023: 15953874.165; Build period 2024: 447535.3126 | 0 | 0
| Option 8 | Lines - VNIW Line 5 | 1079837396.549 | 2028 | 50 |  | Build period 2019: 0; Build period 2020: 0; Build period 2021: 31750057.7091; Build period 2022: 40531438.2323; Build period 2023: 75740955.9356; Build period 2024: 54513156.0594; Build period 2025: 141204768.3316; Build period 2026: 633414823.7294; Build period 2027: 102682196.5517; Build period 2028: 0 | 8638699.1724 | 190051381.7926
| Option 8 | Lines - PEC | 1987393194.1469 | 2028 | 50 |  | Build period 2019: 5061325.9793; Build period 2020: 28929620.7188; Build period 2021: 224363170.0485; Build period 2022: 32199800.5738; Build period 2023: 209543761.7518; Build period 2024: 346411286.8715; Build period 2025: 157739002.6421; Build period 2026: 433879366.978; Build period 2027: 435013270.9912; Build period 2028: 114252587.5921 | 15899145.5532 | 349781202.1699
| Option 8 | Subs | 1144536151.4443 | 2028 | 40 |  | Build period 2019: 0; Build period 2020: 0; Build period 2021: 14756351.1671; Build period 2022: 31179724.4262; Build period 2023: 177362702.3021; Build period 2024: 145327650.1918; Build period 2025: 90234451.1415; Build period 2026: 298503779.0055; Build period 2027: 308567088.9608; Build period 2028: 78604404.2494 | 9156289.2116 | 201438362.6542
| Option 8 | Land and easements | 243315640.4351 | 2028 | #N/A |  | Build period 2019: 0; Build period 2020: 0; Build period 2021: 8663372.994; Build period 2022: 37561539.3672; Build period 2023: 70423277.6905; Build period 2024: 29570620.7443; Build period 2025: 15145401.3598; Build period 2026: 33025278.2485; Build period 2027: 38521880.119; Build period 2028: 10404269.9116 | 0 | 0
| Option 8 | Biodiversity | 263353338.7288 | 2028 | 50 |  | Build period 2019: 0; Build period 2020: 0; Build period 2021: 0; Build period 2022: 0; Build period 2023: 0; Build period 2024: 125788354.0883; Build period 2025: 22890252.7805; Build period 2026: 46299172.9443; Build period 2027: 53666807.2407; Build period 2028: 14708751.675 | 0 | 0
| Option 8 | Lines | 340170393.8945 | 2025 | 50 |  | Build period 2019: 0; Build period 2020: 3401703.9389; Build period 2021: 42380579.8942; Build period 2022: 141429009.5418; Build period 2023: 131629454.9237; Build period 2024: 21329645.5958 | 2721363.1512 | 68034078.7789
| Option 8 | Subs | 134003175.3379 | 2025 | 40 |  | Build period 2019: 0; Build period 2020: 1340031.7534; Build period 2021: 18444236.3991; Build period 2022: 42955147.0059; Build period 2023: 60893270.4064; Build period 2024: 10370489.7733 | 1072025.4027 | 26800635.0676
| Option 8 | Land and easements | 28694277.2245 | 2025 | #N/A |  | Build period 2019: 0; Build period 2020: 286942.7722; Build period 2021: 3499802.8627; Build period 2022: 24859941.0787; Build period 2023: 30592.0507; Build period 2024: 16998.4602 | 0 | 0
| Option 8 | Biodiversity | 32344133.0577 | 2025 | 50 |  | Build period 2019: 0; Build period 2020: 323441.3306; Build period 2021: 7762591.9338; Build period 2022: 7856690.3157; Build period 2023: 15953874.165; Build period 2024: 447535.3126 | 0 | 0
Operating cost
| Option name |  | Unit | 2019 | 2020 | 2021 | 2022 | 2023 | 2024 | 2025 | 2026 | 2027 | 2028 | 2029 | 2030 | 2031 | 2032 | 2033 | 2034 | 2035 | 2036 | 2037 | 2038 | 2039 | 2040 | 2041 | 2042 | 2043 | 2044 | 2045 | 2046 | 2047 | 2048 | 2049 | 2050
| Base I |  | $, real | 0 | 0 | 0 | 0 | 0 | 0 | 0 | 0 | 0 | 0 | 7041704.165 | 7041704.165 | 7041704.165 | 7041704.165 | 7041704.165 | 7041704.165 | 7041704.165 | 7041704.165 | 7041704.165 | 7041704.165 | 7041704.165 | 7041704.165 | 7041704.165 | 7041704.165 | 7041704.165 | 7041704.165 | 7041704.165 | 7041704.165 | 7041704.165 | 7041704.165 | 7041704.165 | 7041704.165
| Base II |  | $, real | 0 | 0 | 0 | 0 | 0 | 0 | 0 | 3793388.5539 | 3793388.5539 | 3793388.5539 | 10835092.7188 | 10835092.7188 | 10835092.7188 | 10835092.7188 | 10835092.7188 | 10835092.7188 | 10835092.7188 | 10835092.7188 | 10835092.7188 | 10835092.7188 | 10835092.7188 | 10835092.7188 | 10835092.7188 | 10835092.7188 | 10835092.7188 | 10835092.7188 | 10835092.7188 | 10835092.7188 | 10835092.7188 | 10835092.7188 | 10835092.7188 | 10835092.7188
| Option 1 |  | $, real | 0 | 0 | 0 | 0 | 0 | 0 | 0 | 3793388.5539 | 3793388.5539 | 26985721.2262 | 34511120.5738 | 34511120.5738 | 34511120.5738 | 34511120.5738 | 34511120.5738 | 34511120.5738 | 34511120.5738 | 34511120.5738 | 34511120.5738 | 34511120.5738 | 34511120.5738 | 34511120.5738 | 34511120.5738 | 34511120.5738 | 34511120.5738 | 34511120.5738 | 34511120.5738 | 34511120.5738 | 34511120.5738 | 34511120.5738 | 34511120.5738 | 34511120.5738
| Option 2 |  | $, real | 0 | 0 | 0 | 0 | 0 | 0 | 0 | 3793388.5539 | 3793388.5539 | 3793388.5539 | 37168949.6189 | 37168949.6189 | 37168949.6189 | 37168949.6189 | 37168949.6189 | 37168949.6189 | 37168949.6189 | 37168949.6189 | 37168949.6189 | 37168949.6189 | 37168949.6189 | 37168949.6189 | 37168949.6189 | 37168949.6189 | 37168949.6189 | 37168949.6189 | 37168949.6189 | 37168949.6189 | 37168949.6189 | 37168949.6189 | 37168949.6189 | 37168949.6189
| Option 3 |  | $, real | 0 | 0 | 0 | 0 | 0 | 0 | 0 | 3793388.5539 | 3793388.5539 | 3793388.5539 | 37487522.491 | 37487522.491 | 37487522.491 | 37487522.491 | 37487522.491 | 37487522.491 | 37487522.491 | 37487522.491 | 37487522.491 | 37487522.491 | 37487522.491 | 37487522.491 | 37487522.491 | 37487522.491 | 37487522.491 | 37487522.491 | 37487522.491 | 37487522.491 | 37487522.491 | 37487522.491 | 37487522.491 | 37487522.491
| Option 4 |  | $, real | 0 | 0 | 0 | 0 | 0 | 0 | 0 | 3793388.5539 | 3793388.5539 | 25612264.1934 | 32653968.3584 | 32653968.3584 | 32653968.3584 | 32653968.3584 | 32653968.3584 | 32653968.3584 | 32653968.3584 | 32653968.3584 | 32653968.3584 | 32653968.3584 | 32653968.3584 | 32653968.3584 | 32653968.3584 | 32653968.3584 | 32653968.3584 | 32653968.3584 | 32653968.3584 | 32653968.3584 | 32653968.3584 | 32653968.3584 | 32653968.3584 | 32653968.3584
| Option 5 |  | $, real | 0 | 0 | 0 | 0 | 0 | 0 | 0 | 3793388.5539 | 3793388.5539 | 3793388.5539 | 37487522.491 | 37487522.491 | 37487522.491 | 37487522.491 | 37487522.491 | 37487522.491 | 37487522.491 | 37487522.491 | 37487522.491 | 37487522.491 | 37487522.491 | 37487522.491 | 37487522.491 | 37487522.491 | 37487522.491 | 37487522.491 | 37487522.491 | 37487522.491 | 37487522.491 | 37487522.491 | 37487522.491 | 37487522.491
| Option 7 |  | $, real | 0 | 0 | 0 | 0 | 0 | 0 | 0 | 3793388.5539 | 3793388.5539 | 3793388.5539 | 38485968.7216 | 38485968.7216 | 38485968.7216 | 38485968.7216 | 38485968.7216 | 38485968.7216 | 38485968.7216 | 38485968.7216 | 38485968.7216 | 38485968.7216 | 38485968.7216 | 38485968.7216 | 38485968.7216 | 38485968.7216 | 38485968.7216 | 38485968.7216 | 38485968.7216 | 38485968.7216 | 38485968.7216 | 38485968.7216 | 38485968.7216 | 38485968.7216
| Option 8 |  | $, real | 0 | 0 | 0 | 0 | 0 | 0 | 0 | 3793388.5539 | 3793388.5539 | 3793388.5539 | 37487522.491 | 37487522.491 | 37487522.491 | 37487522.491 | 37487522.491 | 37487522.491 | 37487522.491 | 37487522.491 | 37487522.491 | 37487522.491 | 37487522.491 | 37487522.491 | 37487522.491 | 37487522.491 | 37487522.491 | 37487522.491 | 37487522.491 | 37487522.491 | 37487522.491 | 37487522.491 | 37487522.491 | 37487522.491
Security and LDs
| Option name |  | Unit | 2019 | 2020 | 2021 | 2022 | 2023 | 2024 | 2025 | 2026 | 2027 | 2028 | 2029 | 2030 | 2031 | 2032 | 2033 | 2034 | 2035 | 2036 | 2037 | 2038 | 2039 | 2040 | 2041 | 2042 | 2043 | 2044 | 2045 | 2046 | 2047 | 2048 | 2049 | 2050
| Base I |  | $, real | c-i-c | c-i-c | c-i-c | c-i-c | c-i-c | c-i-c | c-i-c | c-i-c | c-i-c | c-i-c | c-i-c | c-i-c | c-i-c | c-i-c | c-i-c | c-i-c | c-i-c | c-i-c | c-i-c | c-i-c | c-i-c | c-i-c | c-i-c | c-i-c | c-i-c | c-i-c | c-i-c | c-i-c | c-i-c | c-i-c | c-i-c | c-i-c
| Base II |  | $, real | c-i-c | c-i-c | c-i-c | c-i-c | c-i-c | c-i-c | c-i-c | c-i-c | c-i-c | c-i-c | c-i-c | c-i-c | c-i-c | c-i-c | c-i-c | c-i-c | c-i-c | c-i-c | c-i-c | c-i-c | c-i-c | c-i-c | c-i-c | c-i-c | c-i-c | c-i-c | c-i-c | c-i-c | c-i-c | c-i-c | c-i-c | c-i-c
| Option 1 |  | $, real | c-i-c | c-i-c | c-i-c | c-i-c | c-i-c | c-i-c | c-i-c | c-i-c | c-i-c | c-i-c | c-i-c | c-i-c | c-i-c | c-i-c | c-i-c | c-i-c | c-i-c | c-i-c | c-i-c | c-i-c | c-i-c | c-i-c | c-i-c | c-i-c | c-i-c | c-i-c | c-i-c | c-i-c | c-i-c | c-i-c | c-i-c | c-i-c
| Option 2 |  | $, real | c-i-c | c-i-c | c-i-c | c-i-c | c-i-c | c-i-c | c-i-c | c-i-c | c-i-c | c-i-c | c-i-c | c-i-c | c-i-c | c-i-c | c-i-c | c-i-c | c-i-c | c-i-c | c-i-c | c-i-c | c-i-c | c-i-c | c-i-c | c-i-c | c-i-c | c-i-c | c-i-c | c-i-c | c-i-c | c-i-c | c-i-c | c-i-c
| Option 3 |  | $, real | c-i-c | c-i-c | c-i-c | c-i-c | c-i-c | c-i-c | c-i-c | c-i-c | c-i-c | c-i-c | c-i-c | c-i-c | c-i-c | c-i-c | c-i-c | c-i-c | c-i-c | c-i-c | c-i-c | c-i-c | c-i-c | c-i-c | c-i-c | c-i-c | c-i-c | c-i-c | c-i-c | c-i-c | c-i-c | c-i-c | c-i-c | c-i-c
| Option 4 |  | $, real | 0 | 0 | 0 | Build period 2019: 0; Build period 2020: 0; Build period 2021: 0; Build period 2022: -211141340.732; Build period 2023: 0; Build period 2024: 0; Build period 2025: 0; Build period 2026: 0; Build period 2027: 0; Build period 2028: 0; Build period 2029: 0; Build period 2030: 0; Build period 2031: 0
| Option 5 |  | $, real | c-i-c | c-i-c | c-i-c | c-i-c | c-i-c | c-i-c | c-i-c | c-i-c | c-i-c | c-i-c | c-i-c | c-i-c | c-i-c | c-i-c | c-i-c | c-i-c | c-i-c | c-i-c | c-i-c | c-i-c | c-i-c | c-i-c | c-i-c | c-i-c | c-i-c | c-i-c | c-i-c | c-i-c | c-i-c | c-i-c | c-i-c | c-i-c
| Option 7 |  | $, real | c-i-c | c-i-c | c-i-c | c-i-c | c-i-c | c-i-c | c-i-c | c-i-c | c-i-c | c-i-c | c-i-c | c-i-c | c-i-c | c-i-c | c-i-c | c-i-c | c-i-c | c-i-c | c-i-c | c-i-c | c-i-c | c-i-c | c-i-c | c-i-c | c-i-c | c-i-c | c-i-c | c-i-c | c-i-c | c-i-c | c-i-c | c-i-c
| Option 8 |  | $, real | c-i-c | c-i-c | c-i-c | c-i-c | c-i-c | c-i-c | c-i-c | c-i-c | c-i-c | c-i-c | c-i-c | c-i-c | c-i-c | c-i-c | c-i-c | c-i-c | c-i-c | c-i-c | c-i-c | c-i-c | c-i-c | c-i-c | c-i-c | c-i-c | c-i-c | c-i-c | c-i-c | c-i-c | c-i-c | c-i-c | c-i-c | c-i-c
'Market benefit' inputs
| Involuntary load shedding |  | 5.15A.2(c)(4)(ii)
| Progressive | S1 | Unit | 2019 | 2020 | 2021 | 2022 | 2023 | 2024 | 2025 | 2026 | 2027 | 2028 | 2029 | 2030 | 2031 | 2032 | 2033 | 2034 | 2035 | 2036 | 2037 | 2038 | 2039 | 2040 | 2041 | 2042 | 2043 | 2044 | 2045 | 2046 | 2047 | 2048 | 2049 | 2050
| Base II |  | $, real |  | 0 | 0 | 0 | 0 | 0 | 4 | 5 | 5 | 5 | 6 | 6 | 7 | 7 | 8 | 8 | 9 | 9 | 151612739 | 11 | 12 | 12 | 13 | 14 | 15 | 72806827 | 17 | 89380868 | 20 | 21 | 23
| Base I |  | $, real |  | 0 | 0 | 0 | 0 | 0 | 3 | 3 | 3 | 3 | 3 | 4 | 4 | 4 | 4 | 5 | 5 | 5 | 140435816 | 6 | 7 | 7 | 7 | 8 | 9 | 80053848 | 10 | 93487752 | 11 | 12 | 13
| Option 1 |  | $, real |  | 0 | 0 | 0 | 0 | 0 | 3 | 4 | 4 | 4 | 5 | 5 | 5 | 5 | 6 | 6 | 7 | 7 | 145495519 | 8 | 9 | 9 | 10 | 11 | 12 | 33950376 | 13 | 59581732 | 15 | 16 | 17
| Option 2 |  | $, real |  | 0 | 0 | 0 | 0 | 0 | 4 | 4 | 4 | 4 | 5 | 5 | 6 | 6 | 6 | 7 | 7 | 8 | 149107259 | 9 | 9 | 10 | 11 | 12 | 12 | 33262112 | 14 | 60177063 | 16 | 17 | 19
| Option 3 |  | $, real |  | 0 | 0 | 0 | 0 | 0 | 4 | 4 | 4 | 4 | 5 | 5 | 6 | 6 | 6 | 7 | 7 | 8 | 149107259 | 9 | 9 | 10 | 11 | 12 | 12 | 33262112 | 14 | 60177063 | 16 | 17 | 19
| Option 4 |  | $, real |  | 0 | 0 | 0 | 0 | 0 | 3 | 4 | 4 | 4 | 5 | 5 | 5 | 5 | 6 | 6 | 7 | 7 | 145495519 | 8 | 9 | 9 | 10 | 11 | 12 | 33950376 | 13 | 59581732 | 15 | 16 | 17
| Option 5 |  | $, real |  | 0 | 0 | 0 | 0 | 0 | 4 | 4 | 4 | 4 | 5 | 5 | 6 | 6 | 6 | 7 | 7 | 8 | 149107259 | 9 | 9 | 10 | 11 | 12 | 12 | 33262112 | 14 | 60177063 | 16 | 17 | 19
| Option 7 |  | $, real |  | 0 | 0 | 0 | 0 | 0 | 4 | 4 | 4 | 4 | 5 | 5 | 6 | 6 | 6 | 7 | 7 | 8 | 149107259 | 9 | 9 | 10 | 11 | 12 | 12 | 33262112 | 14 | 60177063 | 16 | 17 | 19
| Option 8 |  | $, real |  | 0 | 0 | 0 | 0 | 0 | 4 | 4 | 4 | 4 | 5 | 5 | 6 | 6 | 6 | 7 | 7 | 8 | 149107259 | 9 | 9 | 10 | 11 | 12 | 12 | 33262112 | 14 | 60177063 | 16 | 17 | 19
| Step | S2 | Unit | 2019 | 2020 | 2021 | 2022 | 2023 | 2024 | 2025 | 2026 | 2027 | 2028 | 2029 | 2030 | 2031 | 2032 | 2033 | 2034 | 2035 | 2036 | 2037 | 2038 | 2039 | 2040 | 2041 | 2042 | 2043 | 2044 | 2045 | 2046 | 2047 | 2048 | 2049 | 2050
| Base II |  | $, real |  | 0 | 0 | 0 | 0 | 0 | 3 | 3 | 4 | 4 | 4 | 4 | 5 | 5 | 5 | 6 | 6 | 6 | 7 | 7 | 8 | 8 | 9 | 10 | 10 | 11 | 12 | 13 | 14 | 14 | 16
| Base I |  | $, real |  | 0 | 0 | 0 | 0 | 0 | 5 | 5 | 5 | 6 | 6 | 6 | 7 | 7 | 8 | 8 | 9 | 10 | 10 | 11 | 12 | 13 | 14 | 14 | 16 | 17 | 18 | 8074939 | 20 | 22 | 23
| Option 1 |  | $, real |  | 0 | 0 | 0 | 0 | 0 | 5 | 5 | 5 | 6 | 6 | 7 | 7 | 7 | 8 | 9 | 9 | 10 | 11 | 11 | 12 | 13 | 14 | 15 | 16 | 17 | 18 | 19 | 21 | 22 | 24
| Option 2 |  | $, real |  | 0 | 0 | 0 | 0 | 0 | 4 | 4 | 4 | 4 | 5 | 5 | 5 | 6 | 6 | 7 | 7 | 8 | 8 | 9 | 9 | 10 | 11 | 11 | 12 | 13 | 14 | 15 | 16 | 17 | 18
| Option 3 |  | $, real |  | 0 | 0 | 0 | 0 | 0 | 4 | 4 | 4 | 4 | 5 | 5 | 5 | 6 | 6 | 7 | 7 | 8 | 8 | 9 | 9 | 10 | 11 | 11 | 12 | 13 | 14 | 15 | 16 | 17 | 18
| Option 4 |  | $, real |  | 0 | 0 | 0 | 0 | 0 | 5 | 5 | 5 | 6 | 6 | 7 | 7 | 7 | 8 | 9 | 9 | 10 | 11 | 11 | 12 | 13 | 14 | 15 | 16 | 17 | 18 | 19 | 21 | 22 | 24
| Option 5 |  | $, real |  | 0 | 0 | 0 | 0 | 0 | 4 | 4 | 4 | 4 | 5 | 5 | 5 | 6 | 6 | 7 | 7 | 8 | 8 | 9 | 9 | 10 | 11 | 11 | 12 | 13 | 14 | 15 | 16 | 17 | 18
| Option 7 |  | $, real |  | 0 | 0 | 0 | 0 | 0 | 4 | 4 | 4 | 4 | 5 | 5 | 5 | 6 | 6 | 7 | 7 | 8 | 8 | 9 | 9 | 10 | 11 | 11 | 12 | 13 | 14 | 15 | 16 | 17 | 18
| Option 8 |  | $, real |  | 0 | 0 | 0 | 0 | 0 | 4 | 4 | 4 | 4 | 5 | 5 | 5 | 6 | 6 | 7 | 7 | 8 | 8 | 9 | 9 | 10 | 11 | 11 | 12 | 13 | 14 | 15 | 16 | 17 | 18
| Green energy exports | S3 | Unit | 2019 | 2020 | 2021 | 2022 | 2023 | 2024 | 2025 | 2026 | 2027 | 2028 | 2029 | 2030 | 2031 | 2032 | 2033 | 2034 | 2035 | 2036 | 2037 | 2038 | 2039 | 2040 | 2041 | 2042 | 2043 | 2044 | 2045 | 2046 | 2047 | 2048 | 2049 | 2050
| Base II |  | $, real |  | 0 | 0 | 0 | 0 | 0 | 10 | 11 | 11 | 12 | 13 | 14 | 15 | 16 | 17 | 18 | 19 | 21 | 22 | 24 | 26 | 27 | 29 | 31 | 33 | 36 | 38 | 41 | 44 | 47 | 50
| Base I |  | $, real |  | 0 | 0 | 0 | 0 | 0 | 11 | 12 | 13 | 14 | 15 | 16 | 17 | 18 | 19 | 20 | 22 | 23 | 25 | 27 | 29 | 31 | 33 | 35 | 38 | 40 | 43 | 46 | 49 | 53 | 56
| Option 1 |  | $, real |  | 0 | 0 | 0 | 0 | 0 | 13 | 14 | 15 | 16 | 17 | 18 | 20 | 21 | 22 | 24 | 26 | 27 | 29 | 31 | 34 | 36 | 38 | 41 | 44 | 47 | 50 | 54 | 58 | 62 | 66
| Option 2 |  | $, real |  | 0 | 0 | 0 | 0 | 0 | 7 | 8 | 8 | 9 | 9 | 10 | 11 | 11 | 12 | 13 | 14 | 15 | 16 | 17 | 18 | 19 | 21 | 22 | 24 | 25 | 27 | 29 | 31 | 33 | 36
| Option 3 |  | $, real |  | 0 | 0 | 0 | 0 | 0 | 7 | 8 | 8 | 9 | 9 | 10 | 11 | 11 | 12 | 13 | 14 | 15 | 16 | 17 | 18 | 19 | 21 | 22 | 24 | 25 | 27 | 29 | 31 | 33 | 36
| Option 4 |  | $, real |  | 0 | 0 | 0 | 0 | 0 | 13 | 14 | 15 | 16 | 17 | 18 | 20 | 21 | 22 | 24 | 26 | 27 | 29 | 31 | 34 | 36 | 38 | 41 | 44 | 47 | 50 | 54 | 58 | 62 | 66
| Option 5 |  | $, real |  | 0 | 0 | 0 | 0 | 0 | 7 | 8 | 8 | 9 | 9 | 10 | 11 | 11 | 12 | 13 | 14 | 15 | 16 | 17 | 18 | 19 | 21 | 22 | 24 | 25 | 27 | 29 | 31 | 33 | 36
| Option 7 |  | $, real |  | 0 | 0 | 0 | 0 | 0 | 7 | 8 | 8 | 9 | 9 | 10 | 11 | 11 | 12 | 13 | 14 | 15 | 16 | 17 | 18 | 19 | 21 | 22 | 24 | 25 | 27 | 29 | 31 | 33 | 36
| Option 8 |  | $, real |  | 0 | 0 | 0 | 0 | 0 | 7 | 8 | 8 | 9 | 9 | 10 | 11 | 11 | 12 | 13 | 14 | 15 | 16 | 17 | 18 | 19 | 21 | 22 | 24 | 25 | 27 | 29 | 31 | 33 | 36
| Difference in timing of unrelated expenditure |  | 5.15A.2(c)(4)(i)
| Progressive | S1 | Unit | 2019 | 2020 | 2021 | 2022 | 2023 | 2024 | 2025 | 2026 | 2027 | 2028 | 2029 | 2030 | 2031 | 2032 | 2033 | 2034 | 2035 | 2036 | 2037 | 2038 | 2039 | 2040 | 2041 | 2042 | 2043 | 2044 | 2045 | 2046 | 2047 | 2048 | 2049 | 2050
| Base II |  | $, real |  | 0 | 0 | 0 | 0 | 0 | 0 | 0 | 482877123 | 196286122 | 813481310 | 0 | 0 | 1 | 26752977 | 237049967 | 1 | 79938522 | 135825705 | 132561416 | 82902744 | 217456146 | 109302268 | 106515880 | 91234701 | 4533384 | 76997609 | 57163574 | 3511840 | 26490303 | 6601729 | 0
| Base I |  | $, real |  | 0 | 0 | 0 | 0 | 0 | 0 | 0 | 486837280 | 206103729 | 898269089 | 0 | 0 | 0 | 24841341 | 229262230 | 0 | 68943425 | 119221946 | 133259378 | 92563371 | 230440352 | 91748049 | 120152262 | 91942745 | 4424196 | 79391212 | 69572767 | 0 | 23881417 | 7863937 | 0
| Option 1 |  | $, real |  | 0 | 0 | 0 | 0 | 0 | 0 | 0 | 450436689 | 94414904 | 647292071 | 0 | 0 | 1 | 85023574 | 295307891 | 717283 | 117729174 | 185982486 | 97803569 | 56573698 | 215218130 | 190699950 | 50722869 | 70791990 | 4036779 | 39950935 | 37375844 | 27181087 | 32774358 | 8421481 | 0
| Option 2 |  | $, real |  | 0 | 0 | 0 | 0 | 0 | 0 | 0 | 459858198 | 93644409 | 659038366 | 0 | 0 | 1 | 83916275 | 294961611 | 502125 | 117542610 | 186756325 | 98187950 | 56872292 | 213853268 | 188818199 | 47724583 | 70586215 | 4042985 | 39793631 | 37935911 | 25742568 | 32646080 | 8271649 | 0
| Option 3 |  | $, real |  | 0 | 0 | 0 | 0 | 0 | 0 | 0 | 459858198 | 93644409 | 659038366 | 0 | 0 | 1 | 83916275 | 294961611 | 502125 | 117542610 | 186756325 | 98187950 | 56872292 | 213853268 | 188818199 | 47724583 | 70586215 | 4042985 | 39793631 | 37935911 | 25742568 | 32646080 | 8271649 | 0
| Option 4 |  | $, real |  | 0 | 0 | 0 | 0 | 0 | 0 | 0 | 450436689 | 94414904 | 647292071 | 0 | 0 | 1 | 85023574 | 295307891 | 717283 | 117729174 | 185982486 | 97803569 | 56573698 | 215218130 | 190699950 | 50722869 | 70791990 | 4036779 | 39950935 | 37375844 | 27181087 | 32774358 | 8421481 | 0
| Option 5 |  | $, real |  | 0 | 0 | 0 | 0 | 0 | 0 | 0 | 459858198 | 93644409 | 659038366 | 0 | 0 | 1 | 83916275 | 294961611 | 502125 | 117542610 | 186756325 | 98187950 | 56872292 | 213853268 | 188818199 | 47724583 | 70586215 | 4042985 | 39793631 | 37935911 | 25742568 | 32646080 | 8271649 | 0
| Option 7 |  | $, real |  | 0 | 0 | 0 | 0 | 0 | 0 | 0 | 459858198 | 93644409 | 659038366 | 0 | 0 | 1 | 83916275 | 294961611 | 502125 | 117542610 | 186756325 | 98187950 | 56872292 | 213853268 | 188818199 | 47724583 | 70586215 | 4042985 | 39793631 | 37935911 | 25742568 | 32646080 | 8271649 | 0
| Option 8 |  | $, real |  | 0 | 0 | 0 | 0 | 0 | 0 | 0 | 459858198 | 93644409 | 659038366 | 0 | 0 | 1 | 83916275 | 294961611 | 502125 | 117542610 | 186756325 | 98187950 | 56872292 | 213853268 | 188818199 | 47724583 | 70586215 | 4042985 | 39793631 | 37935911 | 25742568 | 32646080 | 8271649 | 0
| Step | S2 | Unit | 2019 | 2020 | 2021 | 2022 | 2023 | 2024 | 2025 | 2026 | 2027 | 2028 | 2029 | 2030 | 2031 | 2032 | 2033 | 2034 | 2035 | 2036 | 2037 | 2038 | 2039 | 2040 | 2041 | 2042 | 2043 | 2044 | 2045 | 2046 | 2047 | 2048 | 2049 | 2050
| Base II |  | $, real |  | 0 | 0 | 0 | 0 | 0 | 0 | 0 | 847649596 | 164295856 | 1349208389 | 0 | 366012293 | 323264369 | 829809362 | 452473152 | 53713110 | 102164900 | 406155246 | 156513932 | 6354576 | 48075352 | 319258592 | 282465663 | 32812652 | 46063610 | 223262605 | 65037310 | 23501163 | 18393217 | 4931355 | 0
| Base I |  | $, real |  | 0 | 0 | 0 | 0 | 0 | 0 | 0 | 878687461 | 225031605 | 1348161826 | 1 | 368098545 | 316546898 | 833474899 | 451893034 | 53059856 | 102665752 | 416480550 | 157277345 | 7906123 | 46843089 | 330883178 | 272182742 | 30707235 | 48500215 | 216059044 | 53491354 | 24980585 | 40617765 | 4779333 | 0
| Option 1 |  | $, real |  | 0 | 0 | 0 | 0 | 0 | 0 | 0 | 693286599 | 332624710 | 896216292 | 1 | 391552894 | 419162163 | 710315378 | 458382784 | 65501641 | 94178033 | 442084960 | 104472272 | 14711623 | 40481291 | 265555239 | 311196763 | 41959570 | 53106735 | 231036346 | 124463845 | 135875563 | 23535053 | 11450167 | 0
| Option 2 |  | $, real |  | 0 | 0 | 0 | 0 | 0 | 0 | 0 | 758026174 | 304230333 | 862597925 | 1 | 392230483 | 422295097 | 705354951 | 459351756 | 65609724 | 98530501 | 441660844 | 105750440 | 14758183 | 39733637 | 266946004 | 311052344 | 47826794 | 52297956 | 227110287 | 124847042 | 138082557 | 22899315 | 11920184 | 0
| Option 3 |  | $, real |  | 0 | 0 | 0 | 0 | 0 | 0 | 0 | 758026174 | 304230333 | 862597925 | 1 | 392230483 | 422295097 | 705354951 | 459351756 | 65609724 | 98530501 | 441660844 | 105750440 | 14758183 | 39733637 | 266946004 | 311052344 | 47826794 | 52297956 | 227110287 | 124847042 | 138082557 | 22899315 | 11920184 | 0
| Option 4 |  | $, real |  | 0 | 0 | 0 | 0 | 0 | 0 | 0 | 693286599 | 332624710 | 896216292 | 1 | 391552894 | 419162163 | 710315378 | 458382784 | 65501641 | 94178033 | 442084960 | 104472272 | 14711623 | 40481291 | 265555239 | 311196763 | 41959570 | 53106735 | 231036346 | 124463845 | 135875563 | 23535053 | 11450167 | 0
| Option 5 |  | $, real |  | 0 | 0 | 0 | 0 | 0 | 0 | 0 | 758026174 | 304230333 | 862597925 | 1 | 392230483 | 422295097 | 705354951 | 459351756 | 65609724 | 98530501 | 441660844 | 105750440 | 14758183 | 39733637 | 266946004 | 311052344 | 47826794 | 52297956 | 227110287 | 124847042 | 138082557 | 22899315 | 11920184 | 0
| Option 7 |  | $, real |  | 0 | 0 | 0 | 0 | 0 | 0 | 0 | 758026174 | 304230333 | 862597925 | 1 | 392230483 | 422295097 | 705354951 | 459351756 | 65609724 | 98530501 | 441660844 | 105750440 | 14758183 | 39733637 | 266946004 | 311052344 | 47826794 | 52297956 | 227110287 | 124847042 | 138082557 | 22899315 | 11920184 | 0
| Option 8 |  | $, real |  | 0 | 0 | 0 | 0 | 0 | 0 | 0 | 758026174 | 304230333 | 862597925 | 1 | 392230483 | 422295097 | 705354951 | 459351756 | 65609724 | 98530501 | 441660844 | 105750440 | 14758183 | 39733637 | 266946004 | 311052344 | 47826794 | 52297956 | 227110287 | 124847042 | 138082557 | 22899315 | 11920184 | 0
| Green energy exports | S3 | Unit | 2019 | 2020 | 2021 | 2022 | 2023 | 2024 | 2025 | 2026 | 2027 | 2028 | 2029 | 2030 | 2031 | 2032 | 2033 | 2034 | 2035 | 2036 | 2037 | 2038 | 2039 | 2040 | 2041 | 2042 | 2043 | 2044 | 2045 | 2046 | 2047 | 2048 | 2049 | 2050
| Base II |  | $, real |  | 0 | 0 | 0 | 0 | 0 | 0 | 0 | 2391586650 | 1175360041 | 1195491148 | 2447534988 | 2667838050 | 900742516 | 971593966 | 949613881 | 21587049 | 209874097 | 1553494048 | 681076715 | 473136005 | 172545274 | 2427463991 | 980449377 | 1085213090 | 65274315 | 510328948 | 390258983 | 94808448 | 327975929 | 10529530 | 0
| Base I |  | $, real |  | 0 | 0 | 0 | 0 | 0 | 0 | 0 | 2440274129 | 1173831980 | 1176018103 | 2486744769 | 2649373722 | 912017635 | 1120200539 | 946400529 | 9834443 | 174654417 | 1509721012 | 655844196 | 467631688 | 176243907 | 2540276279 | 1002522931 | 1006235353 | 69629405 | 515013288 | 393939143 | 94213891 | 330425100 | 9057044 | 0
| Option 1 |  | $, real |  | 0 | 0 | 0 | 0 | 0 | 0 | 0 | 2243244169 | 1146254294 | 1352108580 | 2426123738 | 2700181047 | 819641275 | 871994684 | 889716038 | 48176212 | 150166368 | 1636065428 | 752416895 | 494059681 | 182570381 | 1880351909 | 949083086 | 1212850257 | 57422678 | 487412513 | 383356663 | 126316251 | 346131593 | 7321948 | 0
| Option 2 |  | $, real |  | 0 | 0 | 0 | 0 | 0 | 0 | 0 | 2277700305 | 1173654092 | 1300154740 | 2421771405 | 2703909864 | 823398479 | 867077853 | 898683934 | 43385141 | 153671330 | 1645784528 | 742862045 | 489235825 | 183641685 | 1880808348 | 947323191 | 1228864169 | 58709209 | 486069835 | 377712584 | 130003320 | 342723713 | 6825744 | 0
| Option 3 |  | $, real |  | 0 | 0 | 0 | 0 | 0 | 0 | 0 | 2277700305 | 1173654092 | 1300154740 | 2421771405 | 2703909864 | 823398479 | 867077853 | 898683934 | 43385141 | 153671330 | 1645784528 | 742862045 | 489235825 | 183641685 | 1880808348 | 947323191 | 1228864169 | 58709209 | 486069835 | 377712584 | 130003320 | 342723713 | 6825744 | 0
| Option 4 |  | $, real |  | 0 | 0 | 0 | 0 | 0 | 0 | 0 | 2243244169 | 1146254294 | 1352108580 | 2426123738 | 2700181047 | 819641275 | 871994684 | 889716038 | 48176212 | 150166368 | 1636065428 | 752416895 | 494059681 | 182570381 | 1880351909 | 949083086 | 1212850257 | 57422678 | 487412513 | 383356663 | 126316251 | 346131593 | 7321948 | 0
| Option 5 |  | $, real |  | 0 | 0 | 0 | 0 | 0 | 0 | 0 | 2277700305 | 1173654092 | 1300154740 | 2421771405 | 2703909864 | 823398479 | 867077853 | 898683934 | 43385141 | 153671330 | 1645784528 | 742862045 | 489235825 | 183641685 | 1880808348 | 947323191 | 1228864169 | 58709209 | 486069835 | 377712584 | 130003320 | 342723713 | 6825744 | 0
| Option 7 |  | $, real |  | 0 | 0 | 0 | 0 | 0 | 0 | 0 | 2277700305 | 1173654092 | 1300154740 | 2421771405 | 2703909864 | 823398479 | 867077853 | 898683934 | 43385141 | 153671330 | 1645784528 | 742862045 | 489235825 | 183641685 | 1880808348 | 947323191 | 1228864169 | 58709209 | 486069835 | 377712584 | 130003320 | 342723713 | 6825744 | 0
| Option 8 |  | $, real |  | 0 | 0 | 0 | 0 | 0 | 0 | 0 | 2277700305 | 1173654092 | 1300154740 | 2421771405 | 2703909864 | 823398479 | 867077853 | 898683934 | 43385141 | 153671330 | 1645784528 | 742862045 | 489235825 | 183641685 | 1880808348 | 947323191 | 1228864169 | 58709209 | 486069835 | 377712584 | 130003320 | 342723713 | 6825744 | 0
| Fuel consumption from generation dispatch |  | 5.15A.2(c)(4)(iii)
| Progressive | S1 | Unit | 2019 | 2020 | 2021 | 2022 | 2023 | 2024 | 2025 | 2026 | 2027 | 2028 | 2029 | 2030 | 2031 | 2032 | 2033 | 2034 | 2035 | 2036 | 2037 | 2038 | 2039 | 2040 | 2041 | 2042 | 2043 | 2044 | 2045 | 2046 | 2047 | 2048 | 2049 | 2050
| Base II |  | $, real |  | 0 | 0 | 0 | 0 | 0 | 2214191027 | 2525638429 | 1930462478 | 1974509083 | 969122317 | 812612036 | 755377741 | 753101415 | 795512422 | 835820365 | 690818210 | 690490749 | 786911895 | 803846370 | 984826199 | 1299399396 | 1492146993 | 1688001368 | 2009000710 | 1670416639 | 1958623586 | 1843820121 | 2212450424 | 2533154628 | 2821158743 | 0
| Base I |  | $, real |  | 0 | 0 | 0 | 0 | 0 | 2240567887 | 2548880660 | 1941062183 | 1983795375 | 967914665 | 815988020 | 761065673 | 758892137 | 808454852 | 832781027 | 694759441 | 695373790 | 789880729 | 799242417 | 982737142 | 1286295434 | 1485737155 | 1665882698 | 1998705656 | 1681000827 | 1971414858 | 1861602081 | 2235733926 | 2545361262 | 2837961497 | 0
| Option 1 |  | $, real |  | 0 | 0 | 0 | 0 | 0 | 2215382522 | 2484077672 | 1855459053 | 1930110600 | 990105716 | 770799187 | 695170847 | 706454070 | 741045516 | 819216657 | 639139157 | 642242581 | 812869165 | 859022214 | 1046165550 | 1380755344 | 1556711460 | 1750085497 | 2102855473 | 1709547513 | 1893968632 | 1793941585 | 2129872438 | 2490632897 | 2821702611 | 0
| Option 2 |  | $, real |  | 0 | 0 | 0 | 0 | 0 | 2214966077 | 2525375048 | 1924494832 | 1914298910 | 990026081 | 770755849 | 695090883 | 705951796 | 740719479 | 818632164 | 639038269 | 642007279 | 812985763 | 858834070 | 1046272336 | 1380840102 | 1557650302 | 1750301302 | 2104075803 | 1710457171 | 1893750760 | 1793036584 | 2129513816 | 2489602189 | 2820624083 | 0
| Option 3 |  | $, real |  | 0 | 0 | 0 | 0 | 0 | 2214966077 | 2525375048 | 1924494832 | 1914298910 | 990026081 | 770755849 | 695090883 | 705951796 | 740719479 | 818632164 | 639038269 | 642007279 | 812985763 | 858834070 | 1046272336 | 1380840102 | 1557650302 | 1750301302 | 2104075803 | 1710457171 | 1893750760 | 1793036584 | 2129513816 | 2489602189 | 2820624083 | 0
| Option 4 |  | $, real |  | 0 | 0 | 0 | 0 | 0 | 2215382522 | 2484077672 | 1855459053 | 1930110600 | 990105716 | 770799187 | 695170847 | 706454070 | 741045516 | 819216657 | 639139157 | 642242581 | 812869165 | 859022214 | 1046165550 | 1380755344 | 1556711460 | 1750085497 | 2102855473 | 1709547513 | 1893968632 | 1793941585 | 2129872438 | 2490632897 | 2821702611 | 0
| Option 5 |  | $, real |  | 0 | 0 | 0 | 0 | 0 | 2214966077 | 2525375048 | 1924494832 | 1914298910 | 990026081 | 770755849 | 695090883 | 705951796 | 740719479 | 818632164 | 639038269 | 642007279 | 812985763 | 858834070 | 1046272336 | 1380840102 | 1557650302 | 1750301302 | 2104075803 | 1710457171 | 1893750760 | 1793036584 | 2129513816 | 2489602189 | 2820624083 | 0
| Option 7 |  | $, real |  | 0 | 0 | 0 | 0 | 0 | 2214966077 | 2525375048 | 1924494832 | 1914298910 | 990026081 | 770755849 | 695090883 | 705951796 | 740719479 | 818632164 | 639038269 | 642007279 | 812985763 | 858834070 | 1046272336 | 1380840102 | 1557650302 | 1750301302 | 2104075803 | 1710457171 | 1893750760 | 1793036584 | 2129513816 | 2489602189 | 2820624083 | 0
| Option 8 |  | $, real |  | 0 | 0 | 0 | 0 | 0 | 2214966077 | 2525375048 | 1924494832 | 1914298910 | 990026081 | 770755849 | 695090883 | 705951796 | 740719479 | 818632164 | 639038269 | 642007279 | 812985763 | 858834070 | 1046272336 | 1380840102 | 1557650302 | 1750301302 | 2104075803 | 1710457171 | 1893750760 | 1793036584 | 2129513816 | 2489602189 | 2820624083 | 0
| Step | S2 | Unit | 2019 | 2020 | 2021 | 2022 | 2023 | 2024 | 2025 | 2026 | 2027 | 2028 | 2029 | 2030 | 2031 | 2032 | 2033 | 2034 | 2035 | 2036 | 2037 | 2038 | 2039 | 2040 | 2041 | 2042 | 2043 | 2044 | 2045 | 2046 | 2047 | 2048 | 2049 | 2050
| Base II |  | $, real |  | 0 | 0 | 0 | 0 | 0 | 2567217866 | 2935295534 | 2641216433 | 2137544821 | 1242902365 | 1245189697 | 1103255466 | 1280138420 | 1322708755 | 1668208139 | 1301277897 | 1411142422 | 1508014535 | 1430316893 | 1572143515 | 1645003646 | 1642864060 | 1245598735 | 1885992013 | 1487496446 | 1500341446 | 1549239390 | 1449025793 | 1628977336 | 1501358934 | 0
| Base I |  | $, real |  | 0 | 0 | 0 | 0 | 0 | 2599380121 | 2945682044 | 2663409385 | 2154015147 | 1246496019 | 1246277009 | 1104551333 | 1286078680 | 1324656295 | 1667165970 | 1304892537 | 1421802588 | 1506379010 | 1434665580 | 1583344818 | 1651950541 | 1635771857 | 1251270712 | 1890544276 | 1507100319 | 1529029856 | 1558712589 | 1446425016 | 1667220711 | 1496697720 | 0
| Option 1 |  | $, real |  | 0 | 0 | 0 | 0 | 0 | 2532485038 | 2851622869 | 2537945880 | 2071996117 | 1219872392 | 1219292706 | 1062024849 | 1216412406 | 1302770885 | 1626564657 | 1244034801 | 1343344832 | 1502691950 | 1416785820 | 1571890621 | 1662005542 | 1650880518 | 1240478412 | 1908040132 | 1447976779 | 1440380272 | 1558385341 | 1346977397 | 1533006493 | 1482751911 | 0
| Option 2 |  | $, real |  | 0 | 0 | 0 | 0 | 0 | 2535584178 | 2886668697 | 2587024471 | 2076214667 | 1219894828 | 1220223838 | 1062465459 | 1215761372 | 1300779498 | 1623430357 | 1240952914 | 1340979711 | 1497314491 | 1412380146 | 1565897636 | 1657260133 | 1644072844 | 1234895767 | 1897234945 | 1437585572 | 1434703844 | 1547702539 | 1337844442 | 1524747618 | 1476474115 | 0
| Option 3 |  | $, real |  | 0 | 0 | 0 | 0 | 0 | 2535584178 | 2886668697 | 2587024471 | 2076214667 | 1219894828 | 1220223838 | 1062465459 | 1215761372 | 1300779498 | 1623430357 | 1240952914 | 1340979711 | 1497314491 | 1412380146 | 1565897636 | 1657260133 | 1644072844 | 1234895767 | 1897234945 | 1437585572 | 1434703844 | 1547702539 | 1337844442 | 1524747618 | 1476474115 | 0
| Option 4 |  | $, real |  | 0 | 0 | 0 | 0 | 0 | 2532485038 | 2851622869 | 2537945880 | 2071996117 | 1219872392 | 1219292706 | 1062024849 | 1216412406 | 1302770885 | 1626564657 | 1244034801 | 1343344832 | 1502691950 | 1416785820 | 1571890621 | 1662005542 | 1650880518 | 1240478412 | 1908040132 | 1447976779 | 1440380272 | 1558385341 | 1346977397 | 1533006493 | 1482751911 | 0
| Option 5 |  | $, real |  | 0 | 0 | 0 | 0 | 0 | 2535584178 | 2886668697 | 2587024471 | 2076214667 | 1219894828 | 1220223838 | 1062465459 | 1215761372 | 1300779498 | 1623430357 | 1240952914 | 1340979711 | 1497314491 | 1412380146 | 1565897636 | 1657260133 | 1644072844 | 1234895767 | 1897234945 | 1437585572 | 1434703844 | 1547702539 | 1337844442 | 1524747618 | 1476474115 | 0
| Option 7 |  | $, real |  | 0 | 0 | 0 | 0 | 0 | 2535584178 | 2886668697 | 2587024471 | 2076214667 | 1219894828 | 1220223838 | 1062465459 | 1215761372 | 1300779498 | 1623430357 | 1240952914 | 1340979711 | 1497314491 | 1412380146 | 1565897636 | 1657260133 | 1644072844 | 1234895767 | 1897234945 | 1437585572 | 1434703844 | 1547702539 | 1337844442 | 1524747618 | 1476474115 | 0
| Option 8 |  | $, real |  | 0 | 0 | 0 | 0 | 0 | 2535584178 | 2886668697 | 2587024471 | 2076214667 | 1219894828 | 1220223838 | 1062465459 | 1215761372 | 1300779498 | 1623430357 | 1240952914 | 1340979711 | 1497314491 | 1412380146 | 1565897636 | 1657260133 | 1644072844 | 1234895767 | 1897234945 | 1437585572 | 1434703844 | 1547702539 | 1337844442 | 1524747618 | 1476474115 | 0
| Green energy exports | S3 | Unit | 2019 | 2020 | 2021 | 2022 | 2023 | 2024 | 2025 | 2026 | 2027 | 2028 | 2029 | 2030 | 2031 | 2032 | 2033 | 2034 | 2035 | 2036 | 2037 | 2038 | 2039 | 2040 | 2041 | 2042 | 2043 | 2044 | 2045 | 2046 | 2047 | 2048 | 2049 | 2050
| Base II |  | $, real |  | 0 | 0 | 0 | 0 | 0 | 2957223427 | 3103353554 | 2253922591 | 1937955954 | 1494530858 | 1701881554 | 1363804596 | 1852778669 | 1493995862 | 2905517282 | 1999267348 | 2515526452 | 3154757831 | 3041017530 | 3650627251 | 4777425479 | 4078030944 | 3355556052 | 4947194314 | 3975069142 | 3958799476 | 6376665469 | 6388796865 | 6743719448 | 8547739187 | 0
| Base I |  | $, real |  | 0 | 0 | 0 | 0 | 0 | 3028088851 | 3124627199 | 2265443030 | 1948757662 | 1514199220 | 1700643467 | 1365461347 | 1845732310 | 1477908425 | 2914126463 | 2003466869 | 2487390039 | 3155439350 | 3022057946 | 3637374881 | 4775496572 | 4065053869 | 3298871890 | 4927241611 | 3976388901 | 3928168165 | 6365314035 | 6324505843 | 6730244830 | 8524100780 | 0
| Option 1 |  | $, real |  | 0 | 0 | 0 | 0 | 0 | 2938331728 | 3132473081 | 2201855379 | 1894268406 | 1406009471 | 1674807026 | 1339849535 | 1826912413 | 1413975442 | 2711366639 | 1877486920 | 2510949231 | 3233185129 | 3141333753 | 3706716658 | 4810811749 | 4260373751 | 3564739004 | 4977804274 | 3941817151 | 4083887623 | 6391899365 | 6478994165 | 6749654200 | 8701046171 | 0
| Option 2 |  | $, real |  | 0 | 0 | 0 | 0 | 0 | 2934052259 | 3170459644 | 2300497717 | 1884501512 | 1395580902 | 1658100405 | 1338609818 | 1817553767 | 1412117385 | 2719728747 | 1874773610 | 2511555056 | 3223736267 | 3145521810 | 3703363968 | 4813551047 | 4261874889 | 3570794773 | 4971978488 | 3932469279 | 4082609654 | 6394045604 | 6477365821 | 6749656979 | 8698172881 | 0
| Option 3 |  | $, real |  | 0 | 0 | 0 | 0 | 0 | 2934052259 | 3170459644 | 2300497717 | 1884501512 | 1395580902 | 1658100405 | 1338609818 | 1817553767 | 1412117385 | 2719728747 | 1874773610 | 2511555056 | 3223736267 | 3145521810 | 3703363968 | 4813551047 | 4261874889 | 3570794773 | 4971978488 | 3932469279 | 4082609654 | 6394045604 | 6477365821 | 6749656979 | 8698172881 | 0
| Option 4 |  | $, real |  | 0 | 0 | 0 | 0 | 0 | 2938331728 | 3132473081 | 2201855379 | 1894268406 | 1406009471 | 1674807026 | 1339849535 | 1826912413 | 1413975442 | 2711366639 | 1877486920 | 2510949231 | 3233185129 | 3141333753 | 3706716658 | 4810811749 | 4260373751 | 3564739004 | 4977804274 | 3941817151 | 4083887623 | 6391899365 | 6478994165 | 6749654200 | 8701046171 | 0
| Option 5 |  | $, real |  | 0 | 0 | 0 | 0 | 0 | 2934052259 | 3170459644 | 2300497717 | 1884501512 | 1395580902 | 1658100405 | 1338609818 | 1817553767 | 1412117385 | 2719728747 | 1874773610 | 2511555056 | 3223736267 | 3145521810 | 3703363968 | 4813551047 | 4261874889 | 3570794773 | 4971978488 | 3932469279 | 4082609654 | 6394045604 | 6477365821 | 6749656979 | 8698172881 | 0
| Option 7 |  | $, real |  | 0 | 0 | 0 | 0 | 0 | 2934052259 | 3170459644 | 2300497717 | 1884501512 | 1395580902 | 1658100405 | 1338609818 | 1817553767 | 1412117385 | 2719728747 | 1874773610 | 2511555056 | 3223736267 | 3145521810 | 3703363968 | 4813551047 | 4261874889 | 3570794773 | 4971978488 | 3932469279 | 4082609654 | 6394045604 | 6477365821 | 6749656979 | 8698172881 | 0
| Option 8 |  | $, real |  | 0 | 0 | 0 | 0 | 0 | 2934052259 | 3170459644 | 2300497717 | 1884501512 | 1395580902 | 1658100405 | 1338609818 | 1817553767 | 1412117385 | 2719728747 | 1874773610 | 2511555056 | 3223736267 | 3145521810 | 3703363968 | 4813551047 | 4261874889 | 3570794773 | 4971978488 | 3932469279 | 4082609654 | 6394045604 | 6477365821 | 6749656979 | 8698172881 | 0
| Voluntary load curtailment |  | 5.15A.2(c)(4)(iv)
| Progressive | S1 | Unit | 2019 | 2020 | 2021 | 2022 | 2023 | 2024 | 2025 | 2026 | 2027 | 2028 | 2029 | 2030 | 2031 | 2032 | 2033 | 2034 | 2035 | 2036 | 2037 | 2038 | 2039 | 2040 | 2041 | 2042 | 2043 | 2044 | 2045 | 2046 | 2047 | 2048 | 2049 | 2050
| Base II |  | $, real |  | 0 | 0 | 0 | 0 | 0 | 13 | 15 | 1426719 | 56764 | 818664888 | 19 | 20 | 550190 | 23 | 26772 | 3497138 | 96551 | 9169607 | 158345 | 735803 | 3818475 | 37930541 | 9614996 | 8387994 | 11503381 | 1420210 | 77540245 | 21260214 | 8593549 | 3216605 | 0
| Base I |  | $, real |  | 0 | 0 | 0 | 0 | 0 | 8 | 8 | 3950998 | 56757 | 806746241 | 11 | 12 | 543425 | 13 | 15 | 3427470 | 16 | 8890384 | 158331 | 332080 | 919842 | 32042404 | 9739138 | 8403387 | 11615078 | 1363759 | 68746226 | 21686367 | 8419099 | 2991838 | 0
| Option 1 |  | $, real |  | 0 | 0 | 0 | 0 | 0 | 10 | 11 | 134964 | 13 | 948574743 | 14 | 15 | 16 | 18 | 20 | 2503065 | 22 | 9323614 | 76872 | 5818335 | 7125077 | 51900476 | 10539542 | 8398719 | 11290704 | 2634280 | 82547144 | 19234110 | 9214619 | 3824367 | 0
| Option 2 |  | $, real |  | 0 | 0 | 0 | 0 | 0 | 11 | 12 | 1088688 | 14 | 947014947 | 15 | 17 | 18 | 19 | 21 | 2795026 | 24 | 9339125 | 76874 | 6890014 | 7203821 | 51897105 | 10104835 | 8390527 | 11278743 | 2518577 | 82550847 | 19216101 | 9217422 | 3831628 | 0
| Option 3 |  | $, real |  | 0 | 0 | 0 | 0 | 0 | 11 | 12 | 1088688 | 14 | 947014947 | 15 | 17 | 18 | 19 | 21 | 2795026 | 24 | 9339125 | 76874 | 6890014 | 7203821 | 51897105 | 10104835 | 8390527 | 11278743 | 2518577 | 82550847 | 19216101 | 9217422 | 3831628 | 0
| Option 4 |  | $, real |  | 0 | 0 | 0 | 0 | 0 | 10 | 11 | 134964 | 13 | 948574743 | 14 | 15 | 16 | 18 | 20 | 2503065 | 22 | 9323614 | 76872 | 5818335 | 7125077 | 51900476 | 10539542 | 8398719 | 11290704 | 2634280 | 82547144 | 19234110 | 9214619 | 3824367 | 0
| Option 5 |  | $, real |  | 0 | 0 | 0 | 0 | 0 | 11 | 12 | 1088688 | 14 | 947014947 | 15 | 17 | 18 | 19 | 21 | 2795026 | 24 | 9339125 | 76874 | 6890014 | 7203821 | 51897105 | 10104835 | 8390527 | 11278743 | 2518577 | 82550847 | 19216101 | 9217422 | 3831628 | 0
| Option 7 |  | $, real |  | 0 | 0 | 0 | 0 | 0 | 11 | 12 | 1088688 | 14 | 947014947 | 15 | 17 | 18 | 19 | 21 | 2795026 | 24 | 9339125 | 76874 | 6890014 | 7203821 | 51897105 | 10104835 | 8390527 | 11278743 | 2518577 | 82550847 | 19216101 | 9217422 | 3831628 | 0
| Option 8 |  | $, real |  | 0 | 0 | 0 | 0 | 0 | 11 | 12 | 1088688 | 14 | 947014947 | 15 | 17 | 18 | 19 | 21 | 2795026 | 24 | 9339125 | 76874 | 6890014 | 7203821 | 51897105 | 10104835 | 8390527 | 11278743 | 2518577 | 82550847 | 19216101 | 9217422 | 3831628 | 0
| Step | S2 | Unit | 2019 | 2020 | 2021 | 2022 | 2023 | 2024 | 2025 | 2026 | 2027 | 2028 | 2029 | 2030 | 2031 | 2032 | 2033 | 2034 | 2035 | 2036 | 2037 | 2038 | 2039 | 2040 | 2041 | 2042 | 2043 | 2044 | 2045 | 2046 | 2047 | 2048 | 2049 | 2050
| Base II |  | $, real |  | 0 | 0 | 0 | 0 | 0 | 10 | 11 | 12 | 1127778 | 209153955 | 14 | 15 | 242504 | 1670696 | 12318786 | 56374096 | 5251618 | 39022904 | 17676148 | 73795422 | 69358578 | 83331534 | 83706172 | 114100226 | 114162520 | 125272957 | 159062750 | 142817329 | 192726019 | 167680152 | 0
| Base I |  | $, real |  | 0 | 0 | 0 | 0 | 0 | 15 | 16 | 18 | 1314534 | 202053223 | 21 | 23 | 730993 | 2348573 | 12433841 | 54671429 | 5154242 | 43956054 | 18215787 | 81542492 | 71542809 | 85593489 | 87913411 | 120279756 | 123722000 | 135530920 | 165951816 | 153726477 | 205410388 | 176369315 | 0
| Option 1 |  | $, real |  | 0 | 0 | 0 | 0 | 0 | 16 | 16 | 18 | 525653 | 173642677 | 21 | 23 | 105436 | 137645 | 10973182 | 36731915 | 5420635 | 39520634 | 9148424 | 58771165 | 51451308 | 66163637 | 50398226 | 95484167 | 89282905 | 88838485 | 125283634 | 109483686 | 123444050 | 116172542 | 0
| Option 2 |  | $, real |  | 0 | 0 | 0 | 0 | 0 | 12 | 12 | 14 | 525648 | 173487604 | 16 | 18 | 105430 | 137677 | 11060837 | 36012953 | 5433932 | 39670193 | 9747678 | 59216755 | 51732545 | 66412357 | 51505641 | 95564480 | 89203807 | 88749269 | 125168049 | 109349485 | 123782930 | 116256544 | 0
| Option 3 |  | $, real |  | 0 | 0 | 0 | 0 | 0 | 12 | 12 | 14 | 525648 | 173487604 | 16 | 18 | 105430 | 137677 | 11060837 | 36012953 | 5433932 | 39670193 | 9747678 | 59216755 | 51732545 | 66412357 | 51505641 | 95564480 | 89203807 | 88749269 | 125168049 | 109349485 | 123782930 | 116256544 | 0
| Option 4 |  | $, real |  | 0 | 0 | 0 | 0 | 0 | 16 | 16 | 18 | 525653 | 173642677 | 21 | 23 | 105436 | 137645 | 10973182 | 36731915 | 5420635 | 39520634 | 9148424 | 58771165 | 51451308 | 66163637 | 50398226 | 95484167 | 89282905 | 88838485 | 125283634 | 109483686 | 123444050 | 116172542 | 0
| Option 5 |  | $, real |  | 0 | 0 | 0 | 0 | 0 | 12 | 12 | 14 | 525648 | 173487604 | 16 | 18 | 105430 | 137677 | 11060837 | 36012953 | 5433932 | 39670193 | 9747678 | 59216755 | 51732545 | 66412357 | 51505641 | 95564480 | 89203807 | 88749269 | 125168049 | 109349485 | 123782930 | 116256544 | 0
| Option 7 |  | $, real |  | 0 | 0 | 0 | 0 | 0 | 12 | 12 | 14 | 525648 | 173487604 | 16 | 18 | 105430 | 137677 | 11060837 | 36012953 | 5433932 | 39670193 | 9747678 | 59216755 | 51732545 | 66412357 | 51505641 | 95564480 | 89203807 | 88749269 | 125168049 | 109349485 | 123782930 | 116256544 | 0
| Option 8 |  | $, real |  | 0 | 0 | 0 | 0 | 0 | 12 | 12 | 14 | 525648 | 173487604 | 16 | 18 | 105430 | 137677 | 11060837 | 36012953 | 5433932 | 39670193 | 9747678 | 59216755 | 51732545 | 66412357 | 51505641 | 95564480 | 89203807 | 88749269 | 125168049 | 109349485 | 123782930 | 116256544 | 0
| Green energy exports | S3 | Unit | 2019 | 2020 | 2021 | 2022 | 2023 | 2024 | 2025 | 2026 | 2027 | 2028 | 2029 | 2030 | 2031 | 2032 | 2033 | 2034 | 2035 | 2036 | 2037 | 2038 | 2039 | 2040 | 2041 | 2042 | 2043 | 2044 | 2045 | 2046 | 2047 | 2048 | 2049 | 2050
| Base II |  | $, real |  | 0 | 0 | 0 | 0 | 0 | 98655836 | 106043377 | 126486894 | 136851764 | 142481730 | 239003223 | 185504588 | 279465900 | 214827448 | 389725573 | 210095614 | 279957954 | 493589427 | 176992668 | 640750903 | 281658150 | 399672512 | 51283110 | 550398340 | 319671295 | 67972846 | 232701449 | 130937766 | 576669422 | 29695056 | 0
| Base I |  | $, real |  | 0 | 0 | 0 | 0 | 0 | 102875261 | 109386206 | 125338901 | 139800800 | 142947699 | 238828250 | 187664674 | 287946183 | 218890218 | 396315179 | 209805111 | 293569300 | 494854847 | 183603392 | 646392237 | 280173340 | 400718860 | 51045727 | 539331857 | 312388660 | 69354901 | 216299246 | 135107830 | 542138572 | 30206414 | 0
| Option 1 |  | $, real |  | 0 | 0 | 0 | 0 | 0 | 80041629 | 89716837 | 109583689 | 132088444 | 125843717 | 286729425 | 161100096 | 223094217 | 207747838 | 378666290 | 182224452 | 208169536 | 494949048 | 182071577 | 570214487 | 277255756 | 395719024 | 67276967 | 525676797 | 339073192 | 76338056 | 250995824 | 129807771 | 726394342 | 32873907 | 0
| Option 2 |  | $, real |  | 0 | 0 | 0 | 0 | 0 | 84034589 | 93280786 | 116737467 | 133307405 | 126363453 | 278576771 | 160820400 | 224761878 | 208853901 | 379451430 | 187406363 | 211020560 | 498004357 | 179206893 | 573192782 | 274213988 | 387000308 | 67289168 | 525968661 | 337171443 | 72366756 | 251388625 | 129761220 | 727094713 | 32728100 | 0
| Option 3 |  | $, real |  | 0 | 0 | 0 | 0 | 0 | 84034589 | 93280786 | 116737467 | 133307405 | 126363453 | 278576771 | 160820400 | 224761878 | 208853901 | 379451430 | 187406363 | 211020560 | 498004357 | 179206893 | 573192782 | 274213988 | 387000308 | 67289168 | 525968661 | 337171443 | 72366756 | 251388625 | 129761220 | 727094713 | 32728100 | 0
| Option 4 |  | $, real |  | 0 | 0 | 0 | 0 | 0 | 80041629 | 89716837 | 109583689 | 132088444 | 125843717 | 286729425 | 161100096 | 223094217 | 207747838 | 378666290 | 182224452 | 208169536 | 494949048 | 182071577 | 570214487 | 277255756 | 395719024 | 67276967 | 525676797 | 339073192 | 76338056 | 250995824 | 129807771 | 726394342 | 32873907 | 0
| Option 5 |  | $, real |  | 0 | 0 | 0 | 0 | 0 | 84034589 | 93280786 | 116737467 | 133307405 | 126363453 | 278576771 | 160820400 | 224761878 | 208853901 | 379451430 | 187406363 | 211020560 | 498004357 | 179206893 | 573192782 | 274213988 | 387000308 | 67289168 | 525968661 | 337171443 | 72366756 | 251388625 | 129761220 | 727094713 | 32728100 | 0
| Option 7 |  | $, real |  | 0 | 0 | 0 | 0 | 0 | 84034589 | 93280786 | 116737467 | 133307405 | 126363453 | 278576771 | 160820400 | 224761878 | 208853901 | 379451430 | 187406363 | 211020560 | 498004357 | 179206893 | 573192782 | 274213988 | 387000308 | 67289168 | 525968661 | 337171443 | 72366756 | 251388625 | 129761220 | 727094713 | 32728100 | 0
| Option 8 |  | $, real |  | 0 | 0 | 0 | 0 | 0 | 84034589 | 93280786 | 116737467 | 133307405 | 126363453 | 278576771 | 160820400 | 224761878 | 208853901 | 379451430 | 187406363 | 211020560 | 498004357 | 179206893 | 573192782 | 274213988 | 387000308 | 67289168 | 525968661 | 337171443 | 72366756 | 251388625 | 129761220 | 727094713 | 32728100 | 0
| Costs for non RIT-T proponent parties |  | 5.15A.2(c)(4)(v)
| Progressive | S1 | Unit | 2019 | 2020 | 2021 | 2022 | 2023 | 2024 | 2025 | 2026 | 2027 | 2028 | 2029 | 2030 | 2031 | 2032 | 2033 | 2034 | 2035 | 2036 | 2037 | 2038 | 2039 | 2040 | 2041 | 2042 | 2043 | 2044 | 2045 | 2046 | 2047 | 2048 | 2049 | 2050
| Base II |  | $, real |  | 0 | 0 | 0 | 0 | 0 | 4496339945 | 3846354668 | 21549079225 | 6596881749 | 60365905257 | 666748037 | 658089121 | 914089330 | 7452503912 | 11758185718 | 3552789421 | 6454215513 | 6572172289 | 5907900470 | 5599203785 | 406119093 | 1863483284 | 1923983143 | 2133118039 | 1429771552 | 1784290408 | 4611027137 | 1578018699 | 1485889481 | 1303902704 | 0
| Base I |  | $, real |  | 0 | 0 | 0 | 0 | 0 | 4497421463 | 3854939607 | 22097081791 | 6665666800 | 60255147330 | 668190737 | 658782737 | 1721042345 | 7375566820 | 11778597728 | 3606655298 | 6450852155 | 6564413971 | 5904771252 | 5596040534 | 403347477 | 1738143636 | 1940226115 | 2053744199 | 1329511140 | 1737164444 | 4517961758 | 1541346167 | 1523795759 | 1300420893 | 0
| Option 1 |  | $, real |  | 0 | 0 | 0 | 0 | 0 | 4465170394 | 3770837517 | 19559506022 | 6115247326 | 57803747909 | 668103696 | 659258503 | 692951720 | 7913584974 | 11894603035 | 3155643228 | 6472669977 | 6364949261 | 5921634165 | 5614807580 | 492372899 | 2820912204 | 1807960571 | 2068474181 | 1630465663 | 2544809780 | 4680852142 | 1573329826 | 1445386424 | 1217541500 | 0
| Option 2 |  | $, real |  | 0 | 0 | 0 | 0 | 0 | 4480586511 | 3858785631 | 20666830133 | 5213423650 | 57612020164 | 668244474 | 659362099 | 693159757 | 7893482256 | 11935654158 | 3104928294 | 6470981454 | 6363604656 | 5921912590 | 5615021426 | 493043579 | 2830023369 | 1817696634 | 2062453691 | 1630807573 | 2553695619 | 4677957003 | 1575391357 | 1445345378 | 1218309796 | 0
| Option 3 |  | $, real |  | 0 | 0 | 0 | 0 | 0 | 4480586511 | 3858785631 | 20666830133 | 5213423650 | 57612020164 | 668244474 | 659362099 | 693159757 | 7893482256 | 11935654158 | 3104928294 | 6470981454 | 6363604656 | 5921912590 | 5615021426 | 493043579 | 2830023369 | 1817696634 | 2062453691 | 1630807573 | 2553695619 | 4677957003 | 1575391357 | 1445345378 | 1218309796 | 0
| Option 4 |  | $, real |  | 0 | 0 | 0 | 0 | 0 | 4465170394 | 3770837517 | 19559506022 | 6115247326 | 57803747909 | 668103696 | 659258503 | 692951720 | 7913584974 | 11894603035 | 3155643228 | 6472669977 | 6364949261 | 5921634165 | 5614807580 | 492372899 | 2820912204 | 1807960571 | 2068474181 | 1630465663 | 2544809780 | 4680852142 | 1573329826 | 1445386424 | 1217541500 | 0
| Option 5 |  | $, real |  | 0 | 0 | 0 | 0 | 0 | 4480586511 | 3858785631 | 20666830133 | 5213423650 | 57612020164 | 668244474 | 659362099 | 693159757 | 7893482256 | 11935654158 | 3104928294 | 6470981454 | 6363604656 | 5921912590 | 5615021426 | 493043579 | 2830023369 | 1817696634 | 2062453691 | 1630807573 | 2553695619 | 4677957003 | 1575391357 | 1445345378 | 1218309796 | 0
| Option 7 |  | $, real |  | 0 | 0 | 0 | 0 | 0 | 4480586511 | 3858785631 | 20666830133 | 5213423650 | 57612020164 | 668244474 | 659362099 | 693159757 | 7893482256 | 11935654158 | 3104928294 | 6470981454 | 6363604656 | 5921912590 | 5615021426 | 493043579 | 2830023369 | 1817696634 | 2062453691 | 1630807573 | 2553695619 | 4677957003 | 1575391357 | 1445345378 | 1218309796 | 0
| Option 8 |  | $, real |  | 0 | 0 | 0 | 0 | 0 | 4480586511 | 3858785631 | 20666830133 | 5213423650 | 57612020164 | 668244474 | 659362099 | 693159757 | 7893482256 | 11935654158 | 3104928294 | 6470981454 | 6363604656 | 5921912590 | 5615021426 | 493043579 | 2830023369 | 1817696634 | 2062453691 | 1630807573 | 2553695619 | 4677957003 | 1575391357 | 1445345378 | 1218309796 | 0
| Step | S2 | Unit | 2019 | 2020 | 2021 | 2022 | 2023 | 2024 | 2025 | 2026 | 2027 | 2028 | 2029 | 2030 | 2031 | 2032 | 2033 | 2034 | 2035 | 2036 | 2037 | 2038 | 2039 | 2040 | 2041 | 2042 | 2043 | 2044 | 2045 | 2046 | 2047 | 2048 | 2049 | 2050
| Base II |  | $, real |  | 0 | 0 | 0 | 0 | 0 | 4512879519 | 5349908010 | 13265808445 | 29718839156 | 53369198205 | 746853163 | 8291864720 | 8167906342 | 16351780725 | 10287812807 | 8479650775 | 11863714082 | 17203848231 | 8178474388 | 10991369745 | 2544367977 | 5885362305 | 8741872837 | 3224883346 | 1814901509 | 3721866072 | 5727202107 | 1449686141 | 2416827651 | 1450730590 | 0
| Base I |  | $, real |  | 0 | 0 | 0 | 0 | 0 | 4517262102 | 6009219151 | 12766197669 | 30076189943 | 53397553035 | 746540638 | 8369746087 | 8068388914 | 16295392427 | 10353150344 | 8500000709 | 11754944523 | 17422169253 | 8112484009 | 10912359764 | 2652725817 | 6106260331 | 8614989696 | 3126587111 | 1786982950 | 3700190544 | 5888259856 | 1525570425 | 2255179501 | 1592623408 | 0
| Option 1 |  | $, real |  | 0 | 0 | 0 | 0 | 0 | 4502669007 | 4857621665 | 12765818424 | 28326737344 | 52257349022 | 745919759 | 8571466574 | 8756344106 | 16269205601 | 11215622855 | 7992690625 | 12148728278 | 16373419501 | 8404050989 | 10521673544 | 2135321655 | 5762135226 | 8606064157 | 3472988624 | 1776366224 | 3866744482 | 4933538723 | 2019085916 | 2282491138 | 1234438558 | 0
| Option 2 |  | $, real |  | 0 | 0 | 0 | 0 | 0 | 4513307326 | 4892776574 | 13150205164 | 27921803047 | 52269525950 | 746095193 | 8579417984 | 8808777421 | 16251559790 | 11207558566 | 7994483694 | 12149483296 | 16422383243 | 8392130516 | 10559285377 | 2122022011 | 5789590263 | 8574313747 | 3548765125 | 1787449577 | 3813809040 | 4978852767 | 2018322785 | 2270342611 | 1231714290 | 0
| Option 3 |  | $, real |  | 0 | 0 | 0 | 0 | 0 | 4513307326 | 4892776574 | 13150205164 | 27921803047 | 52269525950 | 746095193 | 8579417984 | 8808777421 | 16251559790 | 11207558566 | 7994483694 | 12149483296 | 16422383243 | 8392130516 | 10559285377 | 2122022011 | 5789590263 | 8574313747 | 3548765125 | 1787449577 | 3813809040 | 4978852767 | 2018322785 | 2270342611 | 1231714290 | 0
| Option 4 |  | $, real |  | 0 | 0 | 0 | 0 | 0 | 4502669007 | 4857621665 | 12765818424 | 28326737344 | 52257349022 | 745919759 | 8571466574 | 8756344106 | 16269205601 | 11215622855 | 7992690625 | 12148728278 | 16373419501 | 8404050989 | 10521673544 | 2135321655 | 5762135226 | 8606064157 | 3472988624 | 1776366224 | 3866744482 | 4933538723 | 2019085916 | 2282491138 | 1234438558 | 0
| Option 5 |  | $, real |  | 0 | 0 | 0 | 0 | 0 | 4513307326 | 4892776574 | 13150205164 | 27921803047 | 52269525950 | 746095193 | 8579417984 | 8808777421 | 16251559790 | 11207558566 | 7994483694 | 12149483296 | 16422383243 | 8392130516 | 10559285377 | 2122022011 | 5789590263 | 8574313747 | 3548765125 | 1787449577 | 3813809040 | 4978852767 | 2018322785 | 2270342611 | 1231714290 | 0
| Option 7 |  | $, real |  | 0 | 0 | 0 | 0 | 0 | 4513307326 | 4892776574 | 13150205164 | 27921803047 | 52269525950 | 746095193 | 8579417984 | 8808777421 | 16251559790 | 11207558566 | 7994483694 | 12149483296 | 16422383243 | 8392130516 | 10559285377 | 2122022011 | 5789590263 | 8574313747 | 3548765125 | 1787449577 | 3813809040 | 4978852767 | 2018322785 | 2270342611 | 1231714290 | 0
| Option 8 |  | $, real |  | 0 | 0 | 0 | 0 | 0 | 4513307326 | 4892776574 | 13150205164 | 27921803047 | 52269525950 | 746095193 | 8579417984 | 8808777421 | 16251559790 | 11207558566 | 7994483694 | 12149483296 | 16422383243 | 8392130516 | 10559285377 | 2122022011 | 5789590263 | 8574313747 | 3548765125 | 1787449577 | 3813809040 | 4978852767 | 2018322785 | 2270342611 | 1231714290 | 0
| Green energy exports | S3 | Unit | 2019 | 2020 | 2021 | 2022 | 2023 | 2024 | 2025 | 2026 | 2027 | 2028 | 2029 | 2030 | 2031 | 2032 | 2033 | 2034 | 2035 | 2036 | 2037 | 2038 | 2039 | 2040 | 2041 | 2042 | 2043 | 2044 | 2045 | 2046 | 2047 | 2048 | 2049 | 2050
| Base II |  | $, real |  | 0 | 0 | 0 | 0 | 0 | 48848514801 | 4917785777 | 49242402927 | 50129719474 | 47876006581 | 63101035665 | 41984509073 | 21365573242 | 19468213282 | 20591363916 | 7477761754 | 10125247328 | 38996749622 | 9235107668 | 37439634525 | 6444621712 | 20213806036 | 18613809190 | 22016980878 | 4450934720 | 16478642923 | 15957444045 | 2847165088 | 14940046916 | 1189280546 | 0
| Base I |  | $, real |  | 0 | 0 | 0 | 0 | 0 | 49217365084 | 4929939437 | 49910745662 | 50034131122 | 47657813575 | 63436458515 | 41794639498 | 21587488868 | 19675235862 | 21233605222 | 7274297741 | 10214005649 | 39039565844 | 9381480334 | 37282860866 | 6325914751 | 20156836552 | 19058868866 | 21745393319 | 4321628630 | 16813438597 | 15926626558 | 2841300790 | 14864756194 | 1200599493 | 0
| Option 1 |  | $, real |  | 0 | 0 | 0 | 0 | 0 | 45806694996 | 4754381642 | 48277164423 | 50421246418 | 49405264714 | 60380345745 | 41426873291 | 20974996922 | 21895029395 | 17957261825 | 8029358088 | 10680557064 | 36549815788 | 9352450482 | 38150488168 | 6886792004 | 19733510182 | 18123482724 | 23326021800 | 4316037798 | 15717051827 | 15960853401 | 3065659771 | 14879572135 | 1160684331 | 0
| Option 2 |  | $, real |  | 0 | 0 | 0 | 0 | 0 | 46376968671 | 4706415807 | 48184503248 | 50260114046 | 49497087848 | 60710093075 | 41178532641 | 21220998216 | 21492389669 | 18177594474 | 8222271391 | 10446777640 | 36740320360 | 9097282462 | 38205290772 | 6799750244 | 19803866179 | 18040758631 | 23460556005 | 4313698430 | 15707024957 | 15877382478 | 3077390389 | 14860908492 | 1163593231 | 0
| Option 3 |  | $, real |  | 0 | 0 | 0 | 0 | 0 | 46376968671 | 4706415807 | 48184503248 | 50260114046 | 49497087848 | 60710093075 | 41178532641 | 21220998216 | 21492389669 | 18177594474 | 8222271391 | 10446777640 | 36740320360 | 9097282462 | 38205290772 | 6799750244 | 19803866179 | 18040758631 | 23460556005 | 4313698430 | 15707024957 | 15877382478 | 3077390389 | 14860908492 | 1163593231 | 0
| Option 4 |  | $, real |  | 0 | 0 | 0 | 0 | 0 | 45806694996 | 4754381642 | 48277164423 | 50421246418 | 49405264714 | 60380345745 | 41426873291 | 20974996922 | 21895029395 | 17957261825 | 8029358088 | 10680557064 | 36549815788 | 9352450482 | 38150488168 | 6886792004 | 19733510182 | 18123482724 | 23326021800 | 4316037798 | 15717051827 | 15960853401 | 3065659771 | 14879572135 | 1160684331 | 0
| Option 5 |  | $, real |  | 0 | 0 | 0 | 0 | 0 | 46376968671 | 4706415807 | 48184503248 | 50260114046 | 49497087848 | 60710093075 | 41178532641 | 21220998216 | 21492389669 | 18177594474 | 8222271391 | 10446777640 | 36740320360 | 9097282462 | 38205290772 | 6799750244 | 19803866179 | 18040758631 | 23460556005 | 4313698430 | 15707024957 | 15877382478 | 3077390389 | 14860908492 | 1163593231 | 0
| Option 7 |  | $, real |  | 0 | 0 | 0 | 0 | 0 | 46376968671 | 4706415807 | 48184503248 | 50260114046 | 49497087848 | 60710093075 | 41178532641 | 21220998216 | 21492389669 | 18177594474 | 8222271391 | 10446777640 | 36740320360 | 9097282462 | 38205290772 | 6799750244 | 19803866179 | 18040758631 | 23460556005 | 4313698430 | 15707024957 | 15877382478 | 3077390389 | 14860908492 | 1163593231 | 0
| Option 8 |  | $, real |  | 0 | 0 | 0 | 0 | 0 | 46376968671 | 4706415807 | 48184503248 | 50260114046 | 49497087848 | 60710093075 | 41178532641 | 21220998216 | 21492389669 | 18177594474 | 8222271391 | 10446777640 | 36740320360 | 9097282462 | 38205290772 | 6799750244 | 19803866179 | 18040758631 | 23460556005 | 4313698430 | 15707024957 | 15877382478 | 3077390389 | 14860908492 | 1163593231 | 0
| Costs for emissions |  | 5.15A.2(c)(4)(vi)
| Progressive | S1 | Unit | 2019 | 2020 | 2021 | 2022 | 2023 | 2024 | 2025 | 2026 | 2027 | 2028 | 2029 | 2030 | 2031 | 2032 | 2033 | 2034 | 2035 | 2036 | 2037 | 2038 | 2039 | 2040 | 2041 | 2042 | 2043 | 2044 | 2045 | 2046 | 2047 | 2048 | 2049 | 2050
| Base II |  | $, real |  | 0 | 0 | 0 | 0 | 0 | 7283870923 | 7163897525 | 6441102141 | 5537774653 | 4273061633 | 3836184018 | 4032785050 | 3972737369 | 3480358436 | 2909575549 | 2734109508 | 2958325013 | 3233149815 | 3585678350 | 3817023163 | 3859557109 | 4400185857 | 4789472247 | 5139384031 | 5597023920 | 5813177300 | 5414204968 | 5242776205 | 5602193058 | 6584191361 | 0
| Base I |  | $, real |  | 0 | 0 | 0 | 0 | 0 | 7286999807 | 7164244120 | 6438858910 | 5533776467 | 4265664568 | 3821386093 | 4012828879 | 3957535410 | 3459676499 | 2885770684 | 2719678456 | 2940970804 | 3212020455 | 3566249246 | 3798669610 | 3839476812 | 4378231489 | 4767516193 | 5119969153 | 5593414020 | 5824853323 | 5429037250 | 5259604613 | 5615535334 | 6596909716 | 0
| Option 1 |  | $, real |  | 0 | 0 | 0 | 0 | 0 | 7288660234 | 7162898431 | 6458254941 | 5562552015 | 4307702739 | 3905657289 | 4127693971 | 4051095917 | 3547322539 | 2978522934 | 2787246885 | 3049512497 | 3348198612 | 3706790212 | 3935684922 | 3972640506 | 4495876243 | 4872480074 | 5254979568 | 5669214918 | 5784482952 | 5346500576 | 5162636700 | 5540404014 | 6582849767 | 0
| Option 2 |  | $, real |  | 0 | 0 | 0 | 0 | 0 | 7287452863 | 7173986408 | 6447908712 | 5547659783 | 4314815266 | 3905751944 | 4126886262 | 4049498144 | 3545648856 | 2977284733 | 2786574591 | 3049249350 | 3348105448 | 3706331502 | 3935596834 | 3972720904 | 4495975131 | 4872629393 | 5255917583 | 5670426811 | 5784434094 | 5345709935 | 5161660220 | 5539348005 | 6581459326 | 0
| Option 3 |  | $, real |  | 0 | 0 | 0 | 0 | 0 | 7287452863 | 7173986408 | 6447908712 | 5547659783 | 4314815266 | 3905751944 | 4126886262 | 4049498144 | 3545648856 | 2977284733 | 2786574591 | 3049249350 | 3348105448 | 3706331502 | 3935596834 | 3972720904 | 4495975131 | 4872629393 | 5255917583 | 5670426811 | 5784434094 | 5345709935 | 5161660220 | 5539348005 | 6581459326 | 0
| Option 4 |  | $, real |  | 0 | 0 | 0 | 0 | 0 | 7288660234 | 7162898431 | 6458254941 | 5562552015 | 4307702739 | 3905657289 | 4127693971 | 4051095917 | 3547322539 | 2978522934 | 2787246885 | 3049512497 | 3348198612 | 3706790212 | 3935684922 | 3972640506 | 4495876243 | 4872480074 | 5254979568 | 5669214918 | 5784482952 | 5346500576 | 5162636700 | 5540404014 | 6582849767 | 0
| Option 5 |  | $, real |  | 0 | 0 | 0 | 0 | 0 | 7287452863 | 7173986408 | 6447908712 | 5547659783 | 4314815266 | 3905751944 | 4126886262 | 4049498144 | 3545648856 | 2977284733 | 2786574591 | 3049249350 | 3348105448 | 3706331502 | 3935596834 | 3972720904 | 4495975131 | 4872629393 | 5255917583 | 5670426811 | 5784434094 | 5345709935 | 5161660220 | 5539348005 | 6581459326 | 0
| Option 7 |  | $, real |  | 0 | 0 | 0 | 0 | 0 | 7287452863 | 7173986408 | 6447908712 | 5547659783 | 4314815266 | 3905751944 | 4126886262 | 4049498144 | 3545648856 | 2977284733 | 2786574591 | 3049249350 | 3348105448 | 3706331502 | 3935596834 | 3972720904 | 4495975131 | 4872629393 | 5255917583 | 5670426811 | 5784434094 | 5345709935 | 5161660220 | 5539348005 | 6581459326 | 0
| Option 8 |  | $, real |  | 0 | 0 | 0 | 0 | 0 | 7287452863 | 7173986408 | 6447908712 | 5547659783 | 4314815266 | 3905751944 | 4126886262 | 4049498144 | 3545648856 | 2977284733 | 2786574591 | 3049249350 | 3348105448 | 3706331502 | 3935596834 | 3972720904 | 4495975131 | 4872629393 | 5255917583 | 5670426811 | 5784434094 | 5345709935 | 5161660220 | 5539348005 | 6581459326 | 0
| Step | S2 | Unit | 2019 | 2020 | 2021 | 2022 | 2023 | 2024 | 2025 | 2026 | 2027 | 2028 | 2029 | 2030 | 2031 | 2032 | 2033 | 2034 | 2035 | 2036 | 2037 | 2038 | 2039 | 2040 | 2041 | 2042 | 2043 | 2044 | 2045 | 2046 | 2047 | 2048 | 2049 | 2050
| Base II |  | $, real |  | 0 | 0 | 0 | 0 | 0 | 6867938477 | 6884779949 | 6158243884 | 5072065060 | 4081451661 | 3712883987 | 3542301385 | 3181506654 | 2386009369 | 1772168484 | 1586185660 | 1463322620 | 1288263395 | 1158448298 | 1302845303 | 1487453952 | 1693155235 | 1551068090 | 1660928340 | 1826226581 | 1776137255 | 1830554755 | 1875076668 | 2136107821 | 2620035627 | 0
| Base I |  | $, real |  | 0 | 0 | 0 | 0 | 0 | 6865346459 | 6871980198 | 6156663110 | 5071174626 | 4075946410 | 3708196750 | 3534101492 | 3172390656 | 2382144127 | 1770312309 | 1587565080 | 1468775193 | 1291350876 | 1162301689 | 1312625408 | 1494026896 | 1692904360 | 1553891880 | 1670126139 | 1843278207 | 1803467521 | 1847882751 | 1883888798 | 2165404486 | 2619660208 | 0
| Option 1 |  | $, real |  | 0 | 0 | 0 | 0 | 0 | 6912325279 | 6917963537 | 6167849302 | 5086776513 | 4107260471 | 3743776214 | 3567465906 | 3202999171 | 2396309000 | 1752551348 | 1539891015 | 1416144616 | 1261078106 | 1139485104 | 1287645753 | 1489116969 | 1696361325 | 1543396729 | 1650380691 | 1787324560 | 1710995205 | 1795358617 | 1786174578 | 1995056414 | 2562430229 | 0
| Option 2 |  | $, real |  | 0 | 0 | 0 | 0 | 0 | 6912166584 | 6943808555 | 6190026860 | 5083781646 | 4106267400 | 3742856191 | 3565731238 | 3199420901 | 2392351421 | 1749408662 | 1536850572 | 1412948683 | 1257401177 | 1135153587 | 1282943487 | 1483714757 | 1689933918 | 1535516181 | 1639665297 | 1776234201 | 1700939413 | 1783277556 | 1772542024 | 1982963750 | 2548476616 | 0
| Option 3 |  | $, real |  | 0 | 0 | 0 | 0 | 0 | 6912166584 | 6943808555 | 6190026860 | 5083781646 | 4106267400 | 3742856191 | 3565731238 | 3199420901 | 2392351421 | 1749408662 | 1536850572 | 1412948683 | 1257401177 | 1135153587 | 1282943487 | 1483714757 | 1689933918 | 1535516181 | 1639665297 | 1776234201 | 1700939413 | 1783277556 | 1772542024 | 1982963750 | 2548476616 | 0
| Option 4 |  | $, real |  | 0 | 0 | 0 | 0 | 0 | 6912325279 | 6917963537 | 6167849302 | 5086776513 | 4107260471 | 3743776214 | 3567465906 | 3202999171 | 2396309000 | 1752551348 | 1539891015 | 1416144616 | 1261078106 | 1139485104 | 1287645753 | 1489116969 | 1696361325 | 1543396729 | 1650380691 | 1787324560 | 1710995205 | 1795358617 | 1786174578 | 1995056414 | 2562430229 | 0
| Option 5 |  | $, real |  | 0 | 0 | 0 | 0 | 0 | 6912166584 | 6943808555 | 6190026860 | 5083781646 | 4106267400 | 3742856191 | 3565731238 | 3199420901 | 2392351421 | 1749408662 | 1536850572 | 1412948683 | 1257401177 | 1135153587 | 1282943487 | 1483714757 | 1689933918 | 1535516181 | 1639665297 | 1776234201 | 1700939413 | 1783277556 | 1772542024 | 1982963750 | 2548476616 | 0
| Option 7 |  | $, real |  | 0 | 0 | 0 | 0 | 0 | 6912166584 | 6943808555 | 6190026860 | 5083781646 | 4106267400 | 3742856191 | 3565731238 | 3199420901 | 2392351421 | 1749408662 | 1536850572 | 1412948683 | 1257401177 | 1135153587 | 1282943487 | 1483714757 | 1689933918 | 1535516181 | 1639665297 | 1776234201 | 1700939413 | 1783277556 | 1772542024 | 1982963750 | 2548476616 | 0
| Option 8 |  | $, real |  | 0 | 0 | 0 | 0 | 0 | 6912166584 | 6943808555 | 6190026860 | 5083781646 | 4106267400 | 3742856191 | 3565731238 | 3199420901 | 2392351421 | 1749408662 | 1536850572 | 1412948683 | 1257401177 | 1135153587 | 1282943487 | 1483714757 | 1689933918 | 1535516181 | 1639665297 | 1776234201 | 1700939413 | 1783277556 | 1772542024 | 1982963750 | 2548476616 | 0
| Green energy exports | S3 | Unit | 2019 | 2020 | 2021 | 2022 | 2023 | 2024 | 2025 | 2026 | 2027 | 2028 | 2029 | 2030 | 2031 | 2032 | 2033 | 2034 | 2035 | 2036 | 2037 | 2038 | 2039 | 2040 | 2041 | 2042 | 2043 | 2044 | 2045 | 2046 | 2047 | 2048 | 2049 | 2050
| Base II |  | $, real |  | 0 | 0 | 0 | 0 | 0 | 2701105045 | 2576210754 | 1966091993 | 1366235930 | 958570271 | 614900412 | 315736696 | 223472045 | 159678557 | 151345527 | 196640091 | 190151206 | 162925900 | 88146577 | 79360751 | 83731295 | 77907082 | 65883741 | 80522730 | 93210727 | 70214644 | 64313610 | 77988481 | 82914529 | 82040047 | 0
| Base I |  | $, real |  | 0 | 0 | 0 | 0 | 0 | 2701936590 | 2579493391 | 1969105058 | 1368322518 | 961214499 | 616054745 | 316238208 | 224095908 | 159600419 | 147218086 | 190665041 | 185599604 | 160308269 | 88016078 | 77624262 | 81282141 | 75623908 | 64511034 | 78965969 | 90880385 | 69465356 | 64313610 | 77990934 | 82916982 | 82040047 | 0
| Option 1 |  | $, real |  | 0 | 0 | 0 | 0 | 0 | 2723482415 | 2585227320 | 1959915555 | 1354960135 | 944035103 | 604922035 | 309077991 | 215924528 | 146359517 | 142650421 | 192624900 | 188201540 | 168563120 | 93660754 | 90275894 | 95787702 | 86595569 | 70201274 | 89781412 | 109427926 | 77164763 | 64313610 | 79252124 | 84178172 | 82040047 | 0
| Option 2 |  | $, real |  | 0 | 0 | 0 | 0 | 0 | 2720112186 | 2592633494 | 1971958423 | 1357637529 | 942295761 | 602559556 | 306690253 | 213090915 | 144130043 | 140315097 | 189195654 | 184908878 | 165840613 | 92022816 | 88762216 | 94537388 | 85582921 | 69111706 | 87728800 | 106824587 | 76199352 | 64313610 | 79226328 | 84152376 | 82040047 | 0
| Option 3 |  | $, real |  | 0 | 0 | 0 | 0 | 0 | 2720112186 | 2592633494 | 1971958423 | 1357637529 | 942295761 | 602559556 | 306690253 | 213090915 | 144130043 | 140315097 | 189195654 | 184908878 | 165840613 | 92022816 | 88762216 | 94537388 | 85582921 | 69111706 | 87728800 | 106824587 | 76199352 | 64313610 | 79226328 | 84152376 | 82040047 | 0
| Option 4 |  | $, real |  | 0 | 0 | 0 | 0 | 0 | 2723482415 | 2585227320 | 1959915555 | 1354960135 | 944035103 | 604922035 | 309077991 | 215924528 | 146359517 | 142650421 | 192624900 | 188201540 | 168563120 | 93660754 | 90275894 | 95787702 | 86595569 | 70201274 | 89781412 | 109427926 | 77164763 | 64313610 | 79252124 | 84178172 | 82040047 | 0
| Option 5 |  | $, real |  | 0 | 0 | 0 | 0 | 0 | 2720112186 | 2592633494 | 1971958423 | 1357637529 | 942295761 | 602559556 | 306690253 | 213090915 | 144130043 | 140315097 | 189195654 | 184908878 | 165840613 | 92022816 | 88762216 | 94537388 | 85582921 | 69111706 | 87728800 | 106824587 | 76199352 | 64313610 | 79226328 | 84152376 | 82040047 | 0
| Option 7 |  | $, real |  | 0 | 0 | 0 | 0 | 0 | 2720112186 | 2592633494 | 1971958423 | 1357637529 | 942295761 | 602559556 | 306690253 | 213090915 | 144130043 | 140315097 | 189195654 | 184908878 | 165840613 | 92022816 | 88762216 | 94537388 | 85582921 | 69111706 | 87728800 | 106824587 | 76199352 | 64313610 | 79226328 | 84152376 | 82040047 | 0
| Option 8 |  | $, real |  | 0 | 0 | 0 | 0 | 0 | 2720112186 | 2592633494 | 1971958423 | 1357637529 | 942295761 | 602559556 | 306690253 | 213090915 | 144130043 | 140315097 | 189195654 | 184908878 | 165840613 | 92022816 | 88762216 | 94537388 | 85582921 | 69111706 | 87728800 | 106824587 | 76199352 | 64313610 | 79226328 | 84152376 | 82040047 | 0

## Capex
Capex
Capex inputs
Cumulative capex allocation
| Component | Scenario | Unit | 2019 | 2020 | 2021 | 2022 | 2023 | 2024 | 2025 | 2026 | 2027 | 2028 | 2029 | 2030 | 2031 | 2032 | 2033 | 2034
| Costs excluding ElectraNet |  | CUMULATIVE
| Lines - VNIW Line 5 | Base I | Nominal | 0 | 0 | 28402858.4758 | 66273336.4436 | 142014292.3792 | 198820009.3309 | 284028584.7584 | 852085754.2752 | 946761949.1947 | 946761949.1947 | 946761949.1947 | 946761949.1947 | 946761949.1947 | 946761949.1947 | 946761949.1947 | 946761949.1947
| Lines - PEC | Base I | Nominal | 0 | 0 | 0 | 0 | 0 | 0 | 0 | 0 | 0 | 0 | 0 | 0 | 0 | 0 | 0 | 0
| Subs | Base I | Nominal | 0 | 0 | 0 | 0 | 0 | 0 | 0 | 0 | 0 | 0 | 0 | 0 | 0 | 0 | 0 | 0
| Land and easements | Base I | Nominal | 0 | 0 | 0 | 0 | 0 | 0 | 0 | 0 | 0 | 0 | 0 | 0 | 0 | 0 | 0 | 0
| Biodiversity | Base I | Nominal | 0 | 0 | 0 | 0 | 0 | 0 | 0 | 0 | 0 | 0 | 0 | 0 | 0 | 0 | 0 | 0
| Lines - VNIW Line 5 | Base II | Nominal | 0 | 0 | 28402858.4758 | 66273336.4436 | 142014292.3792 | 198820009.3309 | 284028584.7584 | 852085754.2752 | 946761949.1947 | 946761949.1947 | 946761949.1947 | 946761949.1947 | 946761949.1947 | 946761949.1947 | 946761949.1947 | 946761949.1947
| Lines - PEC | Base II | Nominal | 4396756.06 | 29863630.55 | 230573670.9683 | 260659497.9554 | 470203259.7072 | 831182937.5204 | 831182937.5204 | 831182937.5204 | 831182937.5204 | 831182937.5204 | 831182937.5204 | 831182937.5204 | 831182937.5204 | 831182937.5204 | 831182937.5204 | 831182937.5204
| Subs | Base II | Nominal | 0 | 0 | 13200686.3628 | 42333406.997 | 219696109.2991 | 371135540.7834 | 658786337.3429 | 658786337.3429 | 658786337.3429 | 658786337.3429 | 658786337.3429 | 658786337.3429 | 658786337.3429 | 658786337.3429 | 658786337.3429 | 658786337.3429
| Land and easements | Base II | Nominal | 0 | 0 | 7750050.7031 | 42845608.894 | 113268886.5845 | 144083105.2707 | 150770472.9843 | 150770472.9843 | 150770472.9843 | 150770472.9843 | 150770472.9843 | 150770472.9843 | 150770472.9843 | 150770472.9843 | 150770472.9843 | 150770472.9843
| Biodiversity | Base II | Nominal | 0 | 0 | 0 | 0 | 0 | 131078406.658 | 147839312.635 | 147839312.635 | 147839312.635 | 147839312.635 | 147839312.635 | 147839312.635 | 147839312.635 | 147839312.635 | 147839312.635 | 147839312.635
| Lines - VNIW Line 5 | Option 1 | Nominal | 0 | 0 | 28402858.4758 | 66273336.4436 | 142014292.3792 | 198820009.3309 | 303909543.3915 | 911728630.1744 | 1013031811.3049 | 1013031811.3049 | 1013031811.3049 | 1013031811.3049 | 1013031811.3049 | 1013031811.3049 | 1013031811.3049 | 1013031811.3049
| Lines - PEC | Option 1 | Nominal | 4396756.06 | 29863630.55 | 230573670.9683 | 260659497.9554 | 470203259.7072 | 831182937.5204 | 1303555661.8406 | 1776245234.9716 | 1894417628.2543 | 1894417628.2543 | 1894417628.2543 | 1894417628.2543 | 1894417628.2543 | 1894417628.2543 | 1894417628.2543 | 1894417628.2543
| Subs | Option 1 | Nominal | 0 | 0 | 13200686.3628 | 42333406.997 | 219696109.2991 | 371135540.7834 | 714437630.4638 | 1059151760.7898 | 1145330293.3712 | 1145330293.3712 | 1145330293.3712 | 1145330293.3712 | 1145330293.3712 | 1145330293.3712 | 1145330293.3712 | 1145330293.3712
| Land and easements | Option 1 | Nominal | 0 | 0 | 7750050.7031 | 42845608.894 | 113268886.5845 | 144083105.2707 | 188742106.8738 | 233949294.1896 | 245251091.0186 | 245251091.0186 | 245251091.0186 | 245251091.0186 | 245251091.0186 | 245251091.0186 | 245251091.0186 | 245251091.0186
| Biodiversity | Option 1 | Nominal | 0 | 0 | 0 | 0 | 0 | 131078406.658 | 195409410.3465 | 260239121.428 | 276446549.1984 | 276446549.1984 | 276446549.1984 | 276446549.1984 | 276446549.1984 | 276446549.1984 | 276446549.1984 | 276446549.1984
| Lines - VNIW Line 5 | Option 2 | Nominal | 0 | 0 | 28402858.4758 | 66273336.4436 | 142014292.3792 | 198820009.3309 | 346244552.8734 | 1038733658.6202 | 1154148509.578 | 1154148509.578 | 1154148509.578 | 1154148509.578 | 1154148509.578 | 1154148509.578 | 1154148509.578 | 1154148509.578
| Lines - PEC | Option 2 | Nominal | 4396756.06 | 29863630.55 | 230573670.9683 | 260659497.9554 | 470203259.7072 | 831182937.5204 | 1001583395.3131 | 1471421189.7476 | 1953912642.9313 | 2084554831.942 | 2084554831.942 | 2084554831.942 | 2084554831.942 | 2084554831.942 | 2084554831.942 | 2084554831.942
| Subs | Option 2 | Nominal | 0 | 0 | 13200686.3628 | 42333406.997 | 219696109.2991 | 371135540.7834 | 468620899.3097 | 792693774.9422 | 1136414315.489 | 1226525392.9143 | 1226525392.9143 | 1226525392.9143 | 1226525392.9143 | 1226525392.9143 | 1226525392.9143 | 1226525392.9143
| Land and easements | Option 2 | Nominal | 0 | 0 | 7750050.7031 | 42845608.894 | 113268886.5845 | 144083105.2707 | 157142617.8091 | 193889232.5891 | 238219817.9401 | 250049634.5599 | 250049634.5599 | 250049634.5599 | 250049634.5599 | 250049634.5599 | 250049634.5599 | 250049634.5599
| Biodiversity | Option 2 | Nominal | 0 | 0 | 0 | 0 | 0 | 131078406.658 | 152708534.2581 | 203875072.0877 | 265051727.158 | 281855458.0748 | 281855458.0748 | 281855458.0748 | 281855458.0748 | 281855458.0748 | 281855458.0748 | 281855458.0748
| Lines - VNIW Line 5 | Option 3 | Nominal | 0 | 0 | 28402858.4758 | 66273336.4436 | 142014292.3792 | 198820009.3309 | 349668667.225 | 1049006001.6749 | 1165562224.0832 | 1165562224.0832 | 1165562224.0832 | 1165562224.0832 | 1165562224.0832 | 1165562224.0832 | 1165562224.0832 | 1165562224.0832
| Lines - PEC | Option 3 | Nominal | 4396756.06 | 29863630.55 | 230573670.9683 | 260659497.9554 | 470203259.7072 | 831182937.5204 | 999695071.5457 | 1478730339.7586 | 1972520940.9238 | 2105485234.02 | 2105485234.02 | 2105485234.02 | 2105485234.02 | 2105485234.02 | 2105485234.02 | 2105485234.02
| Subs | Option 3 | Nominal | 0 | 0 | 13200686.3628 | 42333406.997 | 219696109.2991 | 371135540.7834 | 467532751.8078 | 797103247.0226 | 1147362741.4298 | 1238840573.7094 | 1238840573.7094 | 1238840573.7094 | 1238840573.7094 | 1238840573.7094 | 1238840573.7094 | 1238840573.7094
| Land and easements | Option 3 | Nominal | 0 | 0 | 7750050.7031 | 42845608.894 | 113268886.5845 | 144083105.2707 | 160262895.0568 | 196725271.9929 | 240452081.2893 | 252560309.4102 | 252560309.4102 | 252560309.4102 | 252560309.4102 | 252560309.4102 | 252560309.4102 | 252560309.4102
| Biodiversity | Option 3 | Nominal | 0 | 0 | 0 | 0 | 0 | 131078406.658 | 155531999.4905 | 206649748.8408 | 267567809.9142 | 284685485.8462 | 284685485.8462 | 284685485.8462 | 284685485.8462 | 284685485.8462 | 284685485.8462 | 284685485.8462
| Lines - VNIW Line 5 | Option 4 | Nominal | 0 | 0 | 28402858.4758 | 66273336.4436 | 142014292.3792 | 198820009.3309 | 284028584.7584 | 852085754.2752 | 946761949.1947 | 946761949.1947 | 946761949.1947 | 946761949.1947 | 946761949.1947 | 946761949.1947 | 946761949.1947 | 946761949.1947
| Lines - PEC | Option 4 | Nominal | 4396756.06 | 29863630.55 | 230573670.9683 | 260659497.9554 | 470203259.7072 | 831182937.5204 | 1510132131.6169 | 1700401848.7209 | 1768323490.2012 | 1768323490.2012 | 1768323490.2012 | 1768323490.2012 | 1768323490.2012 | 1768323490.2012 | 1768323490.2012 | 1768323490.2012
| Subs | Option 4 | Nominal | 0 | 0 | 13200686.3628 | 42333406.997 | 219696109.2991 | 371135540.7834 | 823837067.0188 | 1012981237.9813 | 1069096080.8223 | 1069096080.8223 | 1069096080.8223 | 1069096080.8223 | 1069096080.8223 | 1069096080.8223 | 1069096080.8223 | 1069096080.8223
| Land and easements | Option 4 | Nominal | 0 | 0 | 7750050.7031 | 42845608.894 | 113268886.5845 | 144083105.2707 | 219688225.1576 | 224216609.4893 | 228926958.2258 | 228926958.2258 | 228926958.2258 | 228926958.2258 | 228926958.2258 | 228926958.2258 | 228926958.2258 | 228926958.2258
| Biodiversity | Option 4 | Nominal | 0 | 0 | 0 | 0 | 0 | 131078406.658 | 226645031.9143 | 249193842.3931 | 258046018.7034 | 258046018.7034 | 258046018.7034 | 258046018.7034 | 258046018.7034 | 258046018.7034 | 258046018.7034 | 258046018.7034
| Lines - VNIW Line 5 | Option 5 | Nominal | 0 | 0 | 28402858.4758 | 66273336.4436 | 142014292.3792 | 198820009.3309 | 349668667.225 | 1049006001.6749 | 1165562224.0832 | 1165562224.0832 | 1165562224.0832 | 1165562224.0832 | 1165562224.0832 | 1165562224.0832 | 1165562224.0832 | 1165562224.0832
| Lines - PEC | Option 5 | Nominal | 4396756.06 | 29863630.55 | 230573670.9683 | 260659497.9554 | 470203259.7072 | 831182937.5204 | 999695071.5457 | 1478730339.7586 | 1972520940.9238 | 2105485234.02 | 2105485234.02 | 2105485234.02 | 2105485234.02 | 2105485234.02 | 2105485234.02 | 2105485234.02
| Subs | Option 5 | Nominal | 0 | 0 | 13200686.3628 | 42333406.997 | 219696109.2991 | 371135540.7834 | 467532751.8078 | 797103247.0226 | 1147362741.4298 | 1238840573.7094 | 1238840573.7094 | 1238840573.7094 | 1238840573.7094 | 1238840573.7094 | 1238840573.7094 | 1238840573.7094
| Land and easements | Option 5 | Nominal | 0 | 0 | 7750050.7031 | 42845608.894 | 113268886.5845 | 144083105.2707 | 160262895.0568 | 196725271.9929 | 240452081.2893 | 252560309.4102 | 252560309.4102 | 252560309.4102 | 252560309.4102 | 252560309.4102 | 252560309.4102 | 252560309.4102
| Biodiversity | Option 5 | Nominal | 0 | 0 | 0 | 0 | 0 | 131078406.658 | 155531999.4905 | 206649748.8408 | 267567809.9142 | 284685485.8462 | 284685485.8462 | 284685485.8462 | 284685485.8462 | 284685485.8462 | 284685485.8462 | 284685485.8462
| Lines - VNIW Line 5 | Option 7 | Nominal | 0 | 0 | 28402858.4758 | 66273336.4436 | 142014292.3792 | 198820009.3309 | 366643638.6749 | 1099930916.0248 | 1222145462.2498 | 1222145462.2498 | 1222145462.2498 | 1222145462.2498 | 1222145462.2498 | 1222145462.2498 | 1222145462.2498 | 1222145462.2498
| Lines - PEC | Option 7 | Nominal | 4396756.06 | 29863630.55 | 230573670.9683 | 260659497.9554 | 470203259.7072 | 831182937.5204 | 1068540728.7256 | 1553010503.7357 | 2043769534.0264 | 2178278332.5025 | 2178278332.5025 | 2178278332.5025 | 2178278332.5025 | 2178278332.5025 | 2178278332.5025 | 2178278332.5025
| Subs | Option 7 | Nominal | 0 | 0 | 13200686.3628 | 42333406.997 | 219696109.2991 | 371135540.7834 | 492751628.3382 | 813796554.815 | 1154165511.2314 | 1243300828.9432 | 1243300828.9432 | 1243300828.9432 | 1243300828.9432 | 1243300828.9432 | 1243300828.9432 | 1243300828.9432
| Land and easements | Option 7 | Nominal | 0 | 0 | 7750050.7031 | 42845608.894 | 113268886.5845 | 144083105.2707 | 159226750.5605 | 199396102.9202 | 242014321.5176 | 253166991.0961 | 253166991.0961 | 253166991.0961 | 253166991.0961 | 253166991.0961 | 253166991.0961 | 253166991.0961
| Biodiversity | Option 7 | Nominal | 0 | 0 | 0 | 0 | 0 | 131078406.658 | 144855212.0082 | 203430882.8673 | 269106313.226 | 285369336.2536 | 285369336.2536 | 285369336.2536 | 285369336.2536 | 285369336.2536 | 285369336.2536 | 285369336.2536
| Lines - VNIW Line 5 | Option 8 | Nominal | 0 | 0 | 28402858.4758 | 66273336.4436 | 142014292.3792 | 198820009.3309 | 349668667.225 | 1049006001.6749 | 1165562224.0832 | 1165562224.0832 | 1165562224.0832 | 1165562224.0832 | 1165562224.0832 | 1165562224.0832 | 1165562224.0832 | 1165562224.0832
| Lines - PEC | Option 8 | Nominal | 4396756.06 | 29863630.55 | 230573670.9683 | 260659497.9554 | 470203259.7072 | 831182937.5204 | 999695071.5457 | 1478730339.7586 | 1972520940.9238 | 2105485234.02 | 2105485234.02 | 2105485234.02 | 2105485234.02 | 2105485234.02 | 2105485234.02 | 2105485234.02
| Subs | Option 8 | Nominal | 0 | 0 | 13200686.3628 | 42333406.997 | 219696109.2991 | 371135540.7834 | 467532751.8078 | 797103247.0226 | 1147362741.4298 | 1238840573.7094 | 1238840573.7094 | 1238840573.7094 | 1238840573.7094 | 1238840573.7094 | 1238840573.7094 | 1238840573.7094
| Land and easements | Option 8 | Nominal | 0 | 0 | 7750050.7031 | 42845608.894 | 113268886.5845 | 144083105.2707 | 160262895.0568 | 196725271.9929 | 240452081.2893 | 252560309.4102 | 252560309.4102 | 252560309.4102 | 252560309.4102 | 252560309.4102 | 252560309.4102 | 252560309.4102
| Biodiversity | Option 8 | Nominal | 0 | 0 | 0 | 0 | 0 | 131078406.658 | 155531999.4905 | 206649748.8408 | 267567809.9142 | 284685485.8462 | 284685485.8462 | 284685485.8462 | 284685485.8462 | 284685485.8462 | 284685485.8462 | 284685485.8462
Annual capex allocation
Costs excluding ElectraNet
| Component | Scenario | Unit | 2019 | 2020 | 2021 | 2022 | 2023 | 2024 | 2025 | 2026 | 2027 | 2028 | 2029 | 2030 | 2031 | 2032 | 2033 | 2034
| Lines - VNIW Line 5 | Base I | Nominal | 0 | 0 | 28402858.4758 | 37870477.9678 | 75740955.9356 | 56805716.9517 | 85208575.4275 | 568057169.5168 | 94676194.9195 | 0 | 0 | 0 | 0 | 0 | 0 | 0
| Lines - PEC | Base I | Nominal | 0 | 0 | 0 | 0 | 0 | 0 | 0 | 0 | 0 | 0 | 0 | 0 | 0 | 0 | 0 | 0
| Subs | Base I | Nominal | 0 | 0 | 0 | 0 | 0 | 0 | 0 | 0 | 0 | 0 | 0 | 0 | 0 | 0 | 0 | 0
| Land and easements | Base I | Nominal | 0 | 0 | 0 | 0 | 0 | 0 | 0 | 0 | 0 | 0 | 0 | 0 | 0 | 0 | 0 | 0
| Biodiversity | Base I | Nominal | 0 | 0 | 0 | 0 | 0 | 0 | 0 | 0 | 0 | 0 | 0 | 0 | 0 | 0 | 0 | 0
| Lines - VNIW Line 5 | Base II | Nominal | 0 | 0 | 28402858.4758 | 37870477.9678 | 75740955.9356 | 56805716.9517 | 85208575.4275 | 568057169.5168 | 94676194.9195 | 0 | 0 | 0 | 0 | 0 | 0 | 0
| Lines - PEC | Base II | Nominal | 4396756.06 | 25466874.49 | 200710040.4183 | 30085826.9872 | 209543761.7518 | 360979677.8132 | 0 | 0 | 0 | 0 | 0 | 0 | 0 | 0 | 0 | 0
| Subs | Base II | Nominal | 0 | 0 | 13200686.3628 | 29132720.6342 | 177362702.3021 | 151439431.4843 | 287650796.5595 | 0 | 0 | 0 | 0 | 0 | 0 | 0 | 0 | 0
| Land and easements | Base II | Nominal | 0 | 0 | 7750050.7031 | 35095558.1909 | 70423277.6905 | 30814218.6862 | 6687367.7136 | 0 | 0 | 0 | 0 | 0 | 0 | 0 | 0 | 0
| Biodiversity | Base II | Nominal | 0 | 0 | 0 | 0 | 0 | 131078406.658 | 16760905.977 | 0 | 0 | 0 | 0 | 0 | 0 | 0 | 0 | 0
| Lines - VNIW Line 5 | Option 1 | Nominal | 0 | 0 | 28402858.4758 | 37870477.9678 | 75740955.9356 | 56805716.9517 | 105089534.0606 | 607819086.7829 | 101303181.1305 | 0 | 0 | 0 | 0 | 0 | 0 | 0
| Lines - PEC | Option 1 | Nominal | 4396756.06 | 25466874.49 | 200710040.4183 | 30085826.9872 | 209543761.7518 | 360979677.8132 | 472372724.3202 | 472689573.131 | 118172393.2827 | 0 | 0 | 0 | 0 | 0 | 0 | 0
| Subs | Option 1 | Nominal | 0 | 0 | 13200686.3628 | 29132720.6342 | 177362702.3021 | 151439431.4843 | 343302089.6804 | 344714130.3259 | 86178532.5815 | 0 | 0 | 0 | 0 | 0 | 0 | 0
| Land and easements | Option 1 | Nominal | 0 | 0 | 7750050.7031 | 35095558.1909 | 70423277.6905 | 30814218.6862 | 44659001.6031 | 45207187.3159 | 11301796.829 | 0 | 0 | 0 | 0 | 0 | 0 | 0
| Biodiversity | Option 1 | Nominal | 0 | 0 | 0 | 0 | 0 | 131078406.658 | 64331003.6886 | 64829711.0815 | 16207427.7704 | 0 | 0 | 0 | 0 | 0 | 0 | 0
| Lines - VNIW Line 5 | Option 2 | Nominal | 0 | 0 | 28402858.4758 | 37870477.9678 | 75740955.9356 | 56805716.9517 | 147424543.5425 | 692489105.7468 | 115414850.9578 | 0 | 0 | 0 | 0 | 0 | 0 | 0
| Lines - PEC | Option 2 | Nominal | 4396756.06 | 25466874.49 | 200710040.4183 | 30085826.9872 | 209543761.7518 | 360979677.8132 | 170400457.7927 | 469837794.4346 | 482491453.1837 | 130642189.0107 | 0 | 0 | 0 | 0 | 0 | 0
| Subs | Option 2 | Nominal | 0 | 0 | 13200686.3628 | 29132720.6342 | 177362702.3021 | 151439431.4843 | 97485358.5262 | 324072875.6325 | 343720540.5468 | 90111077.4253 | 0 | 0 | 0 | 0 | 0 | 0
| Land and easements | Option 2 | Nominal | 0 | 0 | 7750050.7031 | 35095558.1909 | 70423277.6905 | 30814218.6862 | 13059512.5384 | 36746614.78 | 44330585.351 | 11829816.6198 | 0 | 0 | 0 | 0 | 0 | 0
| Biodiversity | Option 2 | Nominal | 0 | 0 | 0 | 0 | 0 | 131078406.658 | 21630127.6001 | 51166537.8296 | 61176655.0704 | 16803730.9167 | 0 | 0 | 0 | 0 | 0 | 0
| Lines - VNIW Line 5 | Option 3 | Nominal | 0 | 0 | 28402858.4758 | 37870477.9678 | 75740955.9356 | 56805716.9517 | 150848657.8941 | 699337334.4499 | 116556222.4083 | 0 | 0 | 0 | 0 | 0 | 0 | 0
| Lines - PEC | Option 3 | Nominal | 4396756.06 | 25466874.49 | 200710040.4183 | 30085826.9872 | 209543761.7518 | 360979677.8132 | 168512134.0254 | 479035268.2128 | 493790601.1652 | 132964293.0961 | 0 | 0 | 0 | 0 | 0 | 0
| Subs | Option 3 | Nominal | 0 | 0 | 13200686.3628 | 29132720.6342 | 177362702.3021 | 151439431.4843 | 96397211.0243 | 329570495.2148 | 350259494.4072 | 91477832.2796 | 0 | 0 | 0 | 0 | 0 | 0
| Land and easements | Option 3 | Nominal | 0 | 0 | 7750050.7031 | 35095558.1909 | 70423277.6905 | 30814218.6862 | 16179789.7861 | 36462376.9361 | 43726809.2963 | 12108228.121 | 0 | 0 | 0 | 0 | 0 | 0
| Biodiversity | Option 3 | Nominal | 0 | 0 | 0 | 0 | 0 | 131078406.658 | 24453592.8326 | 51117749.3502 | 60918061.0734 | 17117675.932 | 0 | 0 | 0 | 0 | 0 | 0
| Lines - VNIW Line 5 | Option 4 | Nominal | 0 | 0 | 28402858.4758 | 37870477.9678 | 75740955.9356 | 56805716.9517 | 85208575.4275 | 568057169.5168 | 94676194.9195 | 0 | 0 | 0 | 0 | 0 | 0 | 0
| Lines - PEC | Option 4 | Nominal | 4396756.06 | 25466874.49 | 200710040.4183 | 30085826.9872 | 209543761.7518 | 360979677.8132 | 678949194.0965 | 190269717.104 | 67921641.4803 | 0 | 0 | 0 | 0 | 0 | 0 | 0
| Subs | Option 4 | Nominal | 0 | 0 | 13200686.3628 | 29132720.6342 | 177362702.3021 | 151439431.4843 | 452701526.2353 | 189144170.9625 | 56114842.841 | 0 | 0 | 0 | 0 | 0 | 0 | 0
| Land and easements | Option 4 | Nominal | 0 | 0 | 7750050.7031 | 35095558.1909 | 70423277.6905 | 30814218.6862 | 75605119.8869 | 4528384.3317 | 4710348.7365 | 0 | 0 | 0 | 0 | 0 | 0 | 0
| Biodiversity | Option 4 | Nominal | 0 | 0 | 0 | 0 | 0 | 131078406.658 | 95566625.2564 | 22548810.4788 | 8852176.3103 | 0 | 0 | 0 | 0 | 0 | 0 | 0
| Lines - VNIW Line 5 | Option 5 | Nominal | 0 | 0 | 28402858.4758 | 37870477.9678 | 75740955.9356 | 56805716.9517 | 150848657.8941 | 699337334.4499 | 116556222.4083 | 0 | 0 | 0 | 0 | 0 | 0 | 0
| Lines - PEC | Option 5 | Nominal | 4396756.06 | 25466874.49 | 200710040.4183 | 30085826.9872 | 209543761.7518 | 360979677.8132 | 168512134.0254 | 479035268.2128 | 493790601.1652 | 132964293.0961 | 0 | 0 | 0 | 0 | 0 | 0
| Subs | Option 5 | Nominal | 0 | 0 | 13200686.3628 | 29132720.6342 | 177362702.3021 | 151439431.4843 | 96397211.0243 | 329570495.2148 | 350259494.4072 | 91477832.2796 | 0 | 0 | 0 | 0 | 0 | 0
| Land and easements | Option 5 | Nominal | 0 | 0 | 7750050.7031 | 35095558.1909 | 70423277.6905 | 30814218.6862 | 16179789.7861 | 36462376.9361 | 43726809.2963 | 12108228.121 | 0 | 0 | 0 | 0 | 0 | 0
| Biodiversity | Option 5 | Nominal | 0 | 0 | 0 | 0 | 0 | 131078406.658 | 24453592.8326 | 51117749.3502 | 60918061.0734 | 17117675.932 | 0 | 0 | 0 | 0 | 0 | 0
| Lines - VNIW Line 5 | Option 7 | Nominal | 0 | 0 | 28402858.4758 | 37870477.9678 | 75740955.9356 | 56805716.9517 | 167823629.3441 | 733287277.3499 | 122214546.225 | 0 | 0 | 0 | 0 | 0 | 0 | 0
| Lines - PEC | Option 7 | Nominal | 4396756.06 | 25466874.49 | 200710040.4183 | 30085826.9872 | 209543761.7518 | 360979677.8132 | 237357791.2052 | 484469775.0101 | 490759030.2907 | 134508798.4762 | 0 | 0 | 0 | 0 | 0 | 0
| Subs | Option 7 | Nominal | 0 | 0 | 13200686.3628 | 29132720.6342 | 177362702.3021 | 151439431.4843 | 121616087.5547 | 321044926.4769 | 340368956.4164 | 89135317.7118 | 0 | 0 | 0 | 0 | 0 | 0
| Land and easements | Option 7 | Nominal | 0 | 0 | 7750050.7031 | 35095558.1909 | 70423277.6905 | 30814218.6862 | 15143645.2898 | 40169352.3597 | 42618218.5974 | 11152669.5785 | 0 | 0 | 0 | 0 | 0 | 0
| Biodiversity | Option 7 | Nominal | 0 | 0 | 0 | 0 | 0 | 131078406.658 | 13776805.3503 | 58575670.8591 | 65675430.3587 | 16263023.0276 | 0 | 0 | 0 | 0 | 0 | 0
| Lines - VNIW Line 5 | Option 8 | Nominal | 0 | 0 | 28402858.4758 | 37870477.9678 | 75740955.9356 | 56805716.9517 | 150848657.8941 | 699337334.4499 | 116556222.4083 | 0 | 0 | 0 | 0 | 0 | 0 | 0
| Lines - PEC | Option 8 | Nominal | 4396756.06 | 25466874.49 | 200710040.4183 | 30085826.9872 | 209543761.7518 | 360979677.8132 | 168512134.0254 | 479035268.2128 | 493790601.1652 | 132964293.0961 | 0 | 0 | 0 | 0 | 0 | 0
| Subs | Option 8 | Nominal | 0 | 0 | 13200686.3628 | 29132720.6342 | 177362702.3021 | 151439431.4843 | 96397211.0243 | 329570495.2148 | 350259494.4072 | 91477832.2796 | 0 | 0 | 0 | 0 | 0 | 0
| Land and easements | Option 8 | Nominal | 0 | 0 | 7750050.7031 | 35095558.1909 | 70423277.6905 | 30814218.6862 | 16179789.7861 | 36462376.9361 | 43726809.2963 | 12108228.121 | 0 | 0 | 0 | 0 | 0 | 0
| Biodiversity | Option 8 | Nominal | 0 | 0 | 0 | 0 | 0 | 131078406.658 | 24453592.8326 | 51117749.3502 | 60918061.0734 | 17117675.932 | 0 | 0 | 0 | 0 | 0 | 0
| Security and LDs | Base II | Nominal | c-i-c | c-i-c | c-i-c | c-i-c | c-i-c | c-i-c | c-i-c | c-i-c | c-i-c | c-i-c | c-i-c | c-i-c | c-i-c | c-i-c | c-i-c | c-i-c
| Security and LDs | Option 1 | Nominal | c-i-c | c-i-c | c-i-c | c-i-c | c-i-c | c-i-c | c-i-c | c-i-c | c-i-c | c-i-c | c-i-c | c-i-c | c-i-c | c-i-c | c-i-c | c-i-c
| Security and LDs | Option 2 | Nominal | c-i-c | c-i-c | c-i-c | c-i-c | c-i-c | c-i-c | c-i-c | c-i-c | c-i-c | c-i-c | c-i-c | c-i-c | c-i-c | c-i-c | c-i-c | c-i-c
| Security and LDs | Option 3 | Nominal | c-i-c | c-i-c | c-i-c | c-i-c | c-i-c | c-i-c | c-i-c | c-i-c | c-i-c | c-i-c | c-i-c | c-i-c | c-i-c | c-i-c | c-i-c | c-i-c
| Security and LDs | Option 4 | Nominal | [6 empty] | -225561702
| Security and LDs | Option 5 | Nominal | c-i-c | c-i-c | c-i-c | c-i-c | c-i-c | c-i-c | c-i-c | c-i-c | c-i-c | c-i-c | c-i-c | c-i-c | c-i-c | c-i-c | c-i-c | c-i-c
| Security and LDs | Option 7 | Nominal | c-i-c | c-i-c | c-i-c | c-i-c | c-i-c | c-i-c | c-i-c | c-i-c | c-i-c | c-i-c | c-i-c | c-i-c | c-i-c | c-i-c | c-i-c | c-i-c
| Security and LDs | Option 8 | Nominal | c-i-c | c-i-c | c-i-c | c-i-c | c-i-c | c-i-c | c-i-c | c-i-c | c-i-c | c-i-c | c-i-c | c-i-c | c-i-c | c-i-c | c-i-c | c-i-c
CPI adjustment to real 2023 dollars
CPI
| Parameter | Unit | 2018 | 2019 | 2020 | 2021 | 2022 | 2023 | 2024 | 2025 | 2026 | 2027 | 2028 | 2029 | 2030 | 2031 | 2032 | 2033 | 2034
| CPI |  | 112.275 | 114.125 | 115.65 | 117.525 | 122.75 | 131.375 | 136.9 | 140.3475 | 145.0478 | 149.1259 | 152.8909 | 156.7132 | 160.631 | 164.6468 | 168.763 | 172.9821 | 177.3066
| Nominal to real 2023 dollars | Nominal | 1.1701 | 1.1512 | 1.136 | 1.1178 | 1.0703 | 1 | 0.95964 | 0.93607 | 0.90574 | 0.88097 | 0.85927 | 0.83831 | 0.81787 | 0.79792 | 0.77846 | 0.75947 | 0.74095
| Real 2018 to real 2023 dollars | Real 2017/18 | 1.1701 | 1.1701 | 1.1701 | 1.1701 | 1.1701 | 1.1701 | 1.1701 | 1.1701 | 1.1701 | 1.1701 | 1.1701 | 1.1701 | 1.1701 | 1.1701 | 1.1701 | 1.1701 | 1.1701
| Real 2024 to real 2023 dollars | Real 2023/24 | 0.95964 | 0.95964 | 0.95964 | 0.95964 | 0.95964 | 0.95964 | 0.95964 | 0.95964 | 0.95964 | 0.95964 | 0.95964 | 0.95964 | 0.95964 | 0.95964 | 0.95964 | 0.95964 | 0.95964
Costs excluding ElectraNet
| Component | Option | Original unit | 2019 | 2020 | 2021 | 2022 | 2023 | 2024 | 2025 | 2026 | 2027 | 2028 | 2029 | 2030 | 2031 | 2032 | 2033 | 2034 | Annual opex | Total capex
| Lines - VNIW Line 5 | Base I | Nominal | 0 | 0 | 31750057.7091 | 40531438.2323 | 75740955.9356 | 54513156.0594 | 79761115.0213 | 514509685.3448 | 83406612.3165 | 0 | 0 | 0 | 0 | 0 | 0 | 0 | 7041704.165 | 880213020.619
| Lines - PEC | Base I | Nominal | 0 | 0 | 0 | 0 | 0 | 0 | 0 | 0 | 0 | 0 | 0 | 0 | 0 | 0 | 0 | 0 | 0 | 0
| Subs | Base I | Nominal | 0 | 0 | 0 | 0 | 0 | 0 | 0 | 0 | 0 | 0 | 0 | 0 | 0 | 0 | 0 | 0 | 0 | 0
| Land and easements | Base I | Nominal | 0 | 0 | 0 | 0 | 0 | 0 | 0 | 0 | 0 | 0 | 0 | 0 | 0 | 0 | 0 | 0 | 0 | 0
| Biodiversity | Base I | Nominal | 0 | 0 | 0 | 0 | 0 | 0 | 0 | 0 | 0 | 0 | 0 | 0 | 0 | 0 | 0 | 0 | 0 | 0
| Lines - VNIW Line 5 | Base II | Nominal | 0 | 0 | 31750057.7091 | 40531438.2323 | 75740955.9356 | 54513156.0594 | 79761115.0213 | 514509685.3448 | 83406612.3165 | 0 | 0 | 0 | 0 | 0 | 0 | 0 | 7041704.165 | 880213020.619
| Lines - PEC | Base II | Nominal | 5061325.9793 | 28929620.7188 | 224363170.0485 | 32199800.5738 | 209543761.7518 | 346411286.8715 | 0 | 0 | 0 | 0 | 0 | 0 | 0 | 0 | 0 | 0 | 6772071.7275 | 846508965.9436
| Subs | Base II | Nominal | 0 | 0 | 14756351.1671 | 31179724.4262 | 177362702.3021 | 145327650.1918 | 269261023.9668 | 0 | 0 | 0 | 0 | 0 | 0 | 0 | 0 | 0 | 5103099.6164 | 637887452.0539
| Land and easements | Base II | Nominal | 0 | 0 | 8663372.994 | 37561539.3672 | 70423277.6905 | 29570620.7443 | 6259838.3169 | 0 | 0 | 0 | 0 | 0 | 0 | 0 | 0 | 0 | 0 | 152478649.113
| Biodiversity | Base II | Nominal | 0 | 0 | 0 | 0 | 0 | 125788354.0883 | 15689366.2731 | 0 | 0 | 0 | 0 | 0 | 0 | 0 | 0 | 0 | 0 | 141477720.3614
| Lines - VNIW Line 5 | Option 1 | Nominal | 0 | 0 | 31750057.7091 | 40531438.2323 | 75740955.9356 | 54513156.0594 | 98371066.1948 | 550523475.2222 | 89244769.1013 | 0 | 0 | 0 | 0 | 0 | 0 | 0 | 7525399.3476 | 940674918.4547
| Lines - PEC | Option 1 | Nominal | 5061325.9793 | 28929620.7188 | 224363170.0485 | 32199800.5738 | 209543761.7518 | 346411286.8715 | 442173513.7387 | 428131844.0964 | 104105989.9104 | 0 | 0 | 0 | 0 | 0 | 0 | 0 | 14567362.5095 | 1820920313.6891
| Subs | Option 1 | Nominal | 0 | 0 | 14756351.1671 | 31179724.4262 | 177362702.3021 | 145327650.1918 | 321354480.1644 | 312219910.6804 | 75920451.4201 | 0 | 0 | 0 | 0 | 0 | 0 | 0 | 8624970.1628 | 1078121270.3522
| Land and easements | Option 1 | Nominal | 0 | 0 | 8663372.994 | 37561539.3672 | 70423277.6905 | 29570620.7443 | 41803911.704 | 40945765.619 | 9956511.1103 | 0 | 0 | 0 | 0 | 0 | 0 | 0 | 0 | 238924999.2294
| Biodiversity | Option 1 | Nominal | 0 | 0 | 0 | 0 | 0 | 125788354.0883 | 60218265.1089 | 58718586.8597 | 14278210.5453 | 0 | 0 | 0 | 0 | 0 | 0 | 0 | 0 | 259003416.6022
| Lines - VNIW Line 5 | Option 2 | Nominal | 0 | 0 | 31750057.7091 | 40531438.2323 | 75740955.9356 | 54513156.0594 | 137999560.6718 | 627212138.1824 | 101676685.8616 | 0 | 0 | 0 | 0 | 0 | 0 | 0 | 8555391.9412 | 1069423992.6522
| Lines - PEC | Option 2 | Nominal | 5061325.9793 | 28929620.7188 | 224363170.0485 | 32199800.5738 | 209543761.7518 | 346411286.8715 | 159506604.1827 | 425548886.1856 | 425059093.4283 | 112257266.9369 | 0 | 0 | 0 | 0 | 0 | 0 | 15751046.5334 | 1968880816.6771
| Subs | Option 2 | Nominal | 0 | 0 | 14756351.1671 | 31179724.4262 | 177362702.3021 | 145327650.1918 | 91253032.4007 | 293524388.4208 | 302806485.7802 | 77429989.1107 | 0 | 0 | 0 | 0 | 0 | 0 | 9069122.5904 | 1133640323.7996
| Land and easements | Option 2 | Nominal | 0 | 0 | 8663372.994 | 37561539.3672 | 70423277.6905 | 29570620.7443 | 12224606.2262 | 33282722.6246 | 39053786.9554 | 10165038.5083 | 0 | 0 | 0 | 0 | 0 | 0 | 0 | 240944965.1106
| Biodiversity | Option 2 | Nominal | 0 | 0 | 0 | 0 | 0 | 125788354.0883 | 20247294.2047 | 46343362.4142 | 53894620.0427 | 14438987.293 | 0 | 0 | 0 | 0 | 0 | 0 | 0 | 260712618.0429
| Lines - VNIW Line 5 | Option 3 | Nominal | 0 | 0 | 31750057.7091 | 40531438.2323 | 75740955.9356 | 54513156.0594 | 141204768.3316 | 633414823.7294 | 102682196.5517 | 0 | 0 | 0 | 0 | 0 | 0 | 0 | 8638699.1724 | 1079837396.549
| Lines - PEC | Option 3 | Nominal | 5061325.9793 | 28929620.7188 | 224363170.0485 | 32199800.5738 | 209543761.7518 | 346411286.8715 | 157739002.6421 | 433879366.978 | 435013270.9912 | 114252587.5921 | 0 | 0 | 0 | 0 | 0 | 0 | 15899145.5532 | 1987393194.1469
| Subs | Option 3 | Nominal | 0 | 0 | 14756351.1671 | 31179724.4262 | 177362702.3021 | 145327650.1918 | 90234451.1415 | 298503779.0055 | 308567088.9608 | 78604404.2494 | 0 | 0 | 0 | 0 | 0 | 0 | 9156289.2116 | 1144536151.4443
| Land and easements | Option 3 | Nominal | 0 | 0 | 8663372.994 | 37561539.3672 | 70423277.6905 | 29570620.7443 | 15145401.3598 | 33025278.2485 | 38521880.119 | 10404269.9116 | 0 | 0 | 0 | 0 | 0 | 0 | 0 | 243315640.4351
| Biodiversity | Option 3 | Nominal | 0 | 0 | 0 | 0 | 0 | 125788354.0883 | 22890252.7805 | 46299172.9443 | 53666807.2407 | 14708751.675 | 0 | 0 | 0 | 0 | 0 | 0 | 0 | 263353338.7288
| Lines - VNIW Line 5 | Option 4 | Nominal | 0 | 0 | 31750057.7091 | 40531438.2323 | 75740955.9356 | 54513156.0594 | 79761115.0213 | 514509685.3448 | 83406612.3165 | 0 | 0 | 0 | 0 | 0 | 0 | 0 | 7041704.165 | 880213020.619
| Lines - PEC | Option 4 | Nominal | 5061325.9793 | 28929620.7188 | 224363170.0485 | 32199800.5738 | 209543761.7518 | 346411286.8715 | 635543365.1164 | 172334084.5449 | 59836731.1199 | 0 | 0 | 0 | 0 | 0 | 0 | 0 | 13713785.1738 | 1714223146.7247
| Subs | Option 4 | Nominal | 0 | 0 | 14756351.1671 | 31179724.4262 | 177362702.3021 | 145327650.1918 | 423759912.934 | 171314637.1685 | 49435330.0322 | 0 | 0 | 0 | 0 | 0 | 0 | 0 | 8105090.4658 | 1013136308.2219
| Land and easements | Option 4 | Nominal | 0 | 0 | 8663372.994 | 37561539.3672 | 70423277.6905 | 29570620.7443 | 70771616.9792 | 4101519.57 | 4149662.2385 | 0 | 0 | 0 | 0 | 0 | 0 | 0 | 0 | 225241609.5838
| Biodiversity | Option 4 | Nominal | 0 | 0 | 0 | 0 | 0 | 125788354.0883 | 89456965.4642 | 20423263.7258 | 7798476.0403 | 0 | 0 | 0 | 0 | 0 | 0 | 0 | 0 | 243467059.3186
| Lines - VNIW Line 5 | Option 5 | Nominal | 0 | 0 | 31750057.7091 | 40531438.2323 | 75740955.9356 | 54513156.0594 | 141204768.3316 | 633414823.7294 | 102682196.5517 | 0 | 0 | 0 | 0 | 0 | 0 | 0 | 8638699.1724 | 1079837396.549
| Lines - PEC | Option 5 | Nominal | 5061325.9793 | 28929620.7188 | 224363170.0485 | 32199800.5738 | 209543761.7518 | 346411286.8715 | 157739002.6421 | 433879366.978 | 435013270.9912 | 114252587.5921 | 0 | 0 | 0 | 0 | 0 | 0 | 15899145.5532 | 1987393194.1469
| Subs | Option 5 | Nominal | 0 | 0 | 14756351.1671 | 31179724.4262 | 177362702.3021 | 145327650.1918 | 90234451.1415 | 298503779.0055 | 308567088.9608 | 78604404.2494 | 0 | 0 | 0 | 0 | 0 | 0 | 9156289.2116 | 1144536151.4443
| Land and easements | Option 5 | Nominal | 0 | 0 | 8663372.994 | 37561539.3672 | 70423277.6905 | 29570620.7443 | 15145401.3598 | 33025278.2485 | 38521880.119 | 10404269.9116 | 0 | 0 | 0 | 0 | 0 | 0 | 0 | 243315640.4351
| Biodiversity | Option 5 | Nominal | 0 | 0 | 0 | 0 | 0 | 125788354.0883 | 22890252.7805 | 46299172.9443 | 53666807.2407 | 14708751.675 | 0 | 0 | 0 | 0 | 0 | 0 | 0 | 263353338.7288
| Lines - VNIW Line 5 | Option 7 | Nominal | 0 | 0 | 31750057.7091 | 40531438.2323 | 75740955.9356 | 54513156.0594 | 157094514.6806 | 664164500.6568 | 107666993.6418 | 0 | 0 | 0 | 0 | 0 | 0 | 0 | 9051692.9353 | 1131461616.9156
| Lines - PEC | Option 7 | Nominal | 5061325.9793 | 28929620.7188 | 224363170.0485 | 32199800.5738 | 209543761.7518 | 346411286.8715 | 222183295.4083 | 438801594.057 | 432342556.8073 | 115579738.9055 | 0 | 0 | 0 | 0 | 0 | 0 | 16443329.209 | 2055416151.1217
| Subs | Option 7 | Nominal | 0 | 0 | 14756351.1671 | 31179724.4262 | 177362702.3021 | 145327650.1918 | 113841062.3488 | 290781866.6274 | 299853850.4483 | 76591545.4238 | 0 | 0 | 0 | 0 | 0 | 0 | 9197558.0235 | 1149694752.9354
| Land and easements | Option 7 | Nominal | 0 | 0 | 8663372.994 | 37561539.3672 | 70423277.6905 | 29570620.7443 | 14175498.5075 | 36382818.4066 | 37545248.1925 | 9583184.5395 | 0 | 0 | 0 | 0 | 0 | 0 | 0 | 243905560.4422
| Biodiversity | Option 7 | Nominal | 0 | 0 | 0 | 0 | 0 | 125788354.0883 | 12896041.8673 | 53054079.0607 | 57857893.0354 | 13974371.7634 | 0 | 0 | 0 | 0 | 0 | 0 | 0 | 263570739.8151
| Lines - VNIW Line 5 | Option 8 | Nominal | 0 | 0 | 31750057.7091 | 40531438.2323 | 75740955.9356 | 54513156.0594 | 141204768.3316 | 633414823.7294 | 102682196.5517 | 0 | 0 | 0 | 0 | 0 | 0 | 0 | 8638699.1724 | 1079837396.549
| Lines - PEC | Option 8 | Nominal | 5061325.9793 | 28929620.7188 | 224363170.0485 | 32199800.5738 | 209543761.7518 | 346411286.8715 | 157739002.6421 | 433879366.978 | 435013270.9912 | 114252587.5921 | 0 | 0 | 0 | 0 | 0 | 0 | 15899145.5532 | 1987393194.1469
| Subs | Option 8 | Nominal | 0 | 0 | 14756351.1671 | 31179724.4262 | 177362702.3021 | 145327650.1918 | 90234451.1415 | 298503779.0055 | 308567088.9608 | 78604404.2494 | 0 | 0 | 0 | 0 | 0 | 0 | 9156289.2116 | 1144536151.4443
| Land and easements | Option 8 | Nominal | 0 | 0 | 8663372.994 | 37561539.3672 | 70423277.6905 | 29570620.7443 | 15145401.3598 | 33025278.2485 | 38521880.119 | 10404269.9116 | 0 | 0 | 0 | 0 | 0 | 0 | 0 | 243315640.4351
| Biodiversity | Option 8 | Nominal | 0 | 0 | 0 | 0 | 0 | 125788354.0883 | 22890252.7805 | 46299172.9443 | 53666807.2407 | 14708751.675 | 0 | 0 | 0 | 0 | 0 | 0 | 0 | 263353338.7288
| Security and LDs | Base II | Nominal | c-i-c | c-i-c | c-i-c | c-i-c | c-i-c | c-i-c | c-i-c | c-i-c | c-i-c | c-i-c | c-i-c | c-i-c | c-i-c | c-i-c | c-i-c | c-i-c
| Security and LDs | Option 1 | Nominal | c-i-c | c-i-c | c-i-c | c-i-c | c-i-c | c-i-c | c-i-c | c-i-c | c-i-c | c-i-c | c-i-c | c-i-c | c-i-c | c-i-c | c-i-c | c-i-c
| Security and LDs | Option 2 | Nominal | c-i-c | c-i-c | c-i-c | c-i-c | c-i-c | c-i-c | c-i-c | c-i-c | c-i-c | c-i-c | c-i-c | c-i-c | c-i-c | c-i-c | c-i-c | c-i-c
| Security and LDs | Option 3 | Nominal | c-i-c | c-i-c | c-i-c | c-i-c | c-i-c | c-i-c | c-i-c | c-i-c | c-i-c | c-i-c | c-i-c | c-i-c | c-i-c | c-i-c | c-i-c | c-i-c
| Security and LDs | Option 4 | Nominal | 0 | 0 | 0 | 0 | 0 | 0 | -211141340.732 | 0 | 0 | 0 | 0 | 0 | 0 | 0 | 0 | 0
| Security and LDs | Option 5 | Nominal | c-i-c | c-i-c | c-i-c | c-i-c | c-i-c | c-i-c | c-i-c | c-i-c | c-i-c | c-i-c | c-i-c | c-i-c | c-i-c | c-i-c | c-i-c | c-i-c
| Security and LDs | Option 7 | Nominal | c-i-c | c-i-c | c-i-c | c-i-c | c-i-c | c-i-c | c-i-c | c-i-c | c-i-c | c-i-c | c-i-c | c-i-c | c-i-c | c-i-c | c-i-c | c-i-c
| Security and LDs | Option 8 | Nominal | c-i-c | c-i-c | c-i-c | c-i-c | c-i-c | c-i-c | c-i-c | c-i-c | c-i-c | c-i-c | c-i-c | c-i-c | c-i-c | c-i-c | c-i-c | c-i-c
ElectraNet costs
| Component | Option | Original unit | 2019 | 2020 | 2021 | 2022 | 2023 | 2024 | 2025 | 2026 | 2027 | 2028 | 2029 | 2030 | 2031 | 2032 | 2033 | 2034 | Annual opex | Total capex
| Lines | All options | Real 2017/18 | 0 | 3401703.9389 | 45782283.8331 | 187211293.375 | 318840748.2987 | 340170393.8945 | 0 | 0 | 0 | 0 | 0 | 0 | 0 | 0 | 0 | 0 | 7163251.3867 | 895406423.3402
| Subs | All options | Real 2017/18 | 0 | 1340031.7534 | 19784268.1524 | 62739415.1583 | 123632685.5647 | 134003175.3379 | 0 | 0 | 0 | 0 | 0 | 0 | 0 | 0 | 0 | 0 | 2731996.6077 | 341499575.9667
| Land and easements | All options | Real 2017/18 | 0 | 286942.7722 | 3786745.6349 | 28646686.7136 | 28677278.7643 | 28694277.2245 | 0 | 0 | 0 | 0 | 0 | 0 | 0 | 0 | 0 | 0 | 0 | 90091931.1096
| Biodiversity | All options | Real 2017/18 | 0 | 323441.3306 | 8086033.2644 | 15942723.5802 | 31896597.7451 | 32344133.0577 | 0 | 0 | 0 | 0 | 0 | 0 | 0 | 0 | 0 | 0 | 0 | 88592928.978
| Component | Option | Unit | 2019: 2019; 2020: 2020; 2021: 2021; 2022: 2022; 2023: 2023; 2024: 2024 | Annual opex | Total capex
| Lines | All options | Real 2022/23 | 2020: 3401703.9389; 2021: 42380579.8942; 2022: 141429009.5418; 2023: 131629454.9237; 2024: 21329645.5958 | 2721363.1512 | 340170393.8945
| Subs | All options | Real 2022/23 | 2020: 1340031.7534; 2021: 18444236.3991; 2022: 42955147.0059; 2023: 60893270.4064; 2024: 10370489.7733 | 1072025.4027 | 134003175.3379
| Land and easements | All options | Real 2022/23 | 2020: 286942.7722; 2021: 3499802.8627; 2022: 24859941.0787; 2023: 30592.0507; 2024: 16998.4602 | 0 | 28694277.2245
| Biodiversity | All options | Real 2022/23 | 2020: 323441.3306; 2021: 7762591.9338; 2022: 7856690.3157; 2023: 15953874.165; 2024: 447535.3126 | 0 | 32344133.0577

## EY inputs sheet
EY inputs sheet
Inputs and parameters for the EnergyConnect assessment
Benefit inputs
| Involuntary load shedding |  |  | [NER, rule 5.16.1(c)(4)(iii)]
| Number | Option name | Progressive Change | Unit | FY 2020-21 | FY 2021-22 | FY 2022-23 | FY 2023-24 | FY 2024-25 | FY 2025-26 | FY 2026-27 | FY 2027-28 | FY 2028-29 | FY 2029-30 | FY 2030-31 | FY 2031-32 | FY 2032-33 | FY 2033-34 | FY 2034-35 | FY 2035-36 | FY 2036-37 | FY 2037-38 | FY 2038-39 | FY 2039-40 | FY 2040-41 | FY 2041-42 | FY 2042-43 | FY 2043-44 | FY 2044-45 | FY 2045-46 | FY 2046-47 | FY 2047-48 | FY 2048-49 | FY 2049-50
| 0 | EnergyConnect_DN |  | $ | 0 | 0 | 0 | 0 | 0 | 4 | 5 | 5 | 5 | 6 | 6 | 7 | 7 | 8 | 8 | 9 | 9 | 151612739 | 11 | 12 | 12 | 13 | 14 | 15 | 72806827 | 17 | 89380868 | 20 | 21 | 23
| 1 | EnergyConnect_NoPEC1 |  | $ | 0 | 0 | 0 | 0 | 0 | 3 | 3 | 3 | 3 | 3 | 4 | 4 | 4 | 4 | 5 | 5 | 5 | 140435816 | 6 | 7 | 7 | 7 | 8 | 9 | 80053848 | 10 | 93487752 | 11 | 12 | 13
| 2 | EnergyConnect_Op1_26_staged |  | $ | 0 | 0 | 0 | 0 | 0 | 3 | 4 | 4 | 4 | 5 | 5 | 5 | 5 | 6 | 6 | 7 | 7 | 145495519 | 8 | 9 | 9 | 10 | 11 | 12 | 33950376 | 13 | 59581732 | 15 | 16 | 17
| 3 | EnergyConnect_Op1_27_staged |  | $ | 0 | 0 | 0 | 0 | 0 | 4 | 4 | 4 | 4 | 5 | 5 | 6 | 6 | 6 | 7 | 7 | 8 | 149107259 | 9 | 9 | 10 | 11 | 12 | 12 | 33262112 | 14 | 60177063 | 16 | 17 | 19
| 4 |  |  | $
| 5 |  |  | $
| 6 |  |  | $
| Number | Option name | Step Change | Unit | FY 2020-21 | FY 2021-22 | FY 2022-23 | FY 2023-24 | FY 2024-25 | FY 2025-26 | FY 2026-27 | FY 2027-28 | FY 2028-29 | FY 2029-30 | FY 2030-31 | FY 2031-32 | FY 2032-33 | FY 2033-34 | FY 2034-35 | FY 2035-36 | FY 2036-37 | FY 2037-38 | FY 2038-39 | FY 2039-40 | FY 2040-41 | FY 2041-42 | FY 2042-43 | FY 2043-44 | FY 2044-45 | FY 2045-46 | FY 2046-47 | FY 2047-48 | FY 2048-49 | FY 2049-50
| 0 | EnergyConnect_DN |  | $ | 0 | 0 | 0 | 0 | 0 | 3 | 3 | 4 | 4 | 4 | 4 | 5 | 5 | 5 | 6 | 6 | 6 | 7 | 7 | 8 | 8 | 9 | 10 | 10 | 11 | 12 | 13 | 14 | 14 | 16
| 1 | EnergyConnect_NoPEC1 |  | $ | 0 | 0 | 0 | 0 | 0 | 5 | 5 | 5 | 6 | 6 | 6 | 7 | 7 | 8 | 8 | 9 | 10 | 10 | 11 | 12 | 13 | 14 | 14 | 16 | 17 | 18 | 8074939 | 20 | 22 | 23
| 2 | EnergyConnect_Op1_26_staged |  | $ | 0 | 0 | 0 | 0 | 0 | 5 | 5 | 5 | 6 | 6 | 7 | 7 | 7 | 8 | 9 | 9 | 10 | 11 | 11 | 12 | 13 | 14 | 15 | 16 | 17 | 18 | 19 | 21 | 22 | 24
| 3 | EnergyConnect_Op1_27_staged |  | $ | 0 | 0 | 0 | 0 | 0 | 4 | 4 | 4 | 4 | 5 | 5 | 5 | 6 | 6 | 7 | 7 | 8 | 8 | 9 | 9 | 10 | 11 | 11 | 12 | 13 | 14 | 15 | 16 | 17 | 18
| 4 |  |  | $
| 5 |  |  | $
| 6 |  |  | $
| Number | Option name | Green Energy Exports | Unit | FY 2020-21 | FY 2021-22 | FY 2022-23 | FY 2023-24 | FY 2024-25 | FY 2025-26 | FY 2026-27 | FY 2027-28 | FY 2028-29 | FY 2029-30 | FY 2030-31 | FY 2031-32 | FY 2032-33 | FY 2033-34 | FY 2034-35 | FY 2035-36 | FY 2036-37 | FY 2037-38 | FY 2038-39 | FY 2039-40 | FY 2040-41 | FY 2041-42 | FY 2042-43 | FY 2043-44 | FY 2044-45 | FY 2045-46 | FY 2046-47 | FY 2047-48 | FY 2048-49 | FY 2049-50
| 0 | EnergyConnect_DN |  | $ | 0 | 0 | 0 | 0 | 0 | 10 | 11 | 11 | 12 | 13 | 14 | 15 | 16 | 17 | 18 | 19 | 21 | 22 | 24 | 26 | 27 | 29 | 31 | 33 | 36 | 38 | 41 | 44 | 47 | 50
| 1 | EnergyConnect_NoPEC1 |  | $ | 0 | 0 | 0 | 0 | 0 | 11 | 12 | 13 | 14 | 15 | 16 | 17 | 18 | 19 | 20 | 22 | 23 | 25 | 27 | 29 | 31 | 33 | 35 | 38 | 40 | 43 | 46 | 49 | 53 | 56
| 2 | EnergyConnect_Op1_26_staged |  | $ | 0 | 0 | 0 | 0 | 0 | 13 | 14 | 15 | 16 | 17 | 18 | 20 | 21 | 22 | 24 | 26 | 27 | 29 | 31 | 34 | 36 | 38 | 41 | 44 | 47 | 50 | 54 | 58 | 62 | 66
| 3 | EnergyConnect_Op1_27_staged |  | $ | 0 | 0 | 0 | 0 | 0 | 7 | 8 | 8 | 9 | 9 | 10 | 11 | 11 | 12 | 13 | 14 | 15 | 16 | 17 | 18 | 19 | 21 | 22 | 24 | 25 | 27 | 29 | 31 | 33 | 36
| 4 |  |  | $
| 5 |  |  | $
| 6 |  |  | $
| Difference in timing of unrelated expenditure |  |  | [NER, rule 5.16.1(c)(4)(v)]
| Number | Option name | Progressive Change | Unit | FY 2020-21 | FY 2021-22 | FY 2022-23 | FY 2023-24 | FY 2024-25 | FY 2025-26 | FY 2026-27 | FY 2027-28 | FY 2028-29 | FY 2029-30 | FY 2030-31 | FY 2031-32 | FY 2032-33 | FY 2033-34 | FY 2034-35 | FY 2035-36 | FY 2036-37 | FY 2037-38 | FY 2038-39 | FY 2039-40 | FY 2040-41 | FY 2041-42 | FY 2042-43 | FY 2043-44 | FY 2044-45 | FY 2045-46 | FY 2046-47 | FY 2047-48 | FY 2048-49 | FY 2049-50
| 0 | EnergyConnect_DN |  | $ | 0 | 0 | 0 | 0 | 0 | 0 | 0 | 482877123 | 196286122 | 813481310 | 0 | 0 | 1 | 26752977 | 237049967 | 1 | 79938522 | 135825705 | 132561416 | 82902744 | 217456146 | 109302268 | 106515880 | 91234701 | 4533384 | 76997609 | 57163574 | 3511840 | 26490303 | 6601729
| 1 | EnergyConnect_NoPEC1 |  | $ | 0 | 0 | 0 | 0 | 0 | 0 | 0 | 486837280 | 206103729 | 898269089 | 0 | 0 | 0 | 24841341 | 229262230 | 0 | 68943425 | 119221946 | 133259378 | 92563371 | 230440352 | 91748049 | 120152262 | 91942745 | 4424196 | 79391212 | 69572767 | 0 | 23881417 | 7863937
| 2 | EnergyConnect_Op1_26_staged |  | $ | 0 | 0 | 0 | 0 | 0 | 0 | 0 | 450436689 | 94414904 | 647292071 | 0 | 0 | 1 | 85023574 | 295307891 | 717283 | 117729174 | 185982486 | 97803569 | 56573698 | 215218130 | 190699950 | 50722869 | 70791990 | 4036779 | 39950935 | 37375844 | 27181087 | 32774358 | 8421481
| 3 | EnergyConnect_Op1_27_staged |  | $ | 0 | 0 | 0 | 0 | 0 | 0 | 0 | 459858198 | 93644409 | 659038366 | 0 | 0 | 1 | 83916275 | 294961611 | 502125 | 117542610 | 186756325 | 98187950 | 56872292 | 213853268 | 188818199 | 47724583 | 70586215 | 4042985 | 39793631 | 37935911 | 25742568 | 32646080 | 8271649
| 4 |  |  | $
| 5 |  |  | $
| 6 |  |  | $
| Number | Option name | Step Change | Unit | FY 2020-21 | FY 2021-22 | FY 2022-23 | FY 2023-24 | FY 2024-25 | FY 2025-26 | FY 2026-27 | FY 2027-28 | FY 2028-29 | FY 2029-30 | FY 2030-31 | FY 2031-32 | FY 2032-33 | FY 2033-34 | FY 2034-35 | FY 2035-36 | FY 2036-37 | FY 2037-38 | FY 2038-39 | FY 2039-40 | FY 2040-41 | FY 2041-42 | FY 2042-43 | FY 2043-44 | FY 2044-45 | FY 2045-46 | FY 2046-47 | FY 2047-48 | FY 2048-49 | FY 2049-50
| 0 | EnergyConnect_DN |  | $ | 0 | 0 | 0 | 0 | 0 | 0 | 0 | 847649596 | 164295856 | 1349208389 | 0 | 366012293 | 323264369 | 829809362 | 452473152 | 53713110 | 102164900 | 406155246 | 156513932 | 6354576 | 48075352 | 319258592 | 282465663 | 32812652 | 46063610 | 223262605 | 65037310 | 23501163 | 18393217 | 4931355
| 1 | EnergyConnect_NoPEC1 |  | $ | 0 | 0 | 0 | 0 | 0 | 0 | 0 | 878687461 | 225031605 | 1348161826 | 1 | 368098545 | 316546898 | 833474899 | 451893034 | 53059856 | 102665752 | 416480550 | 157277345 | 7906123 | 46843089 | 330883178 | 272182742 | 30707235 | 48500215 | 216059044 | 53491354 | 24980585 | 40617765 | 4779333
| 2 | EnergyConnect_Op1_26_staged |  | $ | 0 | 0 | 0 | 0 | 0 | 0 | 0 | 693286599 | 332624710 | 896216292 | 1 | 391552894 | 419162163 | 710315378 | 458382784 | 65501641 | 94178033 | 442084960 | 104472272 | 14711623 | 40481291 | 265555239 | 311196763 | 41959570 | 53106735 | 231036346 | 124463845 | 135875563 | 23535053 | 11450167
| 3 | EnergyConnect_Op1_27_staged |  | $ | 0 | 0 | 0 | 0 | 0 | 0 | 0 | 758026174 | 304230333 | 862597925 | 1 | 392230483 | 422295097 | 705354951 | 459351756 | 65609724 | 98530501 | 441660844 | 105750440 | 14758183 | 39733637 | 266946004 | 311052344 | 47826794 | 52297956 | 227110287 | 124847042 | 138082557 | 22899315 | 11920184
| 4 |  |  | $
| 5 |  |  | $
| 6 |  |  | $
| Number | Option name | Green Energy Exports | Unit | FY 2020-21 | FY 2021-22 | FY 2022-23 | FY 2023-24 | FY 2024-25 | FY 2025-26 | FY 2026-27 | FY 2027-28 | FY 2028-29 | FY 2029-30 | FY 2030-31 | FY 2031-32 | FY 2032-33 | FY 2033-34 | FY 2034-35 | FY 2035-36 | FY 2036-37 | FY 2037-38 | FY 2038-39 | FY 2039-40 | FY 2040-41 | FY 2041-42 | FY 2042-43 | FY 2043-44 | FY 2044-45 | FY 2045-46 | FY 2046-47 | FY 2047-48 | FY 2048-49 | FY 2049-50
| 0 | EnergyConnect_DN |  | $ | 0 | 0 | 0 | 0 | 0 | 0 | 0 | 2391586650 | 1175360041 | 1195491148 | 2447534988 | 2667838050 | 900742516 | 971593966 | 949613881 | 21587049 | 209874097 | 1553494048 | 681076715 | 473136005 | 172545274 | 2427463991 | 980449377 | 1085213090 | 65274315 | 510328948 | 390258983 | 94808448 | 327975929 | 10529530
| 1 | EnergyConnect_NoPEC1 |  | $ | 0 | 0 | 0 | 0 | 0 | 0 | 0 | 2440274129 | 1173831980 | 1176018103 | 2486744769 | 2649373722 | 912017635 | 1120200539 | 946400529 | 9834443 | 174654417 | 1509721012 | 655844196 | 467631688 | 176243907 | 2540276279 | 1002522931 | 1006235353 | 69629405 | 515013288 | 393939143 | 94213891 | 330425100 | 9057044
| 2 | EnergyConnect_Op1_26_staged |  | $ | 0 | 0 | 0 | 0 | 0 | 0 | 0 | 2243244169 | 1146254294 | 1352108580 | 2426123738 | 2700181047 | 819641275 | 871994684 | 889716038 | 48176212 | 150166368 | 1636065428 | 752416895 | 494059681 | 182570381 | 1880351909 | 949083086 | 1212850257 | 57422678 | 487412513 | 383356663 | 126316251 | 346131593 | 7321948
| 3 | EnergyConnect_Op1_27_staged |  | $ | 0 | 0 | 0 | 0 | 0 | 0 | 0 | 2277700305 | 1173654092 | 1300154740 | 2421771405 | 2703909864 | 823398479 | 867077853 | 898683934 | 43385141 | 153671330 | 1645784528 | 742862045 | 489235825 | 183641685 | 1880808348 | 947323191 | 1228864169 | 58709209 | 486069835 | 377712584 | 130003320 | 342723713 | 6825744
| 4 |  |  | $
| 5 |  |  | $
| 6 |  |  | $
| Fuel consumption from generation dispatch |  |  | [NER, rule 5.16.1(c)(4)(i)]
| Number | Option name | Progressive Change | Unit | FY 2020-21 | FY 2021-22 | FY 2022-23 | FY 2023-24 | FY 2024-25 | FY 2025-26 | FY 2026-27 | FY 2027-28 | FY 2028-29 | FY 2029-30 | FY 2030-31 | FY 2031-32 | FY 2032-33 | FY 2033-34 | FY 2034-35 | FY 2035-36 | FY 2036-37 | FY 2037-38 | FY 2038-39 | FY 2039-40 | FY 2040-41 | FY 2041-42 | FY 2042-43 | FY 2043-44 | FY 2044-45 | FY 2045-46 | FY 2046-47 | FY 2047-48 | FY 2048-49 | FY 2049-50
| 0 | EnergyConnect_DN |  | $ | 0 | 0 | 0 | 0 | 0 | 2214191027 | 2525638429 | 1930462478 | 1974509083 | 969122317 | 812612036 | 755377741 | 753101415 | 795512422 | 835820365 | 690818210 | 690490749 | 786911895 | 803846370 | 984826199 | 1299399396 | 1492146993 | 1688001368 | 2009000710 | 1670416639 | 1958623586 | 1843820121 | 2212450424 | 2533154628 | 2821158743
| 1 | EnergyConnect_NoPEC1 |  | $ | 0 | 0 | 0 | 0 | 0 | 2240567887 | 2548880660 | 1941062183 | 1983795375 | 967914665 | 815988020 | 761065673 | 758892137 | 808454852 | 832781027 | 694759441 | 695373790 | 789880729 | 799242417 | 982737142 | 1286295434 | 1485737155 | 1665882698 | 1998705656 | 1681000827 | 1971414858 | 1861602081 | 2235733926 | 2545361262 | 2837961497
| 2 | EnergyConnect_Op1_26_staged |  | $ | 0 | 0 | 0 | 0 | 0 | 2215382522 | 2484077672 | 1855459053 | 1930110600 | 990105716 | 770799187 | 695170847 | 706454070 | 741045516 | 819216657 | 639139157 | 642242581 | 812869165 | 859022214 | 1046165550 | 1380755344 | 1556711460 | 1750085497 | 2102855473 | 1709547513 | 1893968632 | 1793941585 | 2129872438 | 2490632897 | 2821702611
| 3 | EnergyConnect_Op1_27_staged |  | $ | 0 | 0 | 0 | 0 | 0 | 2214966077 | 2525375048 | 1924494832 | 1914298910 | 990026081 | 770755849 | 695090883 | 705951796 | 740719479 | 818632164 | 639038269 | 642007279 | 812985763 | 858834070 | 1046272336 | 1380840102 | 1557650302 | 1750301302 | 2104075803 | 1710457171 | 1893750760 | 1793036584 | 2129513816 | 2489602189 | 2820624083
| 4 |  |  | $
| 5 |  |  | $
| 6 |  |  | $
| Number | Option name | Step Change | Unit | FY 2020-21 | FY 2021-22 | FY 2022-23 | FY 2023-24 | FY 2024-25 | FY 2025-26 | FY 2026-27 | FY 2027-28 | FY 2028-29 | FY 2029-30 | FY 2030-31 | FY 2031-32 | FY 2032-33 | FY 2033-34 | FY 2034-35 | FY 2035-36 | FY 2036-37 | FY 2037-38 | FY 2038-39 | FY 2039-40 | FY 2040-41 | FY 2041-42 | FY 2042-43 | FY 2043-44 | FY 2044-45 | FY 2045-46 | FY 2046-47 | FY 2047-48 | FY 2048-49 | FY 2049-50
| 0 | EnergyConnect_DN |  | $ | 0 | 0 | 0 | 0 | 0 | 2567217866 | 2935295534 | 2641216433 | 2137544821 | 1242902365 | 1245189697 | 1103255466 | 1280138420 | 1322708755 | 1668208139 | 1301277897 | 1411142422 | 1508014535 | 1430316893 | 1572143515 | 1645003646 | 1642864060 | 1245598735 | 1885992013 | 1487496446 | 1500341446 | 1549239390 | 1449025793 | 1628977336 | 1501358934
| 1 | EnergyConnect_NoPEC1 |  | $ | 0 | 0 | 0 | 0 | 0 | 2599380121 | 2945682044 | 2663409385 | 2154015147 | 1246496019 | 1246277009 | 1104551333 | 1286078680 | 1324656295 | 1667165970 | 1304892537 | 1421802588 | 1506379010 | 1434665580 | 1583344818 | 1651950541 | 1635771857 | 1251270712 | 1890544276 | 1507100319 | 1529029856 | 1558712589 | 1446425016 | 1667220711 | 1496697720
| 2 | EnergyConnect_Op1_26_staged |  | $ | 0 | 0 | 0 | 0 | 0 | 2532485038 | 2851622869 | 2537945880 | 2071996117 | 1219872392 | 1219292706 | 1062024849 | 1216412406 | 1302770885 | 1626564657 | 1244034801 | 1343344832 | 1502691950 | 1416785820 | 1571890621 | 1662005542 | 1650880518 | 1240478412 | 1908040132 | 1447976779 | 1440380272 | 1558385341 | 1346977397 | 1533006493 | 1482751911
| 3 | EnergyConnect_Op1_27_staged |  | $ | 0 | 0 | 0 | 0 | 0 | 2535584178 | 2886668697 | 2587024471 | 2076214667 | 1219894828 | 1220223838 | 1062465459 | 1215761372 | 1300779498 | 1623430357 | 1240952914 | 1340979711 | 1497314491 | 1412380146 | 1565897636 | 1657260133 | 1644072844 | 1234895767 | 1897234945 | 1437585572 | 1434703844 | 1547702539 | 1337844442 | 1524747618 | 1476474115
| 4 |  |  | $
| 5 |  |  | $
| 6 |  |  | $
| Number | Option name | Green Energy Exports | Unit | FY 2020-21 | FY 2021-22 | FY 2022-23 | FY 2023-24 | FY 2024-25 | FY 2025-26 | FY 2026-27 | FY 2027-28 | FY 2028-29 | FY 2029-30 | FY 2030-31 | FY 2031-32 | FY 2032-33 | FY 2033-34 | FY 2034-35 | FY 2035-36 | FY 2036-37 | FY 2037-38 | FY 2038-39 | FY 2039-40 | FY 2040-41 | FY 2041-42 | FY 2042-43 | FY 2043-44 | FY 2044-45 | FY 2045-46 | FY 2046-47 | FY 2047-48 | FY 2048-49 | FY 2049-50
| 0 | EnergyConnect_DN |  | $ | 0 | 0 | 0 | 0 | 0 | 2957223427 | 3103353554 | 2253922591 | 1937955954 | 1494530858 | 1701881554 | 1363804596 | 1852778669 | 1493995862 | 2905517282 | 1999267348 | 2515526452 | 3154757831 | 3041017530 | 3650627251 | 4777425479 | 4078030944 | 3355556052 | 4947194314 | 3975069142 | 3958799476 | 6376665469 | 6388796865 | 6743719448 | 8547739187
| 1 | EnergyConnect_NoPEC1 |  | $ | 0 | 0 | 0 | 0 | 0 | 3028088851 | 3124627199 | 2265443030 | 1948757662 | 1514199220 | 1700643467 | 1365461347 | 1845732310 | 1477908425 | 2914126463 | 2003466869 | 2487390039 | 3155439350 | 3022057946 | 3637374881 | 4775496572 | 4065053869 | 3298871890 | 4927241611 | 3976388901 | 3928168165 | 6365314035 | 6324505843 | 6730244830 | 8524100780
| 2 | EnergyConnect_Op1_26_staged |  | $ | 0 | 0 | 0 | 0 | 0 | 2938331728 | 3132473081 | 2201855379 | 1894268406 | 1406009471 | 1674807026 | 1339849535 | 1826912413 | 1413975442 | 2711366639 | 1877486920 | 2510949231 | 3233185129 | 3141333753 | 3706716658 | 4810811749 | 4260373751 | 3564739004 | 4977804274 | 3941817151 | 4083887623 | 6391899365 | 6478994165 | 6749654200 | 8701046171
| 3 | EnergyConnect_Op1_27_staged |  | $ | 0 | 0 | 0 | 0 | 0 | 2934052259 | 3170459644 | 2300497717 | 1884501512 | 1395580902 | 1658100405 | 1338609818 | 1817553767 | 1412117385 | 2719728747 | 1874773610 | 2511555056 | 3223736267 | 3145521810 | 3703363968 | 4813551047 | 4261874889 | 3570794773 | 4971978488 | 3932469279 | 4082609654 | 6394045604 | 6477365821 | 6749656979 | 8698172881
| 4 |  |  | $
| 5 |  |  | $
| 6 |  |  | $
| Voluntary load curtailment |  |  | [NER, rule 5.16.1(c)(4)(ii)]
| Number | Option name | Progressive Change | Unit | FY 2020-21 | FY 2021-22 | FY 2022-23 | FY 2023-24 | FY 2024-25 | FY 2025-26 | FY 2026-27 | FY 2027-28 | FY 2028-29 | FY 2029-30 | FY 2030-31 | FY 2031-32 | FY 2032-33 | FY 2033-34 | FY 2034-35 | FY 2035-36 | FY 2036-37 | FY 2037-38 | FY 2038-39 | FY 2039-40 | FY 2040-41 | FY 2041-42 | FY 2042-43 | FY 2043-44 | FY 2044-45 | FY 2045-46 | FY 2046-47 | FY 2047-48 | FY 2048-49 | FY 2049-50
| 0 | EnergyConnect_DN |  | $ | 0 | 0 | 0 | 0 | 0 | 13 | 15 | 1426719 | 56764 | 818664888 | 19 | 20 | 550190 | 23 | 26772 | 3497138 | 96551 | 9169607 | 158345 | 735803 | 3818475 | 37930541 | 9614996 | 8387994 | 11503381 | 1420210 | 77540245 | 21260214 | 8593549 | 3216605
| 1 | EnergyConnect_NoPEC1 |  | $ | 0 | 0 | 0 | 0 | 0 | 8 | 8 | 3950998 | 56757 | 806746241 | 11 | 12 | 543425 | 13 | 15 | 3427470 | 16 | 8890384 | 158331 | 332080 | 919842 | 32042404 | 9739138 | 8403387 | 11615078 | 1363759 | 68746226 | 21686367 | 8419099 | 2991838
| 2 | EnergyConnect_Op1_26_staged |  | $ | 0 | 0 | 0 | 0 | 0 | 10 | 11 | 134964 | 13 | 948574743 | 14 | 15 | 16 | 18 | 20 | 2503065 | 22 | 9323614 | 76872 | 5818335 | 7125077 | 51900476 | 10539542 | 8398719 | 11290704 | 2634280 | 82547144 | 19234110 | 9214619 | 3824367
| 3 | EnergyConnect_Op1_27_staged |  | $ | 0 | 0 | 0 | 0 | 0 | 11 | 12 | 1088688 | 14 | 947014947 | 15 | 17 | 18 | 19 | 21 | 2795026 | 24 | 9339125 | 76874 | 6890014 | 7203821 | 51897105 | 10104835 | 8390527 | 11278743 | 2518577 | 82550847 | 19216101 | 9217422 | 3831628
| 4 |  |  | $
| 5 |  |  | $
| 6 |  |  | $
| Number | Option name | Step Change | Unit | FY 2020-21 | FY 2021-22 | FY 2022-23 | FY 2023-24 | FY 2024-25 | FY 2025-26 | FY 2026-27 | FY 2027-28 | FY 2028-29 | FY 2029-30 | FY 2030-31 | FY 2031-32 | FY 2032-33 | FY 2033-34 | FY 2034-35 | FY 2035-36 | FY 2036-37 | FY 2037-38 | FY 2038-39 | FY 2039-40 | FY 2040-41 | FY 2041-42 | FY 2042-43 | FY 2043-44 | FY 2044-45 | FY 2045-46 | FY 2046-47 | FY 2047-48 | FY 2048-49 | FY 2049-50
| 0 | EnergyConnect_DN |  | $ | 0 | 0 | 0 | 0 | 0 | 10 | 11 | 12 | 1127778 | 209153955 | 14 | 15 | 242504 | 1670696 | 12318786 | 56374096 | 5251618 | 39022904 | 17676148 | 73795422 | 69358578 | 83331534 | 83706172 | 114100226 | 114162520 | 125272957 | 159062750 | 142817329 | 192726019 | 167680152
| 1 | EnergyConnect_NoPEC1 |  | $ | 0 | 0 | 0 | 0 | 0 | 15 | 16 | 18 | 1314534 | 202053223 | 21 | 23 | 730993 | 2348573 | 12433841 | 54671429 | 5154242 | 43956054 | 18215787 | 81542492 | 71542809 | 85593489 | 87913411 | 120279756 | 123722000 | 135530920 | 165951816 | 153726477 | 205410388 | 176369315
| 2 | EnergyConnect_Op1_26_staged |  | $ | 0 | 0 | 0 | 0 | 0 | 16 | 16 | 18 | 525653 | 173642677 | 21 | 23 | 105436 | 137645 | 10973182 | 36731915 | 5420635 | 39520634 | 9148424 | 58771165 | 51451308 | 66163637 | 50398226 | 95484167 | 89282905 | 88838485 | 125283634 | 109483686 | 123444050 | 116172542
| 3 | EnergyConnect_Op1_27_staged |  | $ | 0 | 0 | 0 | 0 | 0 | 12 | 12 | 14 | 525648 | 173487604 | 16 | 18 | 105430 | 137677 | 11060837 | 36012953 | 5433932 | 39670193 | 9747678 | 59216755 | 51732545 | 66412357 | 51505641 | 95564480 | 89203807 | 88749269 | 125168049 | 109349485 | 123782930 | 116256544
| 4 |  |  | $
| 5 |  |  | $
| 6 |  |  | $
| Number | Option name | Green Energy Exports | Unit | FY 2020-21 | FY 2021-22 | FY 2022-23 | FY 2023-24 | FY 2024-25 | FY 2025-26 | FY 2026-27 | FY 2027-28 | FY 2028-29 | FY 2029-30 | FY 2030-31 | FY 2031-32 | FY 2032-33 | FY 2033-34 | FY 2034-35 | FY 2035-36 | FY 2036-37 | FY 2037-38 | FY 2038-39 | FY 2039-40 | FY 2040-41 | FY 2041-42 | FY 2042-43 | FY 2043-44 | FY 2044-45 | FY 2045-46 | FY 2046-47 | FY 2047-48 | FY 2048-49 | FY 2049-50
| 0 | EnergyConnect_DN |  | $ | 0 | 0 | 0 | 0 | 0 | 98655836 | 106043377 | 126486894 | 136851764 | 142481730 | 239003223 | 185504588 | 279465900 | 214827448 | 389725573 | 210095614 | 279957954 | 493589427 | 176992668 | 640750903 | 281658150 | 399672512 | 51283110 | 550398340 | 319671295 | 67972846 | 232701449 | 130937766 | 576669422 | 29695056
| 1 | EnergyConnect_NoPEC1 |  | $ | 0 | 0 | 0 | 0 | 0 | 102875261 | 109386206 | 125338901 | 139800800 | 142947699 | 238828250 | 187664674 | 287946183 | 218890218 | 396315179 | 209805111 | 293569300 | 494854847 | 183603392 | 646392237 | 280173340 | 400718860 | 51045727 | 539331857 | 312388660 | 69354901 | 216299246 | 135107830 | 542138572 | 30206414
| 2 | EnergyConnect_Op1_26_staged |  | $ | 0 | 0 | 0 | 0 | 0 | 80041629 | 89716837 | 109583689 | 132088444 | 125843717 | 286729425 | 161100096 | 223094217 | 207747838 | 378666290 | 182224452 | 208169536 | 494949048 | 182071577 | 570214487 | 277255756 | 395719024 | 67276967 | 525676797 | 339073192 | 76338056 | 250995824 | 129807771 | 726394342 | 32873907
| 3 | EnergyConnect_Op1_27_staged |  | $ | 0 | 0 | 0 | 0 | 0 | 84034589 | 93280786 | 116737467 | 133307405 | 126363453 | 278576771 | 160820400 | 224761878 | 208853901 | 379451430 | 187406363 | 211020560 | 498004357 | 179206893 | 573192782 | 274213988 | 387000308 | 67289168 | 525968661 | 337171443 | 72366756 | 251388625 | 129761220 | 727094713 | 32728100
| 4 |  |  | $
| 5 |  |  | $
| 6 |  |  | $
| Costs for non RIT-T proponent parties |  |  | [NER, rule 5.16.1(c)(4)(iv)]
| Number | Option name | Progressive Change | Unit | FY 2020-21 | FY 2021-22 | FY 2022-23 | FY 2023-24 | FY 2024-25 | FY 2025-26 | FY 2026-27 | FY 2027-28 | FY 2028-29 | FY 2029-30 | FY 2030-31 | FY 2031-32 | FY 2032-33 | FY 2033-34 | FY 2034-35 | FY 2035-36 | FY 2036-37 | FY 2037-38 | FY 2038-39 | FY 2039-40 | FY 2040-41 | FY 2041-42 | FY 2042-43 | FY 2043-44 | FY 2044-45 | FY 2045-46 | FY 2046-47 | FY 2047-48 | FY 2048-49 | FY 2049-50
| 0 | EnergyConnect_DN |  | $ | 0 | 0 | 0 | 0 | 0 | 4496339945 | 3846354668 | 21549079225 | 6596881749 | 60365905257 | 666748037 | 658089121 | 914089330 | 7452503912 | 11758185718 | 3552789421 | 6454215513 | 6572172289 | 5907900470 | 5599203785 | 406119093 | 1863483284 | 1923983143 | 2133118039 | 1429771552 | 1784290408 | 4611027137 | 1578018699 | 1485889481 | 1303902704
| 1 | EnergyConnect_NoPEC1 |  | $ | 0 | 0 | 0 | 0 | 0 | 4497421463 | 3854939607 | 22097081791 | 6665666800 | 60255147330 | 668190737 | 658782737 | 1721042345 | 7375566820 | 11778597728 | 3606655298 | 6450852155 | 6564413971 | 5904771252 | 5596040534 | 403347477 | 1738143636 | 1940226115 | 2053744199 | 1329511140 | 1737164444 | 4517961758 | 1541346167 | 1523795759 | 1300420893
| 2 | EnergyConnect_Op1_26_staged |  | $ | 0 | 0 | 0 | 0 | 0 | 4465170394 | 3770837517 | 19559506022 | 6115247326 | 57803747909 | 668103696 | 659258503 | 692951720 | 7913584974 | 11894603035 | 3155643228 | 6472669977 | 6364949261 | 5921634165 | 5614807580 | 492372899 | 2820912204 | 1807960571 | 2068474181 | 1630465663 | 2544809780 | 4680852142 | 1573329826 | 1445386424 | 1217541500
| 3 | EnergyConnect_Op1_27_staged |  | $ | 0 | 0 | 0 | 0 | 0 | 4480586511 | 3858785631 | 20666830133 | 5213423650 | 57612020164 | 668244474 | 659362099 | 693159757 | 7893482256 | 11935654158 | 3104928294 | 6470981454 | 6363604656 | 5921912590 | 5615021426 | 493043579 | 2830023369 | 1817696634 | 2062453691 | 1630807573 | 2553695619 | 4677957003 | 1575391357 | 1445345378 | 1218309796
| 4 |  |  | $
| 5 |  |  | $
| 6 |  |  | $
| Number | Option name | Step Change | Unit | FY 2020-21 | FY 2021-22 | FY 2022-23 | FY 2023-24 | FY 2024-25 | FY 2025-26 | FY 2026-27 | FY 2027-28 | FY 2028-29 | FY 2029-30 | FY 2030-31 | FY 2031-32 | FY 2032-33 | FY 2033-34 | FY 2034-35 | FY 2035-36 | FY 2036-37 | FY 2037-38 | FY 2038-39 | FY 2039-40 | FY 2040-41 | FY 2041-42 | FY 2042-43 | FY 2043-44 | FY 2044-45 | FY 2045-46 | FY 2046-47 | FY 2047-48 | FY 2048-49 | FY 2049-50
| 0 | EnergyConnect_DN |  | $ | 0 | 0 | 0 | 0 | 0 | 4512879519 | 5349908010 | 13265808445 | 29718839156 | 53369198205 | 746853163 | 8291864720 | 8167906342 | 16351780725 | 10287812807 | 8479650775 | 11863714082 | 17203848231 | 8178474388 | 10991369745 | 2544367977 | 5885362305 | 8741872837 | 3224883346 | 1814901509 | 3721866072 | 5727202107 | 1449686141 | 2416827651 | 1450730590
| 1 | EnergyConnect_NoPEC1 |  | $ | 0 | 0 | 0 | 0 | 0 | 4517262102 | 6009219151 | 12766197669 | 30076189943 | 53397553035 | 746540638 | 8369746087 | 8068388914 | 16295392427 | 10353150344 | 8500000709 | 11754944523 | 17422169253 | 8112484009 | 10912359764 | 2652725817 | 6106260331 | 8614989696 | 3126587111 | 1786982950 | 3700190544 | 5888259856 | 1525570425 | 2255179501 | 1592623408
| 2 | EnergyConnect_Op1_26_staged |  | $ | 0 | 0 | 0 | 0 | 0 | 4502669007 | 4857621665 | 12765818424 | 28326737344 | 52257349022 | 745919759 | 8571466574 | 8756344106 | 16269205601 | 11215622855 | 7992690625 | 12148728278 | 16373419501 | 8404050989 | 10521673544 | 2135321655 | 5762135226 | 8606064157 | 3472988624 | 1776366224 | 3866744482 | 4933538723 | 2019085916 | 2282491138 | 1234438558
| 3 | EnergyConnect_Op1_27_staged |  | $ | 0 | 0 | 0 | 0 | 0 | 4513307326 | 4892776574 | 13150205164 | 27921803047 | 52269525950 | 746095193 | 8579417984 | 8808777421 | 16251559790 | 11207558566 | 7994483694 | 12149483296 | 16422383243 | 8392130516 | 10559285377 | 2122022011 | 5789590263 | 8574313747 | 3548765125 | 1787449577 | 3813809040 | 4978852767 | 2018322785 | 2270342611 | 1231714290
| 4 |  |  | $
| 5 |  |  | $
| 6 |  |  | $
| Number | Option name | Green Energy Exports | Unit | FY 2020-21 | FY 2021-22 | FY 2022-23 | FY 2023-24 | FY 2024-25 | FY 2025-26 | FY 2026-27 | FY 2027-28 | FY 2028-29 | FY 2029-30 | FY 2030-31 | FY 2031-32 | FY 2032-33 | FY 2033-34 | FY 2034-35 | FY 2035-36 | FY 2036-37 | FY 2037-38 | FY 2038-39 | FY 2039-40 | FY 2040-41 | FY 2041-42 | FY 2042-43 | FY 2043-44 | FY 2044-45 | FY 2045-46 | FY 2046-47 | FY 2047-48 | FY 2048-49 | FY 2049-50
| 0 | EnergyConnect_DN |  | $ | 0 | 0 | 0 | 0 | 0 | 48848514801 | 4917785777 | 49242402927 | 50129719474 | 47876006581 | 63101035665 | 41984509073 | 21365573242 | 19468213282 | 20591363916 | 7477761754 | 10125247328 | 38996749622 | 9235107668 | 37439634525 | 6444621712 | 20213806036 | 18613809190 | 22016980878 | 4450934720 | 16478642923 | 15957444045 | 2847165088 | 14940046916 | 1189280546
| 1 | EnergyConnect_NoPEC1 |  | $ | 0 | 0 | 0 | 0 | 0 | 49217365084 | 4929939437 | 49910745662 | 50034131122 | 47657813575 | 63436458515 | 41794639498 | 21587488868 | 19675235862 | 21233605222 | 7274297741 | 10214005649 | 39039565844 | 9381480334 | 37282860866 | 6325914751 | 20156836552 | 19058868866 | 21745393319 | 4321628630 | 16813438597 | 15926626558 | 2841300790 | 14864756194 | 1200599493
| 2 | EnergyConnect_Op1_26_staged |  | $ | 0 | 0 | 0 | 0 | 0 | 45806694996 | 4754381642 | 48277164423 | 50421246418 | 49405264714 | 60380345745 | 41426873291 | 20974996922 | 21895029395 | 17957261825 | 8029358088 | 10680557064 | 36549815788 | 9352450482 | 38150488168 | 6886792004 | 19733510182 | 18123482724 | 23326021800 | 4316037798 | 15717051827 | 15960853401 | 3065659771 | 14879572135 | 1160684331
| 3 | EnergyConnect_Op1_27_staged |  | $ | 0 | 0 | 0 | 0 | 0 | 46376968671 | 4706415807 | 48184503248 | 50260114046 | 49497087848 | 60710093075 | 41178532641 | 21220998216 | 21492389669 | 18177594474 | 8222271391 | 10446777640 | 36740320360 | 9097282462 | 38205290772 | 6799750244 | 19803866179 | 18040758631 | 23460556005 | 4313698430 | 15707024957 | 15877382478 | 3077390389 | 14860908492 | 1163593231
| 4 |  |  | $
| 5 |  |  | $
| 6 |  |  | $
Costs for emissions
| Number | Option name | Progressive Change | Unit | FY 2020-21 | FY 2021-22 | FY 2022-23 | FY 2023-24 | FY 2024-25 | FY 2025-26 | FY 2026-27 | FY 2027-28 | FY 2028-29 | FY 2029-30 | FY 2030-31 | FY 2031-32 | FY 2032-33 | FY 2033-34 | FY 2034-35 | FY 2035-36 | FY 2036-37 | FY 2037-38 | FY 2038-39 | FY 2039-40 | FY 2040-41 | FY 2041-42 | FY 2042-43 | FY 2043-44 | FY 2044-45 | FY 2045-46 | FY 2046-47 | FY 2047-48 | FY 2048-49 | FY 2049-50
| 0 | EnergyConnect_DN |  | $ | 0 | 0 | 0 | 0 | 0 | 7283870923 | 7163897525 | 6441102141 | 5537774653 | 4273061633 | 3836184018 | 4032785050 | 3972737369 | 3480358436 | 2909575549 | 2734109508 | 2958325013 | 3233149815 | 3585678350 | 3817023163 | 3859557109 | 4400185857 | 4789472247 | 5139384031 | 5597023920 | 5813177300 | 5414204968 | 5242776205 | 5602193058 | 6584191361
| 1 | EnergyConnect_NoPEC1 |  | $ | 0 | 0 | 0 | 0 | 0 | 7286999807 | 7164244120 | 6438858910 | 5533776467 | 4265664568 | 3821386093 | 4012828879 | 3957535410 | 3459676499 | 2885770684 | 2719678456 | 2940970804 | 3212020455 | 3566249246 | 3798669610 | 3839476812 | 4378231489 | 4767516193 | 5119969153 | 5593414020 | 5824853323 | 5429037250 | 5259604613 | 5615535334 | 6596909716
| 2 | EnergyConnect_Op1_26_staged |  | $ | 0 | 0 | 0 | 0 | 0 | 7288660234 | 7162898431 | 6458254941 | 5562552015 | 4307702739 | 3905657289 | 4127693971 | 4051095917 | 3547322539 | 2978522934 | 2787246885 | 3049512497 | 3348198612 | 3706790212 | 3935684922 | 3972640506 | 4495876243 | 4872480074 | 5254979568 | 5669214918 | 5784482952 | 5346500576 | 5162636700 | 5540404014 | 6582849767
| 3 | EnergyConnect_Op1_27_staged |  | $ | 0 | 0 | 0 | 0 | 0 | 7287452863 | 7173986408 | 6447908712 | 5547659783 | 4314815266 | 3905751944 | 4126886262 | 4049498144 | 3545648856 | 2977284733 | 2786574591 | 3049249350 | 3348105448 | 3706331502 | 3935596834 | 3972720904 | 4495975131 | 4872629393 | 5255917583 | 5670426811 | 5784434094 | 5345709935 | 5161660220 | 5539348005 | 6581459326
| 4 |  |  | $
| 5 |  |  | $
| 6 |  |  | $
| Number | Option name | Step Change | Unit | FY 2020-21 | FY 2021-22 | FY 2022-23 | FY 2023-24 | FY 2024-25 | FY 2025-26 | FY 2026-27 | FY 2027-28 | FY 2028-29 | FY 2029-30 | FY 2030-31 | FY 2031-32 | FY 2032-33 | FY 2033-34 | FY 2034-35 | FY 2035-36 | FY 2036-37 | FY 2037-38 | FY 2038-39 | FY 2039-40 | FY 2040-41 | FY 2041-42 | FY 2042-43 | FY 2043-44 | FY 2044-45 | FY 2045-46 | FY 2046-47 | FY 2047-48 | FY 2048-49 | FY 2049-50
| 0 | EnergyConnect_DN |  | $ | 0 | 0 | 0 | 0 | 0 | 6867938477 | 6884779949 | 6158243884 | 5072065060 | 4081451661 | 3712883987 | 3542301385 | 3181506654 | 2386009369 | 1772168484 | 1586185660 | 1463322620 | 1288263395 | 1158448298 | 1302845303 | 1487453952 | 1693155235 | 1551068090 | 1660928340 | 1826226581 | 1776137255 | 1830554755 | 1875076668 | 2136107821 | 2620035627
| 1 | EnergyConnect_NoPEC1 |  | $ | 0 | 0 | 0 | 0 | 0 | 6865346459 | 6871980198 | 6156663110 | 5071174626 | 4075946410 | 3708196750 | 3534101492 | 3172390656 | 2382144127 | 1770312309 | 1587565080 | 1468775193 | 1291350876 | 1162301689 | 1312625408 | 1494026896 | 1692904360 | 1553891880 | 1670126139 | 1843278207 | 1803467521 | 1847882751 | 1883888798 | 2165404486 | 2619660208
| 2 | EnergyConnect_Op1_26_staged |  | $ | 0 | 0 | 0 | 0 | 0 | 6912325279 | 6917963537 | 6167849302 | 5086776513 | 4107260471 | 3743776214 | 3567465906 | 3202999171 | 2396309000 | 1752551348 | 1539891015 | 1416144616 | 1261078106 | 1139485104 | 1287645753 | 1489116969 | 1696361325 | 1543396729 | 1650380691 | 1787324560 | 1710995205 | 1795358617 | 1786174578 | 1995056414 | 2562430229
| 3 | EnergyConnect_Op1_27_staged |  | $ | 0 | 0 | 0 | 0 | 0 | 6912166584 | 6943808555 | 6190026860 | 5083781646 | 4106267400 | 3742856191 | 3565731238 | 3199420901 | 2392351421 | 1749408662 | 1536850572 | 1412948683 | 1257401177 | 1135153587 | 1282943487 | 1483714757 | 1689933918 | 1535516181 | 1639665297 | 1776234201 | 1700939413 | 1783277556 | 1772542024 | 1982963750 | 2548476616
| 4 |  |  | $
| 5 |  |  | $
| 6 |  |  | $
| Number | Option name | Green Energy Exports | Unit | FY 2020-21 | FY 2021-22 | FY 2022-23 | FY 2023-24 | FY 2024-25 | FY 2025-26 | FY 2026-27 | FY 2027-28 | FY 2028-29 | FY 2029-30 | FY 2030-31 | FY 2031-32 | FY 2032-33 | FY 2033-34 | FY 2034-35 | FY 2035-36 | FY 2036-37 | FY 2037-38 | FY 2038-39 | FY 2039-40 | FY 2040-41 | FY 2041-42 | FY 2042-43 | FY 2043-44 | FY 2044-45 | FY 2045-46 | FY 2046-47 | FY 2047-48 | FY 2048-49 | FY 2049-50
| 0 | EnergyConnect_DN |  | $ | 0 | 0 | 0 | 0 | 0 | 2701105045 | 2576210754 | 1966091993 | 1366235930 | 958570271 | 614900412 | 315736696 | 223472045 | 159678557 | 151345527 | 196640091 | 190151206 | 162925900 | 88146577 | 79360751 | 83731295 | 77907082 | 65883741 | 80522730 | 93210727 | 70214644 | 64313610 | 77988481 | 82914529 | 82040047
| 1 | EnergyConnect_NoPEC1 |  | $ | 0 | 0 | 0 | 0 | 0 | 2701936590 | 2579493391 | 1969105058 | 1368322518 | 961214499 | 616054745 | 316238208 | 224095908 | 159600419 | 147218086 | 190665041 | 185599604 | 160308269 | 88016078 | 77624262 | 81282141 | 75623908 | 64511034 | 78965969 | 90880385 | 69465356 | 64313610 | 77990934 | 82916982 | 82040047
| 2 | EnergyConnect_Op1_26_staged |  | $ | 0 | 0 | 0 | 0 | 0 | 2723482415 | 2585227320 | 1959915555 | 1354960135 | 944035103 | 604922035 | 309077991 | 215924528 | 146359517 | 142650421 | 192624900 | 188201540 | 168563120 | 93660754 | 90275894 | 95787702 | 86595569 | 70201274 | 89781412 | 109427926 | 77164763 | 64313610 | 79252124 | 84178172 | 82040047
| 3 | EnergyConnect_Op1_27_staged |  | $ | 0 | 0 | 0 | 0 | 0 | 2720112186 | 2592633494 | 1971958423 | 1357637529 | 942295761 | 602559556 | 306690253 | 213090915 | 144130043 | 140315097 | 189195654 | 184908878 | 165840613 | 92022816 | 88762216 | 94537388 | 85582921 | 69111706 | 87728800 | 106824587 | 76199352 | 64313610 | 79226328 | 84152376 | 82040047
| 4 |  |  | $
| 5 |  |  | $
| 6 |  |  | $