## Cover
PEC Stage 3 net market benefits assessment
Creation Date | 2024-11-26
Description | PEC Stage 3 net market benefits assessment
Legend applied throughout the model
Table Row Name
Input Cell
Calculation cell
Parameter Cell
Output Cell

## Modelling assumptions
Modelling assumptions
Assumptions
| General assumptions | Tab | Value | Notes
| First year of analysis | I1 General Inputs | 2019 | Earliest capex activity.
| Base year for dollar outputs | I1 General Inputs | 2023 | Inputs from EY in real 2022/23 dollars . Capex transformed into real 2022/23 dollars.
| Analysis period | I1 General Inputs | 32 | To accommodate cost and benefit inputs.
| Discount rate | R1 Interface and results | 7% | AEMO ISP
| CPI adjustment | CPI |  | CPI has been used to convert nominal to real 2022/23 dollars. CPI based on historical CPI from the ABS, RBA forecast, and midpoint RBA target for future years beyond RBA forecasts
Scenario weightings
| Progressive | R1 Interface and results | 0.42 | AEMO ISP
| Step | R1 Interface and results | 0.43 | AEMO ISP
| Green energy exports | R1 Interface and results | 0.15 | AEMO ISP
| Options | Tab |  | Description
| Base I | I1 General Inputs |  | Do nothing
| Base II | I1 General Inputs |  | Abandon
| Option 1 | I1 General Inputs |  | ‘Friendly’ Descoping part/all of the remaining project
| Option 2 | I1 General Inputs |  | Unfriendly descoping part/all of the remaining project
| Option 3 | I1 General Inputs |  | Litigation with Elecnor with "unfriendly descoping all of the remaining works
| Option 4 | I1 General Inputs |  | Revised EPC and revised fixed price with Elecnor
| Option 5 | I1 General Inputs |  | Status quo - attempt to complete the funding with emergency payments from both Elecnor and Transgrid
| Option 7 | I1 General Inputs |  | Alliance Model with and without Elecnor
| Option 8 | I1 General Inputs |  | Enforcement of EPC contract
| Benefit assumptions | Tab |  | Description
| Base I | EY inputs sheet |  | EnergyConnect_NoPEC1
| Base II | EY inputs sheet |  | EnergyConnect_DN
| Option 1 | EY inputs sheet |  | EnergyConnect_Op1_26_staged
| Option 2 | EY inputs sheet |  | EnergyConnect_Op1_27_staged
| Option 3 | EY inputs sheet |  | EnergyConnect_Op1_27_staged
| Option 4 | EY inputs sheet |  | EnergyConnect_Op1_26_staged
| Option 5 | EY inputs sheet |  | EnergyConnect_Op1_27_staged
| Option 7 | EY inputs sheet |  | EnergyConnect_Op1_27_staged
| Option 8 | EY inputs sheet |  | EnergyConnect_Op1_27_staged
| Cost assumptions | Tab |  | Description
| Base I | Option 4 |  | Provided by Transgrid Finance
| Base II | Base |  | Provided by Transgrid Finance
| Option 1 | Option 1 |  | Provided by Transgrid Finance
| Option 2 | Option 2 |  | Provided by Transgrid Finance
| Option 3 | Option 3 |  | Provided by Transgrid Finance
| Option 4 | Option 4 |  | Provided by Transgrid Finance
| Option 5 | Option 5 |  | Provided by Transgrid Finance
| Option 7 | Option 7 |  | Provided by Transgrid Finance
| Option 8 | Option 8 |  | Provided by Transgrid Finance
| ElectraNet costs | Capex |  | ElectraNet costs based on AER CPA decision

## R1 Interface and results
R1 Interface and results
Interface for scenario settings and key results
Scenario settings
| Parameters |  |  |  | S1 | S2 | S3
| General parameters |  |  | Unit | Progressive | Step | Green energy exports
| Commercial discount rate |  |  | Percent | 7% | 7% | 7%
| Cost parameters |  |  | Unit | Progressive | Step | Green energy exports
| Capital cost |  |  | Factor | 1 | 1 | 1
| Operating cost |  |  | Factor | 1 | 1 | 1
| Security and LDs |  |  | Factor | 1 | 1 | 1
| Benefit parameters |  |  | Unit | Progressive | Step | Green energy exports
| Avoided involuntary load shedding |  |  | Factor | 1 | 1 | 1
| Difference in timing of unrelated expenditure |  |  | Factor | 1 | 1 | 1
| Avoided fuel consumption from generation dispatch |  |  | Factor | 1 | 1 | 1
| Avoided voluntary load curtailment |  |  | Factor | 1 | 1 | 1
| Avoided costs for non RIT-T proponent parties |  |  | Factor | 1 | 1 | 1
| Avoided emissions |  |  | Factor | 1 | 1 | 1
| Scenario weightings |  |  | Unit | Progressive | Step | Green energy exports
| Weightings |  |  | % | 0.42 | 0.43 | 0.15 | TRUE
| Base case | Base I | Base case I = Total. Base case II = incremental
| Emissions 1/0 | 1 | 1 = emissions inputs on; 0 = emissions inputs off
| Sensitivities |  | Value | % change required | Goal seek to zero
| Option 3 external contributions |  | 1 | 0%
| Option 4 capex |  | 1 | 0% | 190524564.3706
Weighted NPV results
| Net present value ($, PV) | S1 | S2 | S3 |  |  |  |  | Weighted NPV results
| Option | Progressive | Step | Green energy exports | Weighted NPV | Rank
| Option 1 | 253637874.0573 | 477801137.747 | 3076355205.7498 | 773435677.1977 | 2
| Option 2 | -213881270.2912 | 76589172.6442 | 2342547052.5874 | 294485268.6028 | 6
| Option 3 | -94076503.2338 | 196393939.7017 | 2462351819.6448 | 414290035.6603 | 3
| Option 4 | 444162438.4279 | 668325702.1176 | 3266879770.1204 | 963960241.5683 | 1
| Option 5 | -94076503.2338 | 196393939.7017 | 2462351819.6448 | 414290035.6603 | 3
| Option 7 | -258098891.3021 | 32371551.6333 | 2298329431.5765 | 250267647.5919 | 7
| Option 8 | -94076503.2338 | 196393939.7017 | 2462351819.6448 | 414290035.6603 | 3
| Option | Progressive | Step | Green energy exports | Weighted NPV
| Option 1 | 57.1% | 71.49% | 94.17% | 80.24%
| Option 2 | -48.15% | 11.46% | 71.71% | 30.55%
| Option 3 | -21.18% | 29.39% | 75.37% | 42.98%
| Option 4 | 100% | 100% | 100% | 100%
| Option 5 | -21.18% | 29.39% | 75.37% | 42.98%
| Option 7 | -58.11% | 4.844% | 70.35% | 25.96%
| Option 8 | -21.18% | 29.39% | 75.37% | 42.98%
Revised Table
Live Calculation
| Option | Capital Cost | Security and LDs | Total Capital | Operational Cost | Total Cost | Benefits | Net Market Benefit
Base
| Option 1 | -3362.3944 | 176.243 | -3186.1513 | -241.8688 | -3428.0201 | 4201.4558 | 773.4357
| Option 2 | -3509.4289 | 89.5775 | -3419.8513 | -246.294 | -3666.1453 | 3960.6306 | 294.4853
| Option 3 | -3541.1201 | 243.5859 | -3297.5341 | -248.8064 | -3546.3406 | 3960.6306 | 414.29
| Option 4 | -3195.6715 | 184.419 | -3011.2525 | -226.2431 | -3237.4956 | 4201.4558 | 963.9602
| Option 5 | -3541.1201 | 243.5859 | -3297.5341 | -248.8064 | -3546.3406 | 3960.6306 | 414.29
| Option 7 | -3638.1013 | 184.419 | -3453.6823 | -256.6807 | -3710.363 | 3960.6306 | 250.2676
| Option 8 | -3541.1201 | 243.5859 | -3297.5341 | -248.8064 | -3546.3406 | 3960.6306 | 414.29

## R2 Terminal sensitivity
R2 Terminal sensitivity
Additional terminal value analysis
Scenario settings
This analysis extends the analysis out to 2064 to capture costs and benefits after the analysis period in the core analysis, in accordance with AER's cost benefit guidelines, to assess the materiality of terminal values.
2064 has been selected as the terminal year of the extended analysis as it is the last year of assets commissioned in 2025 (by ElectraNet), required to deliver and maintain PEC transfer capacities.
The analysis shows that cost and benefit terminal values are not material to the rankings or the option identified as preferred.
| NPV | With terminal value for opex and benefits, with residual value for capex at 2064 | [5 empty] | Original |  |  |  | Difference
| Option name | S1 | S2 | S3 | Weighted NPV | Rank |  | Weighted NPV | Rank | % Change |  | Weighted NPV | Rank
| Option 1 | 174442644.6556 | 415792003.3897 | 2366804118.8392 | 607077090.0388 | 2 |  | 773435677.1977 | 2 | -21.51% |  | -166358587.1589 | 0
| Option 2 | -325146592.2916 | 19290924.8526 | 1602560836.8585 | 112117654.4529 | 6 |  | 294485268.6028 | 6 | -61.93% |  | -182367614.1499 | 0
| Option 3 | -209037975.8356 | 135399541.3086 | 1718669453.3145 | 228226270.9089 | 3 |  | 414290035.6603 | 3 | -44.91% |  | -186063764.7514 | 0
| Option 4 | 386100746.9644 | 627450105.6985 | 2578462221.1481 | 818735192.3476 | 1 |  | 963960241.5683 | 1 | -15.07% |  | -145225049.2207 | 0
| Option 5 | -209037975.8356 | 135399541.3086 | 1718669453.3145 | 228226270.9089 | 3 |  | 414290035.6603 | 3 | -44.91% |  | -186063764.7514 | 0
| Option 7 | -383572744.1795 | -39135227.0353 | 1544134684.9706 | 53691502.565 | 7 |  | 250267647.5919 | 7 | -78.55% |  | -196576145.0269 | 0
| Option 8 | -209037975.8356 | 135399541.3086 | 1718669453.3145 | 228226270.9089 | 3 |  | 414290035.6603 | 3 | -44.91% |  | -186063764.7514 | 0
| Capital cost with residual value in 2064 |  |  |  |  | Capital cost with residual value in 2064 |  |  |  | Capital cost with residual value in 2064
| Option name |  |  | S1 |  |  |  | S2 |  |  |  | S3
| Option 1 |  |  | -3641581095.4954 |  | Option 1 |  | -3641581095.4954 |  | Option 1 |  | -3641581095.4954
| Option 2 |  |  | -3819468284.2353 |  | Option 2 |  | -3819468284.2353 |  | Option 2 |  | -3819468284.2353
| Option 3 |  |  | -3854407246.7008 |  | Option 3 |  | -3854407246.7008 |  | Option 3 |  | -3854407246.7008
| Option 4 |  |  | -3456338468.8123 |  | Option 4 |  | -3456338468.8123 |  | Option 4 |  | -3456338468.8123
| Option 5 |  |  | -3854407246.7008 |  | Option 5 |  | -3854407246.7008 |  | Option 5 |  | -3854407246.7008
| Option 7 |  |  | -3960495647.1233 |  | Option 7 |  | -3960495647.1233 |  | Option 7 |  | -3960495647.1233
| Option 8 |  |  | -3854407246.7008 |  | Option 8 |  | -3854407246.7008 |  | Option 8 |  | -3854407246.7008
| Operating cost | S1 | S1 | S1 |  | S2 | S2 | S2 |  | S3 | S3 | S3
| Option name | Analysis period | Opex terminal | Total extended opex |  | Analysis period | Opex terminal | Total extended opex |  | Analysis period | Opex terminal | Total extended opex
| Option 1 | -241868810.4913 | -38660769.1216 | -280529579.6129 |  | -241868810.4913 | -38660769.1216 | -280529579.6129 |  | -241868810.4913 | -38660769.1216 | -280529579.6129
| Option 2 | -246293997.4276 | -42401427.9528 | -288695425.3804 |  | -246293997.4276 | -42401427.9528 | -288695425.3804 |  | -246293997.4276 | -42401427.9528 | -288695425.3804
| Option 3 | -248806426.0797 | -42849791.0367 | -291656217.1164 |  | -248806426.0797 | -42849791.0367 | -291656217.1164 |  | -248806426.0797 | -42849791.0367 | -291656217.1164
| Option 4 | -226243102.1139 | -36046991.9683 | -262290094.0822 |  | -226243102.1139 | -36046991.9683 | -262290094.0822 |  | -226243102.1139 | -36046991.9683 | -262290094.0822
| Option 5 | -248806426.0797 | -42849791.0367 | -291656217.1164 |  | -248806426.0797 | -42849791.0367 | -291656217.1164 |  | -248806426.0797 | -42849791.0367 | -291656217.1164
| Option 7 | -256680683.8623 | -44255015.6192 | -300935699.4816 |  | -256680683.8623 | -44255015.6192 | -300935699.4816 |  | -256680683.8623 | -44255015.6192 | -300935699.4816
| Option 8 | -248806426.0797 | -42849791.0367 | -291656217.1164 |  | -248806426.0797 | -42849791.0367 | -291656217.1164 |  | -248806426.0797 | -42849791.0367 | -291656217.1164
| Security and LDs | S1 | S1 | S1 |  | S2 | S2 | S2 |  | S3 | S3 | S3
| Option name | Analysis period | Opex terminal | Total extended opex |  | Analysis period | Opex terminal | Total extended opex |  | Analysis period | Opex terminal | Total extended opex
| Option 1 | 176243034.0399 | 0 | 176243034.0399 |  | 176243034.0399 | 0 | 176243034.0399 |  | 176243034.0399 | 0 | 176243034.0399
| Option 2 | 89577539.0336 | 0 | 89577539.0336 |  | 89577539.0336 | 0 | 89577539.0336 |  | 89577539.0336 | 0 | 89577539.0336
| Option 3 | 243585909.691 | 0 | 243585909.691 |  | 243585909.691 | 0 | 243585909.691 |  | 243585909.691 | 0 | 243585909.691
| Option 4 | 184419024.1349 | 0 | 184419024.1349 |  | 184419024.1349 | 0 | 184419024.1349 |  | 184419024.1349 | 0 | 184419024.1349
| Option 5 | 243585909.691 | 0 | 243585909.691 |  | 243585909.691 | 0 | 243585909.691 |  | 243585909.691 | 0 | 243585909.691
| Option 7 | 184419024.1349 | 0 | 184419024.1349 |  | 184419024.1349 | 0 | 184419024.1349 |  | 184419024.1349 | 0 | 184419024.1349
| Option 8 | 243585909.691 | 0 | 243585909.691 |  | 243585909.691 | 0 | 243585909.691 |  | 243585909.691 | 0 | 243585909.691
Incremental 'market benefits' calculation
| Avoided involuntary load shedding | S1 | S1 | S1 |  | S2 | S2 | S2 |  | S3 | S3 | S3
| Option name | Analysis period | Benefit terminal | Total extended benefit |  | Analysis period | Benefit terminal | Total extended benefit |  | Analysis period | Benefit terminal | Total extended benefit
| Option 1 | 16324705.0174 | -6.2734 | 16324698.744 |  | 1703377.0758 | -1.004 | 1703376.0718 |  | -40.2277 | -14.0553 | -54.2831
| Option 2 | 14964646.4271 | -8.3645 | 14964638.0626 |  | 1703400.7934 | 7.0277 | 1703407.8211 |  | 89.8288 | 29.1146 | 118.9434
| Option 3 | 14964646.4271 | -8.3645 | 14964638.0626 |  | 1703400.7934 | 7.0277 | 1703407.8211 |  | 89.8288 | 29.1146 | 118.9434
| Option 4 | 16324705.0174 | -6.2734 | 16324698.744 |  | 1703377.0758 | -1.004 | 1703376.0718 |  | -40.2277 | -14.0553 | -54.2831
| Option 5 | 14964646.4271 | -8.3645 | 14964638.0626 |  | 1703400.7934 | 7.0277 | 1703407.8211 |  | 89.8288 | 29.1146 | 118.9434
| Option 7 | 14964646.4271 | -8.3645 | 14964638.0626 |  | 1703400.7934 | 7.0277 | 1703407.8211 |  | 89.8288 | 29.1146 | 118.9434
| Option 8 | 14964646.4271 | -8.3645 | 14964638.0626 |  | 1703400.7934 | 7.0277 | 1703407.8211 |  | 89.8288 | 29.1146 | 118.9434
| Difference in timing of unrelated expenditure | S1 | S1 | S1 |  | S2 | S2 | S2 |  | S3 | S3 | S3
| Option name | Analysis period | Benefit terminal | Total extended benefit |  | Analysis period | Benefit terminal | Total extended benefit |  | Analysis period | Benefit terminal | Total extended benefit
| Option 1 | 200156282.8148 | -19150274.486 | 181006008.3288 |  | 329157722.3653 | -50440177.3344 | 278717545.0309 |  | 321471981.2193 | -23127953.5916 | 298344027.6277
| Option 2 | 188170695.8689 | -18252854.1803 | 169917841.6886 |  | 319159183.8127 | -51464848.8673 | 267694334.9454 |  | 306048623.6106 | -23019017.1129 | 283029606.4977
| Option 3 | 188170695.8689 | -18252854.1803 | 169917841.6886 |  | 319159183.8127 | -51464848.8673 | 267694334.9454 |  | 306048623.6106 | -23019017.1129 | 283029606.4977
| Option 4 | 200156282.8148 | -19150274.486 | 181006008.3288 |  | 329157722.3653 | -50440177.3344 | 278717545.0309 |  | 321471981.2193 | -23127953.5916 | 298344027.6277
| Option 5 | 188170695.8689 | -18252854.1803 | 169917841.6886 |  | 319159183.8127 | -51464848.8673 | 267694334.9454 |  | 306048623.6106 | -23019017.1129 | 283029606.4977
| Option 7 | 188170695.8689 | -18252854.1803 | 169917841.6886 |  | 319159183.8127 | -51464848.8673 | 267694334.9454 |  | 306048623.6106 | -23019017.1129 | 283029606.4977
| Option 8 | 188170695.8689 | -18252854.1803 | 169917841.6886 |  | 319159183.8127 | -51464848.8673 | 267694334.9454 |  | 306048623.6106 | -23019017.1129 | 283029606.4977
| Avoided fuel consumption from generation dispatch | S1 | S1 | S1 |  | S2 | S2 | S2 |  | S3 | S3 | S3
| Option name | Analysis period | Benefit terminal | Total extended benefit |  | Analysis period | Benefit terminal | Total extended benefit |  | Analysis period | Benefit terminal | Total extended benefit
| Option 1 | 251608868.3522 | 92453086.4891 | 344061954.8412 |  | 560279589.1128 | 124293274.9247 | 684572864.0375 |  | 98339917.2534 | -176115061.3691 | -77775144.1157
| Option 2 | 177627647.8332 | 93743234.7277 | 271370882.5609 |  | 516881609.041 | 136174876.2375 | 653056485.2785 |  | 28579955.852 | -173856740.8754 | -145276785.0234
| Option 3 | 177627647.8332 | 93743234.7277 | 271370882.5609 |  | 516881609.041 | 136174876.2375 | 653056485.2785 |  | 28579955.852 | -173856740.8754 | -145276785.0234
| Option 4 | 251608868.3522 | 92453086.4891 | 344061954.8412 |  | 560279589.1128 | 124293274.9247 | 684572864.0375 |  | 98339917.2534 | -176115061.3691 | -77775144.1157
| Option 5 | 177627647.8332 | 93743234.7277 | 271370882.5609 |  | 516881609.041 | 136174876.2375 | 653056485.2785 |  | 28579955.852 | -173856740.8754 | -145276785.0234
| Option 7 | 177627647.8332 | 93743234.7277 | 271370882.5609 |  | 516881609.041 | 136174876.2375 | 653056485.2785 |  | 28579955.852 | -173856740.8754 | -145276785.0234
| Option 8 | 177627647.8332 | 93743234.7277 | 271370882.5609 |  | 516881609.041 | 136174876.2375 | 653056485.2785 |  | 28579955.852 | -173856740.8754 | -145276785.0234
| Avoided voluntary load curtailment | S1 | S1 | S1 |  | S2 | S2 | S2 |  | S3 | S3 | S3
| Option name | Analysis period | Benefit terminal | Total extended benefit |  | Analysis period | Benefit terminal | Total extended benefit |  | Analysis period | Benefit terminal | Total extended benefit
| Option 1 | -103831479.8469 | 430879.9369 | -103400599.91 |  | 132742089.1773 | 93571423.9813 | 226313513.1586 |  | 126616830.8932 | -91170620.9084 | 35446209.9849
| Option 2 | -103889992.5208 | 435033.4287 | -103454959.0921 |  | 132214950.6941 | 93426512.8387 | 225641463.5328 |  | 116946836.955 | -91425631.6097 | 25521205.3452
| Option 3 | -103889992.5208 | 435033.4287 | -103454959.0921 |  | 132214950.6941 | 93426512.8387 | 225641463.5328 |  | 116946836.955 | -91425631.6097 | 25521205.3452
| Option 4 | -103831479.8469 | 430879.9369 | -103400599.91 |  | 132742089.1773 | 93571423.9813 | 226313513.1586 |  | 126616830.8932 | -91170620.9084 | 35446209.9849
| Option 5 | -103889992.5208 | 435033.4287 | -103454959.0921 |  | 132214950.6941 | 93426512.8387 | 225641463.5328 |  | 116946836.955 | -91425631.6097 | 25521205.3452
| Option 7 | -103889992.5208 | 435033.4287 | -103454959.0921 |  | 132214950.6941 | 93426512.8387 | 225641463.5328 |  | 116946836.955 | -91425631.6097 | 25521205.3452
| Option 8 | -103889992.5208 | 435033.4287 | -103454959.0921 |  | 132214950.6941 | 93426512.8387 | 225641463.5328 |  | 116946836.955 | -91425631.6097 | 25521205.3452
| Avoided costs for non RIT-T proponent parties | S1 | S1 | S1 |  | S2 | S2 | S2 |  | S3 | S3 | S3
| Option name | Analysis period | Benefit terminal | Total extended benefit |  | Analysis period | Benefit terminal | Total extended benefit |  | Analysis period | Benefit terminal | Total extended benefit
| Option 1 | 3962404292.5774 | 67598179.0729 | 4030002471.6503 |  | 2872032309.7916 | -81642637.8604 | 2790389671.9312 |  | 5959402657.7624 | -100023761.5082 | 5859378896.2542
| Option 2 | 3811088116.2912 | 66140258.522 | 3877228374.8132 |  | 2760276201.6971 | -73793766.9534 | 2686482434.7437 |  | 5557532355.0489 | -98003744.4246 | 5459528610.6243
| Option 3 | 3811088116.2912 | 66140258.522 | 3877228374.8132 |  | 2760276201.6971 | -73793766.9534 | 2686482434.7437 |  | 5557532355.0489 | -98003744.4246 | 5459528610.6243
| Option 4 | 3962404292.5774 | 67598179.0729 | 4030002471.6503 |  | 2872032309.7916 | -81642637.8604 | 2790389671.9312 |  | 5959402657.7624 | -100023761.5082 | 5859378896.2542
| Option 5 | 3811088116.2912 | 66140258.522 | 3877228374.8132 |  | 2760276201.6971 | -73793766.9534 | 2686482434.7437 |  | 5557532355.0489 | -98003744.4246 | 5459528610.6243
| Option 7 | 3811088116.2912 | 66140258.522 | 3877228374.8132 |  | 2760276201.6971 | -73793766.9534 | 2686482434.7437 |  | 5557532355.0489 | -98003744.4246 | 5459528610.6243
| Option 8 | 3811088116.2912 | 66140258.522 | 3877228374.8132 |  | 2760276201.6971 | -73793766.9534 | 2686482434.7437 |  | 5557532355.0489 | -98003744.4246 | 5459528610.6243
| Avoided emissions | S1 | S1 | S1 |  | S2 | S2 | S2 |  | S3 | S3 | S3
| Option name | Analysis period | Benefit terminal | Total extended benefit |  | Analysis period | Benefit terminal | Total extended benefit |  | Analysis period | Benefit terminal | Total extended benefit
| Option 1 | -645004653.2185 | 97320405.2882 | -547684247.9303 |  | 9906191.8632 | 170056482.3648 | 179962674.2281 |  | -1455999.5117 | -1266176.0486 | -2722175.5603
| Option 2 | -635697046.3642 | 99109846.6216 | -536587199.7426 |  | 12499164.4325 | 190799804.6807 | 203298969.1132 |  | -415470.8812 | -1240278.0654 | -1655748.9466
| Option 3 | -635697046.3642 | 99109846.6216 | -536587199.7426 |  | 12499164.4325 | 190799804.6807 | 203298969.1132 |  | -415470.8812 | -1240278.0654 | -1655748.9466
| Option 4 | -645004653.2185 | 97320405.2882 | -547684247.9303 |  | 9906191.8632 | 170056482.3648 | 179962674.2281 |  | -1455999.5117 | -1266176.0486 | -2722175.5603
| Option 5 | -635697046.3642 | 99109846.6216 | -536587199.7426 |  | 12499164.4325 | 190799804.6807 | 203298969.1132 |  | -415470.8812 | -1240278.0654 | -1655748.9466
| Option 7 | -635697046.3642 | 99109846.6216 | -536587199.7426 |  | 12499164.4325 | 190799804.6807 | 203298969.1132 |  | -415470.8812 | -1240278.0654 | -1655748.9466
| Option 8 | -635697046.3642 | 99109846.6216 | -536587199.7426 |  | 12499164.4325 | 190799804.6807 | 203298969.1132 |  | -415470.8812 | -1240278.0654 | -1655748.9466

## S1
S1
Calculating costs, benefits and NPV for each option
Parameters for S1
Parameters
| General parameters |  |  | Unit | Active | Scenario
| Commercial discount rate |  |  | Percent | 7% | 7%
| Cost parameters |  |  | Unit | Active | Scenario
| Capital cost |  |  | Factor | 1 | 1
| Operating cost |  |  | Factor | 1 | 1
| Security and LDs |  |  | Factor | 1 | 1
| Benefit parameters |  |  | Unit | Active | Scenario
| Avoided involuntary load shedding |  |  | Factor | 1 | 1
| Difference in timing of unrelated expenditure |  |  | Factor | 1 | 1
| Avoided fuel consumption from generation dispatch |  |  | Factor | 1 | 1
| Avoided voluntary load curtailment |  |  | Factor | 1 | 1
| Avoided costs for non RIT-T proponent parties |  |  | Factor | 1 | 1
| Avoided emissions |  |  | Factor | 1 | 1
[5 empty] | -4 | -3 | -2 | -1 | 0 | 1 | 2 | 3 | 4 | 5 | 6 | 7 | 8 | 9 | 10 | 11 | 12 | 13 | 14 | 15 | 16 | 17 | 18 | 19 | 20 | 21 | 22 | 23 | 24 | 25 | 26 | 27 |  | 27 | 28 | 29 | 30 | 31 | 32 | 33 | 34 | 35 | 36 | 37 | 38 | 39 | 40 | 41
[5 empty] | 1.3108 | 1.225 | 1.1449 | 1.07 | 1 | 0.93458 | 0.87344 | 0.8163 | 0.7629 | 0.71299 | 0.66634 | 0.62275 | 0.58201 | 0.54393 | 0.50835 | 0.47509 | 0.44401 | 0.41496 | 0.38782 | 0.36245 | 0.33873 | 0.31657 | 0.29586 | 0.27651 | 0.25842 | 0.24151 | 0.22571 | 0.21095 | 0.19715 | 0.18425 | 0.1722 | 0.16093 |  | 0.16093 | 0.1504 | 0.14056 | 0.13137 | 0.12277 | 0.11474 | 0.10723 | 0.10022 | 0.093663 | 0.087535 | 0.081809 | 0.076457 | 0.071455 | 0.06678 | 0.062412
Incremental net present value calculation
Net present value for each option | bar: 1 -4 to 1 27
| Option name |  | Units | NPV | 2019 | 2020 | 2021 | 2022 | 2023 | 2024 | 2025 | 2026 | 2027 | 2028 | 2029 | 2030 | 2031 | 2032 | 2033 | 2034 | 2035 | 2036 | 2037 | 2038 | 2039 | 2040 | 2041 | 2042 | 2043 | 2044 | 2045 | 2046 | 2047 | 2048 | 2049 | 2050
| Option 1 |  | $ | 253637874.0573 | -5061325.9793 | -34281740.5139 | -319870105.2994 | -318041852.3094 | -665836933.2901 | -679262581.0377 | -626603467.2172 | -729572522.6867 | 2430106783.6751 | 660088547.7738 | 2468849296.5911 | -66464742.4089 | -76915452.4089 | 960042175.5911 | -645906514.4089 | -288708270.4089 | 411801628.5911 | -153483479.4089 | -59424772.4089 | -209115826.4089 | -216176766.4089 | -335101457.4089 | -1417667019.4089 | -15741566.4089 | -260204210.4089 | -385956260.4089 | -679128402.4089 | 12139394.5911 | 118647491.5911 | 171111138.5911 | 84338734.5911 | 2091877331.3177
| Option 2 |  | $ | -213881270.2912 | -5061325.9793 | -34281740.5139 | -319870105.2994 | -318041852.3094 | -665836933.2901 | -679262581.0377 | -196928956.2252 | -905277906.0366 | 624733149.6944 | 1402287690.5973 | 2640699821.5461 | -69314667.4539 | -78789207.4539 | 959276353.5461 | -625354607.4539 | -330248250.4539 | 460555112.5461 | -153767775.4539 | -65162520.4539 | -211789610.4539 | -220437412.4539 | -337309005.4539 | -1428588622.4539 | -25067590.4539 | -258785927.4539 | -390383531.4539 | -690132334.4539 | 12913245.5461 | 116719760.5461 | 170706546.5461 | 83524147.5461 | 2340689064.6005
| Option 3 |  | $ | -94076503.2338 | -5061325.9793 | -34281740.5139 | -319870105.2994 | -318041852.3094 | -665836933.2901 | -679262581.0377 | -202911734.7945 | -924488829.1147 | 608772577.8992 | 1398608959.0181 | 2640381248.674 | -69633240.326 | -79107780.326 | 958957780.674 | -625673180.326 | -6402003.6772 | 460236539.674 | -154086348.326 | -65481093.326 | -212108183.326 | -220755985.326 | -337627578.326 | -1428907195.326 | -25386163.326 | -259104500.326 | -390702104.326 | -690450907.326 | 12594672.674 | 116401187.674 | 170387973.674 | 83205574.674 | 2365321530.6424
| Option 4 |  | $ | 444162438.4279 | -5061325.9793 | -34281740.5139 | -319870105.2994 | -318041852.3094 | -665836933.2901 | -679262581.0377 | -952614514.7618 | -221716130.563 | 2518985904.0152 | 661462004.8066 | 2470706448.8066 | -64607590.1934 | -75058300.1934 | 961899327.8066 | -644049362.1934 | -286851118.1934 | 413658780.8066 | -151626327.1934 | -57567620.1934 | -207258674.1934 | -214319614.1934 | -333244305.1934 | -1415809867.1934 | -13884414.1934 | -258347058.1934 | -384099108.1934 | -677271250.1934 | 13996546.8066 | 120504643.8066 | 172968290.8066 | 86195886.8066 | 1952567719.1004
| Option 5 |  | $ | -94076503.2338 | -5061325.9793 | -34281740.5139 | -319870105.2994 | -318041852.3094 | -665836933.2901 | -679262581.0377 | -202911734.7945 | -924488829.1147 | 608772577.8992 | 1398608959.0181 | 2640381248.674 | -69633240.326 | -79107780.326 | 958957780.674 | -625673180.326 | -6402003.6772 | 460236539.674 | -154086348.326 | -65481093.326 | -212108183.326 | -220755985.326 | -337627578.326 | -1428907195.326 | -25386163.326 | -259104500.326 | -390702104.326 | -690450907.326 | 12594672.674 | 116401187.674 | 170387973.674 | 83205574.674 | 2365321530.6424
| Option 7 |  | $ | -258098891.3021 | -5061325.9793 | -34281740.5139 | -319870105.2994 | -318041852.3094 | -665836933.2901 | -679262581.0377 | -187304255.0592 | -962551267.0175 | 611957279.6374 | 1400850131.814 | 2639382802.4433 | -70631686.5567 | -80106226.5567 | 957959334.4433 | -626671626.5567 | -331565269.5567 | 459238093.4433 | -155084794.5567 | -66479539.5567 | -213106629.5567 | -221754431.5567 | -338626024.5567 | -1429905641.5567 | -26384609.5567 | -260102946.5567 | -391700550.5567 | -691449353.5567 | 11596226.4433 | 115402741.4433 | 169389527.4433 | 82207128.4433 | 2434358539.0094
| Option 8 |  | $ | -94076503.2338 | -5061325.9793 | -34281740.5139 | -319870105.2994 | -318041852.3094 | -665836933.2901 | -679262581.0377 | -202911734.7945 | -924488829.1147 | 608772577.8992 | 1398608959.0181 | 2640381248.674 | -69633240.326 | -79107780.326 | 958957780.674 | -625673180.326 | -6402003.6772 | 460236539.674 | -154086348.326 | -65481093.326 | -212108183.326 | -220755985.326 | -337627578.326 | -1428907195.326 | -25386163.326 | -259104500.326 | -390702104.326 | -690450907.326 | 12594672.674 | 116401187.674 | 170387973.674 | 83205574.674 | 2365321530.6424
Incremental cost calculation | bar: 1 -4 to 1 27
| Capital outflow | [35 empty] | End in 2050 |  |  |  |  | End in 2064
| Option name | Capex component | Units | PV | 2019 | 2020 | 2021 | 2022 | 2023 | 2024 | 2025 | 2026 | 2027 | 2028 | 2029 | 2030 | 2031 | 2032 | 2033 | 2034 | 2035 | 2036 | 2037 | 2038 | 2039 | 2040 | 2041 | 2042 | 2043 | 2044 | 2045 | 2046 | 2047 | 2048 | 2049 | 2050 | Years in analysis | Total capex | AccDep | Residual value |  | Years in analysis | AccDep | Residual value |  | Options | Residual value, PV | Incremental residual value
| Base I | Lines - VNIW Line 5 | $ | -680371543.9451 | 0 | 0 | -31750057.7091 | -40531438.2323 | -75740955.9356 | -54513156.0594 | -79761115.0213 | -514509685.3448 | -83406612.3165 | 0 | 0 | 0 | 0 | 0 | 0 | 0 | 0 | 0 | 0 | 0 | 0 | 0 | 0 | 0 | 0 | 0 | 0 | 0 | 0 | 0 | 0 | 492919291.5467 | 22 | -880213020.619 | -387293729.0724 | 492919291.5467 |  | 36 | -633753374.8457 | 246459645.7733 |  | Base I | 15381933.6913 | #N/A
| Base I | Lines - PEC | $ | 0 | 0 | 0 | 0 | 0 | 0 | 0 | 0 | 0 | 0 | 0 | 0 | 0 | 0 | 0 | 0 | 0 | 0 | 0 | 0 | 0 | 0 | 0 | 0 | 0 | 0 | 0 | 0 | 0 | 0 | 0 | 0 | 0 | 2050 | 0 | 0 | 0 | [5 empty] | Base II | 126599210.8735 | #N/A
| Base I | Subs | $ | 0 | 0 | 0 | 0 | 0 | 0 | 0 | 0 | 0 | 0 | 0 | 0 | 0 | 0 | 0 | 0 | 0 | 0 | 0 | 0 | 0 | 0 | 0 | 0 | 0 | 0 | 0 | 0 | 0 | 0 | 0 | 0 | 0 | 2050 | 0 | 0 | 0 | [5 empty] | Option 1 | 77262453.932 | 61880520.2408
| Base I | Land and easements | $ | 0 | 0 | 0 | 0 | 0 | 0 | 0 | 0 | 0 | 0 | 0 | 0 | 0 | 0 | 0 | 0 | 0 | 0 | 0 | 0 | 0 | 0 | 0 | 0 | 0 | 0 | 0 | 0 | 0 | 0 | 0 | 0 | 0 | 2050 | 0 | 0 | 0 | [5 empty] | Option 2 | 86878868.4674 | 71496934.7762
| Base I | Biodiversity | $ | 0 | 0 | 0 | 0 | 0 | 0 | 0 | 0 | 0 | 0 | 0 | 0 | 0 | 0 | 0 | 0 | 0 | 0 | 0 | 0 | 0 | 0 | 0 | 0 | 0 | 0 | 0 | 0 | 0 | 0 | 0 | 0 | 0 | 2050 | 0 | 0 | 0 | [5 empty] | Option 3 | 87646460.8069 | 72264527.1156
| Base I | Lines | $ | 0 | 0 | 0 | 0 | 0 | 0 | 0 | 0 | 0 | 0 | 0 | 0 | 0 | 0 | 0 | 0 | 0 | 0 | 0 | 0 | 0 | 0 | 0 | 0 | 0 | 0 | 0 | 0 | 0 | 0 | 0 | 0 | 0 | 2050 | 0 | 0 | 0 | [5 empty] | Option 4 | 73064195.4661 | 57682261.7749
| Base I | Subs | $ | 0 | 0 | 0 | 0 | 0 | 0 | 0 | 0 | 0 | 0 | 0 | 0 | 0 | 0 | 0 | 0 | 0 | 0 | 0 | 0 | 0 | 0 | 0 | 0 | 0 | 0 | 0 | 0 | 0 | 0 | 0 | 0 | 0 | 2050 | 0 | 0 | 0 | [5 empty] | Option 5 | 87646460.8069 | 72264527.1156
| Base I | Land and easements | $ | 0 | 0 | 0 | 0 | 0 | 0 | 0 | 0 | 0 | 0 | 0 | 0 | 0 | 0 | 0 | 0 | 0 | 0 | 0 | 0 | 0 | 0 | 0 | 0 | 0 | 0 | 0 | 0 | 0 | 0 | 0 | 0 | 0 | 2050 | 0 | 0 | 0 | [5 empty] | Option 7 | 89810136.5462 | 74428202.855
| Base I | Biodiversity | $ | 0 | 0 | 0 | 0 | 0 | 0 | 0 | 0 | 0 | 0 | 0 | 0 | 0 | 0 | 0 | 0 | 0 | 0 | 0 | 0 | 0 | 0 | 0 | 0 | 0 | 0 | 0 | 0 | 0 | 0 | 0 | 0 | 0 | 2050 | 0 | 0 | 0 | [5 empty] | Option 8 | 87646460.8069 | 72264527.1156
| Base II | Lines - VNIW Line 5 | $ | -680371543.9451 | 0 | 0 | -31750057.7091 | -40531438.2323 | -75740955.9356 | -54513156.0594 | -79761115.0213 | -514509685.3448 | -83406612.3165 | 0 | 0 | 0 | 0 | 0 | 0 | 0 | 0 | 0 | 0 | 0 | 0 | 0 | 0 | 0 | 0 | 0 | 0 | 0 | 0 | 0 | 0 | 492919291.5467 | 22 | -880213020.619 | -387293729.0724 | 492919291.5467 |  | 36 | -633753374.8457 | 246459645.7733
| Base II | Lines - PEC | $ | -866694203.2424 | -5061325.9793 | -28929620.7188 | -224363170.0485 | -32199800.5738 | -209543761.7518 | -346411286.8715 | 0 | 0 | 0 | 0 | 0 | 0 | 0 | 0 | 0 | 0 | 0 | 0 | 0 | 0 | 0 | 0 | 0 | 0 | 0 | 0 | 0 | 0 | 0 | 0 | 0 | 0 | #N/A | -846508965.9436 | 0 | 846508965.9436 |  | #N/A | 0 | 846508965.9436
| Base II | Subs | $ | -598622794.0605 | 0 | 0 | -14756351.1671 | -31179724.4262 | -177362702.3021 | -145327650.1918 | -269261023.9668 | 0 | 0 | 0 | 0 | 0 | 0 | 0 | 0 | 0 | 0 | 0 | 0 | 0 | 0 | 0 | 0 | 0 | 0 | 0 | 0 | 0 | 0 | 0 | 0 | 0 | #N/A | -637887452.0539 | 0 | 637887452.0539 |  | #N/A | 0 | 637887452.0539
| Base II | Land and easements | $ | -153636499.9266 | 0 | 0 | -8663372.994 | -37561539.3672 | -70423277.6905 | -29570620.7443 | -6259838.3169 | 0 | 0 | 0 | 0 | 0 | 0 | 0 | 0 | 0 | 0 | 0 | 0 | 0 | 0 | 0 | 0 | 0 | 0 | 0 | 0 | 0 | 0 | 0 | 0 | 0 | #N/A | -152478649.113 | 0 | 152478649.113 |  | #N/A | 0 | 152478649.113
| Base II | Biodiversity | $ | -119878878.802 | 0 | 0 | 0 | 0 | 0 | -125788354.0883 | -15689366.2731 | 0 | 0 | 0 | 0 | 0 | 0 | 0 | 0 | 0 | 0 | 0 | 0 | 0 | 0 | 0 | 0 | 0 | 0 | 0 | 0 | 0 | 0 | 0 | 0 | 70738860.1807 | 25 | -141477720.3614 | -70738860.1807 | 70738860.1807 |  | 39 | -110352621.8819 | 31125098.4795
| Base II | Lines | $ | -328209629.6561 | 0 | -3401703.9389 | -42380579.8942 | -141429009.5418 | -131629454.9237 | -21329645.5958 | 0 | 0 | 0 | 0 | 0 | 0 | 0 | 0 | 0 | 0 | 0 | 0 | 0 | 0 | 0 | 0 | 0 | 0 | 0 | 0 | 0 | 0 | 0 | 0 | 0 | 170085196.9473 | 25 | -340170393.8945 | -170085196.9473 | 170085196.9473 |  | 39 | -265332907.2377 | 74837486.6568
| Base II | Subs | $ | -131218784.4073 | 0 | -1340031.7534 | -18444236.3991 | -42955147.0059 | -60893270.4064 | -10370489.7733 | 0 | 0 | 0 | 0 | 0 | 0 | 0 | 0 | 0 | 0 | 0 | 0 | 0 | 0 | 0 | 0 | 0 | 0 | 0 | 0 | 0 | 0 | 0 | 0 | 0 | 50251190.7517 | 25 | -134003175.3379 | -83751984.5862 | 50251190.7517 |  | 39 | -130653095.9545 | 3350079.3834
| Base II | Land and easements | $ | -26387276.3751 | 0 | -286942.7722 | -3499802.8627 | -24859941.0787 | -30592.0507 | -16998.4602 | 0 | 0 | 0 | 0 | 0 | 0 | 0 | 0 | 0 | 0 | 0 | 0 | 0 | 0 | 0 | 0 | 0 | 0 | 0 | 0 | 0 | 0 | 0 | 0 | 0 | 28694277.2245 | #N/A | -28694277.2245 | 0 | 28694277.2245 |  | #N/A | 0 | 28694277.2245
| Base II | Biodiversity | $ | -31459834.5408 | 0 | -323441.3306 | -7762591.9338 | -7856690.3157 | -15953874.165 | -447535.3126 | 0 | 0 | 0 | 0 | 0 | 0 | 0 | 0 | 0 | 0 | 0 | 0 | 0 | 0 | 0 | 0 | 0 | 0 | 0 | 0 | 0 | 0 | 0 | 0 | 0 | 16172066.5288 | 25 | -32344133.0577 | -16172066.5288 | 16172066.5288 |  | 39 | -25228423.785 | 7115709.2727
| Option 1 | Lines - VNIW Line 5 | $ | -725029191.0665 | 0 | 0 | -31750057.7091 | -40531438.2323 | -75740955.9356 | -54513156.0594 | -98371066.1948 | -550523475.2222 | -89244769.1013 | 0 | 0 | 0 | 0 | 0 | 0 | 0 | 0 | 0 | 0 | 0 | 0 | 0 | 0 | 0 | 0 | 0 | 0 | 0 | 0 | 0 | 0 | 526777954.3346 | 22 | -940674918.4547 | -413896964.1201 | 526777954.3346 |  | 36 | -677285941.2874 | 263388977.1673
| Option 1 | Lines - PEC | $ | -1523568408.9221 | -5061325.9793 | -28929620.7188 | -224363170.0485 | -32199800.5738 | -209543761.7518 | -346411286.8715 | -442173513.7387 | -428131844.0964 | -104105989.9104 | 0 | 0 | 0 | 0 | 0 | 0 | 0 | 0 | 0 | 0 | 0 | 0 | 0 | 0 | 0 | 0 | 0 | 0 | 0 | 0 | 0 | 0 | 983296969.3921 | 23 | -1820920313.6891 | -837623344.297 | 983296969.3921 |  | 37 | -1347481032.1299 | 473439281.5592
| Option 1 | Subs | $ | -883168493.1759 | 0 | 0 | -14756351.1671 | -31179724.4262 | -177362702.3021 | -145327650.1918 | -321354480.1644 | -312219910.6804 | -75920451.4201 | 0 | 0 | 0 | 0 | 0 | 0 | 0 | 0 | 0 | 0 | 0 | 0 | 0 | 0 | 0 | 0 | 0 | 0 | 0 | 0 | 0 | 0 | 458201539.8997 | 23 | -1078121270.3522 | -619919730.4525 | 458201539.8997 |  | 37 | -997262175.0758 | 80859095.2764
| Option 1 | Land and easements | $ | -187251498.4974 | 0 | 0 | -8663372.994 | -37561539.3672 | -70423277.6905 | -29570620.7443 | -41803911.704 | -40945765.619 | -9956511.1103 | 0 | 0 | 0 | 0 | 0 | 0 | 0 | 0 | 0 | 0 | 0 | 0 | 0 | 0 | 0 | 0 | 0 | 0 | 0 | 0 | 0 | 0 | 238924999.2294 | #N/A | -238924999.2294 | 0 | 238924999.2294 |  | #N/A | 0 | 238924999.2294
| Option 1 | Biodiversity | $ | -206472792.4915 | 0 | 0 | 0 | 0 | 0 | -125788354.0883 | -60218265.1089 | -58718586.8597 | -14278210.5453 | 0 | 0 | 0 | 0 | 0 | 0 | 0 | 0 | 0 | 0 | 0 | 0 | 0 | 0 | 0 | 0 | 0 | 0 | 0 | 0 | 0 | 0 | 139861844.9652 | 23 | -259003416.6022 | -119141571.637 | 139861844.9652 |  | 37 | -191662528.2856 | 67340888.3166
| Option 1 | Lines | $ | -328209629.6561 | 0 | -3401703.9389 | -42380579.8942 | -141429009.5418 | -131629454.9237 | -21329645.5958 | 0 | 0 | 0 | 0 | 0 | 0 | 0 | 0 | 0 | 0 | 0 | 0 | 0 | 0 | 0 | 0 | 0 | 0 | 0 | 0 | 0 | 0 | 0 | 0 | 0 | 170085196.9473 | 25 | -340170393.8945 | -170085196.9473 | 170085196.9473 |  | 39 | -265332907.2377 | 74837486.6568
| Option 1 | Subs | $ | -131218784.4073 | 0 | -1340031.7534 | -18444236.3991 | -42955147.0059 | -60893270.4064 | -10370489.7733 | 0 | 0 | 0 | 0 | 0 | 0 | 0 | 0 | 0 | 0 | 0 | 0 | 0 | 0 | 0 | 0 | 0 | 0 | 0 | 0 | 0 | 0 | 0 | 0 | 0 | 50251190.7517 | 25 | -134003175.3379 | -83751984.5862 | 50251190.7517 |  | 39 | -130653095.9545 | 3350079.3834
| Option 1 | Land and easements | $ | -26387276.3751 | 0 | -286942.7722 | -3499802.8627 | -24859941.0787 | -30592.0507 | -16998.4602 | 0 | 0 | 0 | 0 | 0 | 0 | 0 | 0 | 0 | 0 | 0 | 0 | 0 | 0 | 0 | 0 | 0 | 0 | 0 | 0 | 0 | 0 | 0 | 0 | 0 | 28694277.2245 | #N/A | -28694277.2245 | 0 | 28694277.2245 |  | #N/A | 0 | 28694277.2245
| Option 1 | Biodiversity | $ | -31459834.5408 | 0 | -323441.3306 | -7762591.9338 | -7856690.3157 | -15953874.165 | -447535.3126 | 0 | 0 | 0 | 0 | 0 | 0 | 0 | 0 | 0 | 0 | 0 | 0 | 0 | 0 | 0 | 0 | 0 | 0 | 0 | 0 | 0 | 0 | 0 | 0 | 0 | 16172066.5288 | 25 | -32344133.0577 | -16172066.5288 | 16172066.5288 |  | 39 | -25228423.785 | 7115709.2727
| Option 2 | Lines - VNIW Line 5 | $ | -820124299.3668 | 0 | 0 | -31750057.7091 | -40531438.2323 | -75740955.9356 | -54513156.0594 | -137999560.6718 | -627212138.1824 | -101676685.8616 | 0 | 0 | 0 | 0 | 0 | 0 | 0 | 0 | 0 | 0 | 0 | 0 | 0 | 0 | 0 | 0 | 0 | 0 | 0 | 0 | 0 | 0 | 598877435.8853 | 22 | -1069423992.6522 | -470546556.767 | 598877435.8853 |  | 36 | -769985274.7096 | 299438717.9426
| Option 2 | Lines - PEC | $ | -1580264008.8646 | -5061325.9793 | -28929620.7188 | -224363170.0485 | -32199800.5738 | -209543761.7518 | -346411286.8715 | -159506604.1827 | -425548886.1856 | -425059093.4283 | -112257266.9369 | 0 | 0 | 0 | 0 | 0 | 0 | 0 | 0 | 0 | 0 | 0 | 0 | 0 | 0 | 0 | 0 | 0 | 0 | 0 | 0 | 0 | 1102573257.3392 | 22 | -1968880816.6771 | -866307559.3379 | 1102573257.3392 |  | 36 | -1417594188.0075 | 551286628.6696
| Option 2 | Subs | $ | -886866466.4973 | 0 | 0 | -14756351.1671 | -31179724.4262 | -177362702.3021 | -145327650.1918 | -91253032.4007 | -293524388.4208 | -302806485.7802 | -77429989.1107 | 0 | 0 | 0 | 0 | 0 | 0 | 0 | 0 | 0 | 0 | 0 | 0 | 0 | 0 | 0 | 0 | 0 | 0 | 0 | 0 | 0 | 510138145.7098 | 22 | -1133640323.7996 | -623502178.0898 | 510138145.7098 |  | 36 | -1020276291.4197 | 113364032.38
| Option 2 | Land and easements | $ | -184281092.3558 | 0 | 0 | -8663372.994 | -37561539.3672 | -70423277.6905 | -29570620.7443 | -12224606.2262 | -33282722.6246 | -39053786.9554 | -10165038.5083 | 0 | 0 | 0 | 0 | 0 | 0 | 0 | 0 | 0 | 0 | 0 | 0 | 0 | 0 | 0 | 0 | 0 | 0 | 0 | 0 | 0 | 240944965.1106 | #N/A | -240944965.1106 | 0 | 240944965.1106 |  | #N/A | 0 | 240944965.1106
| Option 2 | Biodiversity | $ | -200989031.3138 | 0 | 0 | 0 | 0 | 0 | -125788354.0883 | -20247294.2047 | -46343362.4142 | -53894620.0427 | -14438987.293 | 0 | 0 | 0 | 0 | 0 | 0 | 0 | 0 | 0 | 0 | 0 | 0 | 0 | 0 | 0 | 0 | 0 | 0 | 0 | 0 | 0 | 145999066.104 | 22 | -260712618.0429 | -114713551.9389 | 145999066.104 |  | 36 | -187713084.9909 | 72999533.052
| Option 2 | Lines | $ | -328209629.6561 | 0 | -3401703.9389 | -42380579.8942 | -141429009.5418 | -131629454.9237 | -21329645.5958 | 0 | 0 | 0 | 0 | 0 | 0 | 0 | 0 | 0 | 0 | 0 | 0 | 0 | 0 | 0 | 0 | 0 | 0 | 0 | 0 | 0 | 0 | 0 | 0 | 0 | 170085196.9473 | 25 | -340170393.8945 | -170085196.9473 | 170085196.9473 |  | 39 | -265332907.2377 | 74837486.6568
| Option 2 | Subs | $ | -131218784.4073 | 0 | -1340031.7534 | -18444236.3991 | -42955147.0059 | -60893270.4064 | -10370489.7733 | 0 | 0 | 0 | 0 | 0 | 0 | 0 | 0 | 0 | 0 | 0 | 0 | 0 | 0 | 0 | 0 | 0 | 0 | 0 | 0 | 0 | 0 | 0 | 0 | 0 | 50251190.7517 | 25 | -134003175.3379 | -83751984.5862 | 50251190.7517 |  | 39 | -130653095.9545 | 3350079.3834
| Option 2 | Land and easements | $ | -26387276.3751 | 0 | -286942.7722 | -3499802.8627 | -24859941.0787 | -30592.0507 | -16998.4602 | 0 | 0 | 0 | 0 | 0 | 0 | 0 | 0 | 0 | 0 | 0 | 0 | 0 | 0 | 0 | 0 | 0 | 0 | 0 | 0 | 0 | 0 | 0 | 0 | 0 | 28694277.2245 | #N/A | -28694277.2245 | 0 | 28694277.2245 |  | #N/A | 0 | 28694277.2245
| Option 2 | Biodiversity | $ | -31459834.5408 | 0 | -323441.3306 | -7762591.9338 | -7856690.3157 | -15953874.165 | -447535.3126 | 0 | 0 | 0 | 0 | 0 | 0 | 0 | 0 | 0 | 0 | 0 | 0 | 0 | 0 | 0 | 0 | 0 | 0 | 0 | 0 | 0 | 0 | 0 | 0 | 0 | 16172066.5288 | 25 | -32344133.0577 | -16172066.5288 | 16172066.5288 |  | 39 | -25228423.785 | 7115709.2727
| Option 3 | Lines - VNIW Line 5 | $ | -827815723.7713 | 0 | 0 | -31750057.7091 | -40531438.2323 | -75740955.9356 | -54513156.0594 | -141204768.3316 | -633414823.7294 | -102682196.5517 | 0 | 0 | 0 | 0 | 0 | 0 | 0 | 0 | 0 | 0 | 0 | 0 | 0 | 0 | 0 | 0 | 0 | 0 | 0 | 0 | 0 | 0 | 604708942.0674 | 22 | -1079837396.549 | -475128454.4816 | 604708942.0674 |  | 36 | -777482925.5153 | 302354471.0337
| Option 3 | Lines - PEC | $ | -1592868547.3853 | -5061325.9793 | -28929620.7188 | -224363170.0485 | -32199800.5738 | -209543761.7518 | -346411286.8715 | -157739002.6421 | -433879366.978 | -435013270.9912 | -114252587.5921 | 0 | 0 | 0 | 0 | 0 | 0 | 0 | 0 | 0 | 0 | 0 | 0 | 0 | 0 | 0 | 0 | 0 | 0 | 0 | 0 | 0 | 1112940188.7223 | 22 | -1987393194.1469 | -874453005.4246 | 1112940188.7223 |  | 36 | -1430923099.7858 | 556470094.3611
| Option 3 | Subs | $ | -894484481.1927 | 0 | 0 | -14756351.1671 | -31179724.4262 | -177362702.3021 | -145327650.1918 | -90234451.1415 | -298503779.0055 | -308567088.9608 | -78604404.2494 | 0 | 0 | 0 | 0 | 0 | 0 | 0 | 0 | 0 | 0 | 0 | 0 | 0 | 0 | 0 | 0 | 0 | 0 | 0 | 0 | 0 | 515041268.1499 | 22 | -1144536151.4443 | -629494883.2944 | 515041268.1499 |  | 36 | -1030082536.2999 | 114453615.1444
| Option 3 | Land and easements | $ | -186005342.5001 | 0 | 0 | -8663372.994 | -37561539.3672 | -70423277.6905 | -29570620.7443 | -15145401.3598 | -33025278.2485 | -38521880.119 | -10404269.9116 | 0 | 0 | 0 | 0 | 0 | 0 | 0 | 0 | 0 | 0 | 0 | 0 | 0 | 0 | 0 | 0 | 0 | 0 | 0 | 0 | 0 | 243315640.4351 | #N/A | -243315640.4351 | 0 | 243315640.4351 |  | #N/A | 0 | 243315640.4351
| Option 3 | Biodiversity | $ | -203041978.497 | 0 | 0 | 0 | 0 | 0 | -125788354.0883 | -22890252.7805 | -46299172.9443 | -53666807.2407 | -14708751.675 | 0 | 0 | 0 | 0 | 0 | 0 | 0 | 0 | 0 | 0 | 0 | 0 | 0 | 0 | 0 | 0 | 0 | 0 | 0 | 0 | 0 | 147477869.6881 | 22 | -263353338.7288 | -115875469.0407 | 147477869.6881 |  | 36 | -189614403.8848 | 73738934.8441
| Option 3 | Lines | $ | -328209629.6561 | 0 | -3401703.9389 | -42380579.8942 | -141429009.5418 | -131629454.9237 | -21329645.5958 | 0 | 0 | 0 | 0 | 0 | 0 | 0 | 0 | 0 | 0 | 0 | 0 | 0 | 0 | 0 | 0 | 0 | 0 | 0 | 0 | 0 | 0 | 0 | 0 | 0 | 170085196.9473 | 25 | -340170393.8945 | -170085196.9473 | 170085196.9473 |  | 39 | -265332907.2377 | 74837486.6568
| Option 3 | Subs | $ | -131218784.4073 | 0 | -1340031.7534 | -18444236.3991 | -42955147.0059 | -60893270.4064 | -10370489.7733 | 0 | 0 | 0 | 0 | 0 | 0 | 0 | 0 | 0 | 0 | 0 | 0 | 0 | 0 | 0 | 0 | 0 | 0 | 0 | 0 | 0 | 0 | 0 | 0 | 0 | 50251190.7517 | 25 | -134003175.3379 | -83751984.5862 | 50251190.7517 |  | 39 | -130653095.9545 | 3350079.3834
| Option 3 | Land and easements | $ | -26387276.3751 | 0 | -286942.7722 | -3499802.8627 | -24859941.0787 | -30592.0507 | -16998.4602 | 0 | 0 | 0 | 0 | 0 | 0 | 0 | 0 | 0 | 0 | 0 | 0 | 0 | 0 | 0 | 0 | 0 | 0 | 0 | 0 | 0 | 0 | 0 | 0 | 0 | 28694277.2245 | #N/A | -28694277.2245 | 0 | 28694277.2245 |  | #N/A | 0 | 28694277.2245
| Option 3 | Biodiversity | $ | -31459834.5408 | 0 | -323441.3306 | -7762591.9338 | -7856690.3157 | -15953874.165 | -447535.3126 | 0 | 0 | 0 | 0 | 0 | 0 | 0 | 0 | 0 | 0 | 0 | 0 | 0 | 0 | 0 | 0 | 0 | 0 | 0 | 0 | 0 | 0 | 0 | 0 | 0 | 16172066.5288 | 25 | -32344133.0577 | -16172066.5288 | 16172066.5288 |  | 39 | -25228423.785 | 7115709.2727
| Option 4 | Lines - VNIW Line 5 | $ | -680371543.9451 | 0 | 0 | -31750057.7091 | -40531438.2323 | -75740955.9356 | -54513156.0594 | -79761115.0213 | -514509685.3448 | -83406612.3165 | 0 | 0 | 0 | 0 | 0 | 0 | 0 | 0 | 0 | 0 | 0 | 0 | 0 | 0 | 0 | 0 | 0 | 0 | 0 | 0 | 0 | 0 | 492919291.5467 | 22 | -880213020.619 | -387293729.0724 | 492919291.5467 |  | 36 | -633753374.8457 | 246459645.7733
| Option 4 | Lines - PEC | $ | -1459157392.0939 | -5061325.9793 | -28929620.7188 | -224363170.0485 | -32199800.5738 | -209543761.7518 | -346411286.8715 | -635543365.1164 | -172334084.5449 | -59836731.1199 | 0 | 0 | 0 | 0 | 0 | 0 | 0 | 0 | 0 | 0 | 0 | 0 | 0 | 0 | 0 | 0 | 0 | 0 | 0 | 0 | 0 | 0 | 925680499.2314 | 23 | -1714223146.7247 | -788542647.4934 | 925680499.2314 |  | 37 | -1268525128.5763 | 445698018.1484
| Option 4 | Subs | $ | -841831989.11 | 0 | 0 | -14756351.1671 | -31179724.4262 | -177362702.3021 | -145327650.1918 | -423759912.934 | -171314637.1685 | -49435330.0322 | 0 | 0 | 0 | 0 | 0 | 0 | 0 | 0 | 0 | 0 | 0 | 0 | 0 | 0 | 0 | 0 | 0 | 0 | 0 | 0 | 0 | 0 | 430582930.9943 | 23 | -1013136308.2219 | -582553377.2276 | 430582930.9943 |  | 37 | -937151085.1053 | 75985223.1166
| Option 4 | Land and easements | $ | -180249190.0487 | 0 | 0 | -8663372.994 | -37561539.3672 | -70423277.6905 | -29570620.7443 | -70771616.9792 | -4101519.57 | -4149662.2385 | 0 | 0 | 0 | 0 | 0 | 0 | 0 | 0 | 0 | 0 | 0 | 0 | 0 | 0 | 0 | 0 | 0 | 0 | 0 | 0 | 0 | 0 | 225241609.5838 | #N/A | -225241609.5838 | 0 | 225241609.5838 |  | #N/A | 0 | 225241609.5838
| Option 4 | Biodiversity | $ | -197157403.0574 | 0 | 0 | 0 | 0 | 0 | -125788354.0883 | -89456965.4642 | -20423263.7258 | -7798476.0403 | 0 | 0 | 0 | 0 | 0 | 0 | 0 | 0 | 0 | 0 | 0 | 0 | 0 | 0 | 0 | 0 | 0 | 0 | 0 | 0 | 0 | 0 | 131472212.032 | 23 | -243467059.3186 | -111994847.2866 | 131472212.032 |  | 37 | -180165623.8958 | 63301435.4228
| Option 4 | Lines | $ | -328209629.6561 | 0 | -3401703.9389 | -42380579.8942 | -141429009.5418 | -131629454.9237 | -21329645.5958 | 0 | 0 | 0 | 0 | 0 | 0 | 0 | 0 | 0 | 0 | 0 | 0 | 0 | 0 | 0 | 0 | 0 | 0 | 0 | 0 | 0 | 0 | 0 | 0 | 0 | 170085196.9473 | 25 | -340170393.8945 | -170085196.9473 | 170085196.9473 |  | 39 | -265332907.2377 | 74837486.6568
| Option 4 | Subs | $ | -131218784.4073 | 0 | -1340031.7534 | -18444236.3991 | -42955147.0059 | -60893270.4064 | -10370489.7733 | 0 | 0 | 0 | 0 | 0 | 0 | 0 | 0 | 0 | 0 | 0 | 0 | 0 | 0 | 0 | 0 | 0 | 0 | 0 | 0 | 0 | 0 | 0 | 0 | 0 | 50251190.7517 | 25 | -134003175.3379 | -83751984.5862 | 50251190.7517 |  | 39 | -130653095.9545 | 3350079.3834
| Option 4 | Land and easements | $ | -26387276.3751 | 0 | -286942.7722 | -3499802.8627 | -24859941.0787 | -30592.0507 | -16998.4602 | 0 | 0 | 0 | 0 | 0 | 0 | 0 | 0 | 0 | 0 | 0 | 0 | 0 | 0 | 0 | 0 | 0 | 0 | 0 | 0 | 0 | 0 | 0 | 0 | 0 | 28694277.2245 | #N/A | -28694277.2245 | 0 | 28694277.2245 |  | #N/A | 0 | 28694277.2245
| Option 4 | Biodiversity | $ | -31459834.5408 | 0 | -323441.3306 | -7762591.9338 | -7856690.3157 | -15953874.165 | -447535.3126 | 0 | 0 | 0 | 0 | 0 | 0 | 0 | 0 | 0 | 0 | 0 | 0 | 0 | 0 | 0 | 0 | 0 | 0 | 0 | 0 | 0 | 0 | 0 | 0 | 0 | 16172066.5288 | 25 | -32344133.0577 | -16172066.5288 | 16172066.5288 |  | 39 | -25228423.785 | 7115709.2727
| Option 5 | Lines - VNIW Line 5 | $ | -827815723.7713 | 0 | 0 | -31750057.7091 | -40531438.2323 | -75740955.9356 | -54513156.0594 | -141204768.3316 | -633414823.7294 | -102682196.5517 | 0 | 0 | 0 | 0 | 0 | 0 | 0 | 0 | 0 | 0 | 0 | 0 | 0 | 0 | 0 | 0 | 0 | 0 | 0 | 0 | 0 | 0 | 604708942.0674 | 22 | -1079837396.549 | -475128454.4816 | 604708942.0674 |  | 36 | -777482925.5153 | 302354471.0337
| Option 5 | Lines - PEC | $ | -1592868547.3853 | -5061325.9793 | -28929620.7188 | -224363170.0485 | -32199800.5738 | -209543761.7518 | -346411286.8715 | -157739002.6421 | -433879366.978 | -435013270.9912 | -114252587.5921 | 0 | 0 | 0 | 0 | 0 | 0 | 0 | 0 | 0 | 0 | 0 | 0 | 0 | 0 | 0 | 0 | 0 | 0 | 0 | 0 | 0 | 1112940188.7223 | 22 | -1987393194.1469 | -874453005.4246 | 1112940188.7223 |  | 36 | -1430923099.7858 | 556470094.3611
| Option 5 | Subs | $ | -894484481.1927 | 0 | 0 | -14756351.1671 | -31179724.4262 | -177362702.3021 | -145327650.1918 | -90234451.1415 | -298503779.0055 | -308567088.9608 | -78604404.2494 | 0 | 0 | 0 | 0 | 0 | 0 | 0 | 0 | 0 | 0 | 0 | 0 | 0 | 0 | 0 | 0 | 0 | 0 | 0 | 0 | 0 | 515041268.1499 | 22 | -1144536151.4443 | -629494883.2944 | 515041268.1499 |  | 36 | -1030082536.2999 | 114453615.1444
| Option 5 | Land and easements | $ | -186005342.5001 | 0 | 0 | -8663372.994 | -37561539.3672 | -70423277.6905 | -29570620.7443 | -15145401.3598 | -33025278.2485 | -38521880.119 | -10404269.9116 | 0 | 0 | 0 | 0 | 0 | 0 | 0 | 0 | 0 | 0 | 0 | 0 | 0 | 0 | 0 | 0 | 0 | 0 | 0 | 0 | 0 | 243315640.4351 | #N/A | -243315640.4351 | 0 | 243315640.4351 |  | #N/A | 0 | 243315640.4351
| Option 5 | Biodiversity | $ | -203041978.497 | 0 | 0 | 0 | 0 | 0 | -125788354.0883 | -22890252.7805 | -46299172.9443 | -53666807.2407 | -14708751.675 | 0 | 0 | 0 | 0 | 0 | 0 | 0 | 0 | 0 | 0 | 0 | 0 | 0 | 0 | 0 | 0 | 0 | 0 | 0 | 0 | 0 | 147477869.6881 | 22 | -263353338.7288 | -115875469.0407 | 147477869.6881 |  | 36 | -189614403.8848 | 73738934.8441
| Option 5 | Lines | $ | -328209629.6561 | 0 | -3401703.9389 | -42380579.8942 | -141429009.5418 | -131629454.9237 | -21329645.5958 | 0 | 0 | 0 | 0 | 0 | 0 | 0 | 0 | 0 | 0 | 0 | 0 | 0 | 0 | 0 | 0 | 0 | 0 | 0 | 0 | 0 | 0 | 0 | 0 | 0 | 170085196.9473 | 25 | -340170393.8945 | -170085196.9473 | 170085196.9473 |  | 39 | -265332907.2377 | 74837486.6568
| Option 5 | Subs | $ | -131218784.4073 | 0 | -1340031.7534 | -18444236.3991 | -42955147.0059 | -60893270.4064 | -10370489.7733 | 0 | 0 | 0 | 0 | 0 | 0 | 0 | 0 | 0 | 0 | 0 | 0 | 0 | 0 | 0 | 0 | 0 | 0 | 0 | 0 | 0 | 0 | 0 | 0 | 0 | 50251190.7517 | 25 | -134003175.3379 | -83751984.5862 | 50251190.7517 |  | 39 | -130653095.9545 | 3350079.3834
| Option 5 | Land and easements | $ | -26387276.3751 | 0 | -286942.7722 | -3499802.8627 | -24859941.0787 | -30592.0507 | -16998.4602 | 0 | 0 | 0 | 0 | 0 | 0 | 0 | 0 | 0 | 0 | 0 | 0 | 0 | 0 | 0 | 0 | 0 | 0 | 0 | 0 | 0 | 0 | 0 | 0 | 0 | 28694277.2245 | #N/A | -28694277.2245 | 0 | 28694277.2245 |  | #N/A | 0 | 28694277.2245
| Option 5 | Biodiversity | $ | -31459834.5408 | 0 | -323441.3306 | -7762591.9338 | -7856690.3157 | -15953874.165 | -447535.3126 | 0 | 0 | 0 | 0 | 0 | 0 | 0 | 0 | 0 | 0 | 0 | 0 | 0 | 0 | 0 | 0 | 0 | 0 | 0 | 0 | 0 | 0 | 0 | 0 | 0 | 16172066.5288 | 25 | -32344133.0577 | -16172066.5288 | 16172066.5288 |  | 39 | -25228423.785 | 7115709.2727
| Option 7 | Lines - VNIW Line 5 | $ | -865945790.7817 | 0 | 0 | -31750057.7091 | -40531438.2323 | -75740955.9356 | -54513156.0594 | -157094514.6806 | -664164500.6568 | -107666993.6418 | 0 | 0 | 0 | 0 | 0 | 0 | 0 | 0 | 0 | 0 | 0 | 0 | 0 | 0 | 0 | 0 | 0 | 0 | 0 | 0 | 0 | 0 | 633618505.4727 | 22 | -1131461616.9156 | -497843111.4428 | 633618505.4727 |  | 36 | -814652364.1792 | 316809252.7364
| Option 7 | Lines - PEC | $ | -1645953160.2062 | -5061325.9793 | -28929620.7188 | -224363170.0485 | -32199800.5738 | -209543761.7518 | -346411286.8715 | -222183295.4083 | -438801594.057 | -432342556.8073 | -115579738.9055 | 0 | 0 | 0 | 0 | 0 | 0 | 0 | 0 | 0 | 0 | 0 | 0 | 0 | 0 | 0 | 0 | 0 | 0 | 0 | 0 | 0 | 1151033044.6282 | 22 | -2055416151.1217 | -904383106.4936 | 1151033044.6282 |  | 36 | -1479899628.8077 | 575516522.3141
| Option 7 | Subs | $ | -900344021.4834 | 0 | 0 | -14756351.1671 | -31179724.4262 | -177362702.3021 | -145327650.1918 | -113841062.3488 | -290781866.6274 | -299853850.4483 | -76591545.4238 | 0 | 0 | 0 | 0 | 0 | 0 | 0 | 0 | 0 | 0 | 0 | 0 | 0 | 0 | 0 | 0 | 0 | 0 | 0 | 0 | 0 | 517362638.8209 | 22 | -1149694752.9354 | -632332114.1145 | 517362638.8209 |  | 36 | -1034725277.6419 | 114969475.2935
| Option 7 | Land and easements | $ | -186473518.3022 | 0 | 0 | -8663372.994 | -37561539.3672 | -70423277.6905 | -29570620.7443 | -14175498.5075 | -36382818.4066 | -37545248.1925 | -9583184.5395 | 0 | 0 | 0 | 0 | 0 | 0 | 0 | 0 | 0 | 0 | 0 | 0 | 0 | 0 | 0 | 0 | 0 | 0 | 0 | 0 | 0 | 243905560.4422 | #N/A | -243905560.4422 | 0 | 243905560.4422 |  | #N/A | 0 | 243905560.4422
| Option 7 | Biodiversity | $ | -202480827.3023 | 0 | 0 | 0 | 0 | 0 | -125788354.0883 | -12896041.8673 | -53054079.0607 | -57857893.0354 | -13974371.7634 | 0 | 0 | 0 | 0 | 0 | 0 | 0 | 0 | 0 | 0 | 0 | 0 | 0 | 0 | 0 | 0 | 0 | 0 | 0 | 0 | 0 | 147599614.2965 | 22 | -263570739.8151 | -115971125.5186 | 147599614.2965 |  | 36 | -189770932.6669 | 73799807.1482
| Option 7 | Lines | $ | -328209629.6561 | 0 | -3401703.9389 | -42380579.8942 | -141429009.5418 | -131629454.9237 | -21329645.5958 | 0 | 0 | 0 | 0 | 0 | 0 | 0 | 0 | 0 | 0 | 0 | 0 | 0 | 0 | 0 | 0 | 0 | 0 | 0 | 0 | 0 | 0 | 0 | 0 | 0 | 170085196.9473 | 25 | -340170393.8945 | -170085196.9473 | 170085196.9473 |  | 39 | -265332907.2377 | 74837486.6568
| Option 7 | Subs | $ | -131218784.4073 | 0 | -1340031.7534 | -18444236.3991 | -42955147.0059 | -60893270.4064 | -10370489.7733 | 0 | 0 | 0 | 0 | 0 | 0 | 0 | 0 | 0 | 0 | 0 | 0 | 0 | 0 | 0 | 0 | 0 | 0 | 0 | 0 | 0 | 0 | 0 | 0 | 0 | 50251190.7517 | 25 | -134003175.3379 | -83751984.5862 | 50251190.7517 |  | 39 | -130653095.9545 | 3350079.3834
| Option 7 | Land and easements | $ | -26387276.3751 | 0 | -286942.7722 | -3499802.8627 | -24859941.0787 | -30592.0507 | -16998.4602 | 0 | 0 | 0 | 0 | 0 | 0 | 0 | 0 | 0 | 0 | 0 | 0 | 0 | 0 | 0 | 0 | 0 | 0 | 0 | 0 | 0 | 0 | 0 | 0 | 0 | 28694277.2245 | #N/A | -28694277.2245 | 0 | 28694277.2245 |  | #N/A | 0 | 28694277.2245
| Option 7 | Biodiversity | $ | -31459834.5408 | 0 | -323441.3306 | -7762591.9338 | -7856690.3157 | -15953874.165 | -447535.3126 | 0 | 0 | 0 | 0 | 0 | 0 | 0 | 0 | 0 | 0 | 0 | 0 | 0 | 0 | 0 | 0 | 0 | 0 | 0 | 0 | 0 | 0 | 0 | 0 | 0 | 16172066.5288 | 25 | -32344133.0577 | -16172066.5288 | 16172066.5288 |  | 39 | -25228423.785 | 7115709.2727
| Option 8 | Lines - VNIW Line 5 | $ | -827815723.7713 | 0 | 0 | -31750057.7091 | -40531438.2323 | -75740955.9356 | -54513156.0594 | -141204768.3316 | -633414823.7294 | -102682196.5517 | 0 | 0 | 0 | 0 | 0 | 0 | 0 | 0 | 0 | 0 | 0 | 0 | 0 | 0 | 0 | 0 | 0 | 0 | 0 | 0 | 0 | 0 | 604708942.0674 | 22 | -1079837396.549 | -475128454.4816 | 604708942.0674 |  | 36 | -777482925.5153 | 302354471.0337
| Option 8 | Lines - PEC | $ | -1592868547.3853 | -5061325.9793 | -28929620.7188 | -224363170.0485 | -32199800.5738 | -209543761.7518 | -346411286.8715 | -157739002.6421 | -433879366.978 | -435013270.9912 | -114252587.5921 | 0 | 0 | 0 | 0 | 0 | 0 | 0 | 0 | 0 | 0 | 0 | 0 | 0 | 0 | 0 | 0 | 0 | 0 | 0 | 0 | 0 | 1112940188.7223 | 22 | -1987393194.1469 | -874453005.4246 | 1112940188.7223 |  | 36 | -1430923099.7858 | 556470094.3611
| Option 8 | Subs | $ | -894484481.1927 | 0 | 0 | -14756351.1671 | -31179724.4262 | -177362702.3021 | -145327650.1918 | -90234451.1415 | -298503779.0055 | -308567088.9608 | -78604404.2494 | 0 | 0 | 0 | 0 | 0 | 0 | 0 | 0 | 0 | 0 | 0 | 0 | 0 | 0 | 0 | 0 | 0 | 0 | 0 | 0 | 0 | 515041268.1499 | 22 | -1144536151.4443 | -629494883.2944 | 515041268.1499 |  | 36 | -1030082536.2999 | 114453615.1444
| Option 8 | Land and easements | $ | -186005342.5001 | 0 | 0 | -8663372.994 | -37561539.3672 | -70423277.6905 | -29570620.7443 | -15145401.3598 | -33025278.2485 | -38521880.119 | -10404269.9116 | 0 | 0 | 0 | 0 | 0 | 0 | 0 | 0 | 0 | 0 | 0 | 0 | 0 | 0 | 0 | 0 | 0 | 0 | 0 | 0 | 0 | 243315640.4351 | #N/A | -243315640.4351 | 0 | 243315640.4351 |  | #N/A | 0 | 243315640.4351
| Option 8 | Biodiversity | $ | -203041978.497 | 0 | 0 | 0 | 0 | 0 | -125788354.0883 | -22890252.7805 | -46299172.9443 | -53666807.2407 | -14708751.675 | 0 | 0 | 0 | 0 | 0 | 0 | 0 | 0 | 0 | 0 | 0 | 0 | 0 | 0 | 0 | 0 | 0 | 0 | 0 | 0 | 0 | 147477869.6881 | 22 | -263353338.7288 | -115875469.0407 | 147477869.6881 |  | 36 | -189614403.8848 | 73738934.8441
| Option 8 | Lines | $ | -328209629.6561 | 0 | -3401703.9389 | -42380579.8942 | -141429009.5418 | -131629454.9237 | -21329645.5958 | 0 | 0 | 0 | 0 | 0 | 0 | 0 | 0 | 0 | 0 | 0 | 0 | 0 | 0 | 0 | 0 | 0 | 0 | 0 | 0 | 0 | 0 | 0 | 0 | 0 | 170085196.9473 | 25 | -340170393.8945 | -170085196.9473 | 170085196.9473 |  | 39 | -265332907.2377 | 74837486.6568
| Option 8 | Subs | $ | -131218784.4073 | 0 | -1340031.7534 | -18444236.3991 | -42955147.0059 | -60893270.4064 | -10370489.7733 | 0 | 0 | 0 | 0 | 0 | 0 | 0 | 0 | 0 | 0 | 0 | 0 | 0 | 0 | 0 | 0 | 0 | 0 | 0 | 0 | 0 | 0 | 0 | 0 | 0 | 50251190.7517 | 25 | -134003175.3379 | -83751984.5862 | 50251190.7517 |  | 39 | -130653095.9545 | 3350079.3834
| Option 8 | Land and easements | $ | -26387276.3751 | 0 | -286942.7722 | -3499802.8627 | -24859941.0787 | -30592.0507 | -16998.4602 | 0 | 0 | 0 | 0 | 0 | 0 | 0 | 0 | 0 | 0 | 0 | 0 | 0 | 0 | 0 | 0 | 0 | 0 | 0 | 0 | 0 | 0 | 0 | 0 | 0 | 28694277.2245 | #N/A | -28694277.2245 | 0 | 28694277.2245 |  | #N/A | 0 | 28694277.2245
| Option 8 | Biodiversity | $ | -31459834.5408 | 0 | -323441.3306 | -7762591.9338 | -7856690.3157 | -15953874.165 | -447535.3126 | 0 | 0 | 0 | 0 | 0 | 0 | 0 | 0 | 0 | 0 | 0 | 0 | 0 | 0 | 0 | 0 | 0 | 0 | 0 | 0 | 0 | 0 | 0 | 0 | 0 | 16172066.5288 | 25 | -32344133.0577 | -16172066.5288 | 16172066.5288 |  | 39 | -25228423.785 | 7115709.2727
Capital cost
| Option name |  | Units | PV | 2019 | 2020 | 2021 | 2022 | 2023 | 2024 | 2025 | 2026 | 2027 | 2028 | 2029 | 2030 | 2031 | 2032 | 2033 | 2034 | 2035 | 2036 | 2037 | 2038 | 2039 | 2040 | 2041 | 2042 | 2043 | 2044 | 2045 | 2046 | 2047 | 2048 | 2049 | 2050
| Option 1 |  | $ | -3362394365.1876 | -5061325.9793 | -34281740.5139 | -319870105.2994 | -318041852.3094 | -665836933.2901 | -679262581.0377 | -884160121.8895 | -876029897.1328 | -210099319.771 | 0 | 0 | 0 | 0 | 0 | 0 | 0 | 0 | 0 | 0 | 0 | 0 | 0 | 0 | 0 | 0 | 0 | 0 | 0 | 0 | 0 | 0 | 2119346747.7266
| Option 2 |  | $ | -3509428879.4326 | -5061325.9793 | -34281740.5139 | -319870105.2994 | -318041852.3094 | -665836933.2901 | -679262581.0377 | -341469982.6648 | -911401812.4828 | -839084059.7518 | -214291281.8489 | 0 | 0 | 0 | 0 | 0 | 0 | 0 | 0 | 0 | 0 | 0 | 0 | 0 | 0 | 0 | 0 | 0 | 0 | 0 | 0 | 0 | 2370816310.0545
| Option 3 |  | $ | -3541120054.3806 | -5061325.9793 | -34281740.5139 | -319870105.2994 | -318041852.3094 | -665836933.2901 | -679262581.0377 | -347452761.2341 | -930612735.5608 | -855044631.5469 | -217970013.4281 | 0 | 0 | 0 | 0 | 0 | 0 | 0 | 0 | 0 | 0 | 0 | 0 | 0 | 0 | 0 | 0 | 0 | 0 | 0 | 0 | 0 | 2395767348.9685
| Option 4 |  | $ | -3195671499.2893 | -5061325.9793 | -34281740.5139 | -319870105.2994 | -318041852.3094 | -665836933.2901 | -679262581.0377 | -1219531860.4938 | -368173505.0091 | -121220199.4309 | 0 | 0 | 0 | 0 | 0 | 0 | 0 | 0 | 0 | 0 | 0 | 0 | 0 | 0 | 0 | 0 | 0 | 0 | 0 | 0 | 0 | 0 | 1978179983.2938
| Option 5 |  | $ | -3541120054.3806 | -5061325.9793 | -34281740.5139 | -319870105.2994 | -318041852.3094 | -665836933.2901 | -679262581.0377 | -347452761.2341 | -930612735.5608 | -855044631.5469 | -217970013.4281 | 0 | 0 | 0 | 0 | 0 | 0 | 0 | 0 | 0 | 0 | 0 | 0 | 0 | 0 | 0 | 0 | 0 | 0 | 0 | 0 | 0 | 2395767348.9685
| Option 7 |  | $ | -3638101299.11 | -5061325.9793 | -34281740.5139 | -319870105.2994 | -318041852.3094 | -665836933.2901 | -679262581.0377 | -440429297.7912 | -968675173.4637 | -851859929.8088 | -215728840.6322 | 0 | 0 | 0 | 0 | 0 | 0 | 0 | 0 | 0 | 0 | 0 | 0 | 0 | 0 | 0 | 0 | 0 | 0 | 0 | 0 | 0 | 2465802803.5661 |  | 27 | 28 | 29 | 30 | 31 | 32 | 33 | 34 | 35 | 36 | 37 | 38 | 39 | 40 | 41
| Option 8 |  | $ | -3541120054.3806 | -5061325.9793 | -34281740.5139 | -319870105.2994 | -318041852.3094 | -665836933.2901 | -679262581.0377 | -347452761.2341 | -930612735.5608 | -855044631.5469 | -217970013.4281 | 0 | 0 | 0 | 0 | 0 | 0 | 0 | 0 | 0 | 0 | 0 | 0 | 0 | 0 | 0 | 0 | 0 | 0 | 0 | 0 | 0 | 2395767348.9685 |  | 0.16093 | 0.1504 | 0.14056 | 0.13137 | 0.12277 | 0.11474 | 0.10723 | 0.10022 | 0.093663 | 0.087535 | 0.081809 | 0.076457 | 0.071455 | 0.06678 | 0.062412
Operating cost
| Option name |  | Units | PV | 2019 | 2020 | 2021 | 2022 | 2023 | 2024 | 2025 | 2026 | 2027 | 2028 | 2029 | 2030 | 2031 | 2032 | 2033 | 2034 | 2035 | 2036 | 2037 | 2038 | 2039 | 2040 | 2041 | 2042 | 2043 | 2044 | 2045 | 2046 | 2047 | 2048 | 2049 | 2050 |  | 2050 | 2051 | 2052 | 2053 | 2054 | 2055 | 2056 | 2057 | 2058 | 2059 | 2060 | 2061 | 2062 | 2063 | 2064 | Terminal total
| Option 1 |  | $ | -241868810.4913 | 0 | 0 | 0 | 0 | 0 | 0 | 0 | -3793388.5539 | -3793388.5539 | -26985721.2262 | -27469416.4089 | -27469416.4089 | -27469416.4089 | -27469416.4089 | -27469416.4089 | -27469416.4089 | -27469416.4089 | -27469416.4089 | -27469416.4089 | -27469416.4089 | -27469416.4089 | -27469416.4089 | -27469416.4089 | -27469416.4089 | -27469416.4089 | -27469416.4089 | -27469416.4089 | -27469416.4089 | -27469416.4089 | -27469416.4089 | -27469416.4089 | -27469416.4089 |  | 0 | -27469416.4089 | -27469416.4089 | -27469416.4089 | -27469416.4089 | -27469416.4089 | -27469416.4089 | -27469416.4089 | -27469416.4089 | -27469416.4089 | -27469416.4089 | -27469416.4089 | -27469416.4089 | -27469416.4089 | -27469416.4089 | -38660769.1216
| Option 2 |  | $ | -246293997.4276 | 0 | 0 | 0 | 0 | 0 | 0 | 0 | -3793388.5539 | -3793388.5539 | -3793388.5539 | -30127245.4539 | -30127245.4539 | -30127245.4539 | -30127245.4539 | -30127245.4539 | -30127245.4539 | -30127245.4539 | -30127245.4539 | -30127245.4539 | -30127245.4539 | -30127245.4539 | -30127245.4539 | -30127245.4539 | -30127245.4539 | -30127245.4539 | -30127245.4539 | -30127245.4539 | -30127245.4539 | -30127245.4539 | -30127245.4539 | -30127245.4539 | -30127245.4539 |  | 0 | -30127245.4539 | -30127245.4539 | -30127245.4539 | -30127245.4539 | -30127245.4539 | -30127245.4539 | -30127245.4539 | -30127245.4539 | -30127245.4539 | -30127245.4539 | -30127245.4539 | -30127245.4539 | -30127245.4539 | -30127245.4539 | -42401427.9528
| Option 3 |  | $ | -248806426.0797 | 0 | 0 | 0 | 0 | 0 | 0 | 0 | -3793388.5539 | -3793388.5539 | -3793388.5539 | -30445818.326 | -30445818.326 | -30445818.326 | -30445818.326 | -30445818.326 | -30445818.326 | -30445818.326 | -30445818.326 | -30445818.326 | -30445818.326 | -30445818.326 | -30445818.326 | -30445818.326 | -30445818.326 | -30445818.326 | -30445818.326 | -30445818.326 | -30445818.326 | -30445818.326 | -30445818.326 | -30445818.326 | -30445818.326 |  | 0 | -30445818.326 | -30445818.326 | -30445818.326 | -30445818.326 | -30445818.326 | -30445818.326 | -30445818.326 | -30445818.326 | -30445818.326 | -30445818.326 | -30445818.326 | -30445818.326 | -30445818.326 | -30445818.326 | -42849791.0367
| Option 4 |  | $ | -226243102.1139 | 0 | 0 | 0 | 0 | 0 | 0 | 0 | -3793388.5539 | -3793388.5539 | -25612264.1934 | -25612264.1934 | -25612264.1934 | -25612264.1934 | -25612264.1934 | -25612264.1934 | -25612264.1934 | -25612264.1934 | -25612264.1934 | -25612264.1934 | -25612264.1934 | -25612264.1934 | -25612264.1934 | -25612264.1934 | -25612264.1934 | -25612264.1934 | -25612264.1934 | -25612264.1934 | -25612264.1934 | -25612264.1934 | -25612264.1934 | -25612264.1934 | -25612264.1934 |  | 0 | -25612264.1934 | -25612264.1934 | -25612264.1934 | -25612264.1934 | -25612264.1934 | -25612264.1934 | -25612264.1934 | -25612264.1934 | -25612264.1934 | -25612264.1934 | -25612264.1934 | -25612264.1934 | -25612264.1934 | -25612264.1934 | -36046991.9683
| Option 5 |  | $ | -248806426.0797 | 0 | 0 | 0 | 0 | 0 | 0 | 0 | -3793388.5539 | -3793388.5539 | -3793388.5539 | -30445818.326 | -30445818.326 | -30445818.326 | -30445818.326 | -30445818.326 | -30445818.326 | -30445818.326 | -30445818.326 | -30445818.326 | -30445818.326 | -30445818.326 | -30445818.326 | -30445818.326 | -30445818.326 | -30445818.326 | -30445818.326 | -30445818.326 | -30445818.326 | -30445818.326 | -30445818.326 | -30445818.326 | -30445818.326 |  | 0 | -30445818.326 | -30445818.326 | -30445818.326 | -30445818.326 | -30445818.326 | -30445818.326 | -30445818.326 | -30445818.326 | -30445818.326 | -30445818.326 | -30445818.326 | -30445818.326 | -30445818.326 | -30445818.326 | -42849791.0367
| Option 7 |  | $ | -256680683.8623 | 0 | 0 | 0 | 0 | 0 | 0 | 0 | -3793388.5539 | -3793388.5539 | -3793388.5539 | -31444264.5567 | -31444264.5567 | -31444264.5567 | -31444264.5567 | -31444264.5567 | -31444264.5567 | -31444264.5567 | -31444264.5567 | -31444264.5567 | -31444264.5567 | -31444264.5567 | -31444264.5567 | -31444264.5567 | -31444264.5567 | -31444264.5567 | -31444264.5567 | -31444264.5567 | -31444264.5567 | -31444264.5567 | -31444264.5567 | -31444264.5567 | -31444264.5567 |  | 0 | -31444264.5567 | -31444264.5567 | -31444264.5567 | -31444264.5567 | -31444264.5567 | -31444264.5567 | -31444264.5567 | -31444264.5567 | -31444264.5567 | -31444264.5567 | -31444264.5567 | -31444264.5567 | -31444264.5567 | -31444264.5567 | -44255015.6192
| Option 8 |  | $ | -248806426.0797 | 0 | 0 | 0 | 0 | 0 | 0 | 0 | -3793388.5539 | -3793388.5539 | -3793388.5539 | -30445818.326 | -30445818.326 | -30445818.326 | -30445818.326 | -30445818.326 | -30445818.326 | -30445818.326 | -30445818.326 | -30445818.326 | -30445818.326 | -30445818.326 | -30445818.326 | -30445818.326 | -30445818.326 | -30445818.326 | -30445818.326 | -30445818.326 | -30445818.326 | -30445818.326 | -30445818.326 | -30445818.326 | -30445818.326 |  | 0 | -30445818.326 | -30445818.326 | -30445818.326 | -30445818.326 | -30445818.326 | -30445818.326 | -30445818.326 | -30445818.326 | -30445818.326 | -30445818.326 | -30445818.326 | -30445818.326 | -30445818.326 | -30445818.326 | -42849791.0367
Security and LDs
| Option name |  | Units | PV | 2019 | 2020 | 2021 | 2022 | 2023 | 2024 | 2025 | 2026 | 2027 | 2028 | 2029 | 2030 | 2031 | 2032 | 2033 | 2034 | 2035 | 2036 | 2037 | 2038 | 2039 | 2040 | 2041 | 2042 | 2043 | 2044 | 2045 | 2046 | 2047 | 2048 | 2049 | 2050
| Option 1 |  | $ | 176243034.0399 | c-i-c | c-i-c | c-i-c | c-i-c | c-i-c | c-i-c | c-i-c | c-i-c | c-i-c | c-i-c | c-i-c | c-i-c | c-i-c | c-i-c | c-i-c | c-i-c | c-i-c | c-i-c | c-i-c | c-i-c | c-i-c | c-i-c | c-i-c | c-i-c | c-i-c | c-i-c | c-i-c | c-i-c | c-i-c | c-i-c | c-i-c | c-i-c
| Option 2 |  | $ | 89577539.0336 | c-i-c | c-i-c | c-i-c | c-i-c | c-i-c | c-i-c | c-i-c | c-i-c | c-i-c | c-i-c | c-i-c | c-i-c | c-i-c | c-i-c | c-i-c | c-i-c | c-i-c | c-i-c | c-i-c | c-i-c | c-i-c | c-i-c | c-i-c | c-i-c | c-i-c | c-i-c | c-i-c | c-i-c | c-i-c | c-i-c | c-i-c | c-i-c
| Option 3 |  | $ | 243585909.691 | c-i-c | c-i-c | c-i-c | c-i-c | c-i-c | c-i-c | c-i-c | c-i-c | c-i-c | c-i-c | c-i-c | c-i-c | c-i-c | c-i-c | c-i-c | c-i-c | c-i-c | c-i-c | c-i-c | c-i-c | c-i-c | c-i-c | c-i-c | c-i-c | c-i-c | c-i-c | c-i-c | c-i-c | c-i-c | c-i-c | c-i-c | c-i-c
| Option 4 |  | $ | 184419024.1349 | 0 | 0 | 0 | 0 | 0 | 0 | 211141340.732 | 0 | 0 | 0 | 0 | 0 | 0 | 0 | 0 | 0 | 0 | 0 | 0 | 0 | 0 | 0 | 0 | 0 | 0 | 0 | 0 | 0 | 0 | 0 | 0 | 0
| Option 5 |  | $ | 243585909.691 | c-i-c | c-i-c | c-i-c | c-i-c | c-i-c | c-i-c | c-i-c | c-i-c | c-i-c | c-i-c | c-i-c | c-i-c | c-i-c | c-i-c | c-i-c | c-i-c | c-i-c | c-i-c | c-i-c | c-i-c | c-i-c | c-i-c | c-i-c | c-i-c | c-i-c | c-i-c | c-i-c | c-i-c | c-i-c | c-i-c | c-i-c | c-i-c
| Option 7 |  | $ | 184419024.1349 | c-i-c | c-i-c | c-i-c | c-i-c | c-i-c | c-i-c | c-i-c | c-i-c | c-i-c | c-i-c | c-i-c | c-i-c | c-i-c | c-i-c | c-i-c | c-i-c | c-i-c | c-i-c | c-i-c | c-i-c | c-i-c | c-i-c | c-i-c | c-i-c | c-i-c | c-i-c | c-i-c | c-i-c | c-i-c | c-i-c | c-i-c | c-i-c
| Option 8 |  | $ | 243585909.691 | c-i-c | c-i-c | c-i-c | c-i-c | c-i-c | c-i-c | c-i-c | c-i-c | c-i-c | c-i-c | c-i-c | c-i-c | c-i-c | c-i-c | c-i-c | c-i-c | c-i-c | c-i-c | c-i-c | c-i-c | c-i-c | c-i-c | c-i-c | c-i-c | c-i-c | c-i-c | c-i-c | c-i-c | c-i-c | c-i-c | c-i-c | c-i-c
Incremental 'market benefits' calculation
Avoided involuntary load shedding
| Option name |  | Units | PV | 2019 | 2020 | 2021 | 2022 | 2023 | 2024 | 2025 | 2026 | 2027 | 2028 | 2029 | 2030 | 2031 | 2032 | 2033 | 2034 | 2035 | 2036 | 2037 | 2038 | 2039 | 2040 | 2041 | 2042 | 2043 | 2044 | 2045 | 2046 | 2047 | 2048 | 2049 | 2050 |  | 2050 | 2051 | 2052 | 2053 | 2054 | 2055 | 2056 | 2057 | 2058 | 2059 | 2060 | 2061 | 2062 | 2063 | 2064 | Terminal total
| Option 1 |  | $ | 16324705.0174 | 0 | 0 | 0 | 0 | 0 | 0 | 0 | -1 | -1 | -1 | -2 | -1 | -1 | -1 | -2 | -1 | -2 | -2 | -5059703 | -2 | -2 | -2 | -3 | -3 | -3 | 46103472 | -3 | 33906020 | -4 | -4 | -4 | 0 |  | -4 | -4 | -4 | -4 | -4 | -4 | -4 | -4 | -4 | -4 | -4 | -4 | -4 | -4 | -4 | -6.2734
| Option 2 |  | $ | 14964646.4271 | 0 | 0 | 0 | 0 | 0 | 0 | -1 | -1 | -1 | -1 | -2 | -1 | -2 | -2 | -2 | -2 | -2 | -3 | -8671443 | -3 | -2 | -3 | -4 | -4 | -3 | 46791736 | -4 | 33310689 | -5 | -5 | -6 | 0 |  | -5.3333 | -5.3333 | -5.3333 | -5.3333 | -5.3333 | -5.3333 | -5.3333 | -5.3333 | -5.3333 | -5.3333 | -5.3333 | -5.3333 | -5.3333 | -5.3333 | -5.3333 | -8.3645
| Option 3 |  | $ | 14964646.4271 | 0 | 0 | 0 | 0 | 0 | 0 | -1 | -1 | -1 | -1 | -2 | -1 | -2 | -2 | -2 | -2 | -2 | -3 | -8671443 | -3 | -2 | -3 | -4 | -4 | -3 | 46791736 | -4 | 33310689 | -5 | -5 | -6 | 0 |  | -5.3333 | -5.3333 | -5.3333 | -5.3333 | -5.3333 | -5.3333 | -5.3333 | -5.3333 | -5.3333 | -5.3333 | -5.3333 | -5.3333 | -5.3333 | -5.3333 | -5.3333 | -8.3645
| Option 4 |  | $ | 16324705.0174 | 0 | 0 | 0 | 0 | 0 | 0 | 0 | -1 | -1 | -1 | -2 | -1 | -1 | -1 | -2 | -1 | -2 | -2 | -5059703 | -2 | -2 | -2 | -3 | -3 | -3 | 46103472 | -3 | 33906020 | -4 | -4 | -4 | 0 |  | -4 | -4 | -4 | -4 | -4 | -4 | -4 | -4 | -4 | -4 | -4 | -4 | -4 | -4 | -4 | -6.2734
| Option 5 |  | $ | 14964646.4271 | 0 | 0 | 0 | 0 | 0 | 0 | -1 | -1 | -1 | -1 | -2 | -1 | -2 | -2 | -2 | -2 | -2 | -3 | -8671443 | -3 | -2 | -3 | -4 | -4 | -3 | 46791736 | -4 | 33310689 | -5 | -5 | -6 | 0 |  | -5.3333 | -5.3333 | -5.3333 | -5.3333 | -5.3333 | -5.3333 | -5.3333 | -5.3333 | -5.3333 | -5.3333 | -5.3333 | -5.3333 | -5.3333 | -5.3333 | -5.3333 | -8.3645
| Option 7 |  | $ | 14964646.4271 | 0 | 0 | 0 | 0 | 0 | 0 | -1 | -1 | -1 | -1 | -2 | -1 | -2 | -2 | -2 | -2 | -2 | -3 | -8671443 | -3 | -2 | -3 | -4 | -4 | -3 | 46791736 | -4 | 33310689 | -5 | -5 | -6 | 0 |  | -5.3333 | -5.3333 | -5.3333 | -5.3333 | -5.3333 | -5.3333 | -5.3333 | -5.3333 | -5.3333 | -5.3333 | -5.3333 | -5.3333 | -5.3333 | -5.3333 | -5.3333 | -8.3645
| Option 8 |  | $ | 14964646.4271 | 0 | 0 | 0 | 0 | 0 | 0 | -1 | -1 | -1 | -1 | -2 | -1 | -2 | -2 | -2 | -2 | -2 | -3 | -8671443 | -3 | -2 | -3 | -4 | -4 | -3 | 46791736 | -4 | 33310689 | -5 | -5 | -6 | 0 |  | -5.3333 | -5.3333 | -5.3333 | -5.3333 | -5.3333 | -5.3333 | -5.3333 | -5.3333 | -5.3333 | -5.3333 | -5.3333 | -5.3333 | -5.3333 | -5.3333 | -5.3333 | -8.3645
Difference in timing of unrelated expenditure
| Option name |  | Units | PV | 2019 | 2020 | 2021 | 2022 | 2023 | 2024 | 2025 | 2026 | 2027 | 2028 | 2029 | 2030 | 2031 | 2032 | 2033 | 2034 | 2035 | 2036 | 2037 | 2038 | 2039 | 2040 | 2041 | 2042 | 2043 | 2044 | 2045 | 2046 | 2047 | 2048 | 2049 | 2050 |  | 2050 | 2051 | 2052 | 2053 | 2054 | 2055 | 2056 | 2057 | 2058 | 2059 | 2060 | 2061 | 2062 | 2063 | 2064 | Terminal total
| Option 1 |  | $ | 200156282.8148 | 0 | 0 | 0 | 0 | 0 | 0 | 0 | 0 | 36400591 | 111688825 | 250977018 | 0 | 0 | -1 | -60182233 | -66045661 | -717283 | -48785749 | -66760540 | 35455809 | 35989673 | 15222222 | -98951901 | 69429393 | 21150755 | 387417 | 39440277 | 32196923 | -27181087 | -8892941 | -557544 | 0 |  | -12210524 | -12210524 | -12210524 | -12210524 | -12210524 | -12210524 | -12210524 | -12210524 | -12210524 | -12210524 | -12210524 | -12210524 | -12210524 | -12210524 | -12210524 | -19150274.486
| Option 2 |  | $ | 188170695.8689 | 0 | 0 | 0 | 0 | 0 | 0 | 0 | 0 | 26979082 | 112459320 | 239230723 | 0 | 0 | -1 | -59074934 | -65699381 | -502125 | -48599185 | -67534379 | 35071428 | 35691079 | 16587084 | -97070150 | 72427679 | 21356530 | 381211 | 39597581 | 31636856 | -25742568 | -8764663 | -407712 | 0 |  | -11638314.3333 | -11638314.3333 | -11638314.3333 | -11638314.3333 | -11638314.3333 | -11638314.3333 | -11638314.3333 | -11638314.3333 | -11638314.3333 | -11638314.3333 | -11638314.3333 | -11638314.3333 | -11638314.3333 | -11638314.3333 | -11638314.3333 | -18252854.1803
| Option 3 |  | $ | 188170695.8689 | 0 | 0 | 0 | 0 | 0 | 0 | 0 | 0 | 26979082 | 112459320 | 239230723 | 0 | 0 | -1 | -59074934 | -65699381 | -502125 | -48599185 | -67534379 | 35071428 | 35691079 | 16587084 | -97070150 | 72427679 | 21356530 | 381211 | 39597581 | 31636856 | -25742568 | -8764663 | -407712 | 0 |  | -11638314.3333 | -11638314.3333 | -11638314.3333 | -11638314.3333 | -11638314.3333 | -11638314.3333 | -11638314.3333 | -11638314.3333 | -11638314.3333 | -11638314.3333 | -11638314.3333 | -11638314.3333 | -11638314.3333 | -11638314.3333 | -11638314.3333 | -18252854.1803
| Option 4 |  | $ | 200156282.8148 | 0 | 0 | 0 | 0 | 0 | 0 | 0 | 0 | 36400591 | 111688825 | 250977018 | 0 | 0 | -1 | -60182233 | -66045661 | -717283 | -48785749 | -66760540 | 35455809 | 35989673 | 15222222 | -98951901 | 69429393 | 21150755 | 387417 | 39440277 | 32196923 | -27181087 | -8892941 | -557544 | 0 |  | -12210524 | -12210524 | -12210524 | -12210524 | -12210524 | -12210524 | -12210524 | -12210524 | -12210524 | -12210524 | -12210524 | -12210524 | -12210524 | -12210524 | -12210524 | -19150274.486
| Option 5 |  | $ | 188170695.8689 | 0 | 0 | 0 | 0 | 0 | 0 | 0 | 0 | 26979082 | 112459320 | 239230723 | 0 | 0 | -1 | -59074934 | -65699381 | -502125 | -48599185 | -67534379 | 35071428 | 35691079 | 16587084 | -97070150 | 72427679 | 21356530 | 381211 | 39597581 | 31636856 | -25742568 | -8764663 | -407712 | 0 |  | -11638314.3333 | -11638314.3333 | -11638314.3333 | -11638314.3333 | -11638314.3333 | -11638314.3333 | -11638314.3333 | -11638314.3333 | -11638314.3333 | -11638314.3333 | -11638314.3333 | -11638314.3333 | -11638314.3333 | -11638314.3333 | -11638314.3333 | -18252854.1803
| Option 7 |  | $ | 188170695.8689 | 0 | 0 | 0 | 0 | 0 | 0 | 0 | 0 | 26979082 | 112459320 | 239230723 | 0 | 0 | -1 | -59074934 | -65699381 | -502125 | -48599185 | -67534379 | 35071428 | 35691079 | 16587084 | -97070150 | 72427679 | 21356530 | 381211 | 39597581 | 31636856 | -25742568 | -8764663 | -407712 | 0 |  | -11638314.3333 | -11638314.3333 | -11638314.3333 | -11638314.3333 | -11638314.3333 | -11638314.3333 | -11638314.3333 | -11638314.3333 | -11638314.3333 | -11638314.3333 | -11638314.3333 | -11638314.3333 | -11638314.3333 | -11638314.3333 | -11638314.3333 | -18252854.1803
| Option 8 |  | $ | 188170695.8689 | 0 | 0 | 0 | 0 | 0 | 0 | 0 | 0 | 26979082 | 112459320 | 239230723 | 0 | 0 | -1 | -59074934 | -65699381 | -502125 | -48599185 | -67534379 | 35071428 | 35691079 | 16587084 | -97070150 | 72427679 | 21356530 | 381211 | 39597581 | 31636856 | -25742568 | -8764663 | -407712 | 0 |  | -11638314.3333 | -11638314.3333 | -11638314.3333 | -11638314.3333 | -11638314.3333 | -11638314.3333 | -11638314.3333 | -11638314.3333 | -11638314.3333 | -11638314.3333 | -11638314.3333 | -11638314.3333 | -11638314.3333 | -11638314.3333 | -11638314.3333 | -18252854.1803
Avoided fuel consumption from generation dispatch
| Option name |  | Units | PV | 2019 | 2020 | 2021 | 2022 | 2023 | 2024 | 2025 | 2026 | 2027 | 2028 | 2029 | 2030 | 2031 | 2032 | 2033 | 2034 | 2035 | 2036 | 2037 | 2038 | 2039 | 2040 | 2041 | 2042 | 2043 | 2044 | 2045 | 2046 | 2047 | 2048 | 2049 | 2050 |  | 2050 | 2051 | 2052 | 2053 | 2054 | 2055 | 2056 | 2057 | 2058 | 2059 | 2060 | 2061 | 2062 | 2063 | 2064 | Terminal total
| Option 1 |  | $ | 251608868.3522 | 0 | 0 | 0 | 0 | 0 | 0 | 25185365 | 64802988 | 85603130 | 53684775 | -22191051 | 45188833 | 65894826 | 52438067 | 67409336 | 13564370 | 55620284 | 53131209 | -22988436 | -59779797 | -63428408 | -94459910 | -70974305 | -84202799 | -104149817 | -28546686 | 77446226 | 67660496 | 105861488 | 54728365 | 16258886 | 0 |  | 58949579.6667 | 58949579.6667 | 58949579.6667 | 58949579.6667 | 58949579.6667 | 58949579.6667 | 58949579.6667 | 58949579.6667 | 58949579.6667 | 58949579.6667 | 58949579.6667 | 58949579.6667 | 58949579.6667 | 58949579.6667 | 58949579.6667 | 92453086.4891
| Option 2 |  | $ | 177627647.8332 | 0 | 0 | 0 | 0 | 0 | 0 | 25601810 | 23505612 | 16567351 | 69496465 | -22111416 | 45232171 | 65974790 | 52940341 | 67735373 | 14148863 | 55721172 | 53366511 | -23105034 | -59591653 | -63535194 | -94544668 | -71913147 | -84418604 | -105370147 | -29456344 | 77664098 | 68565497 | 106220110 | 55759073 | 17337414 | 0 |  | 59772199 | 59772199 | 59772199 | 59772199 | 59772199 | 59772199 | 59772199 | 59772199 | 59772199 | 59772199 | 59772199 | 59772199 | 59772199 | 59772199 | 59772199 | 93743234.7277
| Option 3 |  | $ | 177627647.8332 | 0 | 0 | 0 | 0 | 0 | 0 | 25601810 | 23505612 | 16567351 | 69496465 | -22111416 | 45232171 | 65974790 | 52940341 | 67735373 | 14148863 | 55721172 | 53366511 | -23105034 | -59591653 | -63535194 | -94544668 | -71913147 | -84418604 | -105370147 | -29456344 | 77664098 | 68565497 | 106220110 | 55759073 | 17337414 | 0 |  | 59772199 | 59772199 | 59772199 | 59772199 | 59772199 | 59772199 | 59772199 | 59772199 | 59772199 | 59772199 | 59772199 | 59772199 | 59772199 | 59772199 | 59772199 | 93743234.7277
| Option 4 |  | $ | 251608868.3522 | 0 | 0 | 0 | 0 | 0 | 0 | 25185365 | 64802988 | 85603130 | 53684775 | -22191051 | 45188833 | 65894826 | 52438067 | 67409336 | 13564370 | 55620284 | 53131209 | -22988436 | -59779797 | -63428408 | -94459910 | -70974305 | -84202799 | -104149817 | -28546686 | 77446226 | 67660496 | 105861488 | 54728365 | 16258886 | 0 |  | 58949579.6667 | 58949579.6667 | 58949579.6667 | 58949579.6667 | 58949579.6667 | 58949579.6667 | 58949579.6667 | 58949579.6667 | 58949579.6667 | 58949579.6667 | 58949579.6667 | 58949579.6667 | 58949579.6667 | 58949579.6667 | 58949579.6667 | 92453086.4891
| Option 5 |  | $ | 177627647.8332 | 0 | 0 | 0 | 0 | 0 | 0 | 25601810 | 23505612 | 16567351 | 69496465 | -22111416 | 45232171 | 65974790 | 52940341 | 67735373 | 14148863 | 55721172 | 53366511 | -23105034 | -59591653 | -63535194 | -94544668 | -71913147 | -84418604 | -105370147 | -29456344 | 77664098 | 68565497 | 106220110 | 55759073 | 17337414 | 0 |  | 59772199 | 59772199 | 59772199 | 59772199 | 59772199 | 59772199 | 59772199 | 59772199 | 59772199 | 59772199 | 59772199 | 59772199 | 59772199 | 59772199 | 59772199 | 93743234.7277
| Option 7 |  | $ | 177627647.8332 | 0 | 0 | 0 | 0 | 0 | 0 | 25601810 | 23505612 | 16567351 | 69496465 | -22111416 | 45232171 | 65974790 | 52940341 | 67735373 | 14148863 | 55721172 | 53366511 | -23105034 | -59591653 | -63535194 | -94544668 | -71913147 | -84418604 | -105370147 | -29456344 | 77664098 | 68565497 | 106220110 | 55759073 | 17337414 | 0 |  | 59772199 | 59772199 | 59772199 | 59772199 | 59772199 | 59772199 | 59772199 | 59772199 | 59772199 | 59772199 | 59772199 | 59772199 | 59772199 | 59772199 | 59772199 | 93743234.7277
| Option 8 |  | $ | 177627647.8332 | 0 | 0 | 0 | 0 | 0 | 0 | 25601810 | 23505612 | 16567351 | 69496465 | -22111416 | 45232171 | 65974790 | 52940341 | 67735373 | 14148863 | 55721172 | 53366511 | -23105034 | -59591653 | -63535194 | -94544668 | -71913147 | -84418604 | -105370147 | -29456344 | 77664098 | 68565497 | 106220110 | 55759073 | 17337414 | 0 |  | 59772199 | 59772199 | 59772199 | 59772199 | 59772199 | 59772199 | 59772199 | 59772199 | 59772199 | 59772199 | 59772199 | 59772199 | 59772199 | 59772199 | 59772199 | 93743234.7277
Avoided voluntary load curtailment
| Option name |  | Units | PV | 2019 | 2020 | 2021 | 2022 | 2023 | 2024 | 2025 | 2026 | 2027 | 2028 | 2029 | 2030 | 2031 | 2032 | 2033 | 2034 | 2035 | 2036 | 2037 | 2038 | 2039 | 2040 | 2041 | 2042 | 2043 | 2044 | 2045 | 2046 | 2047 | 2048 | 2049 | 2050 |  | 2050 | 2051 | 2052 | 2053 | 2054 | 2055 | 2056 | 2057 | 2058 | 2059 | 2060 | 2061 | 2062 | 2063 | 2064 | Terminal total
| Option 1 |  | $ | -103831479.8469 | 0 | 0 | 0 | 0 | 0 | 0 | -2 | -3 | 3816034 | 56744 | -141828502 | -3 | -3 | 543409 | -5 | -5 | 924405 | -6 | -433230 | 81459 | -5486255 | -6205235 | -19858072 | -800404 | 4668 | 324374 | -1270521 | -13800918 | 2452257 | -795520 | -832529 | 0 |  | 274736 | 274736 | 274736 | 274736 | 274736 | 274736 | 274736 | 274736 | 274736 | 274736 | 274736 | 274736 | 274736 | 274736 | 274736 | 430879.9369
| Option 2 |  | $ | -103889992.5208 | 0 | 0 | 0 | 0 | 0 | 0 | -3 | -4 | 2862310 | 56743 | -140268706 | -4 | -5 | 543407 | -6 | -6 | 632444 | -8 | -448741 | 81457 | -6557934 | -6283979 | -19854701 | -365697 | 12860 | 336335 | -1154818 | -13804621 | 2470266 | -798323 | -839790 | 0 |  | 277384.3333 | 277384.3333 | 277384.3333 | 277384.3333 | 277384.3333 | 277384.3333 | 277384.3333 | 277384.3333 | 277384.3333 | 277384.3333 | 277384.3333 | 277384.3333 | 277384.3333 | 277384.3333 | 277384.3333 | 435033.4287
| Option 3 |  | $ | -103889992.5208 | 0 | 0 | 0 | 0 | 0 | 0 | -3 | -4 | 2862310 | 56743 | -140268706 | -4 | -5 | 543407 | -6 | -6 | 632444 | -8 | -448741 | 81457 | -6557934 | -6283979 | -19854701 | -365697 | 12860 | 336335 | -1154818 | -13804621 | 2470266 | -798323 | -839790 | 0 |  | 277384.3333 | 277384.3333 | 277384.3333 | 277384.3333 | 277384.3333 | 277384.3333 | 277384.3333 | 277384.3333 | 277384.3333 | 277384.3333 | 277384.3333 | 277384.3333 | 277384.3333 | 277384.3333 | 277384.3333 | 435033.4287
| Option 4 |  | $ | -103831479.8469 | 0 | 0 | 0 | 0 | 0 | 0 | -2 | -3 | 3816034 | 56744 | -141828502 | -3 | -3 | 543409 | -5 | -5 | 924405 | -6 | -433230 | 81459 | -5486255 | -6205235 | -19858072 | -800404 | 4668 | 324374 | -1270521 | -13800918 | 2452257 | -795520 | -832529 | 0 |  | 274736 | 274736 | 274736 | 274736 | 274736 | 274736 | 274736 | 274736 | 274736 | 274736 | 274736 | 274736 | 274736 | 274736 | 274736 | 430879.9369
| Option 5 |  | $ | -103889992.5208 | 0 | 0 | 0 | 0 | 0 | 0 | -3 | -4 | 2862310 | 56743 | -140268706 | -4 | -5 | 543407 | -6 | -6 | 632444 | -8 | -448741 | 81457 | -6557934 | -6283979 | -19854701 | -365697 | 12860 | 336335 | -1154818 | -13804621 | 2470266 | -798323 | -839790 | 0 |  | 277384.3333 | 277384.3333 | 277384.3333 | 277384.3333 | 277384.3333 | 277384.3333 | 277384.3333 | 277384.3333 | 277384.3333 | 277384.3333 | 277384.3333 | 277384.3333 | 277384.3333 | 277384.3333 | 277384.3333 | 435033.4287
| Option 7 |  | $ | -103889992.5208 | 0 | 0 | 0 | 0 | 0 | 0 | -3 | -4 | 2862310 | 56743 | -140268706 | -4 | -5 | 543407 | -6 | -6 | 632444 | -8 | -448741 | 81457 | -6557934 | -6283979 | -19854701 | -365697 | 12860 | 336335 | -1154818 | -13804621 | 2470266 | -798323 | -839790 | 0 |  | 277384.3333 | 277384.3333 | 277384.3333 | 277384.3333 | 277384.3333 | 277384.3333 | 277384.3333 | 277384.3333 | 277384.3333 | 277384.3333 | 277384.3333 | 277384.3333 | 277384.3333 | 277384.3333 | 277384.3333 | 435033.4287
| Option 8 |  | $ | -103889992.5208 | 0 | 0 | 0 | 0 | 0 | 0 | -3 | -4 | 2862310 | 56743 | -140268706 | -4 | -5 | 543407 | -6 | -6 | 632444 | -8 | -448741 | 81457 | -6557934 | -6283979 | -19854701 | -365697 | 12860 | 336335 | -1154818 | -13804621 | 2470266 | -798323 | -839790 | 0 |  | 277384.3333 | 277384.3333 | 277384.3333 | 277384.3333 | 277384.3333 | 277384.3333 | 277384.3333 | 277384.3333 | 277384.3333 | 277384.3333 | 277384.3333 | 277384.3333 | 277384.3333 | 277384.3333 | 277384.3333 | 435033.4287
Avoided costs for non RIT-T proponent parties
| Option name |  | Units | PV | 2019 | 2020 | 2021 | 2022 | 2023 | 2024 | 2025 | 2026 | 2027 | 2028 | 2029 | 2030 | 2031 | 2032 | 2033 | 2034 | 2035 | 2036 | 2037 | 2038 | 2039 | 2040 | 2041 | 2042 | 2043 | 2044 | 2045 | 2046 | 2047 | 2048 | 2049 | 2050 |  | 2050 | 2051 | 2052 | 2053 | 2054 | 2055 | 2056 | 2057 | 2058 | 2059 | 2060 | 2061 | 2062 | 2063 | 2064 | Terminal total
| Option 1 |  | $ | 3962404292.5774 | 0 | 0 | 0 | 0 | 0 | 0 | 32251069 | 84102090 | 2537575769 | 550419474 | 2451399421 | 87041 | -475766 | 1028090625 | -538018154 | -116005307 | 451012070 | -21817822 | 199464710 | -16862913 | -18767046 | -89025422 | -1082768568 | 132265544 | -14729982 | -300954523 | -807645336 | -162890384 | -31983659 | 78409335 | 82879393 | 0 |  | 43101689.6667 | 43101689.6667 | 43101689.6667 | 43101689.6667 | 43101689.6667 | 43101689.6667 | 43101689.6667 | 43101689.6667 | 43101689.6667 | 43101689.6667 | 43101689.6667 | 43101689.6667 | 43101689.6667 | 43101689.6667 | 43101689.6667 | 67598179.0729
| Option 2 |  | $ | 3811088116.2912 | 0 | 0 | 0 | 0 | 0 | 0 | 16834952 | -3846024 | 1430251658 | 1452243150 | 2643127166 | -53737 | -579362 | 1027882588 | -517915436 | -157056430 | 501727004 | -20129299 | 200809315 | -17141338 | -18980892 | -89696102 | -1091879733 | 122529481 | -8709492 | -301296433 | -816531175 | -159995245 | -34045190 | 78450381 | 82111097 | 0 |  | 42172096 | 42172096 | 42172096 | 42172096 | 42172096 | 42172096 | 42172096 | 42172096 | 42172096 | 42172096 | 42172096 | 42172096 | 42172096 | 42172096 | 42172096 | 66140258.522
| Option 3 |  | $ | 3811088116.2912 | 0 | 0 | 0 | 0 | 0 | 0 | 16834952 | -3846024 | 1430251658 | 1452243150 | 2643127166 | -53737 | -579362 | 1027882588 | -517915436 | -157056430 | 501727004 | -20129299 | 200809315 | -17141338 | -18980892 | -89696102 | -1091879733 | 122529481 | -8709492 | -301296433 | -816531175 | -159995245 | -34045190 | 78450381 | 82111097 | 0 |  | 42172096 | 42172096 | 42172096 | 42172096 | 42172096 | 42172096 | 42172096 | 42172096 | 42172096 | 42172096 | 42172096 | 42172096 | 42172096 | 42172096 | 42172096 | 66140258.522
| Option 4 |  | $ | 3962404292.5774 | 0 | 0 | 0 | 0 | 0 | 0 | 32251069 | 84102090 | 2537575769 | 550419474 | 2451399421 | 87041 | -475766 | 1028090625 | -538018154 | -116005307 | 451012070 | -21817822 | 199464710 | -16862913 | -18767046 | -89025422 | -1082768568 | 132265544 | -14729982 | -300954523 | -807645336 | -162890384 | -31983659 | 78409335 | 82879393 | 0 |  | 43101689.6667 | 43101689.6667 | 43101689.6667 | 43101689.6667 | 43101689.6667 | 43101689.6667 | 43101689.6667 | 43101689.6667 | 43101689.6667 | 43101689.6667 | 43101689.6667 | 43101689.6667 | 43101689.6667 | 43101689.6667 | 43101689.6667 | 67598179.0729
| Option 5 |  | $ | 3811088116.2912 | 0 | 0 | 0 | 0 | 0 | 0 | 16834952 | -3846024 | 1430251658 | 1452243150 | 2643127166 | -53737 | -579362 | 1027882588 | -517915436 | -157056430 | 501727004 | -20129299 | 200809315 | -17141338 | -18980892 | -89696102 | -1091879733 | 122529481 | -8709492 | -301296433 | -816531175 | -159995245 | -34045190 | 78450381 | 82111097 | 0 |  | 42172096 | 42172096 | 42172096 | 42172096 | 42172096 | 42172096 | 42172096 | 42172096 | 42172096 | 42172096 | 42172096 | 42172096 | 42172096 | 42172096 | 42172096 | 66140258.522
| Option 7 |  | $ | 3811088116.2912 | 0 | 0 | 0 | 0 | 0 | 0 | 16834952 | -3846024 | 1430251658 | 1452243150 | 2643127166 | -53737 | -579362 | 1027882588 | -517915436 | -157056430 | 501727004 | -20129299 | 200809315 | -17141338 | -18980892 | -89696102 | -1091879733 | 122529481 | -8709492 | -301296433 | -816531175 | -159995245 | -34045190 | 78450381 | 82111097 | 0 |  | 42172096 | 42172096 | 42172096 | 42172096 | 42172096 | 42172096 | 42172096 | 42172096 | 42172096 | 42172096 | 42172096 | 42172096 | 42172096 | 42172096 | 42172096 | 66140258.522
| Option 8 |  | $ | 3811088116.2912 | 0 | 0 | 0 | 0 | 0 | 0 | 16834952 | -3846024 | 1430251658 | 1452243150 | 2643127166 | -53737 | -579362 | 1027882588 | -517915436 | -157056430 | 501727004 | -20129299 | 200809315 | -17141338 | -18980892 | -89696102 | -1091879733 | 122529481 | -8709492 | -301296433 | -816531175 | -159995245 | -34045190 | 78450381 | 82111097 | 0 |  | 42172096 | 42172096 | 42172096 | 42172096 | 42172096 | 42172096 | 42172096 | 42172096 | 42172096 | 42172096 | 42172096 | 42172096 | 42172096 | 42172096 | 42172096 | 66140258.522
Avoided emissions
| Option name |  | Units | PV | 2019 | 2020 | 2021 | 2022 | 2023 | 2024 | 2025 | 2026 | 2027 | 2028 | 2029 | 2030 | 2031 | 2032 | 2033 | 2034 | 2035 | 2036 | 2037 | 2038 | 2039 | 2040 | 2041 | 2042 | 2043 | 2044 | 2045 | 2046 | 2047 | 2048 | 2049 | 2050 |  | 2050 | 2051 | 2052 | 2053 | 2054 | 2055 | 2056 | 2057 | 2058 | 2059 | 2060 | 2061 | 2062 | 2063 | 2064 | Terminal total
| Option 1 |  | $ | -645004653.2185 | 0 | 0 | 0 | 0 | 0 | 0 | -1660427 | 1345689 | -19396031 | -28775548 | -42038171 | -84271196 | -114865092 | -93560507 | -87646040 | -92752250 | -67568429 | -108541693 | -136178157 | -140540966 | -137015312 | -133163694 | -117644754 | -104963881 | -135010415 | -75800898 | 40370371 | 82536674 | 96967913 | 75131320 | 14059949 | 0 |  | 62053060.6667 | 62053060.6667 | 62053060.6667 | 62053060.6667 | 62053060.6667 | 62053060.6667 | 62053060.6667 | 62053060.6667 | 62053060.6667 | 62053060.6667 | 62053060.6667 | 62053060.6667 | 62053060.6667 | 62053060.6667 | 62053060.6667 | 97320405.2882
| Option 2 |  | $ | -635697046.3642 | 0 | 0 | 0 | 0 | 0 | 0 | -453056 | -9742288 | -9049802 | -13883316 | -49150698 | -84365851 | -114057383 | -91962734 | -85972357 | -91514049 | -66896135 | -108278546 | -136084993 | -140082256 | -136927224 | -133244092 | -117743642 | -105113200 | -135948430 | -77012791 | 40419229 | 83327315 | 97944393 | 76187329 | 15450390 | 0 |  | 63194037.3333 | 63194037.3333 | 63194037.3333 | 63194037.3333 | 63194037.3333 | 63194037.3333 | 63194037.3333 | 63194037.3333 | 63194037.3333 | 63194037.3333 | 63194037.3333 | 63194037.3333 | 63194037.3333 | 63194037.3333 | 63194037.3333 | 99109846.6216
| Option 3 |  | $ | -635697046.3642 | 0 | 0 | 0 | 0 | 0 | 0 | -453056 | -9742288 | -9049802 | -13883316 | -49150698 | -84365851 | -114057383 | -91962734 | -85972357 | -91514049 | -66896135 | -108278546 | -136084993 | -140082256 | -136927224 | -133244092 | -117743642 | -105113200 | -135948430 | -77012791 | 40419229 | 83327315 | 97944393 | 76187329 | 15450390 | 0 |  | 63194037.3333 | 63194037.3333 | 63194037.3333 | 63194037.3333 | 63194037.3333 | 63194037.3333 | 63194037.3333 | 63194037.3333 | 63194037.3333 | 63194037.3333 | 63194037.3333 | 63194037.3333 | 63194037.3333 | 63194037.3333 | 63194037.3333 | 99109846.6216
| Option 4 |  | $ | -645004653.2185 | 0 | 0 | 0 | 0 | 0 | 0 | -1660427 | 1345689 | -19396031 | -28775548 | -42038171 | -84271196 | -114865092 | -93560507 | -87646040 | -92752250 | -67568429 | -108541693 | -136178157 | -140540966 | -137015312 | -133163694 | -117644754 | -104963881 | -135010415 | -75800898 | 40370371 | 82536674 | 96967913 | 75131320 | 14059949 | 0 |  | 62053060.6667 | 62053060.6667 | 62053060.6667 | 62053060.6667 | 62053060.6667 | 62053060.6667 | 62053060.6667 | 62053060.6667 | 62053060.6667 | 62053060.6667 | 62053060.6667 | 62053060.6667 | 62053060.6667 | 62053060.6667 | 62053060.6667 | 97320405.2882
| Option 5 |  | $ | -635697046.3642 | 0 | 0 | 0 | 0 | 0 | 0 | -453056 | -9742288 | -9049802 | -13883316 | -49150698 | -84365851 | -114057383 | -91962734 | -85972357 | -91514049 | -66896135 | -108278546 | -136084993 | -140082256 | -136927224 | -133244092 | -117743642 | -105113200 | -135948430 | -77012791 | 40419229 | 83327315 | 97944393 | 76187329 | 15450390 | 0 |  | 63194037.3333 | 63194037.3333 | 63194037.3333 | 63194037.3333 | 63194037.3333 | 63194037.3333 | 63194037.3333 | 63194037.3333 | 63194037.3333 | 63194037.3333 | 63194037.3333 | 63194037.3333 | 63194037.3333 | 63194037.3333 | 63194037.3333 | 99109846.6216
| Option 7 |  | $ | -635697046.3642 | 0 | 0 | 0 | 0 | 0 | 0 | -453056 | -9742288 | -9049802 | -13883316 | -49150698 | -84365851 | -114057383 | -91962734 | -85972357 | -91514049 | -66896135 | -108278546 | -136084993 | -140082256 | -136927224 | -133244092 | -117743642 | -105113200 | -135948430 | -77012791 | 40419229 | 83327315 | 97944393 | 76187329 | 15450390 | 0 |  | 63194037.3333 | 63194037.3333 | 63194037.3333 | 63194037.3333 | 63194037.3333 | 63194037.3333 | 63194037.3333 | 63194037.3333 | 63194037.3333 | 63194037.3333 | 63194037.3333 | 63194037.3333 | 63194037.3333 | 63194037.3333 | 63194037.3333 | 99109846.6216
| Option 8 |  | $ | -635697046.3642 | 0 | 0 | 0 | 0 | 0 | 0 | -453056 | -9742288 | -9049802 | -13883316 | -49150698 | -84365851 | -114057383 | -91962734 | -85972357 | -91514049 | -66896135 | -108278546 | -136084993 | -140082256 | -136927224 | -133244092 | -117743642 | -105113200 | -135948430 | -77012791 | 40419229 | 83327315 | 97944393 | 76187329 | 15450390 | 0 |  | 63194037.3333 | 63194037.3333 | 63194037.3333 | 63194037.3333 | 63194037.3333 | 63194037.3333 | 63194037.3333 | 63194037.3333 | 63194037.3333 | 63194037.3333 | 63194037.3333 | 63194037.3333 | 63194037.3333 | 63194037.3333 | 63194037.3333 | 99109846.6216
Base Case (Reference)
Benefits
|  |  | Units | PV | 2019 | 2020 | 2021 | 2022 | 2023 | 2024 | 2025 | 2026 | 2027 | 2028 | 2029 | 2030 | 2031 | 2032 | 2033 | 2034 | 2035 | 2036 | 2037 | 2038 | 2039 | 2040 | 2041 | 2042 | 2043 | 2044 | 2045 | 2046 | 2047 | 2048 | 2049 | 2050
| Avoided involuntary load shedding |  | $ | -1718054.4322 | 0 | 0 | 0 | 0 | 0 | 0 | -1 | -2 | -2 | -2 | -3 | -2 | -3 | -3 | -4 | -3 | -4 | -4 | -11176923 | -5 | -5 | -5 | -6 | -6 | -6 | 7247021 | -7 | 4106884 | -9 | -9 | -10 | 0
| Difference in timing of unrelated expenditure |  | $ | 59416810.7843 | 0 | 0 | 0 | 0 | 0 | 0 | 0 | 0 | 3960157 | 9817607 | 84787779 | 0 | 0 | -1 | -1911636 | -7787737 | -1 | -10995097 | -16603759 | 697962 | 9660627 | 12984206 | -17554219 | 13636382 | 708044 | -109188 | 2393603 | 12409193 | -3511840 | -2608886 | 1262208 | 0
| Avoided fuel consumption from generation dispatch |  | $ | 76268951.4407 | 0 | 0 | 0 | 0 | 0 | 0 | 26376860 | 23242231 | 10599705 | 9286292 | -1207652 | 3375984 | 5687932 | 5790722 | 12942430 | -3039338 | 3941231 | 4883041 | 2968834 | -4603953 | -2089057 | -13103962 | -6409838 | -22118670 | -10295054 | 10584188 | 12791272 | 17781960 | 23283502 | 12206634 | 16802754 | 0
| Avoided voluntary load curtailment |  | $ | -10797682.4445 | 0 | 0 | 0 | 0 | 0 | 0 | -5 | -7 | 2524279 | -7 | -11918647 | -8 | -8 | -6765 | -10 | -26757 | -69668 | -96535 | -279223 | -14 | -403723 | -2898633 | -5888137 | 124142 | 15393 | 111697 | -56451 | -8794019 | 426153 | -174450 | -224767 | 0
| Avoided costs for non RIT-T proponent parties |  | $ | 720076357.0109 | 0 | 0 | 0 | 0 | 0 | 0 | 1081518 | 8584939 | 548002566 | 68785051 | -110757927 | 1442700 | 693616 | 806953015 | -76937092 | 20412010 | 53865877 | -3363358 | -7758318 | -3129218 | -3163251 | -2771616 | -125339648 | 16242972 | -79373840 | -100260412 | -47125964 | -93065379 | -36672532 | 37906278 | -3481811 | 0
| Avoided emissions |  | $ | -103541713.1174 | 0 | 0 | 0 | 0 | 0 | 0 | 3128884 | 346595 | -2243231 | -3998186 | -7397065 | -14797925 | -19956171 | -15201959 | -20681937 | -23804865 | -14431052 | -17354209 | -21129360 | -19429104 | -18353553 | -20080297 | -21954368 | -21956054 | -19414878 | -3609900 | 11676023 | 14832282 | 16828408 | 13342276 | 12718355 | 0

## S2
S2
Calculating costs, benefits and NPV for each option
Parameters for S2
Parameters
| General parameters |  |  | Unit | Active | Scenario
| Commercial discount rate |  |  | Percent | 7% | 7%
| Cost parameters |  |  | Unit | Active | Scenario
| Capital cost |  |  | Factor | 1 | 1
| Operating cost |  |  | Factor | 1 | 1
| Security and LDs |  |  | Factor | 1 | 1
| Benefit parameters |  |  | Unit | Active | Scenario
| Avoided involuntary load shedding |  |  | Factor | 1 | 1
| Difference in timing of unrelated expenditure |  |  | Factor | 1 | 1
| Avoided fuel consumption from generation dispatch |  |  | Factor | 1 | 1
| Avoided voluntary load curtailment |  |  | Factor | 1 | 1
| Avoided costs for non RIT-T proponent parties |  |  | Factor | 1 | 1
| Avoided emissions |  |  | Factor | 1 | 1
[5 empty] | -4 | -3 | -2 | -1 | 0 | 1 | 2 | 3 | 4 | 5 | 6 | 7 | 8 | 9 | 10 | 11 | 12 | 13 | 14 | 15 | 16 | 17 | 18 | 19 | 20 | 21 | 22 | 23 | 24 | 25 | 26 | 27 |  | 27 | 28 | 29 | 30 | 31 | 32 | 33 | 34 | 35 | 36 | 37 | 38 | 39 | 40 | 41
[5 empty] | 1.3108 | 1.225 | 1.1449 | 1.07 | 1 | 0.93458 | 0.87344 | 0.8163 | 0.7629 | 0.71299 | 0.66634 | 0.62275 | 0.58201 | 0.54393 | 0.50835 | 0.47509 | 0.44401 | 0.41496 | 0.38782 | 0.36245 | 0.33873 | 0.31657 | 0.29586 | 0.27651 | 0.25842 | 0.24151 | 0.22571 | 0.21095 | 0.19715 | 0.18425 | 0.1722 | 0.16093 |  | 0.16093 | 0.1504 | 0.14056 | 0.13137 | 0.12277 | 0.11474 | 0.10723 | 0.10022 | 0.093663 | 0.087535 | 0.081809 | 0.076457 | 0.071455 | 0.06678 | 0.062412
Incremental net present value calculation
Net present value for each option | bar: 1 -4 to 1 27
| Option name |  | Units | NPV | 2019 | 2020 | 2021 | 2022 | 2023 | 2024 | 2025 | 2026 | 2027 | 2028 | 2029 | 2030 | 2031 | 2032 | 2033 | 2034 | 2035 | 2036 | 2037 | 2038 | 2039 | 2040 | 2041 | 2042 | 2043 | 2044 | 2045 | 2046 | 2047 | 2048 | 2049 | 2050
| Option 1 |  | $ | 477801137.747 | -5061325.9793 | -34281740.5139 | -319870105.2994 | -318041852.3094 | -665836933.2901 | -679262581.0377 | -647870115.2172 | 319850036.3133 | 86164711.6751 | 1682079796.7738 | 1588400242.5911 | -35443699.4089 | -243482182.4089 | -778356557.4089 | 131808395.5911 | -836608745.4089 | 593870197.5911 | -281943512.4089 | 1034071174.5911 | -216467615.4089 | 415616482.5911 | 511242970.5911 | 382847853.5911 | 1244736.5911 | -358078083.4089 | 128057071.5911 | 18813678.5911 | 957873709.5911 | -390475256.4089 | 348830286.5911 | 455417159.5911 | 2091877331.3177
| Option 2 |  | $ | 76589172.6442 | -5061325.9793 | -34281740.5139 | -319870105.2994 | -318041852.3094 | -665836933.2901 | -679262581.0377 | -217982060.2252 | 188432370.9634 | -1063202487.3056 | 1923085845.5973 | 1608309561.5461 | -38288064.4539 | -253474945.4539 | -832351324.4539 | 157705740.5461 | -825981924.4539 | 596152510.5461 | -284161068.4539 | 991778551.5461 | -200345200.4539 | 385549924.5461 | 532498826.5461 | 364330586.5461 | 42837518.5461 | -420939365.4539 | 136685336.5461 | 88838790.5461 | 932398091.5461 | -371677233.4539 | 378969386.5461 | 475160994.5461 | 2340689064.6005
| Option 3 |  | $ | 196393939.7017 | -5061325.9793 | -34281740.5139 | -319870105.2994 | -318041852.3094 | -665836933.2901 | -679262581.0377 | -223964838.7945 | 169221447.8853 | -1079163059.1008 | 1919407114.0181 | 1607990988.674 | -38606637.326 | -253793518.326 | -832669897.326 | 157387167.674 | -502135677.6772 | 595833937.674 | -284479641.326 | 991459978.674 | -200663773.326 | 385231351.674 | 532180253.674 | 364012013.674 | 42518945.674 | -421257938.326 | 136366763.674 | 88520217.674 | 932079518.674 | -371995806.326 | 378650813.674 | 474842421.674 | 2365321530.6424
| Option 4 |  | $ | 668325702.1176 | -5061325.9793 | -34281740.5139 | -319870105.2994 | -318041852.3094 | -665836933.2901 | -679262581.0377 | -973881162.7618 | 827706428.437 | 175043832.0152 | 1683453253.8066 | 1590257394.8066 | -33586547.1934 | -241625030.1934 | -776499405.1934 | 133665547.8066 | -834751593.1934 | 595727349.8066 | -280086360.1934 | 1035928326.8066 | -214610463.1934 | 417473634.8066 | 513100122.8066 | 384705005.8066 | 3101888.8066 | -356220931.1934 | 129914223.8066 | 20670830.8066 | 959730861.8066 | -388618104.1934 | 350687438.8066 | 457274311.8066 | 1952567719.1004
| Option 5 |  | $ | 196393939.7017 | -5061325.9793 | -34281740.5139 | -319870105.2994 | -318041852.3094 | -665836933.2901 | -679262581.0377 | -223964838.7945 | 169221447.8853 | -1079163059.1008 | 1919407114.0181 | 1607990988.674 | -38606637.326 | -253793518.326 | -832669897.326 | 157387167.674 | -502135677.6772 | 595833937.674 | -284479641.326 | 991459978.674 | -200663773.326 | 385231351.674 | 532180253.674 | 364012013.674 | 42518945.674 | -421257938.326 | 136366763.674 | 88520217.674 | 932079518.674 | -371995806.326 | 378650813.674 | 474842421.674 | 2365321530.6424
| Option 7 |  | $ | 32371551.6333 | -5061325.9793 | -34281740.5139 | -319870105.2994 | -318041852.3094 | -665836933.2901 | -679262581.0377 | -208357359.0592 | 131159009.9825 | -1075978357.3626 | 1921648286.814 | 1606992542.4433 | -39605083.5567 | -254791964.5567 | -833668343.5567 | 156388721.4433 | -827298943.5567 | 594835491.4433 | -285478087.5567 | 990461532.4433 | -201662219.5567 | 384232905.4433 | 531181807.4433 | 363013567.4433 | 41520499.4433 | -422256384.5567 | 135368317.4433 | 87521771.4433 | 931081072.4433 | -372994252.5567 | 377652367.4433 | 473843975.4433 | 2434358539.0094
| Option 8 |  | $ | 196393939.7017 | -5061325.9793 | -34281740.5139 | -319870105.2994 | -318041852.3094 | -665836933.2901 | -679262581.0377 | -223964838.7945 | 169221447.8853 | -1079163059.1008 | 1919407114.0181 | 1607990988.674 | -38606637.326 | -253793518.326 | -832669897.326 | 157387167.674 | -502135677.6772 | 595833937.674 | -284479641.326 | 991459978.674 | -200663773.326 | 385231351.674 | 532180253.674 | 364012013.674 | 42518945.674 | -421257938.326 | 136366763.674 | 88520217.674 | 932079518.674 | -371995806.326 | 378650813.674 | 474842421.674 | 2365321530.6424
Incremental cost calculation | bar: 1 -4 to 1 27
| Capital outflow | [35 empty] | End in 2050 |  |  |  |  | End in 2064
| Option name | Capex component | Units | PV | 2019 | 2020 | 2021 | 2022 | 2023 | 2024 | 2025 | 2026 | 2027 | 2028 | 2029 | 2030 | 2031 | 2032 | 2033 | 2034 | 2035 | 2036 | 2037 | 2038 | 2039 | 2040 | 2041 | 2042 | 2043 | 2044 | 2045 | 2046 | 2047 | 2048 | 2049 | 2050 | Years in analysis | Total capex | AccDep | Residual value |  | Years in analysis | AccDep | Residual value |  | Options | Residual value, PV | Incremental residual value
| Base I | Lines - VNIW Line 5 | $ | -680371543.9451 | 0 | 0 | -31750057.7091 | -40531438.2323 | -75740955.9356 | -54513156.0594 | -79761115.0213 | -514509685.3448 | -83406612.3165 | 0 | 0 | 0 | 0 | 0 | 0 | 0 | 0 | 0 | 0 | 0 | 0 | 0 | 0 | 0 | 0 | 0 | 0 | 0 | 0 | 0 | 0 | 492919291.5467 | 22 | -880213020.619 | -387293729.0724 | 492919291.5467 |  | 36 | -633753374.8457 | 246459645.7733 |  | Base I | 15381933.6913 | #N/A
| Base I | Lines - PEC | $ | 0 | 0 | 0 | 0 | 0 | 0 | 0 | 0 | 0 | 0 | 0 | 0 | 0 | 0 | 0 | 0 | 0 | 0 | 0 | 0 | 0 | 0 | 0 | 0 | 0 | 0 | 0 | 0 | 0 | 0 | 0 | 0 | 0 | 2050 | 0 | 0 | 0 | [5 empty] | Base II | 126599210.8735 | #N/A
| Base I | Subs | $ | 0 | 0 | 0 | 0 | 0 | 0 | 0 | 0 | 0 | 0 | 0 | 0 | 0 | 0 | 0 | 0 | 0 | 0 | 0 | 0 | 0 | 0 | 0 | 0 | 0 | 0 | 0 | 0 | 0 | 0 | 0 | 0 | 0 | 2050 | 0 | 0 | 0 | [5 empty] | Option 1 | 77262453.932 | 61880520.2408
| Base I | Land and easements | $ | 0 | 0 | 0 | 0 | 0 | 0 | 0 | 0 | 0 | 0 | 0 | 0 | 0 | 0 | 0 | 0 | 0 | 0 | 0 | 0 | 0 | 0 | 0 | 0 | 0 | 0 | 0 | 0 | 0 | 0 | 0 | 0 | 0 | 2050 | 0 | 0 | 0 | [5 empty] | Option 2 | 86878868.4674 | 71496934.7762
| Base I | Biodiversity | $ | 0 | 0 | 0 | 0 | 0 | 0 | 0 | 0 | 0 | 0 | 0 | 0 | 0 | 0 | 0 | 0 | 0 | 0 | 0 | 0 | 0 | 0 | 0 | 0 | 0 | 0 | 0 | 0 | 0 | 0 | 0 | 0 | 0 | 2050 | 0 | 0 | 0 | [5 empty] | Option 3 | 87646460.8069 | 72264527.1156
| Base I | Lines | $ | 0 | 0 | 0 | 0 | 0 | 0 | 0 | 0 | 0 | 0 | 0 | 0 | 0 | 0 | 0 | 0 | 0 | 0 | 0 | 0 | 0 | 0 | 0 | 0 | 0 | 0 | 0 | 0 | 0 | 0 | 0 | 0 | 0 | 2050 | 0 | 0 | 0 | [5 empty] | Option 4 | 73064195.4661 | 57682261.7749
| Base I | Subs | $ | 0 | 0 | 0 | 0 | 0 | 0 | 0 | 0 | 0 | 0 | 0 | 0 | 0 | 0 | 0 | 0 | 0 | 0 | 0 | 0 | 0 | 0 | 0 | 0 | 0 | 0 | 0 | 0 | 0 | 0 | 0 | 0 | 0 | 2050 | 0 | 0 | 0 | [5 empty] | Option 5 | 87646460.8069 | 72264527.1156
| Base I | Land and easements | $ | 0 | 0 | 0 | 0 | 0 | 0 | 0 | 0 | 0 | 0 | 0 | 0 | 0 | 0 | 0 | 0 | 0 | 0 | 0 | 0 | 0 | 0 | 0 | 0 | 0 | 0 | 0 | 0 | 0 | 0 | 0 | 0 | 0 | 2050 | 0 | 0 | 0 | [5 empty] | Option 7 | 89810136.5462 | 74428202.855
| Base I | Biodiversity | $ | 0 | 0 | 0 | 0 | 0 | 0 | 0 | 0 | 0 | 0 | 0 | 0 | 0 | 0 | 0 | 0 | 0 | 0 | 0 | 0 | 0 | 0 | 0 | 0 | 0 | 0 | 0 | 0 | 0 | 0 | 0 | 0 | 0 | 2050 | 0 | 0 | 0 | [5 empty] | Option 8 | 87646460.8069 | 72264527.1156
| Base II | Lines - VNIW Line 5 | $ | -680371543.9451 | 0 | 0 | -31750057.7091 | -40531438.2323 | -75740955.9356 | -54513156.0594 | -79761115.0213 | -514509685.3448 | -83406612.3165 | 0 | 0 | 0 | 0 | 0 | 0 | 0 | 0 | 0 | 0 | 0 | 0 | 0 | 0 | 0 | 0 | 0 | 0 | 0 | 0 | 0 | 0 | 492919291.5467 | 22 | -880213020.619 | -387293729.0724 | 492919291.5467 |  | 36 | -633753374.8457 | 246459645.7733
| Base II | Lines - PEC | $ | -866694203.2424 | -5061325.9793 | -28929620.7188 | -224363170.0485 | -32199800.5738 | -209543761.7518 | -346411286.8715 | 0 | 0 | 0 | 0 | 0 | 0 | 0 | 0 | 0 | 0 | 0 | 0 | 0 | 0 | 0 | 0 | 0 | 0 | 0 | 0 | 0 | 0 | 0 | 0 | 0 | 0 | #N/A | -846508965.9436 | 0 | 846508965.9436 |  | #N/A | 0 | 846508965.9436
| Base II | Subs | $ | -598622794.0605 | 0 | 0 | -14756351.1671 | -31179724.4262 | -177362702.3021 | -145327650.1918 | -269261023.9668 | 0 | 0 | 0 | 0 | 0 | 0 | 0 | 0 | 0 | 0 | 0 | 0 | 0 | 0 | 0 | 0 | 0 | 0 | 0 | 0 | 0 | 0 | 0 | 0 | 0 | #N/A | -637887452.0539 | 0 | 637887452.0539 |  | #N/A | 0 | 637887452.0539
| Base II | Land and easements | $ | -153636499.9266 | 0 | 0 | -8663372.994 | -37561539.3672 | -70423277.6905 | -29570620.7443 | -6259838.3169 | 0 | 0 | 0 | 0 | 0 | 0 | 0 | 0 | 0 | 0 | 0 | 0 | 0 | 0 | 0 | 0 | 0 | 0 | 0 | 0 | 0 | 0 | 0 | 0 | 0 | #N/A | -152478649.113 | 0 | 152478649.113 |  | #N/A | 0 | 152478649.113
| Base II | Biodiversity | $ | -119878878.802 | 0 | 0 | 0 | 0 | 0 | -125788354.0883 | -15689366.2731 | 0 | 0 | 0 | 0 | 0 | 0 | 0 | 0 | 0 | 0 | 0 | 0 | 0 | 0 | 0 | 0 | 0 | 0 | 0 | 0 | 0 | 0 | 0 | 0 | 70738860.1807 | 25 | -141477720.3614 | -70738860.1807 | 70738860.1807 |  | 39 | -110352621.8819 | 31125098.4795
| Base II | Lines | $ | -328209629.6561 | 0 | -3401703.9389 | -42380579.8942 | -141429009.5418 | -131629454.9237 | -21329645.5958 | 0 | 0 | 0 | 0 | 0 | 0 | 0 | 0 | 0 | 0 | 0 | 0 | 0 | 0 | 0 | 0 | 0 | 0 | 0 | 0 | 0 | 0 | 0 | 0 | 0 | 170085196.9473 | 25 | -340170393.8945 | -170085196.9473 | 170085196.9473 |  | 39 | -265332907.2377 | 74837486.6568
| Base II | Subs | $ | -131218784.4073 | 0 | -1340031.7534 | -18444236.3991 | -42955147.0059 | -60893270.4064 | -10370489.7733 | 0 | 0 | 0 | 0 | 0 | 0 | 0 | 0 | 0 | 0 | 0 | 0 | 0 | 0 | 0 | 0 | 0 | 0 | 0 | 0 | 0 | 0 | 0 | 0 | 0 | 50251190.7517 | 25 | -134003175.3379 | -83751984.5862 | 50251190.7517 |  | 39 | -130653095.9545 | 3350079.3834
| Base II | Land and easements | $ | -26387276.3751 | 0 | -286942.7722 | -3499802.8627 | -24859941.0787 | -30592.0507 | -16998.4602 | 0 | 0 | 0 | 0 | 0 | 0 | 0 | 0 | 0 | 0 | 0 | 0 | 0 | 0 | 0 | 0 | 0 | 0 | 0 | 0 | 0 | 0 | 0 | 0 | 0 | 28694277.2245 | #N/A | -28694277.2245 | 0 | 28694277.2245 |  | #N/A | 0 | 28694277.2245
| Base II | Biodiversity | $ | -31459834.5408 | 0 | -323441.3306 | -7762591.9338 | -7856690.3157 | -15953874.165 | -447535.3126 | 0 | 0 | 0 | 0 | 0 | 0 | 0 | 0 | 0 | 0 | 0 | 0 | 0 | 0 | 0 | 0 | 0 | 0 | 0 | 0 | 0 | 0 | 0 | 0 | 0 | 16172066.5288 | 25 | -32344133.0577 | -16172066.5288 | 16172066.5288 |  | 39 | -25228423.785 | 7115709.2727
| Option 1 | Lines - VNIW Line 5 | $ | -725029191.0665 | 0 | 0 | -31750057.7091 | -40531438.2323 | -75740955.9356 | -54513156.0594 | -98371066.1948 | -550523475.2222 | -89244769.1013 | 0 | 0 | 0 | 0 | 0 | 0 | 0 | 0 | 0 | 0 | 0 | 0 | 0 | 0 | 0 | 0 | 0 | 0 | 0 | 0 | 0 | 0 | 526777954.3346 | 22 | -940674918.4547 | -413896964.1201 | 526777954.3346 |  | 36 | -677285941.2874 | 263388977.1673
| Option 1 | Lines - PEC | $ | -1523568408.9221 | -5061325.9793 | -28929620.7188 | -224363170.0485 | -32199800.5738 | -209543761.7518 | -346411286.8715 | -442173513.7387 | -428131844.0964 | -104105989.9104 | 0 | 0 | 0 | 0 | 0 | 0 | 0 | 0 | 0 | 0 | 0 | 0 | 0 | 0 | 0 | 0 | 0 | 0 | 0 | 0 | 0 | 0 | 983296969.3921 | 23 | -1820920313.6891 | -837623344.297 | 983296969.3921 |  | 37 | -1347481032.1299 | 473439281.5592
| Option 1 | Subs | $ | -883168493.1759 | 0 | 0 | -14756351.1671 | -31179724.4262 | -177362702.3021 | -145327650.1918 | -321354480.1644 | -312219910.6804 | -75920451.4201 | 0 | 0 | 0 | 0 | 0 | 0 | 0 | 0 | 0 | 0 | 0 | 0 | 0 | 0 | 0 | 0 | 0 | 0 | 0 | 0 | 0 | 0 | 458201539.8997 | 23 | -1078121270.3522 | -619919730.4525 | 458201539.8997 |  | 37 | -997262175.0758 | 80859095.2764
| Option 1 | Land and easements | $ | -187251498.4974 | 0 | 0 | -8663372.994 | -37561539.3672 | -70423277.6905 | -29570620.7443 | -41803911.704 | -40945765.619 | -9956511.1103 | 0 | 0 | 0 | 0 | 0 | 0 | 0 | 0 | 0 | 0 | 0 | 0 | 0 | 0 | 0 | 0 | 0 | 0 | 0 | 0 | 0 | 0 | 238924999.2294 | #N/A | -238924999.2294 | 0 | 238924999.2294 |  | #N/A | 0 | 238924999.2294
| Option 1 | Biodiversity | $ | -206472792.4915 | 0 | 0 | 0 | 0 | 0 | -125788354.0883 | -60218265.1089 | -58718586.8597 | -14278210.5453 | 0 | 0 | 0 | 0 | 0 | 0 | 0 | 0 | 0 | 0 | 0 | 0 | 0 | 0 | 0 | 0 | 0 | 0 | 0 | 0 | 0 | 0 | 139861844.9652 | 23 | -259003416.6022 | -119141571.637 | 139861844.9652 |  | 37 | -191662528.2856 | 67340888.3166
| Option 1 | Lines | $ | -328209629.6561 | 0 | -3401703.9389 | -42380579.8942 | -141429009.5418 | -131629454.9237 | -21329645.5958 | 0 | 0 | 0 | 0 | 0 | 0 | 0 | 0 | 0 | 0 | 0 | 0 | 0 | 0 | 0 | 0 | 0 | 0 | 0 | 0 | 0 | 0 | 0 | 0 | 0 | 170085196.9473 | 25 | -340170393.8945 | -170085196.9473 | 170085196.9473 |  | 39 | -265332907.2377 | 74837486.6568
| Option 1 | Subs | $ | -131218784.4073 | 0 | -1340031.7534 | -18444236.3991 | -42955147.0059 | -60893270.4064 | -10370489.7733 | 0 | 0 | 0 | 0 | 0 | 0 | 0 | 0 | 0 | 0 | 0 | 0 | 0 | 0 | 0 | 0 | 0 | 0 | 0 | 0 | 0 | 0 | 0 | 0 | 0 | 50251190.7517 | 25 | -134003175.3379 | -83751984.5862 | 50251190.7517 |  | 39 | -130653095.9545 | 3350079.3834
| Option 1 | Land and easements | $ | -26387276.3751 | 0 | -286942.7722 | -3499802.8627 | -24859941.0787 | -30592.0507 | -16998.4602 | 0 | 0 | 0 | 0 | 0 | 0 | 0 | 0 | 0 | 0 | 0 | 0 | 0 | 0 | 0 | 0 | 0 | 0 | 0 | 0 | 0 | 0 | 0 | 0 | 0 | 28694277.2245 | #N/A | -28694277.2245 | 0 | 28694277.2245 |  | #N/A | 0 | 28694277.2245
| Option 1 | Biodiversity | $ | -31459834.5408 | 0 | -323441.3306 | -7762591.9338 | -7856690.3157 | -15953874.165 | -447535.3126 | 0 | 0 | 0 | 0 | 0 | 0 | 0 | 0 | 0 | 0 | 0 | 0 | 0 | 0 | 0 | 0 | 0 | 0 | 0 | 0 | 0 | 0 | 0 | 0 | 0 | 16172066.5288 | 25 | -32344133.0577 | -16172066.5288 | 16172066.5288 |  | 39 | -25228423.785 | 7115709.2727
| Option 2 | Lines - VNIW Line 5 | $ | -820124299.3668 | 0 | 0 | -31750057.7091 | -40531438.2323 | -75740955.9356 | -54513156.0594 | -137999560.6718 | -627212138.1824 | -101676685.8616 | 0 | 0 | 0 | 0 | 0 | 0 | 0 | 0 | 0 | 0 | 0 | 0 | 0 | 0 | 0 | 0 | 0 | 0 | 0 | 0 | 0 | 0 | 598877435.8853 | 22 | -1069423992.6522 | -470546556.767 | 598877435.8853 |  | 36 | -769985274.7096 | 299438717.9426
| Option 2 | Lines - PEC | $ | -1580264008.8646 | -5061325.9793 | -28929620.7188 | -224363170.0485 | -32199800.5738 | -209543761.7518 | -346411286.8715 | -159506604.1827 | -425548886.1856 | -425059093.4283 | -112257266.9369 | 0 | 0 | 0 | 0 | 0 | 0 | 0 | 0 | 0 | 0 | 0 | 0 | 0 | 0 | 0 | 0 | 0 | 0 | 0 | 0 | 0 | 1102573257.3392 | 22 | -1968880816.6771 | -866307559.3379 | 1102573257.3392 |  | 36 | -1417594188.0075 | 551286628.6696
| Option 2 | Subs | $ | -886866466.4973 | 0 | 0 | -14756351.1671 | -31179724.4262 | -177362702.3021 | -145327650.1918 | -91253032.4007 | -293524388.4208 | -302806485.7802 | -77429989.1107 | 0 | 0 | 0 | 0 | 0 | 0 | 0 | 0 | 0 | 0 | 0 | 0 | 0 | 0 | 0 | 0 | 0 | 0 | 0 | 0 | 0 | 510138145.7098 | 22 | -1133640323.7996 | -623502178.0898 | 510138145.7098 |  | 36 | -1020276291.4197 | 113364032.38
| Option 2 | Land and easements | $ | -184281092.3558 | 0 | 0 | -8663372.994 | -37561539.3672 | -70423277.6905 | -29570620.7443 | -12224606.2262 | -33282722.6246 | -39053786.9554 | -10165038.5083 | 0 | 0 | 0 | 0 | 0 | 0 | 0 | 0 | 0 | 0 | 0 | 0 | 0 | 0 | 0 | 0 | 0 | 0 | 0 | 0 | 0 | 240944965.1106 | #N/A | -240944965.1106 | 0 | 240944965.1106 |  | #N/A | 0 | 240944965.1106
| Option 2 | Biodiversity | $ | -200989031.3138 | 0 | 0 | 0 | 0 | 0 | -125788354.0883 | -20247294.2047 | -46343362.4142 | -53894620.0427 | -14438987.293 | 0 | 0 | 0 | 0 | 0 | 0 | 0 | 0 | 0 | 0 | 0 | 0 | 0 | 0 | 0 | 0 | 0 | 0 | 0 | 0 | 0 | 145999066.104 | 22 | -260712618.0429 | -114713551.9389 | 145999066.104 |  | 36 | -187713084.9909 | 72999533.052
| Option 2 | Lines | $ | -328209629.6561 | 0 | -3401703.9389 | -42380579.8942 | -141429009.5418 | -131629454.9237 | -21329645.5958 | 0 | 0 | 0 | 0 | 0 | 0 | 0 | 0 | 0 | 0 | 0 | 0 | 0 | 0 | 0 | 0 | 0 | 0 | 0 | 0 | 0 | 0 | 0 | 0 | 0 | 170085196.9473 | 25 | -340170393.8945 | -170085196.9473 | 170085196.9473 |  | 39 | -265332907.2377 | 74837486.6568
| Option 2 | Subs | $ | -131218784.4073 | 0 | -1340031.7534 | -18444236.3991 | -42955147.0059 | -60893270.4064 | -10370489.7733 | 0 | 0 | 0 | 0 | 0 | 0 | 0 | 0 | 0 | 0 | 0 | 0 | 0 | 0 | 0 | 0 | 0 | 0 | 0 | 0 | 0 | 0 | 0 | 0 | 0 | 50251190.7517 | 25 | -134003175.3379 | -83751984.5862 | 50251190.7517 |  | 39 | -130653095.9545 | 3350079.3834
| Option 2 | Land and easements | $ | -26387276.3751 | 0 | -286942.7722 | -3499802.8627 | -24859941.0787 | -30592.0507 | -16998.4602 | 0 | 0 | 0 | 0 | 0 | 0 | 0 | 0 | 0 | 0 | 0 | 0 | 0 | 0 | 0 | 0 | 0 | 0 | 0 | 0 | 0 | 0 | 0 | 0 | 0 | 28694277.2245 | #N/A | -28694277.2245 | 0 | 28694277.2245 |  | #N/A | 0 | 28694277.2245
| Option 2 | Biodiversity | $ | -31459834.5408 | 0 | -323441.3306 | -7762591.9338 | -7856690.3157 | -15953874.165 | -447535.3126 | 0 | 0 | 0 | 0 | 0 | 0 | 0 | 0 | 0 | 0 | 0 | 0 | 0 | 0 | 0 | 0 | 0 | 0 | 0 | 0 | 0 | 0 | 0 | 0 | 0 | 16172066.5288 | 25 | -32344133.0577 | -16172066.5288 | 16172066.5288 |  | 39 | -25228423.785 | 7115709.2727
| Option 3 | Lines - VNIW Line 5 | $ | -827815723.7713 | 0 | 0 | -31750057.7091 | -40531438.2323 | -75740955.9356 | -54513156.0594 | -141204768.3316 | -633414823.7294 | -102682196.5517 | 0 | 0 | 0 | 0 | 0 | 0 | 0 | 0 | 0 | 0 | 0 | 0 | 0 | 0 | 0 | 0 | 0 | 0 | 0 | 0 | 0 | 0 | 604708942.0674 | 22 | -1079837396.549 | -475128454.4816 | 604708942.0674 |  | 36 | -777482925.5153 | 302354471.0337
| Option 3 | Lines - PEC | $ | -1592868547.3853 | -5061325.9793 | -28929620.7188 | -224363170.0485 | -32199800.5738 | -209543761.7518 | -346411286.8715 | -157739002.6421 | -433879366.978 | -435013270.9912 | -114252587.5921 | 0 | 0 | 0 | 0 | 0 | 0 | 0 | 0 | 0 | 0 | 0 | 0 | 0 | 0 | 0 | 0 | 0 | 0 | 0 | 0 | 0 | 1112940188.7223 | 22 | -1987393194.1469 | -874453005.4246 | 1112940188.7223 |  | 36 | -1430923099.7858 | 556470094.3611
| Option 3 | Subs | $ | -894484481.1927 | 0 | 0 | -14756351.1671 | -31179724.4262 | -177362702.3021 | -145327650.1918 | -90234451.1415 | -298503779.0055 | -308567088.9608 | -78604404.2494 | 0 | 0 | 0 | 0 | 0 | 0 | 0 | 0 | 0 | 0 | 0 | 0 | 0 | 0 | 0 | 0 | 0 | 0 | 0 | 0 | 0 | 515041268.1499 | 22 | -1144536151.4443 | -629494883.2944 | 515041268.1499 |  | 36 | -1030082536.2999 | 114453615.1444
| Option 3 | Land and easements | $ | -186005342.5001 | 0 | 0 | -8663372.994 | -37561539.3672 | -70423277.6905 | -29570620.7443 | -15145401.3598 | -33025278.2485 | -38521880.119 | -10404269.9116 | 0 | 0 | 0 | 0 | 0 | 0 | 0 | 0 | 0 | 0 | 0 | 0 | 0 | 0 | 0 | 0 | 0 | 0 | 0 | 0 | 0 | 243315640.4351 | #N/A | -243315640.4351 | 0 | 243315640.4351 |  | #N/A | 0 | 243315640.4351
| Option 3 | Biodiversity | $ | -203041978.497 | 0 | 0 | 0 | 0 | 0 | -125788354.0883 | -22890252.7805 | -46299172.9443 | -53666807.2407 | -14708751.675 | 0 | 0 | 0 | 0 | 0 | 0 | 0 | 0 | 0 | 0 | 0 | 0 | 0 | 0 | 0 | 0 | 0 | 0 | 0 | 0 | 0 | 147477869.6881 | 22 | -263353338.7288 | -115875469.0407 | 147477869.6881 |  | 36 | -189614403.8848 | 73738934.8441
| Option 3 | Lines | $ | -328209629.6561 | 0 | -3401703.9389 | -42380579.8942 | -141429009.5418 | -131629454.9237 | -21329645.5958 | 0 | 0 | 0 | 0 | 0 | 0 | 0 | 0 | 0 | 0 | 0 | 0 | 0 | 0 | 0 | 0 | 0 | 0 | 0 | 0 | 0 | 0 | 0 | 0 | 0 | 170085196.9473 | 25 | -340170393.8945 | -170085196.9473 | 170085196.9473 |  | 39 | -265332907.2377 | 74837486.6568
| Option 3 | Subs | $ | -131218784.4073 | 0 | -1340031.7534 | -18444236.3991 | -42955147.0059 | -60893270.4064 | -10370489.7733 | 0 | 0 | 0 | 0 | 0 | 0 | 0 | 0 | 0 | 0 | 0 | 0 | 0 | 0 | 0 | 0 | 0 | 0 | 0 | 0 | 0 | 0 | 0 | 0 | 0 | 50251190.7517 | 25 | -134003175.3379 | -83751984.5862 | 50251190.7517 |  | 39 | -130653095.9545 | 3350079.3834
| Option 3 | Land and easements | $ | -26387276.3751 | 0 | -286942.7722 | -3499802.8627 | -24859941.0787 | -30592.0507 | -16998.4602 | 0 | 0 | 0 | 0 | 0 | 0 | 0 | 0 | 0 | 0 | 0 | 0 | 0 | 0 | 0 | 0 | 0 | 0 | 0 | 0 | 0 | 0 | 0 | 0 | 0 | 28694277.2245 | #N/A | -28694277.2245 | 0 | 28694277.2245 |  | #N/A | 0 | 28694277.2245
| Option 3 | Biodiversity | $ | -31459834.5408 | 0 | -323441.3306 | -7762591.9338 | -7856690.3157 | -15953874.165 | -447535.3126 | 0 | 0 | 0 | 0 | 0 | 0 | 0 | 0 | 0 | 0 | 0 | 0 | 0 | 0 | 0 | 0 | 0 | 0 | 0 | 0 | 0 | 0 | 0 | 0 | 0 | 16172066.5288 | 25 | -32344133.0577 | -16172066.5288 | 16172066.5288 |  | 39 | -25228423.785 | 7115709.2727
| Option 4 | Lines - VNIW Line 5 | $ | -680371543.9451 | 0 | 0 | -31750057.7091 | -40531438.2323 | -75740955.9356 | -54513156.0594 | -79761115.0213 | -514509685.3448 | -83406612.3165 | 0 | 0 | 0 | 0 | 0 | 0 | 0 | 0 | 0 | 0 | 0 | 0 | 0 | 0 | 0 | 0 | 0 | 0 | 0 | 0 | 0 | 0 | 492919291.5467 | 22 | -880213020.619 | -387293729.0724 | 492919291.5467 |  | 36 | -633753374.8457 | 246459645.7733
| Option 4 | Lines - PEC | $ | -1459157392.0939 | -5061325.9793 | -28929620.7188 | -224363170.0485 | -32199800.5738 | -209543761.7518 | -346411286.8715 | -635543365.1164 | -172334084.5449 | -59836731.1199 | 0 | 0 | 0 | 0 | 0 | 0 | 0 | 0 | 0 | 0 | 0 | 0 | 0 | 0 | 0 | 0 | 0 | 0 | 0 | 0 | 0 | 0 | 925680499.2314 | 23 | -1714223146.7247 | -788542647.4934 | 925680499.2314 |  | 37 | -1268525128.5763 | 445698018.1484
| Option 4 | Subs | $ | -841831989.11 | 0 | 0 | -14756351.1671 | -31179724.4262 | -177362702.3021 | -145327650.1918 | -423759912.934 | -171314637.1685 | -49435330.0322 | 0 | 0 | 0 | 0 | 0 | 0 | 0 | 0 | 0 | 0 | 0 | 0 | 0 | 0 | 0 | 0 | 0 | 0 | 0 | 0 | 0 | 0 | 430582930.9943 | 23 | -1013136308.2219 | -582553377.2276 | 430582930.9943 |  | 37 | -937151085.1053 | 75985223.1166
| Option 4 | Land and easements | $ | -180249190.0487 | 0 | 0 | -8663372.994 | -37561539.3672 | -70423277.6905 | -29570620.7443 | -70771616.9792 | -4101519.57 | -4149662.2385 | 0 | 0 | 0 | 0 | 0 | 0 | 0 | 0 | 0 | 0 | 0 | 0 | 0 | 0 | 0 | 0 | 0 | 0 | 0 | 0 | 0 | 0 | 225241609.5838 | #N/A | -225241609.5838 | 0 | 225241609.5838 |  | #N/A | 0 | 225241609.5838
| Option 4 | Biodiversity | $ | -197157403.0574 | 0 | 0 | 0 | 0 | 0 | -125788354.0883 | -89456965.4642 | -20423263.7258 | -7798476.0403 | 0 | 0 | 0 | 0 | 0 | 0 | 0 | 0 | 0 | 0 | 0 | 0 | 0 | 0 | 0 | 0 | 0 | 0 | 0 | 0 | 0 | 0 | 131472212.032 | 23 | -243467059.3186 | -111994847.2866 | 131472212.032 |  | 37 | -180165623.8958 | 63301435.4228
| Option 4 | Lines | $ | -328209629.6561 | 0 | -3401703.9389 | -42380579.8942 | -141429009.5418 | -131629454.9237 | -21329645.5958 | 0 | 0 | 0 | 0 | 0 | 0 | 0 | 0 | 0 | 0 | 0 | 0 | 0 | 0 | 0 | 0 | 0 | 0 | 0 | 0 | 0 | 0 | 0 | 0 | 0 | 170085196.9473 | 25 | -340170393.8945 | -170085196.9473 | 170085196.9473 |  | 39 | -265332907.2377 | 74837486.6568
| Option 4 | Subs | $ | -131218784.4073 | 0 | -1340031.7534 | -18444236.3991 | -42955147.0059 | -60893270.4064 | -10370489.7733 | 0 | 0 | 0 | 0 | 0 | 0 | 0 | 0 | 0 | 0 | 0 | 0 | 0 | 0 | 0 | 0 | 0 | 0 | 0 | 0 | 0 | 0 | 0 | 0 | 0 | 50251190.7517 | 25 | -134003175.3379 | -83751984.5862 | 50251190.7517 |  | 39 | -130653095.9545 | 3350079.3834
| Option 4 | Land and easements | $ | -26387276.3751 | 0 | -286942.7722 | -3499802.8627 | -24859941.0787 | -30592.0507 | -16998.4602 | 0 | 0 | 0 | 0 | 0 | 0 | 0 | 0 | 0 | 0 | 0 | 0 | 0 | 0 | 0 | 0 | 0 | 0 | 0 | 0 | 0 | 0 | 0 | 0 | 0 | 28694277.2245 | #N/A | -28694277.2245 | 0 | 28694277.2245 |  | #N/A | 0 | 28694277.2245
| Option 4 | Biodiversity | $ | -31459834.5408 | 0 | -323441.3306 | -7762591.9338 | -7856690.3157 | -15953874.165 | -447535.3126 | 0 | 0 | 0 | 0 | 0 | 0 | 0 | 0 | 0 | 0 | 0 | 0 | 0 | 0 | 0 | 0 | 0 | 0 | 0 | 0 | 0 | 0 | 0 | 0 | 0 | 16172066.5288 | 25 | -32344133.0577 | -16172066.5288 | 16172066.5288 |  | 39 | -25228423.785 | 7115709.2727
| Option 5 | Lines - VNIW Line 5 | $ | -827815723.7713 | 0 | 0 | -31750057.7091 | -40531438.2323 | -75740955.9356 | -54513156.0594 | -141204768.3316 | -633414823.7294 | -102682196.5517 | 0 | 0 | 0 | 0 | 0 | 0 | 0 | 0 | 0 | 0 | 0 | 0 | 0 | 0 | 0 | 0 | 0 | 0 | 0 | 0 | 0 | 0 | 604708942.0674 | 22 | -1079837396.549 | -475128454.4816 | 604708942.0674 |  | 36 | -777482925.5153 | 302354471.0337
| Option 5 | Lines - PEC | $ | -1592868547.3853 | -5061325.9793 | -28929620.7188 | -224363170.0485 | -32199800.5738 | -209543761.7518 | -346411286.8715 | -157739002.6421 | -433879366.978 | -435013270.9912 | -114252587.5921 | 0 | 0 | 0 | 0 | 0 | 0 | 0 | 0 | 0 | 0 | 0 | 0 | 0 | 0 | 0 | 0 | 0 | 0 | 0 | 0 | 0 | 1112940188.7223 | 22 | -1987393194.1469 | -874453005.4246 | 1112940188.7223 |  | 36 | -1430923099.7858 | 556470094.3611
| Option 5 | Subs | $ | -894484481.1927 | 0 | 0 | -14756351.1671 | -31179724.4262 | -177362702.3021 | -145327650.1918 | -90234451.1415 | -298503779.0055 | -308567088.9608 | -78604404.2494 | 0 | 0 | 0 | 0 | 0 | 0 | 0 | 0 | 0 | 0 | 0 | 0 | 0 | 0 | 0 | 0 | 0 | 0 | 0 | 0 | 0 | 515041268.1499 | 22 | -1144536151.4443 | -629494883.2944 | 515041268.1499 |  | 36 | -1030082536.2999 | 114453615.1444
| Option 5 | Land and easements | $ | -186005342.5001 | 0 | 0 | -8663372.994 | -37561539.3672 | -70423277.6905 | -29570620.7443 | -15145401.3598 | -33025278.2485 | -38521880.119 | -10404269.9116 | 0 | 0 | 0 | 0 | 0 | 0 | 0 | 0 | 0 | 0 | 0 | 0 | 0 | 0 | 0 | 0 | 0 | 0 | 0 | 0 | 0 | 243315640.4351 | #N/A | -243315640.4351 | 0 | 243315640.4351 |  | #N/A | 0 | 243315640.4351
| Option 5 | Biodiversity | $ | -203041978.497 | 0 | 0 | 0 | 0 | 0 | -125788354.0883 | -22890252.7805 | -46299172.9443 | -53666807.2407 | -14708751.675 | 0 | 0 | 0 | 0 | 0 | 0 | 0 | 0 | 0 | 0 | 0 | 0 | 0 | 0 | 0 | 0 | 0 | 0 | 0 | 0 | 0 | 147477869.6881 | 22 | -263353338.7288 | -115875469.0407 | 147477869.6881 |  | 36 | -189614403.8848 | 73738934.8441
| Option 5 | Lines | $ | -328209629.6561 | 0 | -3401703.9389 | -42380579.8942 | -141429009.5418 | -131629454.9237 | -21329645.5958 | 0 | 0 | 0 | 0 | 0 | 0 | 0 | 0 | 0 | 0 | 0 | 0 | 0 | 0 | 0 | 0 | 0 | 0 | 0 | 0 | 0 | 0 | 0 | 0 | 0 | 170085196.9473 | 25 | -340170393.8945 | -170085196.9473 | 170085196.9473 |  | 39 | -265332907.2377 | 74837486.6568
| Option 5 | Subs | $ | -131218784.4073 | 0 | -1340031.7534 | -18444236.3991 | -42955147.0059 | -60893270.4064 | -10370489.7733 | 0 | 0 | 0 | 0 | 0 | 0 | 0 | 0 | 0 | 0 | 0 | 0 | 0 | 0 | 0 | 0 | 0 | 0 | 0 | 0 | 0 | 0 | 0 | 0 | 0 | 50251190.7517 | 25 | -134003175.3379 | -83751984.5862 | 50251190.7517 |  | 39 | -130653095.9545 | 3350079.3834
| Option 5 | Land and easements | $ | -26387276.3751 | 0 | -286942.7722 | -3499802.8627 | -24859941.0787 | -30592.0507 | -16998.4602 | 0 | 0 | 0 | 0 | 0 | 0 | 0 | 0 | 0 | 0 | 0 | 0 | 0 | 0 | 0 | 0 | 0 | 0 | 0 | 0 | 0 | 0 | 0 | 0 | 0 | 28694277.2245 | #N/A | -28694277.2245 | 0 | 28694277.2245 |  | #N/A | 0 | 28694277.2245
| Option 5 | Biodiversity | $ | -31459834.5408 | 0 | -323441.3306 | -7762591.9338 | -7856690.3157 | -15953874.165 | -447535.3126 | 0 | 0 | 0 | 0 | 0 | 0 | 0 | 0 | 0 | 0 | 0 | 0 | 0 | 0 | 0 | 0 | 0 | 0 | 0 | 0 | 0 | 0 | 0 | 0 | 0 | 16172066.5288 | 25 | -32344133.0577 | -16172066.5288 | 16172066.5288 |  | 39 | -25228423.785 | 7115709.2727
| Option 7 | Lines - VNIW Line 5 | $ | -865945790.7817 | 0 | 0 | -31750057.7091 | -40531438.2323 | -75740955.9356 | -54513156.0594 | -157094514.6806 | -664164500.6568 | -107666993.6418 | 0 | 0 | 0 | 0 | 0 | 0 | 0 | 0 | 0 | 0 | 0 | 0 | 0 | 0 | 0 | 0 | 0 | 0 | 0 | 0 | 0 | 0 | 633618505.4727 | 22 | -1131461616.9156 | -497843111.4428 | 633618505.4727 |  | 36 | -814652364.1792 | 316809252.7364
| Option 7 | Lines - PEC | $ | -1645953160.2062 | -5061325.9793 | -28929620.7188 | -224363170.0485 | -32199800.5738 | -209543761.7518 | -346411286.8715 | -222183295.4083 | -438801594.057 | -432342556.8073 | -115579738.9055 | 0 | 0 | 0 | 0 | 0 | 0 | 0 | 0 | 0 | 0 | 0 | 0 | 0 | 0 | 0 | 0 | 0 | 0 | 0 | 0 | 0 | 1151033044.6282 | 22 | -2055416151.1217 | -904383106.4936 | 1151033044.6282 |  | 36 | -1479899628.8077 | 575516522.3141
| Option 7 | Subs | $ | -900344021.4834 | 0 | 0 | -14756351.1671 | -31179724.4262 | -177362702.3021 | -145327650.1918 | -113841062.3488 | -290781866.6274 | -299853850.4483 | -76591545.4238 | 0 | 0 | 0 | 0 | 0 | 0 | 0 | 0 | 0 | 0 | 0 | 0 | 0 | 0 | 0 | 0 | 0 | 0 | 0 | 0 | 0 | 517362638.8209 | 22 | -1149694752.9354 | -632332114.1145 | 517362638.8209 |  | 36 | -1034725277.6419 | 114969475.2935
| Option 7 | Land and easements | $ | -186473518.3022 | 0 | 0 | -8663372.994 | -37561539.3672 | -70423277.6905 | -29570620.7443 | -14175498.5075 | -36382818.4066 | -37545248.1925 | -9583184.5395 | 0 | 0 | 0 | 0 | 0 | 0 | 0 | 0 | 0 | 0 | 0 | 0 | 0 | 0 | 0 | 0 | 0 | 0 | 0 | 0 | 0 | 243905560.4422 | #N/A | -243905560.4422 | 0 | 243905560.4422 |  | #N/A | 0 | 243905560.4422
| Option 7 | Biodiversity | $ | -202480827.3023 | 0 | 0 | 0 | 0 | 0 | -125788354.0883 | -12896041.8673 | -53054079.0607 | -57857893.0354 | -13974371.7634 | 0 | 0 | 0 | 0 | 0 | 0 | 0 | 0 | 0 | 0 | 0 | 0 | 0 | 0 | 0 | 0 | 0 | 0 | 0 | 0 | 0 | 147599614.2965 | 22 | -263570739.8151 | -115971125.5186 | 147599614.2965 |  | 36 | -189770932.6669 | 73799807.1482
| Option 7 | Lines | $ | -328209629.6561 | 0 | -3401703.9389 | -42380579.8942 | -141429009.5418 | -131629454.9237 | -21329645.5958 | 0 | 0 | 0 | 0 | 0 | 0 | 0 | 0 | 0 | 0 | 0 | 0 | 0 | 0 | 0 | 0 | 0 | 0 | 0 | 0 | 0 | 0 | 0 | 0 | 0 | 170085196.9473 | 25 | -340170393.8945 | -170085196.9473 | 170085196.9473 |  | 39 | -265332907.2377 | 74837486.6568
| Option 7 | Subs | $ | -131218784.4073 | 0 | -1340031.7534 | -18444236.3991 | -42955147.0059 | -60893270.4064 | -10370489.7733 | 0 | 0 | 0 | 0 | 0 | 0 | 0 | 0 | 0 | 0 | 0 | 0 | 0 | 0 | 0 | 0 | 0 | 0 | 0 | 0 | 0 | 0 | 0 | 0 | 0 | 50251190.7517 | 25 | -134003175.3379 | -83751984.5862 | 50251190.7517 |  | 39 | -130653095.9545 | 3350079.3834
| Option 7 | Land and easements | $ | -26387276.3751 | 0 | -286942.7722 | -3499802.8627 | -24859941.0787 | -30592.0507 | -16998.4602 | 0 | 0 | 0 | 0 | 0 | 0 | 0 | 0 | 0 | 0 | 0 | 0 | 0 | 0 | 0 | 0 | 0 | 0 | 0 | 0 | 0 | 0 | 0 | 0 | 0 | 28694277.2245 | #N/A | -28694277.2245 | 0 | 28694277.2245 |  | #N/A | 0 | 28694277.2245
| Option 7 | Biodiversity | $ | -31459834.5408 | 0 | -323441.3306 | -7762591.9338 | -7856690.3157 | -15953874.165 | -447535.3126 | 0 | 0 | 0 | 0 | 0 | 0 | 0 | 0 | 0 | 0 | 0 | 0 | 0 | 0 | 0 | 0 | 0 | 0 | 0 | 0 | 0 | 0 | 0 | 0 | 0 | 16172066.5288 | 25 | -32344133.0577 | -16172066.5288 | 16172066.5288 |  | 39 | -25228423.785 | 7115709.2727
| Option 8 | Lines - VNIW Line 5 | $ | -827815723.7713 | 0 | 0 | -31750057.7091 | -40531438.2323 | -75740955.9356 | -54513156.0594 | -141204768.3316 | -633414823.7294 | -102682196.5517 | 0 | 0 | 0 | 0 | 0 | 0 | 0 | 0 | 0 | 0 | 0 | 0 | 0 | 0 | 0 | 0 | 0 | 0 | 0 | 0 | 0 | 0 | 604708942.0674 | 22 | -1079837396.549 | -475128454.4816 | 604708942.0674 |  | 36 | -777482925.5153 | 302354471.0337
| Option 8 | Lines - PEC | $ | -1592868547.3853 | -5061325.9793 | -28929620.7188 | -224363170.0485 | -32199800.5738 | -209543761.7518 | -346411286.8715 | -157739002.6421 | -433879366.978 | -435013270.9912 | -114252587.5921 | 0 | 0 | 0 | 0 | 0 | 0 | 0 | 0 | 0 | 0 | 0 | 0 | 0 | 0 | 0 | 0 | 0 | 0 | 0 | 0 | 0 | 1112940188.7223 | 22 | -1987393194.1469 | -874453005.4246 | 1112940188.7223 |  | 36 | -1430923099.7858 | 556470094.3611
| Option 8 | Subs | $ | -894484481.1927 | 0 | 0 | -14756351.1671 | -31179724.4262 | -177362702.3021 | -145327650.1918 | -90234451.1415 | -298503779.0055 | -308567088.9608 | -78604404.2494 | 0 | 0 | 0 | 0 | 0 | 0 | 0 | 0 | 0 | 0 | 0 | 0 | 0 | 0 | 0 | 0 | 0 | 0 | 0 | 0 | 0 | 515041268.1499 | 22 | -1144536151.4443 | -629494883.2944 | 515041268.1499 |  | 36 | -1030082536.2999 | 114453615.1444
| Option 8 | Land and easements | $ | -186005342.5001 | 0 | 0 | -8663372.994 | -37561539.3672 | -70423277.6905 | -29570620.7443 | -15145401.3598 | -33025278.2485 | -38521880.119 | -10404269.9116 | 0 | 0 | 0 | 0 | 0 | 0 | 0 | 0 | 0 | 0 | 0 | 0 | 0 | 0 | 0 | 0 | 0 | 0 | 0 | 0 | 0 | 243315640.4351 | #N/A | -243315640.4351 | 0 | 243315640.4351 |  | #N/A | 0 | 243315640.4351
| Option 8 | Biodiversity | $ | -203041978.497 | 0 | 0 | 0 | 0 | 0 | -125788354.0883 | -22890252.7805 | -46299172.9443 | -53666807.2407 | -14708751.675 | 0 | 0 | 0 | 0 | 0 | 0 | 0 | 0 | 0 | 0 | 0 | 0 | 0 | 0 | 0 | 0 | 0 | 0 | 0 | 0 | 0 | 147477869.6881 | 22 | -263353338.7288 | -115875469.0407 | 147477869.6881 |  | 36 | -189614403.8848 | 73738934.8441
| Option 8 | Lines | $ | -328209629.6561 | 0 | -3401703.9389 | -42380579.8942 | -141429009.5418 | -131629454.9237 | -21329645.5958 | 0 | 0 | 0 | 0 | 0 | 0 | 0 | 0 | 0 | 0 | 0 | 0 | 0 | 0 | 0 | 0 | 0 | 0 | 0 | 0 | 0 | 0 | 0 | 0 | 0 | 170085196.9473 | 25 | -340170393.8945 | -170085196.9473 | 170085196.9473 |  | 39 | -265332907.2377 | 74837486.6568
| Option 8 | Subs | $ | -131218784.4073 | 0 | -1340031.7534 | -18444236.3991 | -42955147.0059 | -60893270.4064 | -10370489.7733 | 0 | 0 | 0 | 0 | 0 | 0 | 0 | 0 | 0 | 0 | 0 | 0 | 0 | 0 | 0 | 0 | 0 | 0 | 0 | 0 | 0 | 0 | 0 | 0 | 0 | 50251190.7517 | 25 | -134003175.3379 | -83751984.5862 | 50251190.7517 |  | 39 | -130653095.9545 | 3350079.3834
| Option 8 | Land and easements | $ | -26387276.3751 | 0 | -286942.7722 | -3499802.8627 | -24859941.0787 | -30592.0507 | -16998.4602 | 0 | 0 | 0 | 0 | 0 | 0 | 0 | 0 | 0 | 0 | 0 | 0 | 0 | 0 | 0 | 0 | 0 | 0 | 0 | 0 | 0 | 0 | 0 | 0 | 0 | 28694277.2245 | #N/A | -28694277.2245 | 0 | 28694277.2245 |  | #N/A | 0 | 28694277.2245
| Option 8 | Biodiversity | $ | -31459834.5408 | 0 | -323441.3306 | -7762591.9338 | -7856690.3157 | -15953874.165 | -447535.3126 | 0 | 0 | 0 | 0 | 0 | 0 | 0 | 0 | 0 | 0 | 0 | 0 | 0 | 0 | 0 | 0 | 0 | 0 | 0 | 0 | 0 | 0 | 0 | 0 | 0 | 16172066.5288 | 25 | -32344133.0577 | -16172066.5288 | 16172066.5288 |  | 39 | -25228423.785 | 7115709.2727
Capital cost
| Option name |  | Units | PV | 2019 | 2020 | 2021 | 2022 | 2023 | 2024 | 2025 | 2026 | 2027 | 2028 | 2029 | 2030 | 2031 | 2032 | 2033 | 2034 | 2035 | 2036 | 2037 | 2038 | 2039 | 2040 | 2041 | 2042 | 2043 | 2044 | 2045 | 2046 | 2047 | 2048 | 2049 | 2050
| Option 1 |  | $ | -3362394365.1876 | -5061325.9793 | -34281740.5139 | -319870105.2994 | -318041852.3094 | -665836933.2901 | -679262581.0377 | -884160121.8895 | -876029897.1328 | -210099319.771 | 0 | 0 | 0 | 0 | 0 | 0 | 0 | 0 | 0 | 0 | 0 | 0 | 0 | 0 | 0 | 0 | 0 | 0 | 0 | 0 | 0 | 0 | 2119346747.7266
| Option 2 |  | $ | -3509428879.4326 | -5061325.9793 | -34281740.5139 | -319870105.2994 | -318041852.3094 | -665836933.2901 | -679262581.0377 | -341469982.6648 | -911401812.4828 | -839084059.7518 | -214291281.8489 | 0 | 0 | 0 | 0 | 0 | 0 | 0 | 0 | 0 | 0 | 0 | 0 | 0 | 0 | 0 | 0 | 0 | 0 | 0 | 0 | 0 | 2370816310.0545
| Option 3 |  | $ | -3541120054.3806 | -5061325.9793 | -34281740.5139 | -319870105.2994 | -318041852.3094 | -665836933.2901 | -679262581.0377 | -347452761.2341 | -930612735.5608 | -855044631.5469 | -217970013.4281 | 0 | 0 | 0 | 0 | 0 | 0 | 0 | 0 | 0 | 0 | 0 | 0 | 0 | 0 | 0 | 0 | 0 | 0 | 0 | 0 | 0 | 2395767348.9685
| Option 4 |  | $ | -3195671499.2893 | -5061325.9793 | -34281740.5139 | -319870105.2994 | -318041852.3094 | -665836933.2901 | -679262581.0377 | -1219531860.4938 | -368173505.0091 | -121220199.4309 | 0 | 0 | 0 | 0 | 0 | 0 | 0 | 0 | 0 | 0 | 0 | 0 | 0 | 0 | 0 | 0 | 0 | 0 | 0 | 0 | 0 | 0 | 1978179983.2938
| Option 5 |  | $ | -3541120054.3806 | -5061325.9793 | -34281740.5139 | -319870105.2994 | -318041852.3094 | -665836933.2901 | -679262581.0377 | -347452761.2341 | -930612735.5608 | -855044631.5469 | -217970013.4281 | 0 | 0 | 0 | 0 | 0 | 0 | 0 | 0 | 0 | 0 | 0 | 0 | 0 | 0 | 0 | 0 | 0 | 0 | 0 | 0 | 0 | 2395767348.9685
| Option 7 |  | $ | -3638101299.11 | -5061325.9793 | -34281740.5139 | -319870105.2994 | -318041852.3094 | -665836933.2901 | -679262581.0377 | -440429297.7912 | -968675173.4637 | -851859929.8088 | -215728840.6322 | 0 | 0 | 0 | 0 | 0 | 0 | 0 | 0 | 0 | 0 | 0 | 0 | 0 | 0 | 0 | 0 | 0 | 0 | 0 | 0 | 0 | 2465802803.5661 |  | 27 | 28 | 29 | 30 | 31 | 32 | 33 | 34 | 35 | 36 | 37 | 38 | 39 | 40 | 41
| Option 8 |  | $ | -3541120054.3806 | -5061325.9793 | -34281740.5139 | -319870105.2994 | -318041852.3094 | -665836933.2901 | -679262581.0377 | -347452761.2341 | -930612735.5608 | -855044631.5469 | -217970013.4281 | 0 | 0 | 0 | 0 | 0 | 0 | 0 | 0 | 0 | 0 | 0 | 0 | 0 | 0 | 0 | 0 | 0 | 0 | 0 | 0 | 0 | 2395767348.9685 |  | 0.16093 | 0.1504 | 0.14056 | 0.13137 | 0.12277 | 0.11474 | 0.10723 | 0.10022 | 0.093663 | 0.087535 | 0.081809 | 0.076457 | 0.071455 | 0.06678 | 0.062412
Operating cost
| Option name |  | Units | PV | 2019 | 2020 | 2021 | 2022 | 2023 | 2024 | 2025 | 2026 | 2027 | 2028 | 2029 | 2030 | 2031 | 2032 | 2033 | 2034 | 2035 | 2036 | 2037 | 2038 | 2039 | 2040 | 2041 | 2042 | 2043 | 2044 | 2045 | 2046 | 2047 | 2048 | 2049 | 2050 |  | 2050 | 2051 | 2052 | 2053 | 2054 | 2055 | 2056 | 2057 | 2058 | 2059 | 2060 | 2061 | 2062 | 2063 | 2064 | Terminal total
| Option 1 |  | $ | -241868810.4913 | 0 | 0 | 0 | 0 | 0 | 0 | 0 | -3793388.5539 | -3793388.5539 | -26985721.2262 | -27469416.4089 | -27469416.4089 | -27469416.4089 | -27469416.4089 | -27469416.4089 | -27469416.4089 | -27469416.4089 | -27469416.4089 | -27469416.4089 | -27469416.4089 | -27469416.4089 | -27469416.4089 | -27469416.4089 | -27469416.4089 | -27469416.4089 | -27469416.4089 | -27469416.4089 | -27469416.4089 | -27469416.4089 | -27469416.4089 | -27469416.4089 | -27469416.4089 |  | 0 | -27469416.4089 | -27469416.4089 | -27469416.4089 | -27469416.4089 | -27469416.4089 | -27469416.4089 | -27469416.4089 | -27469416.4089 | -27469416.4089 | -27469416.4089 | -27469416.4089 | -27469416.4089 | -27469416.4089 | -27469416.4089 | -38660769.1216
| Option 2 |  | $ | -246293997.4276 | 0 | 0 | 0 | 0 | 0 | 0 | 0 | -3793388.5539 | -3793388.5539 | -3793388.5539 | -30127245.4539 | -30127245.4539 | -30127245.4539 | -30127245.4539 | -30127245.4539 | -30127245.4539 | -30127245.4539 | -30127245.4539 | -30127245.4539 | -30127245.4539 | -30127245.4539 | -30127245.4539 | -30127245.4539 | -30127245.4539 | -30127245.4539 | -30127245.4539 | -30127245.4539 | -30127245.4539 | -30127245.4539 | -30127245.4539 | -30127245.4539 | -30127245.4539 |  | 0 | -30127245.4539 | -30127245.4539 | -30127245.4539 | -30127245.4539 | -30127245.4539 | -30127245.4539 | -30127245.4539 | -30127245.4539 | -30127245.4539 | -30127245.4539 | -30127245.4539 | -30127245.4539 | -30127245.4539 | -30127245.4539 | -42401427.9528
| Option 3 |  | $ | -248806426.0797 | 0 | 0 | 0 | 0 | 0 | 0 | 0 | -3793388.5539 | -3793388.5539 | -3793388.5539 | -30445818.326 | -30445818.326 | -30445818.326 | -30445818.326 | -30445818.326 | -30445818.326 | -30445818.326 | -30445818.326 | -30445818.326 | -30445818.326 | -30445818.326 | -30445818.326 | -30445818.326 | -30445818.326 | -30445818.326 | -30445818.326 | -30445818.326 | -30445818.326 | -30445818.326 | -30445818.326 | -30445818.326 | -30445818.326 |  | 0 | -30445818.326 | -30445818.326 | -30445818.326 | -30445818.326 | -30445818.326 | -30445818.326 | -30445818.326 | -30445818.326 | -30445818.326 | -30445818.326 | -30445818.326 | -30445818.326 | -30445818.326 | -30445818.326 | -42849791.0367
| Option 4 |  | $ | -226243102.1139 | 0 | 0 | 0 | 0 | 0 | 0 | 0 | -3793388.5539 | -3793388.5539 | -25612264.1934 | -25612264.1934 | -25612264.1934 | -25612264.1934 | -25612264.1934 | -25612264.1934 | -25612264.1934 | -25612264.1934 | -25612264.1934 | -25612264.1934 | -25612264.1934 | -25612264.1934 | -25612264.1934 | -25612264.1934 | -25612264.1934 | -25612264.1934 | -25612264.1934 | -25612264.1934 | -25612264.1934 | -25612264.1934 | -25612264.1934 | -25612264.1934 | -25612264.1934 |  | 0 | -25612264.1934 | -25612264.1934 | -25612264.1934 | -25612264.1934 | -25612264.1934 | -25612264.1934 | -25612264.1934 | -25612264.1934 | -25612264.1934 | -25612264.1934 | -25612264.1934 | -25612264.1934 | -25612264.1934 | -25612264.1934 | -36046991.9683
| Option 5 |  | $ | -248806426.0797 | 0 | 0 | 0 | 0 | 0 | 0 | 0 | -3793388.5539 | -3793388.5539 | -3793388.5539 | -30445818.326 | -30445818.326 | -30445818.326 | -30445818.326 | -30445818.326 | -30445818.326 | -30445818.326 | -30445818.326 | -30445818.326 | -30445818.326 | -30445818.326 | -30445818.326 | -30445818.326 | -30445818.326 | -30445818.326 | -30445818.326 | -30445818.326 | -30445818.326 | -30445818.326 | -30445818.326 | -30445818.326 | -30445818.326 |  | 0 | -30445818.326 | -30445818.326 | -30445818.326 | -30445818.326 | -30445818.326 | -30445818.326 | -30445818.326 | -30445818.326 | -30445818.326 | -30445818.326 | -30445818.326 | -30445818.326 | -30445818.326 | -30445818.326 | -42849791.0367
| Option 7 |  | $ | -256680683.8623 | 0 | 0 | 0 | 0 | 0 | 0 | 0 | -3793388.5539 | -3793388.5539 | -3793388.5539 | -31444264.5567 | -31444264.5567 | -31444264.5567 | -31444264.5567 | -31444264.5567 | -31444264.5567 | -31444264.5567 | -31444264.5567 | -31444264.5567 | -31444264.5567 | -31444264.5567 | -31444264.5567 | -31444264.5567 | -31444264.5567 | -31444264.5567 | -31444264.5567 | -31444264.5567 | -31444264.5567 | -31444264.5567 | -31444264.5567 | -31444264.5567 | -31444264.5567 |  | 0 | -31444264.5567 | -31444264.5567 | -31444264.5567 | -31444264.5567 | -31444264.5567 | -31444264.5567 | -31444264.5567 | -31444264.5567 | -31444264.5567 | -31444264.5567 | -31444264.5567 | -31444264.5567 | -31444264.5567 | -31444264.5567 | -44255015.6192
| Option 8 |  | $ | -248806426.0797 | 0 | 0 | 0 | 0 | 0 | 0 | 0 | -3793388.5539 | -3793388.5539 | -3793388.5539 | -30445818.326 | -30445818.326 | -30445818.326 | -30445818.326 | -30445818.326 | -30445818.326 | -30445818.326 | -30445818.326 | -30445818.326 | -30445818.326 | -30445818.326 | -30445818.326 | -30445818.326 | -30445818.326 | -30445818.326 | -30445818.326 | -30445818.326 | -30445818.326 | -30445818.326 | -30445818.326 | -30445818.326 | -30445818.326 |  | 0 | -30445818.326 | -30445818.326 | -30445818.326 | -30445818.326 | -30445818.326 | -30445818.326 | -30445818.326 | -30445818.326 | -30445818.326 | -30445818.326 | -30445818.326 | -30445818.326 | -30445818.326 | -30445818.326 | -42849791.0367
Security and LDs
| Option name |  | Units | PV | 2019 | 2020 | 2021 | 2022 | 2023 | 2024 | 2025 | 2026 | 2027 | 2028 | 2029 | 2030 | 2031 | 2032 | 2033 | 2034 | 2035 | 2036 | 2037 | 2038 | 2039 | 2040 | 2041 | 2042 | 2043 | 2044 | 2045 | 2046 | 2047 | 2048 | 2049 | 2050
| Option 1 |  | $ | 176243034.0399 | c-i-c | c-i-c | c-i-c | c-i-c | c-i-c | c-i-c | c-i-c | c-i-c | c-i-c | c-i-c | c-i-c | c-i-c | c-i-c | c-i-c | c-i-c | c-i-c | c-i-c | c-i-c | c-i-c | c-i-c | c-i-c | c-i-c | c-i-c | c-i-c | c-i-c | c-i-c | c-i-c | c-i-c | c-i-c | c-i-c | c-i-c | c-i-c
| Option 2 |  | $ | 89577539.0336 | c-i-c | c-i-c | c-i-c | c-i-c | c-i-c | c-i-c | c-i-c | c-i-c | c-i-c | c-i-c | c-i-c | c-i-c | c-i-c | c-i-c | c-i-c | c-i-c | c-i-c | c-i-c | c-i-c | c-i-c | c-i-c | c-i-c | c-i-c | c-i-c | c-i-c | c-i-c | c-i-c | c-i-c | c-i-c | c-i-c | c-i-c | c-i-c
| Option 3 |  | $ | 243585909.691 | c-i-c | c-i-c | c-i-c | c-i-c | c-i-c | c-i-c | c-i-c | c-i-c | c-i-c | c-i-c | c-i-c | c-i-c | c-i-c | c-i-c | c-i-c | c-i-c | c-i-c | c-i-c | c-i-c | c-i-c | c-i-c | c-i-c | c-i-c | c-i-c | c-i-c | c-i-c | c-i-c | c-i-c | c-i-c | c-i-c | c-i-c | c-i-c
| Option 4 |  | $ | 184419024.1349 | 0 | 0 | 0 | 0 | 0 | 0 | 211141340.732 | 0 | 0 | 0 | 0 | 0 | 0 | 0 | 0 | 0 | 0 | 0 | 0 | 0 | 0 | 0 | 0 | 0 | 0 | 0 | 0 | 0 | 0 | 0 | 0 | 0
| Option 5 |  | $ | 243585909.691 | c-i-c | c-i-c | c-i-c | c-i-c | c-i-c | c-i-c | c-i-c | c-i-c | c-i-c | c-i-c | c-i-c | c-i-c | c-i-c | c-i-c | c-i-c | c-i-c | c-i-c | c-i-c | c-i-c | c-i-c | c-i-c | c-i-c | c-i-c | c-i-c | c-i-c | c-i-c | c-i-c | c-i-c | c-i-c | c-i-c | c-i-c | c-i-c
| Option 7 |  | $ | 184419024.1349 | c-i-c | c-i-c | c-i-c | c-i-c | c-i-c | c-i-c | c-i-c | c-i-c | c-i-c | c-i-c | c-i-c | c-i-c | c-i-c | c-i-c | c-i-c | c-i-c | c-i-c | c-i-c | c-i-c | c-i-c | c-i-c | c-i-c | c-i-c | c-i-c | c-i-c | c-i-c | c-i-c | c-i-c | c-i-c | c-i-c | c-i-c | c-i-c
| Option 8 |  | $ | 243585909.691 | c-i-c | c-i-c | c-i-c | c-i-c | c-i-c | c-i-c | c-i-c | c-i-c | c-i-c | c-i-c | c-i-c | c-i-c | c-i-c | c-i-c | c-i-c | c-i-c | c-i-c | c-i-c | c-i-c | c-i-c | c-i-c | c-i-c | c-i-c | c-i-c | c-i-c | c-i-c | c-i-c | c-i-c | c-i-c | c-i-c | c-i-c | c-i-c
Incremental 'market benefits' calculation
Avoided involuntary load shedding
| Option name |  | Units | PV | 2019 | 2020 | 2021 | 2022 | 2023 | 2024 | 2025 | 2026 | 2027 | 2028 | 2029 | 2030 | 2031 | 2032 | 2033 | 2034 | 2035 | 2036 | 2037 | 2038 | 2039 | 2040 | 2041 | 2042 | 2043 | 2044 | 2045 | 2046 | 2047 | 2048 | 2049 | 2050 |  | 2050 | 2051 | 2052 | 2053 | 2054 | 2055 | 2056 | 2057 | 2058 | 2059 | 2060 | 2061 | 2062 | 2063 | 2064 | Terminal total
| Option 1 |  | $ | 1703377.0758 | 0 | 0 | 0 | 0 | 0 | 0 | 0 | 0 | 0 | 0 | 0 | -1 | 0 | 0 | 0 | -1 | 0 | 0 | -1 | 0 | 0 | 0 | 0 | -1 | 0 | 0 | 0 | 8074920 | -1 | 0 | -1 | 0 |  | -0.66667 | -0.66667 | -0.66667 | -0.66667 | -0.66667 | -0.66667 | -0.66667 | -0.66667 | -0.66667 | -0.66667 | -0.66667 | -0.66667 | -0.66667 | -0.66667 | -0.66667 | -1.004
| Option 2 |  | $ | 1703400.7934 | 0 | 0 | 0 | 0 | 0 | 0 | 1 | 1 | 1 | 2 | 1 | 1 | 2 | 1 | 2 | 1 | 2 | 2 | 2 | 2 | 3 | 3 | 3 | 3 | 4 | 4 | 4 | 8074924 | 4 | 5 | 5 | 0 |  | 4.6667 | 4.6667 | 4.6667 | 4.6667 | 4.6667 | 4.6667 | 4.6667 | 4.6667 | 4.6667 | 4.6667 | 4.6667 | 4.6667 | 4.6667 | 4.6667 | 4.6667 | 7.0277
| Option 3 |  | $ | 1703400.7934 | 0 | 0 | 0 | 0 | 0 | 0 | 1 | 1 | 1 | 2 | 1 | 1 | 2 | 1 | 2 | 1 | 2 | 2 | 2 | 2 | 3 | 3 | 3 | 3 | 4 | 4 | 4 | 8074924 | 4 | 5 | 5 | 0 |  | 4.6667 | 4.6667 | 4.6667 | 4.6667 | 4.6667 | 4.6667 | 4.6667 | 4.6667 | 4.6667 | 4.6667 | 4.6667 | 4.6667 | 4.6667 | 4.6667 | 4.6667 | 7.0277
| Option 4 |  | $ | 1703377.0758 | 0 | 0 | 0 | 0 | 0 | 0 | 0 | 0 | 0 | 0 | 0 | -1 | 0 | 0 | 0 | -1 | 0 | 0 | -1 | 0 | 0 | 0 | 0 | -1 | 0 | 0 | 0 | 8074920 | -1 | 0 | -1 | 0 |  | -0.66667 | -0.66667 | -0.66667 | -0.66667 | -0.66667 | -0.66667 | -0.66667 | -0.66667 | -0.66667 | -0.66667 | -0.66667 | -0.66667 | -0.66667 | -0.66667 | -0.66667 | -1.004
| Option 5 |  | $ | 1703400.7934 | 0 | 0 | 0 | 0 | 0 | 0 | 1 | 1 | 1 | 2 | 1 | 1 | 2 | 1 | 2 | 1 | 2 | 2 | 2 | 2 | 3 | 3 | 3 | 3 | 4 | 4 | 4 | 8074924 | 4 | 5 | 5 | 0 |  | 4.6667 | 4.6667 | 4.6667 | 4.6667 | 4.6667 | 4.6667 | 4.6667 | 4.6667 | 4.6667 | 4.6667 | 4.6667 | 4.6667 | 4.6667 | 4.6667 | 4.6667 | 7.0277
| Option 7 |  | $ | 1703400.7934 | 0 | 0 | 0 | 0 | 0 | 0 | 1 | 1 | 1 | 2 | 1 | 1 | 2 | 1 | 2 | 1 | 2 | 2 | 2 | 2 | 3 | 3 | 3 | 3 | 4 | 4 | 4 | 8074924 | 4 | 5 | 5 | 0 |  | 4.6667 | 4.6667 | 4.6667 | 4.6667 | 4.6667 | 4.6667 | 4.6667 | 4.6667 | 4.6667 | 4.6667 | 4.6667 | 4.6667 | 4.6667 | 4.6667 | 4.6667 | 7.0277
| Option 8 |  | $ | 1703400.7934 | 0 | 0 | 0 | 0 | 0 | 0 | 1 | 1 | 1 | 2 | 1 | 1 | 2 | 1 | 2 | 1 | 2 | 2 | 2 | 2 | 3 | 3 | 3 | 3 | 4 | 4 | 4 | 8074924 | 4 | 5 | 5 | 0 |  | 4.6667 | 4.6667 | 4.6667 | 4.6667 | 4.6667 | 4.6667 | 4.6667 | 4.6667 | 4.6667 | 4.6667 | 4.6667 | 4.6667 | 4.6667 | 4.6667 | 4.6667 | 7.0277
Difference in timing of unrelated expenditure
| Option name |  | Units | PV | 2019 | 2020 | 2021 | 2022 | 2023 | 2024 | 2025 | 2026 | 2027 | 2028 | 2029 | 2030 | 2031 | 2032 | 2033 | 2034 | 2035 | 2036 | 2037 | 2038 | 2039 | 2040 | 2041 | 2042 | 2043 | 2044 | 2045 | 2046 | 2047 | 2048 | 2049 | 2050 |  | 2050 | 2051 | 2052 | 2053 | 2054 | 2055 | 2056 | 2057 | 2058 | 2059 | 2060 | 2061 | 2062 | 2063 | 2064 | Terminal total
| Option 1 |  | $ | 329157722.3653 | 0 | 0 | 0 | 0 | 0 | 0 | 0 | 0 | 185400862 | -107593105 | 451945534 | 0 | -23454349 | -102615265 | 123159521 | -6489750 | -12441785 | 8487719 | -25604410 | 52805073 | -6805500 | 6361798 | 65327939 | -39014021 | -11252335 | -4606520 | -14977302 | -70972491 | -110894978 | 17082712 | -6670834 | 0 |  | -33494366.6667 | -33494366.6667 | -33494366.6667 | -33494366.6667 | -33494366.6667 | -33494366.6667 | -33494366.6667 | -33494366.6667 | -33494366.6667 | -33494366.6667 | -33494366.6667 | -33494366.6667 | -33494366.6667 | -33494366.6667 | -33494366.6667 | -50440177.3344
| Option 2 |  | $ | 319159183.8127 | 0 | 0 | 0 | 0 | 0 | 0 | 0 | 0 | 120661287 | -79198728 | 485563901 | 0 | -24131938 | -105748199 | 128119948 | -7458722 | -12549868 | 4135251 | -25180294 | 51526905 | -6852060 | 7109452 | 63937174 | -38869602 | -17119559 | -3797741 | -11051243 | -71355688 | -113101972 | 17718450 | -7140851 | 0 |  | -34174791 | -34174791 | -34174791 | -34174791 | -34174791 | -34174791 | -34174791 | -34174791 | -34174791 | -34174791 | -34174791 | -34174791 | -34174791 | -34174791 | -34174791 | -51464848.8673
| Option 3 |  | $ | 319159183.8127 | 0 | 0 | 0 | 0 | 0 | 0 | 0 | 0 | 120661287 | -79198728 | 485563901 | 0 | -24131938 | -105748199 | 128119948 | -7458722 | -12549868 | 4135251 | -25180294 | 51526905 | -6852060 | 7109452 | 63937174 | -38869602 | -17119559 | -3797741 | -11051243 | -71355688 | -113101972 | 17718450 | -7140851 | 0 |  | -34174791 | -34174791 | -34174791 | -34174791 | -34174791 | -34174791 | -34174791 | -34174791 | -34174791 | -34174791 | -34174791 | -34174791 | -34174791 | -34174791 | -34174791 | -51464848.8673
| Option 4 |  | $ | 329157722.3653 | 0 | 0 | 0 | 0 | 0 | 0 | 0 | 0 | 185400862 | -107593105 | 451945534 | 0 | -23454349 | -102615265 | 123159521 | -6489750 | -12441785 | 8487719 | -25604410 | 52805073 | -6805500 | 6361798 | 65327939 | -39014021 | -11252335 | -4606520 | -14977302 | -70972491 | -110894978 | 17082712 | -6670834 | 0 |  | -33494366.6667 | -33494366.6667 | -33494366.6667 | -33494366.6667 | -33494366.6667 | -33494366.6667 | -33494366.6667 | -33494366.6667 | -33494366.6667 | -33494366.6667 | -33494366.6667 | -33494366.6667 | -33494366.6667 | -33494366.6667 | -33494366.6667 | -50440177.3344
| Option 5 |  | $ | 319159183.8127 | 0 | 0 | 0 | 0 | 0 | 0 | 0 | 0 | 120661287 | -79198728 | 485563901 | 0 | -24131938 | -105748199 | 128119948 | -7458722 | -12549868 | 4135251 | -25180294 | 51526905 | -6852060 | 7109452 | 63937174 | -38869602 | -17119559 | -3797741 | -11051243 | -71355688 | -113101972 | 17718450 | -7140851 | 0 |  | -34174791 | -34174791 | -34174791 | -34174791 | -34174791 | -34174791 | -34174791 | -34174791 | -34174791 | -34174791 | -34174791 | -34174791 | -34174791 | -34174791 | -34174791 | -51464848.8673
| Option 7 |  | $ | 319159183.8127 | 0 | 0 | 0 | 0 | 0 | 0 | 0 | 0 | 120661287 | -79198728 | 485563901 | 0 | -24131938 | -105748199 | 128119948 | -7458722 | -12549868 | 4135251 | -25180294 | 51526905 | -6852060 | 7109452 | 63937174 | -38869602 | -17119559 | -3797741 | -11051243 | -71355688 | -113101972 | 17718450 | -7140851 | 0 |  | -34174791 | -34174791 | -34174791 | -34174791 | -34174791 | -34174791 | -34174791 | -34174791 | -34174791 | -34174791 | -34174791 | -34174791 | -34174791 | -34174791 | -34174791 | -51464848.8673
| Option 8 |  | $ | 319159183.8127 | 0 | 0 | 0 | 0 | 0 | 0 | 0 | 0 | 120661287 | -79198728 | 485563901 | 0 | -24131938 | -105748199 | 128119948 | -7458722 | -12549868 | 4135251 | -25180294 | 51526905 | -6852060 | 7109452 | 63937174 | -38869602 | -17119559 | -3797741 | -11051243 | -71355688 | -113101972 | 17718450 | -7140851 | 0 |  | -34174791 | -34174791 | -34174791 | -34174791 | -34174791 | -34174791 | -34174791 | -34174791 | -34174791 | -34174791 | -34174791 | -34174791 | -34174791 | -34174791 | -34174791 | -51464848.8673
Avoided fuel consumption from generation dispatch
| Option name |  | Units | PV | 2019 | 2020 | 2021 | 2022 | 2023 | 2024 | 2025 | 2026 | 2027 | 2028 | 2029 | 2030 | 2031 | 2032 | 2033 | 2034 | 2035 | 2036 | 2037 | 2038 | 2039 | 2040 | 2041 | 2042 | 2043 | 2044 | 2045 | 2046 | 2047 | 2048 | 2049 | 2050 |  | 2050 | 2051 | 2052 | 2053 | 2054 | 2055 | 2056 | 2057 | 2058 | 2059 | 2060 | 2061 | 2062 | 2063 | 2064 | Terminal total
| Option 1 |  | $ | 560279589.1128 | 0 | 0 | 0 | 0 | 0 | 0 | 66895083 | 94059175 | 125463505 | 82019030 | 26623627 | 26984303 | 42526484 | 69666274 | 21885410 | 40601313 | 60857736 | 78457756 | 3687060 | 17879760 | 11454197 | -10055001 | -15108661 | 10792300 | -17495856 | 59123540 | 88649584 | 327248 | 99447619 | 134214218 | 13945809 | 0 |  | 82535882 | 82535882 | 82535882 | 82535882 | 82535882 | 82535882 | 82535882 | 82535882 | 82535882 | 82535882 | 82535882 | 82535882 | 82535882 | 82535882 | 82535882 | 124293274.9247
| Option 2 |  | $ | 516881609.041 | 0 | 0 | 0 | 0 | 0 | 0 | 63795943 | 59013347 | 76384914 | 77800480 | 26601191 | 26053171 | 42085874 | 70317308 | 23876797 | 43735613 | 63939623 | 80822877 | 9064519 | 22285434 | 17447182 | -5309592 | -8300987 | 16374945 | -6690669 | 69514747 | 94326012 | 11010050 | 108580574 | 142473093 | 20223605 | 0 |  | 90425757.3333 | 90425757.3333 | 90425757.3333 | 90425757.3333 | 90425757.3333 | 90425757.3333 | 90425757.3333 | 90425757.3333 | 90425757.3333 | 90425757.3333 | 90425757.3333 | 90425757.3333 | 90425757.3333 | 90425757.3333 | 90425757.3333 | 136174876.2375
| Option 3 |  | $ | 516881609.041 | 0 | 0 | 0 | 0 | 0 | 0 | 63795943 | 59013347 | 76384914 | 77800480 | 26601191 | 26053171 | 42085874 | 70317308 | 23876797 | 43735613 | 63939623 | 80822877 | 9064519 | 22285434 | 17447182 | -5309592 | -8300987 | 16374945 | -6690669 | 69514747 | 94326012 | 11010050 | 108580574 | 142473093 | 20223605 | 0 |  | 90425757.3333 | 90425757.3333 | 90425757.3333 | 90425757.3333 | 90425757.3333 | 90425757.3333 | 90425757.3333 | 90425757.3333 | 90425757.3333 | 90425757.3333 | 90425757.3333 | 90425757.3333 | 90425757.3333 | 90425757.3333 | 90425757.3333 | 136174876.2375
| Option 4 |  | $ | 560279589.1128 | 0 | 0 | 0 | 0 | 0 | 0 | 66895083 | 94059175 | 125463505 | 82019030 | 26623627 | 26984303 | 42526484 | 69666274 | 21885410 | 40601313 | 60857736 | 78457756 | 3687060 | 17879760 | 11454197 | -10055001 | -15108661 | 10792300 | -17495856 | 59123540 | 88649584 | 327248 | 99447619 | 134214218 | 13945809 | 0 |  | 82535882 | 82535882 | 82535882 | 82535882 | 82535882 | 82535882 | 82535882 | 82535882 | 82535882 | 82535882 | 82535882 | 82535882 | 82535882 | 82535882 | 82535882 | 124293274.9247
| Option 5 |  | $ | 516881609.041 | 0 | 0 | 0 | 0 | 0 | 0 | 63795943 | 59013347 | 76384914 | 77800480 | 26601191 | 26053171 | 42085874 | 70317308 | 23876797 | 43735613 | 63939623 | 80822877 | 9064519 | 22285434 | 17447182 | -5309592 | -8300987 | 16374945 | -6690669 | 69514747 | 94326012 | 11010050 | 108580574 | 142473093 | 20223605 | 0 |  | 90425757.3333 | 90425757.3333 | 90425757.3333 | 90425757.3333 | 90425757.3333 | 90425757.3333 | 90425757.3333 | 90425757.3333 | 90425757.3333 | 90425757.3333 | 90425757.3333 | 90425757.3333 | 90425757.3333 | 90425757.3333 | 90425757.3333 | 136174876.2375
| Option 7 |  | $ | 516881609.041 | 0 | 0 | 0 | 0 | 0 | 0 | 63795943 | 59013347 | 76384914 | 77800480 | 26601191 | 26053171 | 42085874 | 70317308 | 23876797 | 43735613 | 63939623 | 80822877 | 9064519 | 22285434 | 17447182 | -5309592 | -8300987 | 16374945 | -6690669 | 69514747 | 94326012 | 11010050 | 108580574 | 142473093 | 20223605 | 0 |  | 90425757.3333 | 90425757.3333 | 90425757.3333 | 90425757.3333 | 90425757.3333 | 90425757.3333 | 90425757.3333 | 90425757.3333 | 90425757.3333 | 90425757.3333 | 90425757.3333 | 90425757.3333 | 90425757.3333 | 90425757.3333 | 90425757.3333 | 136174876.2375
| Option 8 |  | $ | 516881609.041 | 0 | 0 | 0 | 0 | 0 | 0 | 63795943 | 59013347 | 76384914 | 77800480 | 26601191 | 26053171 | 42085874 | 70317308 | 23876797 | 43735613 | 63939623 | 80822877 | 9064519 | 22285434 | 17447182 | -5309592 | -8300987 | 16374945 | -6690669 | 69514747 | 94326012 | 11010050 | 108580574 | 142473093 | 20223605 | 0 |  | 90425757.3333 | 90425757.3333 | 90425757.3333 | 90425757.3333 | 90425757.3333 | 90425757.3333 | 90425757.3333 | 90425757.3333 | 90425757.3333 | 90425757.3333 | 90425757.3333 | 90425757.3333 | 90425757.3333 | 90425757.3333 | 90425757.3333 | 136174876.2375
Avoided voluntary load curtailment
| Option name |  | Units | PV | 2019 | 2020 | 2021 | 2022 | 2023 | 2024 | 2025 | 2026 | 2027 | 2028 | 2029 | 2030 | 2031 | 2032 | 2033 | 2034 | 2035 | 2036 | 2037 | 2038 | 2039 | 2040 | 2041 | 2042 | 2043 | 2044 | 2045 | 2046 | 2047 | 2048 | 2049 | 2050 |  | 2050 | 2051 | 2052 | 2053 | 2054 | 2055 | 2056 | 2057 | 2058 | 2059 | 2060 | 2061 | 2062 | 2063 | 2064 | Terminal total
| Option 1 |  | $ | 132742089.1773 | 0 | 0 | 0 | 0 | 0 | 0 | -1 | 0 | 0 | 788881 | 28410546 | 0 | 0 | 625557 | 2210928 | 1460659 | 17939514 | -266393 | 4435420 | 9067363 | 22771327 | 20091501 | 19429852 | 37515185 | 24795589 | 34439095 | 46692435 | 40668182 | 44242791 | 81966338 | 60196773 | 0 |  | 62135300.6667 | 62135300.6667 | 62135300.6667 | 62135300.6667 | 62135300.6667 | 62135300.6667 | 62135300.6667 | 62135300.6667 | 62135300.6667 | 62135300.6667 | 62135300.6667 | 62135300.6667 | 62135300.6667 | 62135300.6667 | 62135300.6667 | 93571423.9813
| Option 2 |  | $ | 132214950.6941 | 0 | 0 | 0 | 0 | 0 | 0 | 3 | 4 | 4 | 788886 | 28565619 | 5 | 5 | 625563 | 2210896 | 1373004 | 18658476 | -279690 | 4285861 | 8468109 | 22325737 | 19810264 | 19181132 | 36407770 | 24715276 | 34518193 | 46781651 | 40783767 | 44376992 | 81627458 | 60112771 | 0 |  | 62039073.6667 | 62039073.6667 | 62039073.6667 | 62039073.6667 | 62039073.6667 | 62039073.6667 | 62039073.6667 | 62039073.6667 | 62039073.6667 | 62039073.6667 | 62039073.6667 | 62039073.6667 | 62039073.6667 | 62039073.6667 | 62039073.6667 | 93426512.8387
| Option 3 |  | $ | 132214950.6941 | 0 | 0 | 0 | 0 | 0 | 0 | 3 | 4 | 4 | 788886 | 28565619 | 5 | 5 | 625563 | 2210896 | 1373004 | 18658476 | -279690 | 4285861 | 8468109 | 22325737 | 19810264 | 19181132 | 36407770 | 24715276 | 34518193 | 46781651 | 40783767 | 44376992 | 81627458 | 60112771 | 0 |  | 62039073.6667 | 62039073.6667 | 62039073.6667 | 62039073.6667 | 62039073.6667 | 62039073.6667 | 62039073.6667 | 62039073.6667 | 62039073.6667 | 62039073.6667 | 62039073.6667 | 62039073.6667 | 62039073.6667 | 62039073.6667 | 62039073.6667 | 93426512.8387
| Option 4 |  | $ | 132742089.1773 | 0 | 0 | 0 | 0 | 0 | 0 | -1 | 0 | 0 | 788881 | 28410546 | 0 | 0 | 625557 | 2210928 | 1460659 | 17939514 | -266393 | 4435420 | 9067363 | 22771327 | 20091501 | 19429852 | 37515185 | 24795589 | 34439095 | 46692435 | 40668182 | 44242791 | 81966338 | 60196773 | 0 |  | 62135300.6667 | 62135300.6667 | 62135300.6667 | 62135300.6667 | 62135300.6667 | 62135300.6667 | 62135300.6667 | 62135300.6667 | 62135300.6667 | 62135300.6667 | 62135300.6667 | 62135300.6667 | 62135300.6667 | 62135300.6667 | 62135300.6667 | 93571423.9813
| Option 5 |  | $ | 132214950.6941 | 0 | 0 | 0 | 0 | 0 | 0 | 3 | 4 | 4 | 788886 | 28565619 | 5 | 5 | 625563 | 2210896 | 1373004 | 18658476 | -279690 | 4285861 | 8468109 | 22325737 | 19810264 | 19181132 | 36407770 | 24715276 | 34518193 | 46781651 | 40783767 | 44376992 | 81627458 | 60112771 | 0 |  | 62039073.6667 | 62039073.6667 | 62039073.6667 | 62039073.6667 | 62039073.6667 | 62039073.6667 | 62039073.6667 | 62039073.6667 | 62039073.6667 | 62039073.6667 | 62039073.6667 | 62039073.6667 | 62039073.6667 | 62039073.6667 | 62039073.6667 | 93426512.8387
| Option 7 |  | $ | 132214950.6941 | 0 | 0 | 0 | 0 | 0 | 0 | 3 | 4 | 4 | 788886 | 28565619 | 5 | 5 | 625563 | 2210896 | 1373004 | 18658476 | -279690 | 4285861 | 8468109 | 22325737 | 19810264 | 19181132 | 36407770 | 24715276 | 34518193 | 46781651 | 40783767 | 44376992 | 81627458 | 60112771 | 0 |  | 62039073.6667 | 62039073.6667 | 62039073.6667 | 62039073.6667 | 62039073.6667 | 62039073.6667 | 62039073.6667 | 62039073.6667 | 62039073.6667 | 62039073.6667 | 62039073.6667 | 62039073.6667 | 62039073.6667 | 62039073.6667 | 62039073.6667 | 93426512.8387
| Option 8 |  | $ | 132214950.6941 | 0 | 0 | 0 | 0 | 0 | 0 | 3 | 4 | 4 | 788886 | 28565619 | 5 | 5 | 625563 | 2210896 | 1373004 | 18658476 | -279690 | 4285861 | 8468109 | 22325737 | 19810264 | 19181132 | 36407770 | 24715276 | 34518193 | 46781651 | 40783767 | 44376992 | 81627458 | 60112771 | 0 |  | 62039073.6667 | 62039073.6667 | 62039073.6667 | 62039073.6667 | 62039073.6667 | 62039073.6667 | 62039073.6667 | 62039073.6667 | 62039073.6667 | 62039073.6667 | 62039073.6667 | 62039073.6667 | 62039073.6667 | 62039073.6667 | 62039073.6667 | 93426512.8387
Avoided costs for non RIT-T proponent parties
| Option name |  | Units | PV | 2019 | 2020 | 2021 | 2022 | 2023 | 2024 | 2025 | 2026 | 2027 | 2028 | 2029 | 2030 | 2031 | 2032 | 2033 | 2034 | 2035 | 2036 | 2037 | 2038 | 2039 | 2040 | 2041 | 2042 | 2043 | 2044 | 2045 | 2046 | 2047 | 2048 | 2049 | 2050 |  | 2050 | 2051 | 2052 | 2053 | 2054 | 2055 | 2056 | 2057 | 2058 | 2059 | 2060 | 2061 | 2062 | 2063 | 2064 | Terminal total
| Option 1 |  | $ | 2872032309.7916 | 0 | 0 | 0 | 0 | 0 | 0 | 14593095 | 1151597486 | 379245 | 1749452599 | 1140204013 | 620879 | -201720487 | -687955192 | 26186826 | -862472511 | 507310084 | -393783755 | 1048749752 | -291566980 | 390686220 | 517404162 | 344125105 | 8925539 | -346401513 | 10616726 | -166553938 | 954721133 | -493515491 | -27311637 | 358184850 | 0 |  | -54214092.6667 | -54214092.6667 | -54214092.6667 | -54214092.6667 | -54214092.6667 | -54214092.6667 | -54214092.6667 | -54214092.6667 | -54214092.6667 | -54214092.6667 | -54214092.6667 | -54214092.6667 | -54214092.6667 | -54214092.6667 | -54214092.6667 | -81642637.8604
| Option 2 |  | $ | 2760276201.6971 | 0 | 0 | 0 | 0 | 0 | 0 | 3954776 | 1116442577 | -384007495 | 2154386896 | 1128027085 | 445445 | -209671897 | -740388507 | 43832637 | -854408222 | 505517015 | -394538773 | 999786010 | -279646507 | 353074387 | 530703806 | 316670068 | 40675949 | -422178014 | -466627 | -113618496 | 909407089 | -492752360 | -15163110 | 360909118 | 0 |  | -49002117.3333 | -49002117.3333 | -49002117.3333 | -49002117.3333 | -49002117.3333 | -49002117.3333 | -49002117.3333 | -49002117.3333 | -49002117.3333 | -49002117.3333 | -49002117.3333 | -49002117.3333 | -49002117.3333 | -49002117.3333 | -49002117.3333 | -73793766.9534
| Option 3 |  | $ | 2760276201.6971 | 0 | 0 | 0 | 0 | 0 | 0 | 3954776 | 1116442577 | -384007495 | 2154386896 | 1128027085 | 445445 | -209671897 | -740388507 | 43832637 | -854408222 | 505517015 | -394538773 | 999786010 | -279646507 | 353074387 | 530703806 | 316670068 | 40675949 | -422178014 | -466627 | -113618496 | 909407089 | -492752360 | -15163110 | 360909118 | 0 |  | -49002117.3333 | -49002117.3333 | -49002117.3333 | -49002117.3333 | -49002117.3333 | -49002117.3333 | -49002117.3333 | -49002117.3333 | -49002117.3333 | -49002117.3333 | -49002117.3333 | -49002117.3333 | -49002117.3333 | -49002117.3333 | -49002117.3333 | -73793766.9534
| Option 4 |  | $ | 2872032309.7916 | 0 | 0 | 0 | 0 | 0 | 0 | 14593095 | 1151597486 | 379245 | 1749452599 | 1140204013 | 620879 | -201720487 | -687955192 | 26186826 | -862472511 | 507310084 | -393783755 | 1048749752 | -291566980 | 390686220 | 517404162 | 344125105 | 8925539 | -346401513 | 10616726 | -166553938 | 954721133 | -493515491 | -27311637 | 358184850 | 0 |  | -54214092.6667 | -54214092.6667 | -54214092.6667 | -54214092.6667 | -54214092.6667 | -54214092.6667 | -54214092.6667 | -54214092.6667 | -54214092.6667 | -54214092.6667 | -54214092.6667 | -54214092.6667 | -54214092.6667 | -54214092.6667 | -54214092.6667 | -81642637.8604
| Option 5 |  | $ | 2760276201.6971 | 0 | 0 | 0 | 0 | 0 | 0 | 3954776 | 1116442577 | -384007495 | 2154386896 | 1128027085 | 445445 | -209671897 | -740388507 | 43832637 | -854408222 | 505517015 | -394538773 | 999786010 | -279646507 | 353074387 | 530703806 | 316670068 | 40675949 | -422178014 | -466627 | -113618496 | 909407089 | -492752360 | -15163110 | 360909118 | 0 |  | -49002117.3333 | -49002117.3333 | -49002117.3333 | -49002117.3333 | -49002117.3333 | -49002117.3333 | -49002117.3333 | -49002117.3333 | -49002117.3333 | -49002117.3333 | -49002117.3333 | -49002117.3333 | -49002117.3333 | -49002117.3333 | -49002117.3333 | -73793766.9534
| Option 7 |  | $ | 2760276201.6971 | 0 | 0 | 0 | 0 | 0 | 0 | 3954776 | 1116442577 | -384007495 | 2154386896 | 1128027085 | 445445 | -209671897 | -740388507 | 43832637 | -854408222 | 505517015 | -394538773 | 999786010 | -279646507 | 353074387 | 530703806 | 316670068 | 40675949 | -422178014 | -466627 | -113618496 | 909407089 | -492752360 | -15163110 | 360909118 | 0 |  | -49002117.3333 | -49002117.3333 | -49002117.3333 | -49002117.3333 | -49002117.3333 | -49002117.3333 | -49002117.3333 | -49002117.3333 | -49002117.3333 | -49002117.3333 | -49002117.3333 | -49002117.3333 | -49002117.3333 | -49002117.3333 | -49002117.3333 | -73793766.9534
| Option 8 |  | $ | 2760276201.6971 | 0 | 0 | 0 | 0 | 0 | 0 | 3954776 | 1116442577 | -384007495 | 2154386896 | 1128027085 | 445445 | -209671897 | -740388507 | 43832637 | -854408222 | 505517015 | -394538773 | 999786010 | -279646507 | 353074387 | 530703806 | 316670068 | 40675949 | -422178014 | -466627 | -113618496 | 909407089 | -492752360 | -15163110 | 360909118 | 0 |  | -49002117.3333 | -49002117.3333 | -49002117.3333 | -49002117.3333 | -49002117.3333 | -49002117.3333 | -49002117.3333 | -49002117.3333 | -49002117.3333 | -49002117.3333 | -49002117.3333 | -49002117.3333 | -49002117.3333 | -49002117.3333 | -49002117.3333 | -73793766.9534
Avoided emissions
| Option name |  | Units | PV | 2019 | 2020 | 2021 | 2022 | 2023 | 2024 | 2025 | 2026 | 2027 | 2028 | 2029 | 2030 | 2031 | 2032 | 2033 | 2034 | 2035 | 2036 | 2037 | 2038 | 2039 | 2040 | 2041 | 2042 | 2043 | 2044 | 2045 | 2046 | 2047 | 2048 | 2049 | 2050 |  | 2050 | 2051 | 2052 | 2053 | 2054 | 2055 | 2056 | 2057 | 2058 | 2059 | 2060 | 2061 | 2062 | 2063 | 2064 | Terminal total
| Option 1 |  | $ | 9906191.8632 | 0 | 0 | 0 | 0 | 0 | 0 | -46978820 | -45983339 | -11186192 | -15601887 | -31314061 | -35579464 | -33364414 | -30608515 | -14164873 | 17760961 | 47674065 | 52630577 | 30272770 | 22816585 | 24979655 | 4909927 | -3456965 | 10495151 | 19745448 | 55953647 | 92472316 | 52524134 | 97714220 | 170348072 | 57229979 | 0 |  | 108430757 | 108430757 | 108430757 | 108430757 | 108430757 | 108430757 | 108430757 | 108430757 | 108430757 | 108430757 | 108430757 | 108430757 | 108430757 | 108430757 | 108430757 | 170056482.3648
| Option 2 |  | $ | 12499164.4325 | 0 | 0 | 0 | 0 | 0 | 0 | -46820125 | -71828357 | -33363750 | -12607020 | -30320990 | -34659441 | -31629746 | -27030245 | -10207294 | 20903647 | 50714508 | 55826510 | 33949699 | 27148102 | 29681921 | 10312139 | 2970442 | 18375699 | 30460842 | 67044006 | 102528108 | 64605195 | 111346774 | 182440736 | 71183592 | 0 |  | 121657034 | 121657034 | 121657034 | 121657034 | 121657034 | 121657034 | 121657034 | 121657034 | 121657034 | 121657034 | 121657034 | 121657034 | 121657034 | 121657034 | 121657034 | 190799804.6807
| Option 3 |  | $ | 12499164.4325 | 0 | 0 | 0 | 0 | 0 | 0 | -46820125 | -71828357 | -33363750 | -12607020 | -30320990 | -34659441 | -31629746 | -27030245 | -10207294 | 20903647 | 50714508 | 55826510 | 33949699 | 27148102 | 29681921 | 10312139 | 2970442 | 18375699 | 30460842 | 67044006 | 102528108 | 64605195 | 111346774 | 182440736 | 71183592 | 0 |  | 121657034 | 121657034 | 121657034 | 121657034 | 121657034 | 121657034 | 121657034 | 121657034 | 121657034 | 121657034 | 121657034 | 121657034 | 121657034 | 121657034 | 121657034 | 190799804.6807
| Option 4 |  | $ | 9906191.8632 | 0 | 0 | 0 | 0 | 0 | 0 | -46978820 | -45983339 | -11186192 | -15601887 | -31314061 | -35579464 | -33364414 | -30608515 | -14164873 | 17760961 | 47674065 | 52630577 | 30272770 | 22816585 | 24979655 | 4909927 | -3456965 | 10495151 | 19745448 | 55953647 | 92472316 | 52524134 | 97714220 | 170348072 | 57229979 | 0 |  | 108430757 | 108430757 | 108430757 | 108430757 | 108430757 | 108430757 | 108430757 | 108430757 | 108430757 | 108430757 | 108430757 | 108430757 | 108430757 | 108430757 | 108430757 | 170056482.3648
| Option 5 |  | $ | 12499164.4325 | 0 | 0 | 0 | 0 | 0 | 0 | -46820125 | -71828357 | -33363750 | -12607020 | -30320990 | -34659441 | -31629746 | -27030245 | -10207294 | 20903647 | 50714508 | 55826510 | 33949699 | 27148102 | 29681921 | 10312139 | 2970442 | 18375699 | 30460842 | 67044006 | 102528108 | 64605195 | 111346774 | 182440736 | 71183592 | 0 |  | 121657034 | 121657034 | 121657034 | 121657034 | 121657034 | 121657034 | 121657034 | 121657034 | 121657034 | 121657034 | 121657034 | 121657034 | 121657034 | 121657034 | 121657034 | 190799804.6807
| Option 7 |  | $ | 12499164.4325 | 0 | 0 | 0 | 0 | 0 | 0 | -46820125 | -71828357 | -33363750 | -12607020 | -30320990 | -34659441 | -31629746 | -27030245 | -10207294 | 20903647 | 50714508 | 55826510 | 33949699 | 27148102 | 29681921 | 10312139 | 2970442 | 18375699 | 30460842 | 67044006 | 102528108 | 64605195 | 111346774 | 182440736 | 71183592 | 0 |  | 121657034 | 121657034 | 121657034 | 121657034 | 121657034 | 121657034 | 121657034 | 121657034 | 121657034 | 121657034 | 121657034 | 121657034 | 121657034 | 121657034 | 121657034 | 190799804.6807
| Option 8 |  | $ | 12499164.4325 | 0 | 0 | 0 | 0 | 0 | 0 | -46820125 | -71828357 | -33363750 | -12607020 | -30320990 | -34659441 | -31629746 | -27030245 | -10207294 | 20903647 | 50714508 | 55826510 | 33949699 | 27148102 | 29681921 | 10312139 | 2970442 | 18375699 | 30460842 | 67044006 | 102528108 | 64605195 | 111346774 | 182440736 | 71183592 | 0 |  | 121657034 | 121657034 | 121657034 | 121657034 | 121657034 | 121657034 | 121657034 | 121657034 | 121657034 | 121657034 | 121657034 | 121657034 | 121657034 | 121657034 | 121657034 | 190799804.6807
Base Case (Reference)
Benefits
|  |  | Units | PV | 2019 | 2020 | 2021 | 2022 | 2023 | 2024 | 2025 | 2026 | 2027 | 2028 | 2029 | 2030 | 2031 | 2032 | 2033 | 2034 | 2035 | 2036 | 2037 | 2038 | 2039 | 2040 | 2041 | 2042 | 2043 | 2044 | 2045 | 2046 | 2047 | 2048 | 2049 | 2050
| Avoided involuntary load shedding |  | $ | 1703412.691 | 0 | 0 | 0 | 0 | 0 | 0 | 2 | 2 | 1 | 2 | 2 | 2 | 2 | 2 | 3 | 2 | 3 | 4 | 3 | 4 | 4 | 5 | 5 | 4 | 6 | 6 | 6 | 8074926 | 6 | 8 | 7 | 0
| Difference in timing of unrelated expenditure |  | $ | 70706604.0311 | 0 | 0 | 0 | 0 | 0 | 0 | 0 | 0 | 31037865 | 60735749 | -1046563 | 1 | 2086252 | -6717471 | 3665537 | -580118 | -653254 | 500852 | 10325304 | 763413 | 1551547 | -1232263 | 11624586 | -10282921 | -2105417 | 2436605 | -7203561 | -11545956 | 1479422 | 22224548 | -152022 | 0
| Avoided fuel consumption from generation dispatch |  | $ | 105345726.687 | 0 | 0 | 0 | 0 | 0 | 0 | 32162255 | 10386510 | 22192952 | 16470326 | 3593654 | 1087312 | 1295867 | 5940260 | 1947540 | -1042169 | 3614640 | 10660166 | -1635525 | 4348687 | 11201303 | 6946895 | -7092203 | 5671977 | 4552263 | 19603873 | 28688410 | 9473199 | -2600777 | 38243375 | -4661214 | 0
| Avoided voluntary load curtailment |  | $ | 16185455.687 | 0 | 0 | 0 | 0 | 0 | 0 | 5 | 5 | 6 | 186756 | -7100732 | 7 | 8 | 488489 | 677877 | 115055 | -1702667 | -97376 | 4933150 | 539639 | 7747070 | 2184231 | 2261955 | 4207239 | 6179530 | 9559480 | 10257963 | 6889066 | 10909148 | 12684369 | 8689163 | 0
| Avoided costs for non RIT-T proponent parties |  | $ | 496940514.2944 | 0 | 0 | 0 | 0 | 0 | 0 | 4382583 | 659311141 | -499610776 | 357350787 | 28354830 | -312525 | 77881367 | -99517428 | -56388298 | 65337537 | 20349934 | -108769559 | 218321022 | -65990379 | -79009981 | 108357840 | 220898026 | -126883141 | -98296235 | -27918559 | -21675528 | 161057749 | 75884284 | -161648150 | 141892818 | 0
| Avoided emissions |  | $ | -852441.688 | 0 | 0 | 0 | 0 | 0 | 0 | 831545 | 3282637 | 3013065 | 2086588 | 2644228 | 1154333 | 501512 | 623863 | -78138 | -4127441 | -5975050 | -4551602 | -2617631 | -130499 | -1736489 | -2449154 | -2283174 | -1372707 | -1556761 | -2330342 | -749288 | 0 | 2453 | 2453 | 0 | 0

## S3
S3
Calculating costs, benefits and NPV for each option
Parameters for S3
Parameters
| General parameters |  |  | Unit | Active | Scenario
| Commercial discount rate |  |  | Percent | 7% | 7%
| Cost parameters |  |  | Unit | Active | Scenario
| Capital cost |  |  | Factor | 1 | 1
| Operating cost |  |  | Factor | 1 | 1
| Security and LDs |  |  | Factor | 1 | 1
| Benefit parameters |  |  | Unit | Active | Scenario
| Avoided involuntary load shedding |  |  | Factor | 1 | 1
| Difference in timing of unrelated expenditure |  |  | Factor | 1 | 1
| Avoided fuel consumption from generation dispatch |  |  | Factor | 1 | 1
| Avoided voluntary load curtailment |  |  | Factor | 1 | 1
| Avoided costs for non RIT-T proponent parties |  |  | Factor | 1 | 1
| Avoided emissions |  |  | Factor | 1 | 1
[5 empty] | -4 | -3 | -2 | -1 | 0 | 1 | 2 | 3 | 4 | 5 | 6 | 7 | 8 | 9 | 10 | 11 | 12 | 13 | 14 | 15 | 16 | 17 | 18 | 19 | 20 | 21 | 22 | 23 | 24 | 25 | 26 | 27
[5 empty] | 1.3108 | 1.225 | 1.1449 | 1.07 | 1 | 0.93458 | 0.87344 | 0.8163 | 0.7629 | 0.71299 | 0.66634 | 0.62275 | 0.58201 | 0.54393 | 0.50835 | 0.47509 | 0.44401 | 0.41496 | 0.38782 | 0.36245 | 0.33873 | 0.31657 | 0.29586 | 0.27651 | 0.25842 | 0.24151 | 0.22571 | 0.21095 | 0.19715 | 0.18425 | 0.1722 | 0.16093
Incremental net present value calculation
Net present value for each option | bar: 1 -4 to 1 27
| Option name |  | Units | NPV | 2019 | 2020 | 2021 | 2022 | 2023 | 2024 | 2025 | 2026 | 2027 | 2028 | 2029 | 2030 | 2031 | 2032 | 2033 | 2034 | 2035 | 2036 | 2037 | 2038 | 2039 | 2040 | 2041 | 2042 | 2043 | 2044 | 2045 | 2046 | 2047 | 2048 | 2049 | 2050
| Option 1 |  | $ | 3076355205.7498 | -5061325.9793 | -34281740.5139 | -319870105.2994 | -318041852.3094 | -665836933.2901 | -679262581.0377 | 2819335543.7828 | -698175934.6867 | 1705250854.6751 | -310959338.2262 | -1808537907.4089 | 3078332358.5911 | 348826069.5911 | 769242129.5911 | -1910740832.4089 | 3530534845.5911 | -669270787.4089 | -410294150.4089 | 2249841388.5911 | -218400935.4089 | -927340375.4089 | -641576302.4089 | 854489611.5911 | 673567970.5911 | -1862435853.4089 | -20332187.4089 | 926116101.5911 | -112395695.4089 | -434380219.4089 | -262918189.4089 | -165432052.4089 | 2091877331.3177
| Option 2 |  | $ | 2342547052.5874 | -5061325.9793 | -34281740.5139 | -319870105.2994 | -318041852.3094 | -665836933.2901 | -679262581.0377 | 2696185426.7748 | -734538695.0366 | 1016632176.6944 | -362455167.4027 | -1839416847.4539 | 2777501294.5461 | 594687233.5461 | 527350410.5461 | -1502860626.4539 | 3291764558.5461 | -859090191.4539 | -182841692.4539 | 2056075960.5461 | 43978684.5461 | -978088863.4539 | -556710874.4539 | 789249589.5461 | 750415746.5461 | -2008055245.4539 | -8084197.4539 | 941042523.5461 | -28477537.4539 | -450755017.4539 | -244181820.4539 | -167483450.4539 | 2340689064.6005
| Option 3 |  | $ | 2462351819.6448 | -5061325.9793 | -34281740.5139 | -319870105.2994 | -318041852.3094 | -665836933.2901 | -679262581.0377 | 2690202648.2055 | -753749618.1147 | 1000671604.8992 | -366133898.9819 | -1839735420.326 | 2777182721.674 | 594368660.674 | 527031837.674 | -1503179199.326 | 3615610805.3228 | -859408764.326 | -183160265.326 | 2055757387.674 | 43660111.674 | -978407436.326 | -557029447.326 | 788931016.674 | 750097173.674 | -2008373818.326 | -8402770.326 | 940723950.674 | -28796110.326 | -451073590.326 | -244500393.326 | -167802023.326 | 2365321530.6424
| Option 4 |  | $ | 3266879770.1204 | -5061325.9793 | -34281740.5139 | -319870105.2994 | -318041852.3094 | -665836933.2901 | -679262581.0377 | 2493324496.2382 | -190319542.563 | 1794129975.0152 | -309585881.1934 | -1806680755.1934 | 3080189510.8066 | 350683221.8066 | 771099281.8066 | -1908883680.1934 | 3532391997.8066 | -667413635.1934 | -408436998.1934 | 2251698540.8066 | -216543783.1934 | -925483223.1934 | -639719150.1934 | 856346763.8066 | 675425122.8066 | -1860578701.1934 | -18475035.1934 | 927973253.8066 | -110538543.1934 | -432523067.1934 | -261061037.1934 | -163574900.1934 | 1952567719.1004
| Option 5 |  | $ | 2462351819.6448 | -5061325.9793 | -34281740.5139 | -319870105.2994 | -318041852.3094 | -665836933.2901 | -679262581.0377 | 2690202648.2055 | -753749618.1147 | 1000671604.8992 | -366133898.9819 | -1839735420.326 | 2777182721.674 | 594368660.674 | 527031837.674 | -1503179199.326 | 3615610805.3228 | -859408764.326 | -183160265.326 | 2055757387.674 | 43660111.674 | -978407436.326 | -557029447.326 | 788931016.674 | 750097173.674 | -2008373818.326 | -8402770.326 | 940723950.674 | -28796110.326 | -451073590.326 | -244500393.326 | -167802023.326 | 2365321530.6424
| Option 7 |  | $ | 2298329431.5765 | -5061325.9793 | -34281740.5139 | -319870105.2994 | -318041852.3094 | -665836933.2901 | -679262581.0377 | 2705810127.9408 | -791812056.0175 | 1003856306.6374 | -363892726.186 | -1840733866.5567 | 2776184275.4433 | 593370214.4433 | 526033391.4433 | -1504177645.5567 | 3290447539.4433 | -860407210.5567 | -184158711.5567 | 2054758941.4433 | 42661665.4433 | -979405882.5567 | -558027893.5567 | 787932570.4433 | 749098727.4433 | -2009372264.5567 | -9401216.5567 | 939725504.4433 | -29794556.5567 | -452072036.5567 | -245498839.5567 | -168800469.5567 | 2434358539.0094
| Option 8 |  | $ | 2462351819.6448 | -5061325.9793 | -34281740.5139 | -319870105.2994 | -318041852.3094 | -665836933.2901 | -679262581.0377 | 2690202648.2055 | -753749618.1147 | 1000671604.8992 | -366133898.9819 | -1839735420.326 | 2777182721.674 | 594368660.674 | 527031837.674 | -1503179199.326 | 3615610805.3228 | -859408764.326 | -183160265.326 | 2055757387.674 | 43660111.674 | -978407436.326 | -557029447.326 | 788931016.674 | 750097173.674 | -2008373818.326 | -8402770.326 | 940723950.674 | -28796110.326 | -451073590.326 | -244500393.326 | -167802023.326 | 2365321530.6424
Incremental cost calculation | bar: 1 -4 to 1 27
| Capital outflow | [35 empty] | End in 2050 |  |  |  |  | End in 2064
| Option name | Capex component | Units | PV | 2019 | 2020 | 2021 | 2022 | 2023 | 2024 | 2025 | 2026 | 2027 | 2028 | 2029 | 2030 | 2031 | 2032 | 2033 | 2034 | 2035 | 2036 | 2037 | 2038 | 2039 | 2040 | 2041 | 2042 | 2043 | 2044 | 2045 | 2046 | 2047 | 2048 | 2049 | 2050 | Years in analysis | Total capex | AccDep | Residual value |  | Years in analysis | AccDep | Residual value |  | Options | Residual value, PV | Incremental residual value
| Base I | Lines - VNIW Line 5 | $ | -680371543.9451 | 0 | 0 | -31750057.7091 | -40531438.2323 | -75740955.9356 | -54513156.0594 | -79761115.0213 | -514509685.3448 | -83406612.3165 | 0 | 0 | 0 | 0 | 0 | 0 | 0 | 0 | 0 | 0 | 0 | 0 | 0 | 0 | 0 | 0 | 0 | 0 | 0 | 0 | 0 | 0 | 492919291.5467 | 22 | -880213020.619 | -387293729.0724 | 492919291.5467 |  | 36 | -633753374.8457 | 246459645.7733 |  | Base I | 15381933.6913 | #N/A
| Base I | Lines - PEC | $ | 0 | 0 | 0 | 0 | 0 | 0 | 0 | 0 | 0 | 0 | 0 | 0 | 0 | 0 | 0 | 0 | 0 | 0 | 0 | 0 | 0 | 0 | 0 | 0 | 0 | 0 | 0 | 0 | 0 | 0 | 0 | 0 | 0 | 2050 | 0 | 0 | 0 | [5 empty] | Base II | 126599210.8735 | #N/A
| Base I | Subs | $ | 0 | 0 | 0 | 0 | 0 | 0 | 0 | 0 | 0 | 0 | 0 | 0 | 0 | 0 | 0 | 0 | 0 | 0 | 0 | 0 | 0 | 0 | 0 | 0 | 0 | 0 | 0 | 0 | 0 | 0 | 0 | 0 | 0 | 2050 | 0 | 0 | 0 | [5 empty] | Option 1 | 77262453.932 | 61880520.2408
| Base I | Land and easements | $ | 0 | 0 | 0 | 0 | 0 | 0 | 0 | 0 | 0 | 0 | 0 | 0 | 0 | 0 | 0 | 0 | 0 | 0 | 0 | 0 | 0 | 0 | 0 | 0 | 0 | 0 | 0 | 0 | 0 | 0 | 0 | 0 | 0 | 2050 | 0 | 0 | 0 | [5 empty] | Option 2 | 86878868.4674 | 71496934.7762
| Base I | Biodiversity | $ | 0 | 0 | 0 | 0 | 0 | 0 | 0 | 0 | 0 | 0 | 0 | 0 | 0 | 0 | 0 | 0 | 0 | 0 | 0 | 0 | 0 | 0 | 0 | 0 | 0 | 0 | 0 | 0 | 0 | 0 | 0 | 0 | 0 | 2050 | 0 | 0 | 0 | [5 empty] | Option 3 | 87646460.8069 | 72264527.1156
| Base I | Lines | $ | 0 | 0 | 0 | 0 | 0 | 0 | 0 | 0 | 0 | 0 | 0 | 0 | 0 | 0 | 0 | 0 | 0 | 0 | 0 | 0 | 0 | 0 | 0 | 0 | 0 | 0 | 0 | 0 | 0 | 0 | 0 | 0 | 0 | 2050 | 0 | 0 | 0 | [5 empty] | Option 4 | 73064195.4661 | 57682261.7749
| Base I | Subs | $ | 0 | 0 | 0 | 0 | 0 | 0 | 0 | 0 | 0 | 0 | 0 | 0 | 0 | 0 | 0 | 0 | 0 | 0 | 0 | 0 | 0 | 0 | 0 | 0 | 0 | 0 | 0 | 0 | 0 | 0 | 0 | 0 | 0 | 2050 | 0 | 0 | 0 | [5 empty] | Option 5 | 87646460.8069 | 72264527.1156
| Base I | Land and easements | $ | 0 | 0 | 0 | 0 | 0 | 0 | 0 | 0 | 0 | 0 | 0 | 0 | 0 | 0 | 0 | 0 | 0 | 0 | 0 | 0 | 0 | 0 | 0 | 0 | 0 | 0 | 0 | 0 | 0 | 0 | 0 | 0 | 0 | 2050 | 0 | 0 | 0 | [5 empty] | Option 7 | 89810136.5462 | 74428202.855
| Base I | Biodiversity | $ | 0 | 0 | 0 | 0 | 0 | 0 | 0 | 0 | 0 | 0 | 0 | 0 | 0 | 0 | 0 | 0 | 0 | 0 | 0 | 0 | 0 | 0 | 0 | 0 | 0 | 0 | 0 | 0 | 0 | 0 | 0 | 0 | 0 | 2050 | 0 | 0 | 0 | [5 empty] | Option 8 | 87646460.8069 | 72264527.1156
| Base II | Lines - VNIW Line 5 | $ | -680371543.9451 | 0 | 0 | -31750057.7091 | -40531438.2323 | -75740955.9356 | -54513156.0594 | -79761115.0213 | -514509685.3448 | -83406612.3165 | 0 | 0 | 0 | 0 | 0 | 0 | 0 | 0 | 0 | 0 | 0 | 0 | 0 | 0 | 0 | 0 | 0 | 0 | 0 | 0 | 0 | 0 | 492919291.5467 | 22 | -880213020.619 | -387293729.0724 | 492919291.5467 |  | 36 | -633753374.8457 | 246459645.7733
| Base II | Lines - PEC | $ | -866694203.2424 | -5061325.9793 | -28929620.7188 | -224363170.0485 | -32199800.5738 | -209543761.7518 | -346411286.8715 | 0 | 0 | 0 | 0 | 0 | 0 | 0 | 0 | 0 | 0 | 0 | 0 | 0 | 0 | 0 | 0 | 0 | 0 | 0 | 0 | 0 | 0 | 0 | 0 | 0 | 0 | #N/A | -846508965.9436 | 0 | 846508965.9436 |  | #N/A | 0 | 846508965.9436
| Base II | Subs | $ | -598622794.0605 | 0 | 0 | -14756351.1671 | -31179724.4262 | -177362702.3021 | -145327650.1918 | -269261023.9668 | 0 | 0 | 0 | 0 | 0 | 0 | 0 | 0 | 0 | 0 | 0 | 0 | 0 | 0 | 0 | 0 | 0 | 0 | 0 | 0 | 0 | 0 | 0 | 0 | 0 | #N/A | -637887452.0539 | 0 | 637887452.0539 |  | #N/A | 0 | 637887452.0539
| Base II | Land and easements | $ | -153636499.9266 | 0 | 0 | -8663372.994 | -37561539.3672 | -70423277.6905 | -29570620.7443 | -6259838.3169 | 0 | 0 | 0 | 0 | 0 | 0 | 0 | 0 | 0 | 0 | 0 | 0 | 0 | 0 | 0 | 0 | 0 | 0 | 0 | 0 | 0 | 0 | 0 | 0 | 0 | #N/A | -152478649.113 | 0 | 152478649.113 |  | #N/A | 0 | 152478649.113
| Base II | Biodiversity | $ | -119878878.802 | 0 | 0 | 0 | 0 | 0 | -125788354.0883 | -15689366.2731 | 0 | 0 | 0 | 0 | 0 | 0 | 0 | 0 | 0 | 0 | 0 | 0 | 0 | 0 | 0 | 0 | 0 | 0 | 0 | 0 | 0 | 0 | 0 | 0 | 70738860.1807 | 25 | -141477720.3614 | -70738860.1807 | 70738860.1807 |  | 39 | -110352621.8819 | 31125098.4795
| Base II | Lines | $ | -328209629.6561 | 0 | -3401703.9389 | -42380579.8942 | -141429009.5418 | -131629454.9237 | -21329645.5958 | 0 | 0 | 0 | 0 | 0 | 0 | 0 | 0 | 0 | 0 | 0 | 0 | 0 | 0 | 0 | 0 | 0 | 0 | 0 | 0 | 0 | 0 | 0 | 0 | 0 | 170085196.9473 | 25 | -340170393.8945 | -170085196.9473 | 170085196.9473 |  | 39 | -265332907.2377 | 74837486.6568
| Base II | Subs | $ | -131218784.4073 | 0 | -1340031.7534 | -18444236.3991 | -42955147.0059 | -60893270.4064 | -10370489.7733 | 0 | 0 | 0 | 0 | 0 | 0 | 0 | 0 | 0 | 0 | 0 | 0 | 0 | 0 | 0 | 0 | 0 | 0 | 0 | 0 | 0 | 0 | 0 | 0 | 0 | 50251190.7517 | 25 | -134003175.3379 | -83751984.5862 | 50251190.7517 |  | 39 | -130653095.9545 | 3350079.3834
| Base II | Land and easements | $ | -26387276.3751 | 0 | -286942.7722 | -3499802.8627 | -24859941.0787 | -30592.0507 | -16998.4602 | 0 | 0 | 0 | 0 | 0 | 0 | 0 | 0 | 0 | 0 | 0 | 0 | 0 | 0 | 0 | 0 | 0 | 0 | 0 | 0 | 0 | 0 | 0 | 0 | 0 | 28694277.2245 | #N/A | -28694277.2245 | 0 | 28694277.2245 |  | #N/A | 0 | 28694277.2245
| Base II | Biodiversity | $ | -31459834.5408 | 0 | -323441.3306 | -7762591.9338 | -7856690.3157 | -15953874.165 | -447535.3126 | 0 | 0 | 0 | 0 | 0 | 0 | 0 | 0 | 0 | 0 | 0 | 0 | 0 | 0 | 0 | 0 | 0 | 0 | 0 | 0 | 0 | 0 | 0 | 0 | 0 | 16172066.5288 | 25 | -32344133.0577 | -16172066.5288 | 16172066.5288 |  | 39 | -25228423.785 | 7115709.2727
| Option 1 | Lines - VNIW Line 5 | $ | -725029191.0665 | 0 | 0 | -31750057.7091 | -40531438.2323 | -75740955.9356 | -54513156.0594 | -98371066.1948 | -550523475.2222 | -89244769.1013 | 0 | 0 | 0 | 0 | 0 | 0 | 0 | 0 | 0 | 0 | 0 | 0 | 0 | 0 | 0 | 0 | 0 | 0 | 0 | 0 | 0 | 0 | 526777954.3346 | 22 | -940674918.4547 | -413896964.1201 | 526777954.3346 |  | 36 | -677285941.2874 | 263388977.1673
| Option 1 | Lines - PEC | $ | -1523568408.9221 | -5061325.9793 | -28929620.7188 | -224363170.0485 | -32199800.5738 | -209543761.7518 | -346411286.8715 | -442173513.7387 | -428131844.0964 | -104105989.9104 | 0 | 0 | 0 | 0 | 0 | 0 | 0 | 0 | 0 | 0 | 0 | 0 | 0 | 0 | 0 | 0 | 0 | 0 | 0 | 0 | 0 | 0 | 983296969.3921 | 23 | -1820920313.6891 | -837623344.297 | 983296969.3921 |  | 37 | -1347481032.1299 | 473439281.5592
| Option 1 | Subs | $ | -883168493.1759 | 0 | 0 | -14756351.1671 | -31179724.4262 | -177362702.3021 | -145327650.1918 | -321354480.1644 | -312219910.6804 | -75920451.4201 | 0 | 0 | 0 | 0 | 0 | 0 | 0 | 0 | 0 | 0 | 0 | 0 | 0 | 0 | 0 | 0 | 0 | 0 | 0 | 0 | 0 | 0 | 458201539.8997 | 23 | -1078121270.3522 | -619919730.4525 | 458201539.8997 |  | 37 | -997262175.0758 | 80859095.2764
| Option 1 | Land and easements | $ | -187251498.4974 | 0 | 0 | -8663372.994 | -37561539.3672 | -70423277.6905 | -29570620.7443 | -41803911.704 | -40945765.619 | -9956511.1103 | 0 | 0 | 0 | 0 | 0 | 0 | 0 | 0 | 0 | 0 | 0 | 0 | 0 | 0 | 0 | 0 | 0 | 0 | 0 | 0 | 0 | 0 | 238924999.2294 | #N/A | -238924999.2294 | 0 | 238924999.2294 |  | #N/A | 0 | 238924999.2294
| Option 1 | Biodiversity | $ | -206472792.4915 | 0 | 0 | 0 | 0 | 0 | -125788354.0883 | -60218265.1089 | -58718586.8597 | -14278210.5453 | 0 | 0 | 0 | 0 | 0 | 0 | 0 | 0 | 0 | 0 | 0 | 0 | 0 | 0 | 0 | 0 | 0 | 0 | 0 | 0 | 0 | 0 | 139861844.9652 | 23 | -259003416.6022 | -119141571.637 | 139861844.9652 |  | 37 | -191662528.2856 | 67340888.3166
| Option 1 | Lines | $ | -328209629.6561 | 0 | -3401703.9389 | -42380579.8942 | -141429009.5418 | -131629454.9237 | -21329645.5958 | 0 | 0 | 0 | 0 | 0 | 0 | 0 | 0 | 0 | 0 | 0 | 0 | 0 | 0 | 0 | 0 | 0 | 0 | 0 | 0 | 0 | 0 | 0 | 0 | 0 | 170085196.9473 | 25 | -340170393.8945 | -170085196.9473 | 170085196.9473 |  | 39 | -265332907.2377 | 74837486.6568
| Option 1 | Subs | $ | -131218784.4073 | 0 | -1340031.7534 | -18444236.3991 | -42955147.0059 | -60893270.4064 | -10370489.7733 | 0 | 0 | 0 | 0 | 0 | 0 | 0 | 0 | 0 | 0 | 0 | 0 | 0 | 0 | 0 | 0 | 0 | 0 | 0 | 0 | 0 | 0 | 0 | 0 | 0 | 50251190.7517 | 25 | -134003175.3379 | -83751984.5862 | 50251190.7517 |  | 39 | -130653095.9545 | 3350079.3834
| Option 1 | Land and easements | $ | -26387276.3751 | 0 | -286942.7722 | -3499802.8627 | -24859941.0787 | -30592.0507 | -16998.4602 | 0 | 0 | 0 | 0 | 0 | 0 | 0 | 0 | 0 | 0 | 0 | 0 | 0 | 0 | 0 | 0 | 0 | 0 | 0 | 0 | 0 | 0 | 0 | 0 | 0 | 28694277.2245 | #N/A | -28694277.2245 | 0 | 28694277.2245 |  | #N/A | 0 | 28694277.2245
| Option 1 | Biodiversity | $ | -31459834.5408 | 0 | -323441.3306 | -7762591.9338 | -7856690.3157 | -15953874.165 | -447535.3126 | 0 | 0 | 0 | 0 | 0 | 0 | 0 | 0 | 0 | 0 | 0 | 0 | 0 | 0 | 0 | 0 | 0 | 0 | 0 | 0 | 0 | 0 | 0 | 0 | 0 | 16172066.5288 | 25 | -32344133.0577 | -16172066.5288 | 16172066.5288 |  | 39 | -25228423.785 | 7115709.2727
| Option 2 | Lines - VNIW Line 5 | $ | -820124299.3668 | 0 | 0 | -31750057.7091 | -40531438.2323 | -75740955.9356 | -54513156.0594 | -137999560.6718 | -627212138.1824 | -101676685.8616 | 0 | 0 | 0 | 0 | 0 | 0 | 0 | 0 | 0 | 0 | 0 | 0 | 0 | 0 | 0 | 0 | 0 | 0 | 0 | 0 | 0 | 0 | 598877435.8853 | 22 | -1069423992.6522 | -470546556.767 | 598877435.8853 |  | 36 | -769985274.7096 | 299438717.9426
| Option 2 | Lines - PEC | $ | -1580264008.8646 | -5061325.9793 | -28929620.7188 | -224363170.0485 | -32199800.5738 | -209543761.7518 | -346411286.8715 | -159506604.1827 | -425548886.1856 | -425059093.4283 | -112257266.9369 | 0 | 0 | 0 | 0 | 0 | 0 | 0 | 0 | 0 | 0 | 0 | 0 | 0 | 0 | 0 | 0 | 0 | 0 | 0 | 0 | 0 | 1102573257.3392 | 22 | -1968880816.6771 | -866307559.3379 | 1102573257.3392 |  | 36 | -1417594188.0075 | 551286628.6696
| Option 2 | Subs | $ | -886866466.4973 | 0 | 0 | -14756351.1671 | -31179724.4262 | -177362702.3021 | -145327650.1918 | -91253032.4007 | -293524388.4208 | -302806485.7802 | -77429989.1107 | 0 | 0 | 0 | 0 | 0 | 0 | 0 | 0 | 0 | 0 | 0 | 0 | 0 | 0 | 0 | 0 | 0 | 0 | 0 | 0 | 0 | 510138145.7098 | 22 | -1133640323.7996 | -623502178.0898 | 510138145.7098 |  | 36 | -1020276291.4197 | 113364032.38
| Option 2 | Land and easements | $ | -184281092.3558 | 0 | 0 | -8663372.994 | -37561539.3672 | -70423277.6905 | -29570620.7443 | -12224606.2262 | -33282722.6246 | -39053786.9554 | -10165038.5083 | 0 | 0 | 0 | 0 | 0 | 0 | 0 | 0 | 0 | 0 | 0 | 0 | 0 | 0 | 0 | 0 | 0 | 0 | 0 | 0 | 0 | 240944965.1106 | #N/A | -240944965.1106 | 0 | 240944965.1106 |  | #N/A | 0 | 240944965.1106
| Option 2 | Biodiversity | $ | -200989031.3138 | 0 | 0 | 0 | 0 | 0 | -125788354.0883 | -20247294.2047 | -46343362.4142 | -53894620.0427 | -14438987.293 | 0 | 0 | 0 | 0 | 0 | 0 | 0 | 0 | 0 | 0 | 0 | 0 | 0 | 0 | 0 | 0 | 0 | 0 | 0 | 0 | 0 | 145999066.104 | 22 | -260712618.0429 | -114713551.9389 | 145999066.104 |  | 36 | -187713084.9909 | 72999533.052
| Option 2 | Lines | $ | -328209629.6561 | 0 | -3401703.9389 | -42380579.8942 | -141429009.5418 | -131629454.9237 | -21329645.5958 | 0 | 0 | 0 | 0 | 0 | 0 | 0 | 0 | 0 | 0 | 0 | 0 | 0 | 0 | 0 | 0 | 0 | 0 | 0 | 0 | 0 | 0 | 0 | 0 | 0 | 170085196.9473 | 25 | -340170393.8945 | -170085196.9473 | 170085196.9473 |  | 39 | -265332907.2377 | 74837486.6568
| Option 2 | Subs | $ | -131218784.4073 | 0 | -1340031.7534 | -18444236.3991 | -42955147.0059 | -60893270.4064 | -10370489.7733 | 0 | 0 | 0 | 0 | 0 | 0 | 0 | 0 | 0 | 0 | 0 | 0 | 0 | 0 | 0 | 0 | 0 | 0 | 0 | 0 | 0 | 0 | 0 | 0 | 0 | 50251190.7517 | 25 | -134003175.3379 | -83751984.5862 | 50251190.7517 |  | 39 | -130653095.9545 | 3350079.3834
| Option 2 | Land and easements | $ | -26387276.3751 | 0 | -286942.7722 | -3499802.8627 | -24859941.0787 | -30592.0507 | -16998.4602 | 0 | 0 | 0 | 0 | 0 | 0 | 0 | 0 | 0 | 0 | 0 | 0 | 0 | 0 | 0 | 0 | 0 | 0 | 0 | 0 | 0 | 0 | 0 | 0 | 0 | 28694277.2245 | #N/A | -28694277.2245 | 0 | 28694277.2245 |  | #N/A | 0 | 28694277.2245
| Option 2 | Biodiversity | $ | -31459834.5408 | 0 | -323441.3306 | -7762591.9338 | -7856690.3157 | -15953874.165 | -447535.3126 | 0 | 0 | 0 | 0 | 0 | 0 | 0 | 0 | 0 | 0 | 0 | 0 | 0 | 0 | 0 | 0 | 0 | 0 | 0 | 0 | 0 | 0 | 0 | 0 | 0 | 16172066.5288 | 25 | -32344133.0577 | -16172066.5288 | 16172066.5288 |  | 39 | -25228423.785 | 7115709.2727
| Option 3 | Lines - VNIW Line 5 | $ | -827815723.7713 | 0 | 0 | -31750057.7091 | -40531438.2323 | -75740955.9356 | -54513156.0594 | -141204768.3316 | -633414823.7294 | -102682196.5517 | 0 | 0 | 0 | 0 | 0 | 0 | 0 | 0 | 0 | 0 | 0 | 0 | 0 | 0 | 0 | 0 | 0 | 0 | 0 | 0 | 0 | 0 | 604708942.0674 | 22 | -1079837396.549 | -475128454.4816 | 604708942.0674 |  | 36 | -777482925.5153 | 302354471.0337
| Option 3 | Lines - PEC | $ | -1592868547.3853 | -5061325.9793 | -28929620.7188 | -224363170.0485 | -32199800.5738 | -209543761.7518 | -346411286.8715 | -157739002.6421 | -433879366.978 | -435013270.9912 | -114252587.5921 | 0 | 0 | 0 | 0 | 0 | 0 | 0 | 0 | 0 | 0 | 0 | 0 | 0 | 0 | 0 | 0 | 0 | 0 | 0 | 0 | 0 | 1112940188.7223 | 22 | -1987393194.1469 | -874453005.4246 | 1112940188.7223 |  | 36 | -1430923099.7858 | 556470094.3611
| Option 3 | Subs | $ | -894484481.1927 | 0 | 0 | -14756351.1671 | -31179724.4262 | -177362702.3021 | -145327650.1918 | -90234451.1415 | -298503779.0055 | -308567088.9608 | -78604404.2494 | 0 | 0 | 0 | 0 | 0 | 0 | 0 | 0 | 0 | 0 | 0 | 0 | 0 | 0 | 0 | 0 | 0 | 0 | 0 | 0 | 0 | 515041268.1499 | 22 | -1144536151.4443 | -629494883.2944 | 515041268.1499 |  | 36 | -1030082536.2999 | 114453615.1444
| Option 3 | Land and easements | $ | -186005342.5001 | 0 | 0 | -8663372.994 | -37561539.3672 | -70423277.6905 | -29570620.7443 | -15145401.3598 | -33025278.2485 | -38521880.119 | -10404269.9116 | 0 | 0 | 0 | 0 | 0 | 0 | 0 | 0 | 0 | 0 | 0 | 0 | 0 | 0 | 0 | 0 | 0 | 0 | 0 | 0 | 0 | 243315640.4351 | #N/A | -243315640.4351 | 0 | 243315640.4351 |  | #N/A | 0 | 243315640.4351
| Option 3 | Biodiversity | $ | -203041978.497 | 0 | 0 | 0 | 0 | 0 | -125788354.0883 | -22890252.7805 | -46299172.9443 | -53666807.2407 | -14708751.675 | 0 | 0 | 0 | 0 | 0 | 0 | 0 | 0 | 0 | 0 | 0 | 0 | 0 | 0 | 0 | 0 | 0 | 0 | 0 | 0 | 0 | 147477869.6881 | 22 | -263353338.7288 | -115875469.0407 | 147477869.6881 |  | 36 | -189614403.8848 | 73738934.8441
| Option 3 | Lines | $ | -328209629.6561 | 0 | -3401703.9389 | -42380579.8942 | -141429009.5418 | -131629454.9237 | -21329645.5958 | 0 | 0 | 0 | 0 | 0 | 0 | 0 | 0 | 0 | 0 | 0 | 0 | 0 | 0 | 0 | 0 | 0 | 0 | 0 | 0 | 0 | 0 | 0 | 0 | 0 | 170085196.9473 | 25 | -340170393.8945 | -170085196.9473 | 170085196.9473 |  | 39 | -265332907.2377 | 74837486.6568
| Option 3 | Subs | $ | -131218784.4073 | 0 | -1340031.7534 | -18444236.3991 | -42955147.0059 | -60893270.4064 | -10370489.7733 | 0 | 0 | 0 | 0 | 0 | 0 | 0 | 0 | 0 | 0 | 0 | 0 | 0 | 0 | 0 | 0 | 0 | 0 | 0 | 0 | 0 | 0 | 0 | 0 | 0 | 50251190.7517 | 25 | -134003175.3379 | -83751984.5862 | 50251190.7517 |  | 39 | -130653095.9545 | 3350079.3834
| Option 3 | Land and easements | $ | -26387276.3751 | 0 | -286942.7722 | -3499802.8627 | -24859941.0787 | -30592.0507 | -16998.4602 | 0 | 0 | 0 | 0 | 0 | 0 | 0 | 0 | 0 | 0 | 0 | 0 | 0 | 0 | 0 | 0 | 0 | 0 | 0 | 0 | 0 | 0 | 0 | 0 | 0 | 28694277.2245 | #N/A | -28694277.2245 | 0 | 28694277.2245 |  | #N/A | 0 | 28694277.2245
| Option 3 | Biodiversity | $ | -31459834.5408 | 0 | -323441.3306 | -7762591.9338 | -7856690.3157 | -15953874.165 | -447535.3126 | 0 | 0 | 0 | 0 | 0 | 0 | 0 | 0 | 0 | 0 | 0 | 0 | 0 | 0 | 0 | 0 | 0 | 0 | 0 | 0 | 0 | 0 | 0 | 0 | 0 | 16172066.5288 | 25 | -32344133.0577 | -16172066.5288 | 16172066.5288 |  | 39 | -25228423.785 | 7115709.2727
| Option 4 | Lines - VNIW Line 5 | $ | -680371543.9451 | 0 | 0 | -31750057.7091 | -40531438.2323 | -75740955.9356 | -54513156.0594 | -79761115.0213 | -514509685.3448 | -83406612.3165 | 0 | 0 | 0 | 0 | 0 | 0 | 0 | 0 | 0 | 0 | 0 | 0 | 0 | 0 | 0 | 0 | 0 | 0 | 0 | 0 | 0 | 0 | 492919291.5467 | 22 | -880213020.619 | -387293729.0724 | 492919291.5467 |  | 36 | -633753374.8457 | 246459645.7733
| Option 4 | Lines - PEC | $ | -1459157392.0939 | -5061325.9793 | -28929620.7188 | -224363170.0485 | -32199800.5738 | -209543761.7518 | -346411286.8715 | -635543365.1164 | -172334084.5449 | -59836731.1199 | 0 | 0 | 0 | 0 | 0 | 0 | 0 | 0 | 0 | 0 | 0 | 0 | 0 | 0 | 0 | 0 | 0 | 0 | 0 | 0 | 0 | 0 | 925680499.2314 | 23 | -1714223146.7247 | -788542647.4934 | 925680499.2314 |  | 37 | -1268525128.5763 | 445698018.1484
| Option 4 | Subs | $ | -841831989.11 | 0 | 0 | -14756351.1671 | -31179724.4262 | -177362702.3021 | -145327650.1918 | -423759912.934 | -171314637.1685 | -49435330.0322 | 0 | 0 | 0 | 0 | 0 | 0 | 0 | 0 | 0 | 0 | 0 | 0 | 0 | 0 | 0 | 0 | 0 | 0 | 0 | 0 | 0 | 0 | 430582930.9943 | 23 | -1013136308.2219 | -582553377.2276 | 430582930.9943 |  | 37 | -937151085.1053 | 75985223.1166
| Option 4 | Land and easements | $ | -180249190.0487 | 0 | 0 | -8663372.994 | -37561539.3672 | -70423277.6905 | -29570620.7443 | -70771616.9792 | -4101519.57 | -4149662.2385 | 0 | 0 | 0 | 0 | 0 | 0 | 0 | 0 | 0 | 0 | 0 | 0 | 0 | 0 | 0 | 0 | 0 | 0 | 0 | 0 | 0 | 0 | 225241609.5838 | #N/A | -225241609.5838 | 0 | 225241609.5838 |  | #N/A | 0 | 225241609.5838
| Option 4 | Biodiversity | $ | -197157403.0574 | 0 | 0 | 0 | 0 | 0 | -125788354.0883 | -89456965.4642 | -20423263.7258 | -7798476.0403 | 0 | 0 | 0 | 0 | 0 | 0 | 0 | 0 | 0 | 0 | 0 | 0 | 0 | 0 | 0 | 0 | 0 | 0 | 0 | 0 | 0 | 0 | 131472212.032 | 23 | -243467059.3186 | -111994847.2866 | 131472212.032 |  | 37 | -180165623.8958 | 63301435.4228
| Option 4 | Lines | $ | -328209629.6561 | 0 | -3401703.9389 | -42380579.8942 | -141429009.5418 | -131629454.9237 | -21329645.5958 | 0 | 0 | 0 | 0 | 0 | 0 | 0 | 0 | 0 | 0 | 0 | 0 | 0 | 0 | 0 | 0 | 0 | 0 | 0 | 0 | 0 | 0 | 0 | 0 | 0 | 170085196.9473 | 25 | -340170393.8945 | -170085196.9473 | 170085196.9473 |  | 39 | -265332907.2377 | 74837486.6568
| Option 4 | Subs | $ | -131218784.4073 | 0 | -1340031.7534 | -18444236.3991 | -42955147.0059 | -60893270.4064 | -10370489.7733 | 0 | 0 | 0 | 0 | 0 | 0 | 0 | 0 | 0 | 0 | 0 | 0 | 0 | 0 | 0 | 0 | 0 | 0 | 0 | 0 | 0 | 0 | 0 | 0 | 0 | 50251190.7517 | 25 | -134003175.3379 | -83751984.5862 | 50251190.7517 |  | 39 | -130653095.9545 | 3350079.3834
| Option 4 | Land and easements | $ | -26387276.3751 | 0 | -286942.7722 | -3499802.8627 | -24859941.0787 | -30592.0507 | -16998.4602 | 0 | 0 | 0 | 0 | 0 | 0 | 0 | 0 | 0 | 0 | 0 | 0 | 0 | 0 | 0 | 0 | 0 | 0 | 0 | 0 | 0 | 0 | 0 | 0 | 0 | 28694277.2245 | #N/A | -28694277.2245 | 0 | 28694277.2245 |  | #N/A | 0 | 28694277.2245
| Option 4 | Biodiversity | $ | -31459834.5408 | 0 | -323441.3306 | -7762591.9338 | -7856690.3157 | -15953874.165 | -447535.3126 | 0 | 0 | 0 | 0 | 0 | 0 | 0 | 0 | 0 | 0 | 0 | 0 | 0 | 0 | 0 | 0 | 0 | 0 | 0 | 0 | 0 | 0 | 0 | 0 | 0 | 16172066.5288 | 25 | -32344133.0577 | -16172066.5288 | 16172066.5288 |  | 39 | -25228423.785 | 7115709.2727
| Option 5 | Lines - VNIW Line 5 | $ | -827815723.7713 | 0 | 0 | -31750057.7091 | -40531438.2323 | -75740955.9356 | -54513156.0594 | -141204768.3316 | -633414823.7294 | -102682196.5517 | 0 | 0 | 0 | 0 | 0 | 0 | 0 | 0 | 0 | 0 | 0 | 0 | 0 | 0 | 0 | 0 | 0 | 0 | 0 | 0 | 0 | 0 | 604708942.0674 | 22 | -1079837396.549 | -475128454.4816 | 604708942.0674 |  | 36 | -777482925.5153 | 302354471.0337
| Option 5 | Lines - PEC | $ | -1592868547.3853 | -5061325.9793 | -28929620.7188 | -224363170.0485 | -32199800.5738 | -209543761.7518 | -346411286.8715 | -157739002.6421 | -433879366.978 | -435013270.9912 | -114252587.5921 | 0 | 0 | 0 | 0 | 0 | 0 | 0 | 0 | 0 | 0 | 0 | 0 | 0 | 0 | 0 | 0 | 0 | 0 | 0 | 0 | 0 | 1112940188.7223 | 22 | -1987393194.1469 | -874453005.4246 | 1112940188.7223 |  | 36 | -1430923099.7858 | 556470094.3611
| Option 5 | Subs | $ | -894484481.1927 | 0 | 0 | -14756351.1671 | -31179724.4262 | -177362702.3021 | -145327650.1918 | -90234451.1415 | -298503779.0055 | -308567088.9608 | -78604404.2494 | 0 | 0 | 0 | 0 | 0 | 0 | 0 | 0 | 0 | 0 | 0 | 0 | 0 | 0 | 0 | 0 | 0 | 0 | 0 | 0 | 0 | 515041268.1499 | 22 | -1144536151.4443 | -629494883.2944 | 515041268.1499 |  | 36 | -1030082536.2999 | 114453615.1444
| Option 5 | Land and easements | $ | -186005342.5001 | 0 | 0 | -8663372.994 | -37561539.3672 | -70423277.6905 | -29570620.7443 | -15145401.3598 | -33025278.2485 | -38521880.119 | -10404269.9116 | 0 | 0 | 0 | 0 | 0 | 0 | 0 | 0 | 0 | 0 | 0 | 0 | 0 | 0 | 0 | 0 | 0 | 0 | 0 | 0 | 0 | 243315640.4351 | #N/A | -243315640.4351 | 0 | 243315640.4351 |  | #N/A | 0 | 243315640.4351
| Option 5 | Biodiversity | $ | -203041978.497 | 0 | 0 | 0 | 0 | 0 | -125788354.0883 | -22890252.7805 | -46299172.9443 | -53666807.2407 | -14708751.675 | 0 | 0 | 0 | 0 | 0 | 0 | 0 | 0 | 0 | 0 | 0 | 0 | 0 | 0 | 0 | 0 | 0 | 0 | 0 | 0 | 0 | 147477869.6881 | 22 | -263353338.7288 | -115875469.0407 | 147477869.6881 |  | 36 | -189614403.8848 | 73738934.8441
| Option 5 | Lines | $ | -328209629.6561 | 0 | -3401703.9389 | -42380579.8942 | -141429009.5418 | -131629454.9237 | -21329645.5958 | 0 | 0 | 0 | 0 | 0 | 0 | 0 | 0 | 0 | 0 | 0 | 0 | 0 | 0 | 0 | 0 | 0 | 0 | 0 | 0 | 0 | 0 | 0 | 0 | 0 | 170085196.9473 | 25 | -340170393.8945 | -170085196.9473 | 170085196.9473 |  | 39 | -265332907.2377 | 74837486.6568
| Option 5 | Subs | $ | -131218784.4073 | 0 | -1340031.7534 | -18444236.3991 | -42955147.0059 | -60893270.4064 | -10370489.7733 | 0 | 0 | 0 | 0 | 0 | 0 | 0 | 0 | 0 | 0 | 0 | 0 | 0 | 0 | 0 | 0 | 0 | 0 | 0 | 0 | 0 | 0 | 0 | 0 | 0 | 50251190.7517 | 25 | -134003175.3379 | -83751984.5862 | 50251190.7517 |  | 39 | -130653095.9545 | 3350079.3834
| Option 5 | Land and easements | $ | -26387276.3751 | 0 | -286942.7722 | -3499802.8627 | -24859941.0787 | -30592.0507 | -16998.4602 | 0 | 0 | 0 | 0 | 0 | 0 | 0 | 0 | 0 | 0 | 0 | 0 | 0 | 0 | 0 | 0 | 0 | 0 | 0 | 0 | 0 | 0 | 0 | 0 | 0 | 28694277.2245 | #N/A | -28694277.2245 | 0 | 28694277.2245 |  | #N/A | 0 | 28694277.2245
| Option 5 | Biodiversity | $ | -31459834.5408 | 0 | -323441.3306 | -7762591.9338 | -7856690.3157 | -15953874.165 | -447535.3126 | 0 | 0 | 0 | 0 | 0 | 0 | 0 | 0 | 0 | 0 | 0 | 0 | 0 | 0 | 0 | 0 | 0 | 0 | 0 | 0 | 0 | 0 | 0 | 0 | 0 | 16172066.5288 | 25 | -32344133.0577 | -16172066.5288 | 16172066.5288 |  | 39 | -25228423.785 | 7115709.2727
| Option 7 | Lines - VNIW Line 5 | $ | -865945790.7817 | 0 | 0 | -31750057.7091 | -40531438.2323 | -75740955.9356 | -54513156.0594 | -157094514.6806 | -664164500.6568 | -107666993.6418 | 0 | 0 | 0 | 0 | 0 | 0 | 0 | 0 | 0 | 0 | 0 | 0 | 0 | 0 | 0 | 0 | 0 | 0 | 0 | 0 | 0 | 0 | 633618505.4727 | 22 | -1131461616.9156 | -497843111.4428 | 633618505.4727 |  | 36 | -814652364.1792 | 316809252.7364
| Option 7 | Lines - PEC | $ | -1645953160.2062 | -5061325.9793 | -28929620.7188 | -224363170.0485 | -32199800.5738 | -209543761.7518 | -346411286.8715 | -222183295.4083 | -438801594.057 | -432342556.8073 | -115579738.9055 | 0 | 0 | 0 | 0 | 0 | 0 | 0 | 0 | 0 | 0 | 0 | 0 | 0 | 0 | 0 | 0 | 0 | 0 | 0 | 0 | 0 | 1151033044.6282 | 22 | -2055416151.1217 | -904383106.4936 | 1151033044.6282 |  | 36 | -1479899628.8077 | 575516522.3141
| Option 7 | Subs | $ | -900344021.4834 | 0 | 0 | -14756351.1671 | -31179724.4262 | -177362702.3021 | -145327650.1918 | -113841062.3488 | -290781866.6274 | -299853850.4483 | -76591545.4238 | 0 | 0 | 0 | 0 | 0 | 0 | 0 | 0 | 0 | 0 | 0 | 0 | 0 | 0 | 0 | 0 | 0 | 0 | 0 | 0 | 0 | 517362638.8209 | 22 | -1149694752.9354 | -632332114.1145 | 517362638.8209 |  | 36 | -1034725277.6419 | 114969475.2935
| Option 7 | Land and easements | $ | -186473518.3022 | 0 | 0 | -8663372.994 | -37561539.3672 | -70423277.6905 | -29570620.7443 | -14175498.5075 | -36382818.4066 | -37545248.1925 | -9583184.5395 | 0 | 0 | 0 | 0 | 0 | 0 | 0 | 0 | 0 | 0 | 0 | 0 | 0 | 0 | 0 | 0 | 0 | 0 | 0 | 0 | 0 | 243905560.4422 | #N/A | -243905560.4422 | 0 | 243905560.4422 |  | #N/A | 0 | 243905560.4422
| Option 7 | Biodiversity | $ | -202480827.3023 | 0 | 0 | 0 | 0 | 0 | -125788354.0883 | -12896041.8673 | -53054079.0607 | -57857893.0354 | -13974371.7634 | 0 | 0 | 0 | 0 | 0 | 0 | 0 | 0 | 0 | 0 | 0 | 0 | 0 | 0 | 0 | 0 | 0 | 0 | 0 | 0 | 0 | 147599614.2965 | 22 | -263570739.8151 | -115971125.5186 | 147599614.2965 |  | 36 | -189770932.6669 | 73799807.1482
| Option 7 | Lines | $ | -328209629.6561 | 0 | -3401703.9389 | -42380579.8942 | -141429009.5418 | -131629454.9237 | -21329645.5958 | 0 | 0 | 0 | 0 | 0 | 0 | 0 | 0 | 0 | 0 | 0 | 0 | 0 | 0 | 0 | 0 | 0 | 0 | 0 | 0 | 0 | 0 | 0 | 0 | 0 | 170085196.9473 | 25 | -340170393.8945 | -170085196.9473 | 170085196.9473 |  | 39 | -265332907.2377 | 74837486.6568
| Option 7 | Subs | $ | -131218784.4073 | 0 | -1340031.7534 | -18444236.3991 | -42955147.0059 | -60893270.4064 | -10370489.7733 | 0 | 0 | 0 | 0 | 0 | 0 | 0 | 0 | 0 | 0 | 0 | 0 | 0 | 0 | 0 | 0 | 0 | 0 | 0 | 0 | 0 | 0 | 0 | 0 | 0 | 50251190.7517 | 25 | -134003175.3379 | -83751984.5862 | 50251190.7517 |  | 39 | -130653095.9545 | 3350079.3834
| Option 7 | Land and easements | $ | -26387276.3751 | 0 | -286942.7722 | -3499802.8627 | -24859941.0787 | -30592.0507 | -16998.4602 | 0 | 0 | 0 | 0 | 0 | 0 | 0 | 0 | 0 | 0 | 0 | 0 | 0 | 0 | 0 | 0 | 0 | 0 | 0 | 0 | 0 | 0 | 0 | 0 | 0 | 28694277.2245 | #N/A | -28694277.2245 | 0 | 28694277.2245 |  | #N/A | 0 | 28694277.2245
| Option 7 | Biodiversity | $ | -31459834.5408 | 0 | -323441.3306 | -7762591.9338 | -7856690.3157 | -15953874.165 | -447535.3126 | 0 | 0 | 0 | 0 | 0 | 0 | 0 | 0 | 0 | 0 | 0 | 0 | 0 | 0 | 0 | 0 | 0 | 0 | 0 | 0 | 0 | 0 | 0 | 0 | 0 | 16172066.5288 | 25 | -32344133.0577 | -16172066.5288 | 16172066.5288 |  | 39 | -25228423.785 | 7115709.2727
| Option 8 | Lines - VNIW Line 5 | $ | -827815723.7713 | 0 | 0 | -31750057.7091 | -40531438.2323 | -75740955.9356 | -54513156.0594 | -141204768.3316 | -633414823.7294 | -102682196.5517 | 0 | 0 | 0 | 0 | 0 | 0 | 0 | 0 | 0 | 0 | 0 | 0 | 0 | 0 | 0 | 0 | 0 | 0 | 0 | 0 | 0 | 0 | 604708942.0674 | 22 | -1079837396.549 | -475128454.4816 | 604708942.0674 |  | 36 | -777482925.5153 | 302354471.0337
| Option 8 | Lines - PEC | $ | -1592868547.3853 | -5061325.9793 | -28929620.7188 | -224363170.0485 | -32199800.5738 | -209543761.7518 | -346411286.8715 | -157739002.6421 | -433879366.978 | -435013270.9912 | -114252587.5921 | 0 | 0 | 0 | 0 | 0 | 0 | 0 | 0 | 0 | 0 | 0 | 0 | 0 | 0 | 0 | 0 | 0 | 0 | 0 | 0 | 0 | 1112940188.7223 | 22 | -1987393194.1469 | -874453005.4246 | 1112940188.7223 |  | 36 | -1430923099.7858 | 556470094.3611
| Option 8 | Subs | $ | -894484481.1927 | 0 | 0 | -14756351.1671 | -31179724.4262 | -177362702.3021 | -145327650.1918 | -90234451.1415 | -298503779.0055 | -308567088.9608 | -78604404.2494 | 0 | 0 | 0 | 0 | 0 | 0 | 0 | 0 | 0 | 0 | 0 | 0 | 0 | 0 | 0 | 0 | 0 | 0 | 0 | 0 | 0 | 515041268.1499 | 22 | -1144536151.4443 | -629494883.2944 | 515041268.1499 |  | 36 | -1030082536.2999 | 114453615.1444
| Option 8 | Land and easements | $ | -186005342.5001 | 0 | 0 | -8663372.994 | -37561539.3672 | -70423277.6905 | -29570620.7443 | -15145401.3598 | -33025278.2485 | -38521880.119 | -10404269.9116 | 0 | 0 | 0 | 0 | 0 | 0 | 0 | 0 | 0 | 0 | 0 | 0 | 0 | 0 | 0 | 0 | 0 | 0 | 0 | 0 | 0 | 243315640.4351 | #N/A | -243315640.4351 | 0 | 243315640.4351 |  | #N/A | 0 | 243315640.4351
| Option 8 | Biodiversity | $ | -203041978.497 | 0 | 0 | 0 | 0 | 0 | -125788354.0883 | -22890252.7805 | -46299172.9443 | -53666807.2407 | -14708751.675 | 0 | 0 | 0 | 0 | 0 | 0 | 0 | 0 | 0 | 0 | 0 | 0 | 0 | 0 | 0 | 0 | 0 | 0 | 0 | 0 | 0 | 147477869.6881 | 22 | -263353338.7288 | -115875469.0407 | 147477869.6881 |  | 36 | -189614403.8848 | 73738934.8441
| Option 8 | Lines | $ | -328209629.6561 | 0 | -3401703.9389 | -42380579.8942 | -141429009.5418 | -131629454.9237 | -21329645.5958 | 0 | 0 | 0 | 0 | 0 | 0 | 0 | 0 | 0 | 0 | 0 | 0 | 0 | 0 | 0 | 0 | 0 | 0 | 0 | 0 | 0 | 0 | 0 | 0 | 0 | 170085196.9473 | 25 | -340170393.8945 | -170085196.9473 | 170085196.9473 |  | 39 | -265332907.2377 | 74837486.6568
| Option 8 | Subs | $ | -131218784.4073 | 0 | -1340031.7534 | -18444236.3991 | -42955147.0059 | -60893270.4064 | -10370489.7733 | 0 | 0 | 0 | 0 | 0 | 0 | 0 | 0 | 0 | 0 | 0 | 0 | 0 | 0 | 0 | 0 | 0 | 0 | 0 | 0 | 0 | 0 | 0 | 0 | 0 | 50251190.7517 | 25 | -134003175.3379 | -83751984.5862 | 50251190.7517 |  | 39 | -130653095.9545 | 3350079.3834
| Option 8 | Land and easements | $ | -26387276.3751 | 0 | -286942.7722 | -3499802.8627 | -24859941.0787 | -30592.0507 | -16998.4602 | 0 | 0 | 0 | 0 | 0 | 0 | 0 | 0 | 0 | 0 | 0 | 0 | 0 | 0 | 0 | 0 | 0 | 0 | 0 | 0 | 0 | 0 | 0 | 0 | 0 | 28694277.2245 | #N/A | -28694277.2245 | 0 | 28694277.2245 |  | #N/A | 0 | 28694277.2245
| Option 8 | Biodiversity | $ | -31459834.5408 | 0 | -323441.3306 | -7762591.9338 | -7856690.3157 | -15953874.165 | -447535.3126 | 0 | 0 | 0 | 0 | 0 | 0 | 0 | 0 | 0 | 0 | 0 | 0 | 0 | 0 | 0 | 0 | 0 | 0 | 0 | 0 | 0 | 0 | 0 | 0 | 0 | 16172066.5288 | 25 | -32344133.0577 | -16172066.5288 | 16172066.5288 |  | 39 | -25228423.785 | 7115709.2727
Capital cost
| Option name |  | Units | PV | 2019 | 2020 | 2021 | 2022 | 2023 | 2024 | 2025 | 2026 | 2027 | 2028 | 2029 | 2030 | 2031 | 2032 | 2033 | 2034 | 2035 | 2036 | 2037 | 2038 | 2039 | 2040 | 2041 | 2042 | 2043 | 2044 | 2045 | 2046 | 2047 | 2048 | 2049 | 2050
| Option 1 |  | $ | -3362394365.1876 | -5061325.9793 | -34281740.5139 | -319870105.2994 | -318041852.3094 | -665836933.2901 | -679262581.0377 | -884160121.8895 | -876029897.1328 | -210099319.771 | 0 | 0 | 0 | 0 | 0 | 0 | 0 | 0 | 0 | 0 | 0 | 0 | 0 | 0 | 0 | 0 | 0 | 0 | 0 | 0 | 0 | 0 | 2119346747.7266
| Option 2 |  | $ | -3509428879.4326 | -5061325.9793 | -34281740.5139 | -319870105.2994 | -318041852.3094 | -665836933.2901 | -679262581.0377 | -341469982.6648 | -911401812.4828 | -839084059.7518 | -214291281.8489 | 0 | 0 | 0 | 0 | 0 | 0 | 0 | 0 | 0 | 0 | 0 | 0 | 0 | 0 | 0 | 0 | 0 | 0 | 0 | 0 | 0 | 2370816310.0545
| Option 3 |  | $ | -3541120054.3806 | -5061325.9793 | -34281740.5139 | -319870105.2994 | -318041852.3094 | -665836933.2901 | -679262581.0377 | -347452761.2341 | -930612735.5608 | -855044631.5469 | -217970013.4281 | 0 | 0 | 0 | 0 | 0 | 0 | 0 | 0 | 0 | 0 | 0 | 0 | 0 | 0 | 0 | 0 | 0 | 0 | 0 | 0 | 0 | 2395767348.9685
| Option 4 |  | $ | -3195671499.2893 | -5061325.9793 | -34281740.5139 | -319870105.2994 | -318041852.3094 | -665836933.2901 | -679262581.0377 | -1219531860.4938 | -368173505.0091 | -121220199.4309 | 0 | 0 | 0 | 0 | 0 | 0 | 0 | 0 | 0 | 0 | 0 | 0 | 0 | 0 | 0 | 0 | 0 | 0 | 0 | 0 | 0 | 0 | 1978179983.2938
| Option 5 |  | $ | -3541120054.3806 | -5061325.9793 | -34281740.5139 | -319870105.2994 | -318041852.3094 | -665836933.2901 | -679262581.0377 | -347452761.2341 | -930612735.5608 | -855044631.5469 | -217970013.4281 | 0 | 0 | 0 | 0 | 0 | 0 | 0 | 0 | 0 | 0 | 0 | 0 | 0 | 0 | 0 | 0 | 0 | 0 | 0 | 0 | 0 | 2395767348.9685
| Option 7 |  | $ | -3638101299.11 | -5061325.9793 | -34281740.5139 | -319870105.2994 | -318041852.3094 | -665836933.2901 | -679262581.0377 | -440429297.7912 | -968675173.4637 | -851859929.8088 | -215728840.6322 | 0 | 0 | 0 | 0 | 0 | 0 | 0 | 0 | 0 | 0 | 0 | 0 | 0 | 0 | 0 | 0 | 0 | 0 | 0 | 0 | 0 | 2465802803.5661 |  | 27 | 28 | 29 | 30 | 31 | 32 | 33 | 34 | 35 | 36 | 37 | 38 | 39 | 40 | 41
| Option 8 |  | $ | -3541120054.3806 | -5061325.9793 | -34281740.5139 | -319870105.2994 | -318041852.3094 | -665836933.2901 | -679262581.0377 | -347452761.2341 | -930612735.5608 | -855044631.5469 | -217970013.4281 | 0 | 0 | 0 | 0 | 0 | 0 | 0 | 0 | 0 | 0 | 0 | 0 | 0 | 0 | 0 | 0 | 0 | 0 | 0 | 0 | 0 | 2395767348.9685 |  | 0.16093 | 0.1504 | 0.14056 | 0.13137 | 0.12277 | 0.11474 | 0.10723 | 0.10022 | 0.093663 | 0.087535 | 0.081809 | 0.076457 | 0.071455 | 0.06678 | 0.062412
Operating cost
| Option name |  | Units | PV | 2019 | 2020 | 2021 | 2022 | 2023 | 2024 | 2025 | 2026 | 2027 | 2028 | 2029 | 2030 | 2031 | 2032 | 2033 | 2034 | 2035 | 2036 | 2037 | 2038 | 2039 | 2040 | 2041 | 2042 | 2043 | 2044 | 2045 | 2046 | 2047 | 2048 | 2049 | 2050 |  | 2050 | 2051 | 2052 | 2053 | 2054 | 2055 | 2056 | 2057 | 2058 | 2059 | 2060 | 2061 | 2062 | 2063 | 2064 | Terminal total
| Option 1 |  | $ | -241868810.4913 | 0 | 0 | 0 | 0 | 0 | 0 | 0 | -3793388.5539 | -3793388.5539 | -26985721.2262 | -27469416.4089 | -27469416.4089 | -27469416.4089 | -27469416.4089 | -27469416.4089 | -27469416.4089 | -27469416.4089 | -27469416.4089 | -27469416.4089 | -27469416.4089 | -27469416.4089 | -27469416.4089 | -27469416.4089 | -27469416.4089 | -27469416.4089 | -27469416.4089 | -27469416.4089 | -27469416.4089 | -27469416.4089 | -27469416.4089 | -27469416.4089 | -27469416.4089 |  | 0 | -27469416.4089 | -27469416.4089 | -27469416.4089 | -27469416.4089 | -27469416.4089 | -27469416.4089 | -27469416.4089 | -27469416.4089 | -27469416.4089 | -27469416.4089 | -27469416.4089 | -27469416.4089 | -27469416.4089 | -27469416.4089 | -38660769.1216
| Option 2 |  | $ | -246293997.4276 | 0 | 0 | 0 | 0 | 0 | 0 | 0 | -3793388.5539 | -3793388.5539 | -3793388.5539 | -30127245.4539 | -30127245.4539 | -30127245.4539 | -30127245.4539 | -30127245.4539 | -30127245.4539 | -30127245.4539 | -30127245.4539 | -30127245.4539 | -30127245.4539 | -30127245.4539 | -30127245.4539 | -30127245.4539 | -30127245.4539 | -30127245.4539 | -30127245.4539 | -30127245.4539 | -30127245.4539 | -30127245.4539 | -30127245.4539 | -30127245.4539 | -30127245.4539 |  | 0 | -30127245.4539 | -30127245.4539 | -30127245.4539 | -30127245.4539 | -30127245.4539 | -30127245.4539 | -30127245.4539 | -30127245.4539 | -30127245.4539 | -30127245.4539 | -30127245.4539 | -30127245.4539 | -30127245.4539 | -30127245.4539 | -42401427.9528
| Option 3 |  | $ | -248806426.0797 | 0 | 0 | 0 | 0 | 0 | 0 | 0 | -3793388.5539 | -3793388.5539 | -3793388.5539 | -30445818.326 | -30445818.326 | -30445818.326 | -30445818.326 | -30445818.326 | -30445818.326 | -30445818.326 | -30445818.326 | -30445818.326 | -30445818.326 | -30445818.326 | -30445818.326 | -30445818.326 | -30445818.326 | -30445818.326 | -30445818.326 | -30445818.326 | -30445818.326 | -30445818.326 | -30445818.326 | -30445818.326 | -30445818.326 |  | 0 | -30445818.326 | -30445818.326 | -30445818.326 | -30445818.326 | -30445818.326 | -30445818.326 | -30445818.326 | -30445818.326 | -30445818.326 | -30445818.326 | -30445818.326 | -30445818.326 | -30445818.326 | -30445818.326 | -42849791.0367
| Option 4 |  | $ | -226243102.1139 | 0 | 0 | 0 | 0 | 0 | 0 | 0 | -3793388.5539 | -3793388.5539 | -25612264.1934 | -25612264.1934 | -25612264.1934 | -25612264.1934 | -25612264.1934 | -25612264.1934 | -25612264.1934 | -25612264.1934 | -25612264.1934 | -25612264.1934 | -25612264.1934 | -25612264.1934 | -25612264.1934 | -25612264.1934 | -25612264.1934 | -25612264.1934 | -25612264.1934 | -25612264.1934 | -25612264.1934 | -25612264.1934 | -25612264.1934 | -25612264.1934 | -25612264.1934 |  | 0 | -25612264.1934 | -25612264.1934 | -25612264.1934 | -25612264.1934 | -25612264.1934 | -25612264.1934 | -25612264.1934 | -25612264.1934 | -25612264.1934 | -25612264.1934 | -25612264.1934 | -25612264.1934 | -25612264.1934 | -25612264.1934 | -36046991.9683
| Option 5 |  | $ | -248806426.0797 | 0 | 0 | 0 | 0 | 0 | 0 | 0 | -3793388.5539 | -3793388.5539 | -3793388.5539 | -30445818.326 | -30445818.326 | -30445818.326 | -30445818.326 | -30445818.326 | -30445818.326 | -30445818.326 | -30445818.326 | -30445818.326 | -30445818.326 | -30445818.326 | -30445818.326 | -30445818.326 | -30445818.326 | -30445818.326 | -30445818.326 | -30445818.326 | -30445818.326 | -30445818.326 | -30445818.326 | -30445818.326 | -30445818.326 |  | 0 | -30445818.326 | -30445818.326 | -30445818.326 | -30445818.326 | -30445818.326 | -30445818.326 | -30445818.326 | -30445818.326 | -30445818.326 | -30445818.326 | -30445818.326 | -30445818.326 | -30445818.326 | -30445818.326 | -42849791.0367
| Option 7 |  | $ | -256680683.8623 | 0 | 0 | 0 | 0 | 0 | 0 | 0 | -3793388.5539 | -3793388.5539 | -3793388.5539 | -31444264.5567 | -31444264.5567 | -31444264.5567 | -31444264.5567 | -31444264.5567 | -31444264.5567 | -31444264.5567 | -31444264.5567 | -31444264.5567 | -31444264.5567 | -31444264.5567 | -31444264.5567 | -31444264.5567 | -31444264.5567 | -31444264.5567 | -31444264.5567 | -31444264.5567 | -31444264.5567 | -31444264.5567 | -31444264.5567 | -31444264.5567 | -31444264.5567 |  | 0 | -31444264.5567 | -31444264.5567 | -31444264.5567 | -31444264.5567 | -31444264.5567 | -31444264.5567 | -31444264.5567 | -31444264.5567 | -31444264.5567 | -31444264.5567 | -31444264.5567 | -31444264.5567 | -31444264.5567 | -31444264.5567 | -44255015.6192
| Option 8 |  | $ | -248806426.0797 | 0 | 0 | 0 | 0 | 0 | 0 | 0 | -3793388.5539 | -3793388.5539 | -3793388.5539 | -30445818.326 | -30445818.326 | -30445818.326 | -30445818.326 | -30445818.326 | -30445818.326 | -30445818.326 | -30445818.326 | -30445818.326 | -30445818.326 | -30445818.326 | -30445818.326 | -30445818.326 | -30445818.326 | -30445818.326 | -30445818.326 | -30445818.326 | -30445818.326 | -30445818.326 | -30445818.326 | -30445818.326 | -30445818.326 |  | 0 | -30445818.326 | -30445818.326 | -30445818.326 | -30445818.326 | -30445818.326 | -30445818.326 | -30445818.326 | -30445818.326 | -30445818.326 | -30445818.326 | -30445818.326 | -30445818.326 | -30445818.326 | -30445818.326 | -42849791.0367
Security and LDs
| Option name |  | Units | PV | 2019 | 2020 | 2021 | 2022 | 2023 | 2024 | 2025 | 2026 | 2027 | 2028 | 2029 | 2030 | 2031 | 2032 | 2033 | 2034 | 2035 | 2036 | 2037 | 2038 | 2039 | 2040 | 2041 | 2042 | 2043 | 2044 | 2045 | 2046 | 2047 | 2048 | 2049 | 2050
| Option 1 |  | $ | 176243034.0399 | c-i-c | c-i-c | c-i-c | c-i-c | c-i-c | c-i-c | c-i-c | c-i-c | c-i-c | c-i-c | c-i-c | c-i-c | c-i-c | c-i-c | c-i-c | c-i-c | c-i-c | c-i-c | c-i-c | c-i-c | c-i-c | c-i-c | c-i-c | c-i-c | c-i-c | c-i-c | c-i-c | c-i-c | c-i-c | c-i-c | c-i-c | c-i-c
| Option 2 |  | $ | 89577539.0336 | c-i-c | c-i-c | c-i-c | c-i-c | c-i-c | c-i-c | c-i-c | c-i-c | c-i-c | c-i-c | c-i-c | c-i-c | c-i-c | c-i-c | c-i-c | c-i-c | c-i-c | c-i-c | c-i-c | c-i-c | c-i-c | c-i-c | c-i-c | c-i-c | c-i-c | c-i-c | c-i-c | c-i-c | c-i-c | c-i-c | c-i-c | c-i-c
| Option 3 |  | $ | 243585909.691 | c-i-c | c-i-c | c-i-c | c-i-c | c-i-c | c-i-c | c-i-c | c-i-c | c-i-c | c-i-c | c-i-c | c-i-c | c-i-c | c-i-c | c-i-c | c-i-c | c-i-c | c-i-c | c-i-c | c-i-c | c-i-c | c-i-c | c-i-c | c-i-c | c-i-c | c-i-c | c-i-c | c-i-c | c-i-c | c-i-c | c-i-c | c-i-c
| Option 4 |  | $ | 184419024.1349 | 0 | 0 | 0 | 0 | 0 | 0 | 211141340.732 | 0 | 0 | 0 | 0 | 0 | 0 | 0 | 0 | 0 | 0 | 0 | 0 | 0 | 0 | 0 | 0 | 0 | 0 | 0 | 0 | 0 | 0 | 0 | 0 | 0
| Option 5 |  | $ | 243585909.691 | c-i-c | c-i-c | c-i-c | c-i-c | c-i-c | c-i-c | c-i-c | c-i-c | c-i-c | c-i-c | c-i-c | c-i-c | c-i-c | c-i-c | c-i-c | c-i-c | c-i-c | c-i-c | c-i-c | c-i-c | c-i-c | c-i-c | c-i-c | c-i-c | c-i-c | c-i-c | c-i-c | c-i-c | c-i-c | c-i-c | c-i-c | c-i-c
| Option 7 |  | $ | 184419024.1349 | c-i-c | c-i-c | c-i-c | c-i-c | c-i-c | c-i-c | c-i-c | c-i-c | c-i-c | c-i-c | c-i-c | c-i-c | c-i-c | c-i-c | c-i-c | c-i-c | c-i-c | c-i-c | c-i-c | c-i-c | c-i-c | c-i-c | c-i-c | c-i-c | c-i-c | c-i-c | c-i-c | c-i-c | c-i-c | c-i-c | c-i-c | c-i-c
| Option 8 |  | $ | 243585909.691 | c-i-c | c-i-c | c-i-c | c-i-c | c-i-c | c-i-c | c-i-c | c-i-c | c-i-c | c-i-c | c-i-c | c-i-c | c-i-c | c-i-c | c-i-c | c-i-c | c-i-c | c-i-c | c-i-c | c-i-c | c-i-c | c-i-c | c-i-c | c-i-c | c-i-c | c-i-c | c-i-c | c-i-c | c-i-c | c-i-c | c-i-c | c-i-c
Incremental 'market benefits' calculation
Avoided involuntary load shedding
| Option name |  | Units | PV | 2019 | 2020 | 2021 | 2022 | 2023 | 2024 | 2025 | 2026 | 2027 | 2028 | 2029 | 2030 | 2031 | 2032 | 2033 | 2034 | 2035 | 2036 | 2037 | 2038 | 2039 | 2040 | 2041 | 2042 | 2043 | 2044 | 2045 | 2046 | 2047 | 2048 | 2049 | 2050 |  | 2050 | 2051 | 2052 | 2053 | 2054 | 2055 | 2056 | 2057 | 2058 | 2059 | 2060 | 2061 | 2062 | 2063 | 2064 | Terminal total
| Option 1 |  | $ | -40.2277 | 0 | 0 | 0 | 0 | 0 | 0 | -2 | -2 | -2 | -2 | -2 | -2 | -3 | -3 | -3 | -4 | -4 | -4 | -4 | -4 | -5 | -5 | -5 | -6 | -6 | -7 | -7 | -8 | -9 | -9 | -10 | 0 |  | -9.3333 | -9.3333 | -9.3333 | -9.3333 | -9.3333 | -9.3333 | -9.3333 | -9.3333 | -9.3333 | -9.3333 | -9.3333 | -9.3333 | -9.3333 | -9.3333 | -9.3333 | -14.0553
| Option 2 |  | $ | 89.8288 | 0 | 0 | 0 | 0 | 0 | 0 | 4 | 4 | 5 | 5 | 6 | 6 | 6 | 7 | 7 | 7 | 8 | 8 | 9 | 10 | 11 | 12 | 12 | 13 | 14 | 15 | 16 | 17 | 18 | 20 | 20 | 0 |  | 19.3333 | 19.3333 | 19.3333 | 19.3333 | 19.3333 | 19.3333 | 19.3333 | 19.3333 | 19.3333 | 19.3333 | 19.3333 | 19.3333 | 19.3333 | 19.3333 | 19.3333 | 29.1146
| Option 3 |  | $ | 89.8288 | 0 | 0 | 0 | 0 | 0 | 0 | 4 | 4 | 5 | 5 | 6 | 6 | 6 | 7 | 7 | 7 | 8 | 8 | 9 | 10 | 11 | 12 | 12 | 13 | 14 | 15 | 16 | 17 | 18 | 20 | 20 | 0 |  | 19.3333 | 19.3333 | 19.3333 | 19.3333 | 19.3333 | 19.3333 | 19.3333 | 19.3333 | 19.3333 | 19.3333 | 19.3333 | 19.3333 | 19.3333 | 19.3333 | 19.3333 | 29.1146
| Option 4 |  | $ | -40.2277 | 0 | 0 | 0 | 0 | 0 | 0 | -2 | -2 | -2 | -2 | -2 | -2 | -3 | -3 | -3 | -4 | -4 | -4 | -4 | -4 | -5 | -5 | -5 | -6 | -6 | -7 | -7 | -8 | -9 | -9 | -10 | 0 |  | -9.3333 | -9.3333 | -9.3333 | -9.3333 | -9.3333 | -9.3333 | -9.3333 | -9.3333 | -9.3333 | -9.3333 | -9.3333 | -9.3333 | -9.3333 | -9.3333 | -9.3333 | -14.0553
| Option 5 |  | $ | 89.8288 | 0 | 0 | 0 | 0 | 0 | 0 | 4 | 4 | 5 | 5 | 6 | 6 | 6 | 7 | 7 | 7 | 8 | 8 | 9 | 10 | 11 | 12 | 12 | 13 | 14 | 15 | 16 | 17 | 18 | 20 | 20 | 0 |  | 19.3333 | 19.3333 | 19.3333 | 19.3333 | 19.3333 | 19.3333 | 19.3333 | 19.3333 | 19.3333 | 19.3333 | 19.3333 | 19.3333 | 19.3333 | 19.3333 | 19.3333 | 29.1146
| Option 7 |  | $ | 89.8288 | 0 | 0 | 0 | 0 | 0 | 0 | 4 | 4 | 5 | 5 | 6 | 6 | 6 | 7 | 7 | 7 | 8 | 8 | 9 | 10 | 11 | 12 | 12 | 13 | 14 | 15 | 16 | 17 | 18 | 20 | 20 | 0 |  | 19.3333 | 19.3333 | 19.3333 | 19.3333 | 19.3333 | 19.3333 | 19.3333 | 19.3333 | 19.3333 | 19.3333 | 19.3333 | 19.3333 | 19.3333 | 19.3333 | 19.3333 | 29.1146
| Option 8 |  | $ | 89.8288 | 0 | 0 | 0 | 0 | 0 | 0 | 4 | 4 | 5 | 5 | 6 | 6 | 6 | 7 | 7 | 7 | 8 | 8 | 9 | 10 | 11 | 12 | 12 | 13 | 14 | 15 | 16 | 17 | 18 | 20 | 20 | 0 |  | 19.3333 | 19.3333 | 19.3333 | 19.3333 | 19.3333 | 19.3333 | 19.3333 | 19.3333 | 19.3333 | 19.3333 | 19.3333 | 19.3333 | 19.3333 | 19.3333 | 19.3333 | 29.1146
Difference in timing of unrelated expenditure
| Option name |  | Units | PV | 2019 | 2020 | 2021 | 2022 | 2023 | 2024 | 2025 | 2026 | 2027 | 2028 | 2029 | 2030 | 2031 | 2032 | 2033 | 2034 | 2035 | 2036 | 2037 | 2038 | 2039 | 2040 | 2041 | 2042 | 2043 | 2044 | 2045 | 2046 | 2047 | 2048 | 2049 | 2050 |  | 2050 | 2051 | 2052 | 2053 | 2054 | 2055 | 2056 | 2057 | 2058 | 2059 | 2060 | 2061 | 2062 | 2063 | 2064 | Terminal total
| Option 1 |  | $ | 321471981.2193 | 0 | 0 | 0 | 0 | 0 | 0 | 0 | 0 | 197029960 | 27577686 | -176090477 | 60621031 | -50807325 | 92376360 | 248205855 | 56684491 | -38341769 | 24488049 | -126344416 | -96572699 | -26427993 | -6326474 | 659924370 | 53439845 | -206614904 | 12206727 | 27600775 | 10582480 | -32102360 | -15706493 | 1735096 | 0 |  | -15357919 | -15357919 | -15357919 | -15357919 | -15357919 | -15357919 | -15357919 | -15357919 | -15357919 | -15357919 | -15357919 | -15357919 | -15357919 | -15357919 | -15357919 | -23127953.5916
| Option 2 |  | $ | 306048623.6106 | 0 | 0 | 0 | 0 | 0 | 0 | 0 | 0 | 162573824 | 177888 | -124136637 | 64973364 | -54536142 | 88619156 | 253122686 | 47716595 | -33550698 | 20983087 | -136063516 | -87017849 | -21604137 | -7397778 | 659467931 | 55199740 | -222628816 | 10920196 | 28943453 | 16226559 | -35789429 | -12298613 | 2231300 | 0 |  | -15285580.6667 | -15285580.6667 | -15285580.6667 | -15285580.6667 | -15285580.6667 | -15285580.6667 | -15285580.6667 | -15285580.6667 | -15285580.6667 | -15285580.6667 | -15285580.6667 | -15285580.6667 | -15285580.6667 | -15285580.6667 | -15285580.6667 | -23019017.1129
| Option 3 |  | $ | 306048623.6106 | 0 | 0 | 0 | 0 | 0 | 0 | 0 | 0 | 162573824 | 177888 | -124136637 | 64973364 | -54536142 | 88619156 | 253122686 | 47716595 | -33550698 | 20983087 | -136063516 | -87017849 | -21604137 | -7397778 | 659467931 | 55199740 | -222628816 | 10920196 | 28943453 | 16226559 | -35789429 | -12298613 | 2231300 | 0 |  | -15285580.6667 | -15285580.6667 | -15285580.6667 | -15285580.6667 | -15285580.6667 | -15285580.6667 | -15285580.6667 | -15285580.6667 | -15285580.6667 | -15285580.6667 | -15285580.6667 | -15285580.6667 | -15285580.6667 | -15285580.6667 | -15285580.6667 | -23019017.1129
| Option 4 |  | $ | 321471981.2193 | 0 | 0 | 0 | 0 | 0 | 0 | 0 | 0 | 197029960 | 27577686 | -176090477 | 60621031 | -50807325 | 92376360 | 248205855 | 56684491 | -38341769 | 24488049 | -126344416 | -96572699 | -26427993 | -6326474 | 659924370 | 53439845 | -206614904 | 12206727 | 27600775 | 10582480 | -32102360 | -15706493 | 1735096 | 0 |  | -15357919 | -15357919 | -15357919 | -15357919 | -15357919 | -15357919 | -15357919 | -15357919 | -15357919 | -15357919 | -15357919 | -15357919 | -15357919 | -15357919 | -15357919 | -23127953.5916
| Option 5 |  | $ | 306048623.6106 | 0 | 0 | 0 | 0 | 0 | 0 | 0 | 0 | 162573824 | 177888 | -124136637 | 64973364 | -54536142 | 88619156 | 253122686 | 47716595 | -33550698 | 20983087 | -136063516 | -87017849 | -21604137 | -7397778 | 659467931 | 55199740 | -222628816 | 10920196 | 28943453 | 16226559 | -35789429 | -12298613 | 2231300 | 0 |  | -15285580.6667 | -15285580.6667 | -15285580.6667 | -15285580.6667 | -15285580.6667 | -15285580.6667 | -15285580.6667 | -15285580.6667 | -15285580.6667 | -15285580.6667 | -15285580.6667 | -15285580.6667 | -15285580.6667 | -15285580.6667 | -15285580.6667 | -23019017.1129
| Option 7 |  | $ | 306048623.6106 | 0 | 0 | 0 | 0 | 0 | 0 | 0 | 0 | 162573824 | 177888 | -124136637 | 64973364 | -54536142 | 88619156 | 253122686 | 47716595 | -33550698 | 20983087 | -136063516 | -87017849 | -21604137 | -7397778 | 659467931 | 55199740 | -222628816 | 10920196 | 28943453 | 16226559 | -35789429 | -12298613 | 2231300 | 0 |  | -15285580.6667 | -15285580.6667 | -15285580.6667 | -15285580.6667 | -15285580.6667 | -15285580.6667 | -15285580.6667 | -15285580.6667 | -15285580.6667 | -15285580.6667 | -15285580.6667 | -15285580.6667 | -15285580.6667 | -15285580.6667 | -15285580.6667 | -23019017.1129
| Option 8 |  | $ | 306048623.6106 | 0 | 0 | 0 | 0 | 0 | 0 | 0 | 0 | 162573824 | 177888 | -124136637 | 64973364 | -54536142 | 88619156 | 253122686 | 47716595 | -33550698 | 20983087 | -136063516 | -87017849 | -21604137 | -7397778 | 659467931 | 55199740 | -222628816 | 10920196 | 28943453 | 16226559 | -35789429 | -12298613 | 2231300 | 0 |  | -15285580.6667 | -15285580.6667 | -15285580.6667 | -15285580.6667 | -15285580.6667 | -15285580.6667 | -15285580.6667 | -15285580.6667 | -15285580.6667 | -15285580.6667 | -15285580.6667 | -15285580.6667 | -15285580.6667 | -15285580.6667 | -15285580.6667 | -23019017.1129
Avoided fuel consumption from generation dispatch
| Option name |  | Units | PV | 2019 | 2020 | 2021 | 2022 | 2023 | 2024 | 2025 | 2026 | 2027 | 2028 | 2029 | 2030 | 2031 | 2032 | 2033 | 2034 | 2035 | 2036 | 2037 | 2038 | 2039 | 2040 | 2041 | 2042 | 2043 | 2044 | 2045 | 2046 | 2047 | 2048 | 2049 | 2050 |  | 2050 | 2051 | 2052 | 2053 | 2054 | 2055 | 2056 | 2057 | 2058 | 2059 | 2060 | 2061 | 2062 | 2063 | 2064 | Terminal total
| Option 1 |  | $ | 98339917.2534 | 0 | 0 | 0 | 0 | 0 | 0 | 89757123 | -7845882 | 63587651 | 54489256 | 108189749 | 25836441 | 25611812 | 18819897 | 63932983 | 202759824 | 125979949 | -23559192 | -77745779 | -119275807 | -69341777 | -35315177 | -195319882 | -265867114 | -50562663 | 34571750 | -155719458 | -26585330 | -154488322 | -19409370 | -176945391 | 0 |  | -116947694.3333 | -116947694.3333 | -116947694.3333 | -116947694.3333 | -116947694.3333 | -116947694.3333 | -116947694.3333 | -116947694.3333 | -116947694.3333 | -116947694.3333 | -116947694.3333 | -116947694.3333 | -116947694.3333 | -116947694.3333 | -116947694.3333 | -176115061.3691
| Option 2 |  | $ | 28579955.852 | 0 | 0 | 0 | 0 | 0 | 0 | 94036592 | -45832445 | -35054687 | 64256150 | 118618318 | 42543062 | 26851529 | 28178543 | 65791040 | 194397716 | 128693259 | -24165017 | -68296917 | -123463864 | -65989087 | -38054475 | -196821020 | -271922883 | -44736877 | 43919622 | -154441489 | -28731569 | -152859978 | -19412149 | -174072101 | 0 |  | -115448076 | -115448076 | -115448076 | -115448076 | -115448076 | -115448076 | -115448076 | -115448076 | -115448076 | -115448076 | -115448076 | -115448076 | -115448076 | -115448076 | -115448076 | -173856740.8754
| Option 3 |  | $ | 28579955.852 | 0 | 0 | 0 | 0 | 0 | 0 | 94036592 | -45832445 | -35054687 | 64256150 | 118618318 | 42543062 | 26851529 | 28178543 | 65791040 | 194397716 | 128693259 | -24165017 | -68296917 | -123463864 | -65989087 | -38054475 | -196821020 | -271922883 | -44736877 | 43919622 | -154441489 | -28731569 | -152859978 | -19412149 | -174072101 | 0 |  | -115448076 | -115448076 | -115448076 | -115448076 | -115448076 | -115448076 | -115448076 | -115448076 | -115448076 | -115448076 | -115448076 | -115448076 | -115448076 | -115448076 | -115448076 | -173856740.8754
| Option 4 |  | $ | 98339917.2534 | 0 | 0 | 0 | 0 | 0 | 0 | 89757123 | -7845882 | 63587651 | 54489256 | 108189749 | 25836441 | 25611812 | 18819897 | 63932983 | 202759824 | 125979949 | -23559192 | -77745779 | -119275807 | -69341777 | -35315177 | -195319882 | -265867114 | -50562663 | 34571750 | -155719458 | -26585330 | -154488322 | -19409370 | -176945391 | 0 |  | -116947694.3333 | -116947694.3333 | -116947694.3333 | -116947694.3333 | -116947694.3333 | -116947694.3333 | -116947694.3333 | -116947694.3333 | -116947694.3333 | -116947694.3333 | -116947694.3333 | -116947694.3333 | -116947694.3333 | -116947694.3333 | -116947694.3333 | -176115061.3691
| Option 5 |  | $ | 28579955.852 | 0 | 0 | 0 | 0 | 0 | 0 | 94036592 | -45832445 | -35054687 | 64256150 | 118618318 | 42543062 | 26851529 | 28178543 | 65791040 | 194397716 | 128693259 | -24165017 | -68296917 | -123463864 | -65989087 | -38054475 | -196821020 | -271922883 | -44736877 | 43919622 | -154441489 | -28731569 | -152859978 | -19412149 | -174072101 | 0 |  | -115448076 | -115448076 | -115448076 | -115448076 | -115448076 | -115448076 | -115448076 | -115448076 | -115448076 | -115448076 | -115448076 | -115448076 | -115448076 | -115448076 | -115448076 | -173856740.8754
| Option 7 |  | $ | 28579955.852 | 0 | 0 | 0 | 0 | 0 | 0 | 94036592 | -45832445 | -35054687 | 64256150 | 118618318 | 42543062 | 26851529 | 28178543 | 65791040 | 194397716 | 128693259 | -24165017 | -68296917 | -123463864 | -65989087 | -38054475 | -196821020 | -271922883 | -44736877 | 43919622 | -154441489 | -28731569 | -152859978 | -19412149 | -174072101 | 0 |  | -115448076 | -115448076 | -115448076 | -115448076 | -115448076 | -115448076 | -115448076 | -115448076 | -115448076 | -115448076 | -115448076 | -115448076 | -115448076 | -115448076 | -115448076 | -173856740.8754
| Option 8 |  | $ | 28579955.852 | 0 | 0 | 0 | 0 | 0 | 0 | 94036592 | -45832445 | -35054687 | 64256150 | 118618318 | 42543062 | 26851529 | 28178543 | 65791040 | 194397716 | 128693259 | -24165017 | -68296917 | -123463864 | -65989087 | -38054475 | -196821020 | -271922883 | -44736877 | 43919622 | -154441489 | -28731569 | -152859978 | -19412149 | -174072101 | 0 |  | -115448076 | -115448076 | -115448076 | -115448076 | -115448076 | -115448076 | -115448076 | -115448076 | -115448076 | -115448076 | -115448076 | -115448076 | -115448076 | -115448076 | -115448076 | -173856740.8754
Avoided voluntary load curtailment
| Option name |  | Units | PV | 2019 | 2020 | 2021 | 2022 | 2023 | 2024 | 2025 | 2026 | 2027 | 2028 | 2029 | 2030 | 2031 | 2032 | 2033 | 2034 | 2035 | 2036 | 2037 | 2038 | 2039 | 2040 | 2041 | 2042 | 2043 | 2044 | 2045 | 2046 | 2047 | 2048 | 2049 | 2050 |  | 2050 | 2051 | 2052 | 2053 | 2054 | 2055 | 2056 | 2057 | 2058 | 2059 | 2060 | 2061 | 2062 | 2063 | 2064 | Terminal total
| Option 1 |  | $ | 126616830.8932 | 0 | 0 | 0 | 0 | 0 | 0 | 22833632 | 19669369 | 15755212 | 7712356 | 17103982 | -47901175 | 26564578 | 64851966 | 11142380 | 17648889 | 27580659 | 85399764 | -94201 | 1531815 | 76177750 | 2917584 | 4999836 | -16231240 | 13655060 | -26684532 | -6983155 | -34696578 | 5300059 | -184255770 | -2667493 | 0 |  | -60541068 | -60541068 | -60541068 | -60541068 | -60541068 | -60541068 | -60541068 | -60541068 | -60541068 | -60541068 | -60541068 | -60541068 | -60541068 | -60541068 | -60541068 | -91170620.9084
| Option 2 |  | $ | 116946836.955 | 0 | 0 | 0 | 0 | 0 | 0 | 18840672 | 16105420 | 8601434 | 6493395 | 16584246 | -39748521 | 26844274 | 63184305 | 10036317 | 16863749 | 22398748 | 82548740 | -3149510 | 4396499 | 73199455 | 5959352 | 13718552 | -16243441 | 13363196 | -24782783 | -3011855 | -35089379 | 5346610 | -184956141 | -2521686 | 0 |  | -60710405.6667 | -60710405.6667 | -60710405.6667 | -60710405.6667 | -60710405.6667 | -60710405.6667 | -60710405.6667 | -60710405.6667 | -60710405.6667 | -60710405.6667 | -60710405.6667 | -60710405.6667 | -60710405.6667 | -60710405.6667 | -60710405.6667 | -91425631.6097
| Option 3 |  | $ | 116946836.955 | 0 | 0 | 0 | 0 | 0 | 0 | 18840672 | 16105420 | 8601434 | 6493395 | 16584246 | -39748521 | 26844274 | 63184305 | 10036317 | 16863749 | 22398748 | 82548740 | -3149510 | 4396499 | 73199455 | 5959352 | 13718552 | -16243441 | 13363196 | -24782783 | -3011855 | -35089379 | 5346610 | -184956141 | -2521686 | 0 |  | -60710405.6667 | -60710405.6667 | -60710405.6667 | -60710405.6667 | -60710405.6667 | -60710405.6667 | -60710405.6667 | -60710405.6667 | -60710405.6667 | -60710405.6667 | -60710405.6667 | -60710405.6667 | -60710405.6667 | -60710405.6667 | -60710405.6667 | -91425631.6097
| Option 4 |  | $ | 126616830.8932 | 0 | 0 | 0 | 0 | 0 | 0 | 22833632 | 19669369 | 15755212 | 7712356 | 17103982 | -47901175 | 26564578 | 64851966 | 11142380 | 17648889 | 27580659 | 85399764 | -94201 | 1531815 | 76177750 | 2917584 | 4999836 | -16231240 | 13655060 | -26684532 | -6983155 | -34696578 | 5300059 | -184255770 | -2667493 | 0 |  | -60541068 | -60541068 | -60541068 | -60541068 | -60541068 | -60541068 | -60541068 | -60541068 | -60541068 | -60541068 | -60541068 | -60541068 | -60541068 | -60541068 | -60541068 | -91170620.9084
| Option 5 |  | $ | 116946836.955 | 0 | 0 | 0 | 0 | 0 | 0 | 18840672 | 16105420 | 8601434 | 6493395 | 16584246 | -39748521 | 26844274 | 63184305 | 10036317 | 16863749 | 22398748 | 82548740 | -3149510 | 4396499 | 73199455 | 5959352 | 13718552 | -16243441 | 13363196 | -24782783 | -3011855 | -35089379 | 5346610 | -184956141 | -2521686 | 0 |  | -60710405.6667 | -60710405.6667 | -60710405.6667 | -60710405.6667 | -60710405.6667 | -60710405.6667 | -60710405.6667 | -60710405.6667 | -60710405.6667 | -60710405.6667 | -60710405.6667 | -60710405.6667 | -60710405.6667 | -60710405.6667 | -60710405.6667 | -91425631.6097
| Option 7 |  | $ | 116946836.955 | 0 | 0 | 0 | 0 | 0 | 0 | 18840672 | 16105420 | 8601434 | 6493395 | 16584246 | -39748521 | 26844274 | 63184305 | 10036317 | 16863749 | 22398748 | 82548740 | -3149510 | 4396499 | 73199455 | 5959352 | 13718552 | -16243441 | 13363196 | -24782783 | -3011855 | -35089379 | 5346610 | -184956141 | -2521686 | 0 |  | -60710405.6667 | -60710405.6667 | -60710405.6667 | -60710405.6667 | -60710405.6667 | -60710405.6667 | -60710405.6667 | -60710405.6667 | -60710405.6667 | -60710405.6667 | -60710405.6667 | -60710405.6667 | -60710405.6667 | -60710405.6667 | -60710405.6667 | -91425631.6097
| Option 8 |  | $ | 116946836.955 | 0 | 0 | 0 | 0 | 0 | 0 | 18840672 | 16105420 | 8601434 | 6493395 | 16584246 | -39748521 | 26844274 | 63184305 | 10036317 | 16863749 | 22398748 | 82548740 | -3149510 | 4396499 | 73199455 | 5959352 | 13718552 | -16243441 | 13363196 | -24782783 | -3011855 | -35089379 | 5346610 | -184956141 | -2521686 | 0 |  | -60710405.6667 | -60710405.6667 | -60710405.6667 | -60710405.6667 | -60710405.6667 | -60710405.6667 | -60710405.6667 | -60710405.6667 | -60710405.6667 | -60710405.6667 | -60710405.6667 | -60710405.6667 | -60710405.6667 | -60710405.6667 | -60710405.6667 | -91425631.6097
Avoided costs for non RIT-T proponent parties
| Option name |  | Units | PV | 2019 | 2020 | 2021 | 2022 | 2023 | 2024 | 2025 | 2026 | 2027 | 2028 | 2029 | 2030 | 2031 | 2032 | 2033 | 2034 | 2035 | 2036 | 2037 | 2038 | 2039 | 2040 | 2041 | 2042 | 2043 | 2044 | 2045 | 2046 | 2047 | 2048 | 2049 | 2050 |  | 2050 | 2051 | 2052 | 2053 | 2054 | 2055 | 2056 | 2057 | 2058 | 2059 | 2060 | 2061 | 2062 | 2063 | 2064 | Terminal total
| Option 1 |  | $ | 5959402657.7624 | 0 | 0 | 0 | 0 | 0 | 0 | 3410670088 | 175557795 | 1633581239 | -387115296 | -1747451139 | 3056112770 | 367766207 | 612491946 | -2219793533 | 3276343397 | -755060347 | -466551415 | 2489750056 | 29029852 | -867627302 | -560877253 | 423326370 | 935386142 | -1580628481 | 5590832 | 1096386770 | -34226843 | -224358981 | -14815941 | 39915162 | 0 |  | -66419920 | -66419920 | -66419920 | -66419920 | -66419920 | -66419920 | -66419920 | -66419920 | -66419920 | -66419920 | -66419920 | -66419920 | -66419920 | -66419920 | -66419920 | -100023761.5082
| Option 2 |  | $ | 5557532355.0489 | 0 | 0 | 0 | 0 | 0 | 0 | 2840396413 | 223523630 | 1726242414 | -225982924 | -1839274273 | 2726365440 | 616106857 | 366490652 | -1817153807 | 3056010748 | -947973650 | -232771991 | 2299245484 | 284197872 | -922429906 | -473835493 | 352970373 | 1018110235 | -1715162686 | 7930200 | 1106413640 | 49244080 | -236089599 | 3847702 | 37006262 | 0 |  | -65078545 | -65078545 | -65078545 | -65078545 | -65078545 | -65078545 | -65078545 | -65078545 | -65078545 | -65078545 | -65078545 | -65078545 | -65078545 | -65078545 | -65078545 | -98003744.4246
| Option 3 |  | $ | 5557532355.0489 | 0 | 0 | 0 | 0 | 0 | 0 | 2840396413 | 223523630 | 1726242414 | -225982924 | -1839274273 | 2726365440 | 616106857 | 366490652 | -1817153807 | 3056010748 | -947973650 | -232771991 | 2299245484 | 284197872 | -922429906 | -473835493 | 352970373 | 1018110235 | -1715162686 | 7930200 | 1106413640 | 49244080 | -236089599 | 3847702 | 37006262 | 0 |  | -65078545 | -65078545 | -65078545 | -65078545 | -65078545 | -65078545 | -65078545 | -65078545 | -65078545 | -65078545 | -65078545 | -65078545 | -65078545 | -65078545 | -65078545 | -98003744.4246
| Option 4 |  | $ | 5959402657.7624 | 0 | 0 | 0 | 0 | 0 | 0 | 3410670088 | 175557795 | 1633581239 | -387115296 | -1747451139 | 3056112770 | 367766207 | 612491946 | -2219793533 | 3276343397 | -755060347 | -466551415 | 2489750056 | 29029852 | -867627302 | -560877253 | 423326370 | 935386142 | -1580628481 | 5590832 | 1096386770 | -34226843 | -224358981 | -14815941 | 39915162 | 0 |  | -66419920 | -66419920 | -66419920 | -66419920 | -66419920 | -66419920 | -66419920 | -66419920 | -66419920 | -66419920 | -66419920 | -66419920 | -66419920 | -66419920 | -66419920 | -100023761.5082
| Option 5 |  | $ | 5557532355.0489 | 0 | 0 | 0 | 0 | 0 | 0 | 2840396413 | 223523630 | 1726242414 | -225982924 | -1839274273 | 2726365440 | 616106857 | 366490652 | -1817153807 | 3056010748 | -947973650 | -232771991 | 2299245484 | 284197872 | -922429906 | -473835493 | 352970373 | 1018110235 | -1715162686 | 7930200 | 1106413640 | 49244080 | -236089599 | 3847702 | 37006262 | 0 |  | -65078545 | -65078545 | -65078545 | -65078545 | -65078545 | -65078545 | -65078545 | -65078545 | -65078545 | -65078545 | -65078545 | -65078545 | -65078545 | -65078545 | -65078545 | -98003744.4246
| Option 7 |  | $ | 5557532355.0489 | 0 | 0 | 0 | 0 | 0 | 0 | 2840396413 | 223523630 | 1726242414 | -225982924 | -1839274273 | 2726365440 | 616106857 | 366490652 | -1817153807 | 3056010748 | -947973650 | -232771991 | 2299245484 | 284197872 | -922429906 | -473835493 | 352970373 | 1018110235 | -1715162686 | 7930200 | 1106413640 | 49244080 | -236089599 | 3847702 | 37006262 | 0 |  | -65078545 | -65078545 | -65078545 | -65078545 | -65078545 | -65078545 | -65078545 | -65078545 | -65078545 | -65078545 | -65078545 | -65078545 | -65078545 | -65078545 | -65078545 | -98003744.4246
| Option 8 |  | $ | 5557532355.0489 | 0 | 0 | 0 | 0 | 0 | 0 | 2840396413 | 223523630 | 1726242414 | -225982924 | -1839274273 | 2726365440 | 616106857 | 366490652 | -1817153807 | 3056010748 | -947973650 | -232771991 | 2299245484 | 284197872 | -922429906 | -473835493 | 352970373 | 1018110235 | -1715162686 | 7930200 | 1106413640 | 49244080 | -236089599 | 3847702 | 37006262 | 0 |  | -65078545 | -65078545 | -65078545 | -65078545 | -65078545 | -65078545 | -65078545 | -65078545 | -65078545 | -65078545 | -65078545 | -65078545 | -65078545 | -65078545 | -65078545 | -98003744.4246
Avoided emissions
| Option name |  | Units | PV | 2019 | 2020 | 2021 | 2022 | 2023 | 2024 | 2025 | 2026 | 2027 | 2028 | 2029 | 2030 | 2031 | 2032 | 2033 | 2034 | 2035 | 2036 | 2037 | 2038 | 2039 | 2040 | 2041 | 2042 | 2043 | 2044 | 2045 | 2046 | 2047 | 2048 | 2049 | 2050 |  | 2050 | 2051 | 2052 | 2053 | 2054 | 2055 | 2056 | 2057 | 2058 | 2059 | 2060 | 2061 | 2062 | 2063 | 2064 | Terminal total
| Option 1 |  | $ | -1455999.5117 | 0 | 0 | 0 | 0 | 0 | 0 | -21545825 | -5733929 | 9189503 | 13362383 | 17179396 | 11132710 | 7160217 | 8171380 | 13240902 | 4567665 | -1959859 | -2601936 | -8254851 | -5644676 | -12651632 | -14505561 | -10971661 | -5690240 | -10815443 | -18547541 | -7699407 | 0 | -1261190 | -1261190 | 0 | 0 |  | -840793.3333 | -840793.3333 | -840793.3333 | -840793.3333 | -840793.3333 | -840793.3333 | -840793.3333 | -840793.3333 | -840793.3333 | -840793.3333 | -840793.3333 | -840793.3333 | -840793.3333 | -840793.3333 | -840793.3333 | -1266176.0486
| Option 2 |  | $ | -415470.8812 | 0 | 0 | 0 | 0 | 0 | 0 | -18175596 | -13140103 | -2853365 | 10684989 | 18918738 | 13495189 | 9547955 | 11004993 | 15470376 | 6902989 | 1469387 | 690726 | -5532344 | -4006738 | -11137954 | -13255247 | -9959013 | -4600672 | -8762831 | -15944202 | -6733996 | 0 | -1235394 | -1235394 | 0 | 0 |  | -823596 | -823596 | -823596 | -823596 | -823596 | -823596 | -823596 | -823596 | -823596 | -823596 | -823596 | -823596 | -823596 | -823596 | -823596 | -1240278.0654
| Option 3 |  | $ | -415470.8812 | 0 | 0 | 0 | 0 | 0 | 0 | -18175596 | -13140103 | -2853365 | 10684989 | 18918738 | 13495189 | 9547955 | 11004993 | 15470376 | 6902989 | 1469387 | 690726 | -5532344 | -4006738 | -11137954 | -13255247 | -9959013 | -4600672 | -8762831 | -15944202 | -6733996 | 0 | -1235394 | -1235394 | 0 | 0 |  | -823596 | -823596 | -823596 | -823596 | -823596 | -823596 | -823596 | -823596 | -823596 | -823596 | -823596 | -823596 | -823596 | -823596 | -823596 | -1240278.0654
| Option 4 |  | $ | -1455999.5117 | 0 | 0 | 0 | 0 | 0 | 0 | -21545825 | -5733929 | 9189503 | 13362383 | 17179396 | 11132710 | 7160217 | 8171380 | 13240902 | 4567665 | -1959859 | -2601936 | -8254851 | -5644676 | -12651632 | -14505561 | -10971661 | -5690240 | -10815443 | -18547541 | -7699407 | 0 | -1261190 | -1261190 | 0 | 0 |  | -840793.3333 | -840793.3333 | -840793.3333 | -840793.3333 | -840793.3333 | -840793.3333 | -840793.3333 | -840793.3333 | -840793.3333 | -840793.3333 | -840793.3333 | -840793.3333 | -840793.3333 | -840793.3333 | -840793.3333 | -1266176.0486
| Option 5 |  | $ | -415470.8812 | 0 | 0 | 0 | 0 | 0 | 0 | -18175596 | -13140103 | -2853365 | 10684989 | 18918738 | 13495189 | 9547955 | 11004993 | 15470376 | 6902989 | 1469387 | 690726 | -5532344 | -4006738 | -11137954 | -13255247 | -9959013 | -4600672 | -8762831 | -15944202 | -6733996 | 0 | -1235394 | -1235394 | 0 | 0 |  | -823596 | -823596 | -823596 | -823596 | -823596 | -823596 | -823596 | -823596 | -823596 | -823596 | -823596 | -823596 | -823596 | -823596 | -823596 | -1240278.0654
| Option 7 |  | $ | -415470.8812 | 0 | 0 | 0 | 0 | 0 | 0 | -18175596 | -13140103 | -2853365 | 10684989 | 18918738 | 13495189 | 9547955 | 11004993 | 15470376 | 6902989 | 1469387 | 690726 | -5532344 | -4006738 | -11137954 | -13255247 | -9959013 | -4600672 | -8762831 | -15944202 | -6733996 | 0 | -1235394 | -1235394 | 0 | 0 |  | -823596 | -823596 | -823596 | -823596 | -823596 | -823596 | -823596 | -823596 | -823596 | -823596 | -823596 | -823596 | -823596 | -823596 | -823596 | -1240278.0654
| Option 8 |  | $ | -415470.8812 | 0 | 0 | 0 | 0 | 0 | 0 | -18175596 | -13140103 | -2853365 | 10684989 | 18918738 | 13495189 | 9547955 | 11004993 | 15470376 | 6902989 | 1469387 | 690726 | -5532344 | -4006738 | -11137954 | -13255247 | -9959013 | -4600672 | -8762831 | -15944202 | -6733996 | 0 | -1235394 | -1235394 | 0 | 0 |  | -823596 | -823596 | -823596 | -823596 | -823596 | -823596 | -823596 | -823596 | -823596 | -823596 | -823596 | -823596 | -823596 | -823596 | -823596 | -1240278.0654
Base Case (Reference)
Benefits
|  |  | Units | PV | 2019 | 2020 | 2021 | 2022 | 2023 | 2024 | 2025 | 2026 | 2027 | 2028 | 2029 | 2030 | 2031 | 2032 | 2033 | 2034 | 2035 | 2036 | 2037 | 2038 | 2039 | 2040 | 2041 | 2042 | 2043 | 2044 | 2045 | 2046 | 2047 | 2048 | 2049 | 2050
| Avoided involuntary load shedding |  | $ | 27.989 | 0 | 0 | 0 | 0 | 0 | 0 | 1 | 1 | 2 | 2 | 2 | 2 | 2 | 2 | 2 | 2 | 3 | 2 | 3 | 3 | 3 | 4 | 4 | 4 | 5 | 4 | 5 | 5 | 5 | 6 | 6 | 0
| Difference in timing of unrelated expenditure |  | $ | 92289049.696 | 0 | 0 | 0 | 0 | 0 | 0 | 0 | 0 | 48687479 | -1528061 | -19473045 | 39209781 | -18464328 | 11275119 | 148606573 | -3213352 | -11752606 | -35219680 | -43773036 | -25232519 | -5504317 | 3698633 | 112812288 | 22073554 | -78977737 | 4355090 | 4684340 | 3680160 | -594557 | 2449171 | -1472486 | 0
| Avoided fuel consumption from generation dispatch |  | $ | 26726054.3918 | 0 | 0 | 0 | 0 | 0 | 0 | 70865424 | 21273645 | 11520439 | 10801708 | 19668362 | -1238087 | 1656751 | -7046359 | -16087437 | 8609181 | 4199521 | -28136413 | 681519 | -18959584 | -13252370 | -1928907 | -12977075 | -56684162 | -19952703 | 1319759 | -30631311 | -11351434 | -64291022 | -13474618 | -23638407 | 0
| Avoided voluntary load curtailment |  | $ | 15780410.47 | 0 | 0 | 0 | 0 | 0 | 0 | 4219425 | 3342829 | -1147993 | 2949036 | 465969 | -174973 | 2160086 | 8480283 | 4062770 | 6589606 | -290503 | 13611346 | 1265420 | 6610724 | 5641334 | -1484810 | 1046348 | -237383 | -11066483 | -7282635 | 1382055 | -16402203 | 4170064 | -34530850 | 511358 | 0
| Avoided costs for non RIT-T proponent parties |  | $ | 1244116814.7491 | 0 | 0 | 0 | 0 | 0 | 0 | 368850283 | 12153660 | 668342735 | -95588352 | -218193006 | 335422850 | -189869575 | 221915626 | 207022580 | 642241306 | -203464013 | 88758321 | 42816222 | 146372666 | -156773659 | -118706961 | -56969484 | 445059676 | -271587559 | -129306090 | 334795674 | -30817487 | -5864298 | -75290722 | 11318947 | 0
| Avoided emissions |  | $ | -852441.688 | 0 | 0 | 0 | 0 | 0 | 0 | 831545 | 3282637 | 3013065 | 2086588 | 2644228 | 1154333 | 501512 | 623863 | -78138 | -4127441 | -5975050 | -4551602 | -2617631 | -130499 | -1736489 | -2449154 | -2283174 | -1372707 | -1556761 | -2330342 | -749288 | 0 | 2453 | 2453 | 0 | 0
Cost Profiles
|  |  | Units | PV | 2019 | 2020 | 2021 | 2022 | 2023 | 2024 | 2025 | 2026 | 2027 | 2028 | 2029 | 2030 | 2031 | 2032 | 2033 | 2034 | 2035 | 2036 | 2037 | 2038 | 2039 | 2040 | 2041 | 2042 | 2043 | 2044 | 2045 | 2046 | 2047 | 2048 | 2049 | 2050
| Capital Cost |  | $ | -2256107901.0108 | -5061325.9793 | -34281740.5139 | -319870105.2994 | -318041852.3094 | -665836933.2901 | -679262581.0377 | -291210228.5568 | 0 | 0 | 0 | 0 | 0 | 0 | 0 | 0 | 0 | 0 | 0 | 0 | 0 | 0 | 0 | 0 | 0 | 0 | 0 | 0 | 0 | 0 | 0 | 0 | 335941591.633
| Security and LDs |  | $ | 54620147.4207 | c-i-c | c-i-c | c-i-c | c-i-c | c-i-c | c-i-c | c-i-c | c-i-c | c-i-c | c-i-c | c-i-c | c-i-c | c-i-c | c-i-c | c-i-c | c-i-c | c-i-c | c-i-c | c-i-c | c-i-c | c-i-c | c-i-c | c-i-c | c-i-c | c-i-c | c-i-c | c-i-c | c-i-c | c-i-c | c-i-c | c-i-c | c-i-c
| Operational Cost |  | $ | -38611729.4435 | 0 | 0 | 0 | 0 | 0 | 0 | 0 | -3793388.5539 | -3793388.5539 | -3793388.5539 | -3793388.5539 | -3793388.5539 | -3793388.5539 | -3793388.5539 | -3793388.5539 | -3793388.5539 | -3793388.5539 | -3793388.5539 | -3793388.5539 | -3793388.5539 | -3793388.5539 | -3793388.5539 | -3793388.5539 | -3793388.5539 | -3793388.5539 | -3793388.5539 | -3793388.5539 | -3793388.5539 | -3793388.5539 | -3793388.5539 | -3793388.5539 | -3793388.5539

## Weighted
Weighted
Calculating costs, benefits and NPV for each option
Parameters for Weighted
Parameters
| General parameters | Unit | Progressive | Step | Green energy exports
| Scenario weighting | % | 42% | 43% | 15%
Incremental net present value calculation
| Net present value for each option |  |  | 1 | 1 | 1 | 1 | 1 | 1 | 1 | 1 | 1 | 1 | 1 | 1 | 1 | 1 | 1 | 1 | 1 | 1 | 1 | 1 | 1 | 1 | 1 | 1 | 1 | 1 | 1 | 1 | 1 | 1 | 1 | 1
| Option name | Units | NPV | 2019 | 2020 | 2021 | 2022 | 2023 | 2024 | 2025 | 2026 | 2027 | 2028 | 2029 | 2030 | 2031 | 2032 | 2033 | 2034 | 2035 | 2036 | 2037 | 2038 | 2039 | 2040 | 2041 | 2042 | 2043 | 2044 | 2045 | 2046 | 2047 | 2048 | 2049 | 2050
| Option 1 | $ | 773435677.1977 | -5061325.9793 | -34281740.5139 | -319870105.2994 | -318041852.3094 | -665836933.2901 | -679262581.0377 | -118857274.2072 | -273611334.1167 | 1313483303.3651 | 953887601.9438 | 1448648122.7711 | 418593871.2311 | -84677918.0089 | 183910713.5011 | -501214250.8089 | 48580992.7411 | 327930250.8611 | -247242894.2489 | 757168408.9511 | -213669862.0289 | -51180210.6889 | -17144580.1189 | -302622129.3689 | 94958974.4311 | -542624722.2489 | -110086916.6989 | -138226631.9789 | 400124886.5411 | -183229446.6989 | 182425973.0311 | 206436839.2911 | 2091877331.3177
| Option 2 | $ | 294485268.6028 | -5061325.9793 | -34281740.5139 | -319870105.2994 | -318041852.3094 | -665836933.2901 | -679262581.0377 | 227985366.5048 | -409371605.2766 | -42294320.1656 | 1361519468.5473 | 1524754509.3961 | 371049166.1361 | -52882608.6439 | 124087560.5561 | -420264560.6639 | -111808.9239 | 320915198.0861 | -214197978.9939 | 707507912.6561 | -168503269.9039 | -73510575.1939 | 3798081.9561 | -324957630.7839 | 120454106.9661 | -590902303.4939 | -106399018.1139 | -110498522.0039 | 402083111.8761 | -178412163.5739 | 198026312.6961 | 214276852.0561 | 2340689064.6005
| Option 3 | $ | 414290035.6603 | -5061325.9793 | -34281740.5139 | -319870105.2994 | -318041852.3094 | -665836933.2901 | -679262581.0377 | 222002587.9355 | -428582528.3547 | -58254891.9608 | 1357840736.9681 | 1524435936.524 | 370730593.264 | -53201181.516 | 123768987.684 | -420583133.536 | 323734437.8528 | 320596625.214 | -214516551.866 | 707189339.784 | -168821842.776 | -73829148.066 | 3479509.084 | -325276203.656 | 120135534.094 | -591220876.366 | -106717590.986 | -110817094.876 | 401764539.004 | -178730736.446 | 197707739.824 | 213958279.184 | 2365321530.6424
| Option 4 | $ | 963960241.5683 | -5061325.9793 | -34281740.5139 | -319870105.2994 | -318041852.3094 | -665836933.2901 | -679262581.0377 | -444868321.7518 | 234245058.007 | 1402362423.7052 | 955261058.9766 | 1450505274.9866 | 420451023.4466 | -82820765.7934 | 185767865.7166 | -499357098.5934 | 50438144.9566 | 329787403.0766 | -245385742.0334 | 759025561.1666 | -211812709.8134 | -49323058.4734 | -15287427.9034 | -300764977.1534 | 96816126.6466 | -540767570.0334 | -108229764.4834 | -136369479.7634 | 401982038.7566 | -181372294.4834 | 184283125.2466 | 208293991.5066 | 1952567719.1004
| Option 5 | $ | 414290035.6603 | -5061325.9793 | -34281740.5139 | -319870105.2994 | -318041852.3094 | -665836933.2901 | -679262581.0377 | 222002587.9355 | -428582528.3547 | -58254891.9608 | 1357840736.9681 | 1524435936.524 | 370730593.264 | -53201181.516 | 123768987.684 | -420583133.536 | 323734437.8528 | 320596625.214 | -214516551.866 | 707189339.784 | -168821842.776 | -73829148.066 | 3479509.084 | -325276203.656 | 120135534.094 | -591220876.366 | -106717590.986 | -110817094.876 | 401764539.004 | -178730736.446 | 197707739.824 | 213958279.184 | 2365321530.6424
| Option 7 | $ | 250267647.5919 | -5061325.9793 | -34281740.5139 | -319870105.2994 | -318041852.3094 | -665836933.2901 | -679262581.0377 | 237610067.6708 | -466644966.2575 | -55070190.2226 | 1360081909.764 | 1523437490.2933 | 369732147.0333 | -54199627.7467 | 122770541.4533 | -421581579.7667 | -1428828.0267 | 319598178.9833 | -215514998.0967 | 706190893.5533 | -169820289.0067 | -74827594.2967 | 2481062.8533 | -326274649.8867 | 119137087.8633 | -592219322.5967 | -107716037.2167 | -111815541.1067 | 400766092.7733 | -179729182.6767 | 196709293.5933 | 212959832.9533 | 2434358539.0094
| Option 8 | $ | 414290035.6603 | -5061325.9793 | -34281740.5139 | -319870105.2994 | -318041852.3094 | -665836933.2901 | -679262581.0377 | 222002587.9355 | -428582528.3547 | -58254891.9608 | 1357840736.9681 | 1524435936.524 | 370730593.264 | -53201181.516 | 123768987.684 | -420583133.536 | 323734437.8528 | 320596625.214 | -214516551.866 | 707189339.784 | -168821842.776 | -73829148.066 | 3479509.084 | -325276203.656 | 120135534.094 | -591220876.366 | -106717590.986 | -110817094.876 | 401764539.004 | -178730736.446 | 197707739.824 | 213958279.184 | 2365321530.6424
| Incremental cost calculation |  |  | 1 | 1 | 1 | 1 | 1 | 1 | 1 | 1 | 1 | 1 | 1 | 1 | 1 | 1 | 1 | 1 | 1 | 1 | 1 | 1 | 1 | 1 | 1 | 1 | 1 | 1 | 1 | 1 | 1 | 1 | 1 | 1
Capital cost
| Option name | Units | PV | 2019 | 2020 | 2021 | 2022 | 2023 | 2024 | 2025 | 2026 | 2027 | 2028 | 2029 | 2030 | 2031 | 2032 | 2033 | 2034 | 2035 | 2036 | 2037 | 2038 | 2039 | 2040 | 2041 | 2042 | 2043 | 2044 | 2045 | 2046 | 2047 | 2048 | 2049 | 2050
| Option 1 | $ | -3362394365.1876 | -5061325.9793 | -34281740.5139 | -319870105.2994 | -318041852.3094 | -665836933.2901 | -679262581.0377 | -884160121.8895 | -876029897.1328 | -210099319.771 | 0 | 0 | 0 | 0 | 0 | 0 | 0 | 0 | 0 | 0 | 0 | 0 | 0 | 0 | 0 | 0 | 0 | 0 | 0 | 0 | 0 | 0 | 2119346747.7266
| Option 2 | $ | -3509428879.4326 | -5061325.9793 | -34281740.5139 | -319870105.2994 | -318041852.3094 | -665836933.2901 | -679262581.0377 | -341469982.6648 | -911401812.4828 | -839084059.7518 | -214291281.8489 | 0 | 0 | 0 | 0 | 0 | 0 | 0 | 0 | 0 | 0 | 0 | 0 | 0 | 0 | 0 | 0 | 0 | 0 | 0 | 0 | 0 | 2370816310.0545
| Option 3 | $ | -3541120054.3806 | -5061325.9793 | -34281740.5139 | -319870105.2994 | -318041852.3094 | -665836933.2901 | -679262581.0377 | -347452761.2341 | -930612735.5608 | -855044631.5469 | -217970013.4281 | 0 | 0 | 0 | 0 | 0 | 0 | 0 | 0 | 0 | 0 | 0 | 0 | 0 | 0 | 0 | 0 | 0 | 0 | 0 | 0 | 0 | 2395767348.9685
| Option 4 | $ | -3195671499.2893 | -5061325.9793 | -34281740.5139 | -319870105.2994 | -318041852.3094 | -665836933.2901 | -679262581.0377 | -1219531860.4938 | -368173505.0091 | -121220199.4309 | 0 | 0 | 0 | 0 | 0 | 0 | 0 | 0 | 0 | 0 | 0 | 0 | 0 | 0 | 0 | 0 | 0 | 0 | 0 | 0 | 0 | 0 | 1978179983.2938
| Option 5 | $ | -3541120054.3806 | -5061325.9793 | -34281740.5139 | -319870105.2994 | -318041852.3094 | -665836933.2901 | -679262581.0377 | -347452761.2341 | -930612735.5608 | -855044631.5469 | -217970013.4281 | 0 | 0 | 0 | 0 | 0 | 0 | 0 | 0 | 0 | 0 | 0 | 0 | 0 | 0 | 0 | 0 | 0 | 0 | 0 | 0 | 0 | 2395767348.9685
| Option 7 | $ | -3638101299.11 | -5061325.9793 | -34281740.5139 | -319870105.2994 | -318041852.3094 | -665836933.2901 | -679262581.0377 | -440429297.7912 | -968675173.4637 | -851859929.8088 | -215728840.6322 | 0 | 0 | 0 | 0 | 0 | 0 | 0 | 0 | 0 | 0 | 0 | 0 | 0 | 0 | 0 | 0 | 0 | 0 | 0 | 0 | 0 | 2465802803.5661
| Option 8 | $ | -3541120054.3806 | -5061325.9793 | -34281740.5139 | -319870105.2994 | -318041852.3094 | -665836933.2901 | -679262581.0377 | -347452761.2341 | -930612735.5608 | -855044631.5469 | -217970013.4281 | 0 | 0 | 0 | 0 | 0 | 0 | 0 | 0 | 0 | 0 | 0 | 0 | 0 | 0 | 0 | 0 | 0 | 0 | 0 | 0 | 0 | 2395767348.9685
Operating cost
| Option name | Units | PV | 2019 | 2020 | 2021 | 2022 | 2023 | 2024 | 2025 | 2026 | 2027 | 2028 | 2029 | 2030 | 2031 | 2032 | 2033 | 2034 | 2035 | 2036 | 2037 | 2038 | 2039 | 2040 | 2041 | 2042 | 2043 | 2044 | 2045 | 2046 | 2047 | 2048 | 2049 | 2050
| Option 1 | $ | -241868810.4913 | 0 | 0 | 0 | 0 | 0 | 0 | 0 | -3793388.5539 | -3793388.5539 | -26985721.2262 | -27469416.4089 | -27469416.4089 | -27469416.4089 | -27469416.4089 | -27469416.4089 | -27469416.4089 | -27469416.4089 | -27469416.4089 | -27469416.4089 | -27469416.4089 | -27469416.4089 | -27469416.4089 | -27469416.4089 | -27469416.4089 | -27469416.4089 | -27469416.4089 | -27469416.4089 | -27469416.4089 | -27469416.4089 | -27469416.4089 | -27469416.4089 | -27469416.4089
| Option 2 | $ | -246293997.4276 | 0 | 0 | 0 | 0 | 0 | 0 | 0 | -3793388.5539 | -3793388.5539 | -3793388.5539 | -30127245.4539 | -30127245.4539 | -30127245.4539 | -30127245.4539 | -30127245.4539 | -30127245.4539 | -30127245.4539 | -30127245.4539 | -30127245.4539 | -30127245.4539 | -30127245.4539 | -30127245.4539 | -30127245.4539 | -30127245.4539 | -30127245.4539 | -30127245.4539 | -30127245.4539 | -30127245.4539 | -30127245.4539 | -30127245.4539 | -30127245.4539 | -30127245.4539
| Option 3 | $ | -248806426.0797 | 0 | 0 | 0 | 0 | 0 | 0 | 0 | -3793388.5539 | -3793388.5539 | -3793388.5539 | -30445818.326 | -30445818.326 | -30445818.326 | -30445818.326 | -30445818.326 | -30445818.326 | -30445818.326 | -30445818.326 | -30445818.326 | -30445818.326 | -30445818.326 | -30445818.326 | -30445818.326 | -30445818.326 | -30445818.326 | -30445818.326 | -30445818.326 | -30445818.326 | -30445818.326 | -30445818.326 | -30445818.326 | -30445818.326
| Option 4 | $ | -226243102.1139 | 0 | 0 | 0 | 0 | 0 | 0 | 0 | -3793388.5539 | -3793388.5539 | -25612264.1934 | -25612264.1934 | -25612264.1934 | -25612264.1934 | -25612264.1934 | -25612264.1934 | -25612264.1934 | -25612264.1934 | -25612264.1934 | -25612264.1934 | -25612264.1934 | -25612264.1934 | -25612264.1934 | -25612264.1934 | -25612264.1934 | -25612264.1934 | -25612264.1934 | -25612264.1934 | -25612264.1934 | -25612264.1934 | -25612264.1934 | -25612264.1934 | -25612264.1934
| Option 5 | $ | -248806426.0797 | 0 | 0 | 0 | 0 | 0 | 0 | 0 | -3793388.5539 | -3793388.5539 | -3793388.5539 | -30445818.326 | -30445818.326 | -30445818.326 | -30445818.326 | -30445818.326 | -30445818.326 | -30445818.326 | -30445818.326 | -30445818.326 | -30445818.326 | -30445818.326 | -30445818.326 | -30445818.326 | -30445818.326 | -30445818.326 | -30445818.326 | -30445818.326 | -30445818.326 | -30445818.326 | -30445818.326 | -30445818.326 | -30445818.326
| Option 7 | $ | -256680683.8623 | 0 | 0 | 0 | 0 | 0 | 0 | 0 | -3793388.5539 | -3793388.5539 | -3793388.5539 | -31444264.5567 | -31444264.5567 | -31444264.5567 | -31444264.5567 | -31444264.5567 | -31444264.5567 | -31444264.5567 | -31444264.5567 | -31444264.5567 | -31444264.5567 | -31444264.5567 | -31444264.5567 | -31444264.5567 | -31444264.5567 | -31444264.5567 | -31444264.5567 | -31444264.5567 | -31444264.5567 | -31444264.5567 | -31444264.5567 | -31444264.5567 | -31444264.5567
| Option 8 | $ | -248806426.0797 | 0 | 0 | 0 | 0 | 0 | 0 | 0 | -3793388.5539 | -3793388.5539 | -3793388.5539 | -30445818.326 | -30445818.326 | -30445818.326 | -30445818.326 | -30445818.326 | -30445818.326 | -30445818.326 | -30445818.326 | -30445818.326 | -30445818.326 | -30445818.326 | -30445818.326 | -30445818.326 | -30445818.326 | -30445818.326 | -30445818.326 | -30445818.326 | -30445818.326 | -30445818.326 | -30445818.326 | -30445818.326 | -30445818.326
Security and LDs
| Option name | Units | PV | 2019 | 2020 | 2021 | 2022 | 2023 | 2024 | 2025 | 2026 | 2027 | 2028 | 2029 | 2030 | 2031 | 2032 | 2033 | 2034 | 2035 | 2036 | 2037 | 2038 | 2039 | 2040 | 2041 | 2042 | 2043 | 2044 | 2045 | 2046 | 2047 | 2048 | 2049 | 2050
| Option 1 | $ | 176243034.0399 | c-i-c | c-i-c | c-i-c | c-i-c | c-i-c | c-i-c | c-i-c | c-i-c | c-i-c | c-i-c | c-i-c | c-i-c | c-i-c | c-i-c | c-i-c | c-i-c | c-i-c | c-i-c | c-i-c | c-i-c | c-i-c | c-i-c | c-i-c | c-i-c | c-i-c | c-i-c | c-i-c | c-i-c | c-i-c | c-i-c | c-i-c | c-i-c
| Option 2 | $ | 89577539.0336 | c-i-c | c-i-c | c-i-c | c-i-c | c-i-c | c-i-c | c-i-c | c-i-c | c-i-c | c-i-c | c-i-c | c-i-c | c-i-c | c-i-c | c-i-c | c-i-c | c-i-c | c-i-c | c-i-c | c-i-c | c-i-c | c-i-c | c-i-c | c-i-c | c-i-c | c-i-c | c-i-c | c-i-c | c-i-c | c-i-c | c-i-c | c-i-c
| Option 3 | $ | 243585909.691 | c-i-c | c-i-c | c-i-c | c-i-c | c-i-c | c-i-c | c-i-c | c-i-c | c-i-c | c-i-c | c-i-c | c-i-c | c-i-c | c-i-c | c-i-c | c-i-c | c-i-c | c-i-c | c-i-c | c-i-c | c-i-c | c-i-c | c-i-c | c-i-c | c-i-c | c-i-c | c-i-c | c-i-c | c-i-c | c-i-c | c-i-c | c-i-c
| Option 4 | $ | 184419024.1349 | 0 | 0 | 0 | 0 | 0 | 0 | 211141340.732 | 0 | 0 | 0 | 0 | 0 | 0 | 0 | 0 | 0 | 0 | 0 | 0 | 0 | 0 | 0 | 0 | 0 | 0 | 0 | 0 | 0 | 0 | 0 | 0 | 0
| Option 5 | $ | 243585909.691 | c-i-c | c-i-c | c-i-c | c-i-c | c-i-c | c-i-c | c-i-c | c-i-c | c-i-c | c-i-c | c-i-c | c-i-c | c-i-c | c-i-c | c-i-c | c-i-c | c-i-c | c-i-c | c-i-c | c-i-c | c-i-c | c-i-c | c-i-c | c-i-c | c-i-c | c-i-c | c-i-c | c-i-c | c-i-c | c-i-c | c-i-c | c-i-c
| Option 7 | $ | 184419024.1349 | c-i-c | c-i-c | c-i-c | c-i-c | c-i-c | c-i-c | c-i-c | c-i-c | c-i-c | c-i-c | c-i-c | c-i-c | c-i-c | c-i-c | c-i-c | c-i-c | c-i-c | c-i-c | c-i-c | c-i-c | c-i-c | c-i-c | c-i-c | c-i-c | c-i-c | c-i-c | c-i-c | c-i-c | c-i-c | c-i-c | c-i-c | c-i-c
| Option 8 | $ | 243585909.691 | c-i-c | c-i-c | c-i-c | c-i-c | c-i-c | c-i-c | c-i-c | c-i-c | c-i-c | c-i-c | c-i-c | c-i-c | c-i-c | c-i-c | c-i-c | c-i-c | c-i-c | c-i-c | c-i-c | c-i-c | c-i-c | c-i-c | c-i-c | c-i-c | c-i-c | c-i-c | c-i-c | c-i-c | c-i-c | c-i-c | c-i-c | c-i-c
Incremental 'market benefits' calculation
Avoided involuntary load shedding
| Option name | Units | PV | 2019 | 2020 | 2021 | 2022 | 2023 | 2024 | 2025 | 2026 | 2027 | 2028 | 2029 | 2030 | 2031 | 2032 | 2033 | 2034 | 2035 | 2036 | 2037 | 2038 | 2039 | 2040 | 2041 | 2042 | 2043 | 2044 | 2045 | 2046 | 2047 | 2048 | 2049 | 2050
| Option 1 | $ | 7588822.2157 | 0 | 0 | 0 | 0 | 0 | 0 | -0.3 | -0.72 | -0.72 | -0.72 | -1.14 | -1.15 | -0.87 | -0.87 | -1.29 | -1.45 | -1.44 | -1.44 | -2125076.29 | -1.44 | -1.59 | -1.59 | -2.01 | -2.59 | -2.16 | 19363457.19 | -2.31 | 17712742.8 | -3.46 | -3.03 | -3.61 | 0
| Option 2 | $ | 7017627.3149 | 0 | 0 | 0 | 0 | 0 | 0 | 0.61 | 0.61 | 0.76 | 1.19 | 0.49 | 0.91 | 0.92 | 0.64 | 1.07 | 0.64 | 1.22 | 0.8 | -3642003.85 | 1.1 | 2.1 | 1.83 | 1.41 | 1.56 | 2.56 | 19652533.09 | 2.44 | 17462709.25 | 2.32 | 3.05 | 2.63 | 0
| Option 3 | $ | 7017627.3149 | 0 | 0 | 0 | 0 | 0 | 0 | 0.61 | 0.61 | 0.76 | 1.19 | 0.49 | 0.91 | 0.92 | 0.64 | 1.07 | 0.64 | 1.22 | 0.8 | -3642003.85 | 1.1 | 2.1 | 1.83 | 1.41 | 1.56 | 2.56 | 19652533.09 | 2.44 | 17462709.25 | 2.32 | 3.05 | 2.63 | 0
| Option 4 | $ | 7588822.2157 | 0 | 0 | 0 | 0 | 0 | 0 | -0.3 | -0.72 | -0.72 | -0.72 | -1.14 | -1.15 | -0.87 | -0.87 | -1.29 | -1.45 | -1.44 | -1.44 | -2125076.29 | -1.44 | -1.59 | -1.59 | -2.01 | -2.59 | -2.16 | 19363457.19 | -2.31 | 17712742.8 | -3.46 | -3.03 | -3.61 | 0
| Option 5 | $ | 7017627.3149 | 0 | 0 | 0 | 0 | 0 | 0 | 0.61 | 0.61 | 0.76 | 1.19 | 0.49 | 0.91 | 0.92 | 0.64 | 1.07 | 0.64 | 1.22 | 0.8 | -3642003.85 | 1.1 | 2.1 | 1.83 | 1.41 | 1.56 | 2.56 | 19652533.09 | 2.44 | 17462709.25 | 2.32 | 3.05 | 2.63 | 0
| Option 7 | $ | 7017627.3149 | 0 | 0 | 0 | 0 | 0 | 0 | 0.61 | 0.61 | 0.76 | 1.19 | 0.49 | 0.91 | 0.92 | 0.64 | 1.07 | 0.64 | 1.22 | 0.8 | -3642003.85 | 1.1 | 2.1 | 1.83 | 1.41 | 1.56 | 2.56 | 19652533.09 | 2.44 | 17462709.25 | 2.32 | 3.05 | 2.63 | 0
| Option 8 | $ | 7017627.3149 | 0 | 0 | 0 | 0 | 0 | 0 | 0.61 | 0.61 | 0.76 | 1.19 | 0.49 | 0.91 | 0.92 | 0.64 | 1.07 | 0.64 | 1.22 | 0.8 | -3642003.85 | 1.1 | 2.1 | 1.83 | 1.41 | 1.56 | 2.56 | 19652533.09 | 2.44 | 17462709.25 | 2.32 | 3.05 | 2.63 | 0
Difference in timing of unrelated expenditure
| Option name | Units | PV | 2019 | 2020 | 2021 | 2022 | 2023 | 2024 | 2025 | 2026 | 2027 | 2028 | 2029 | 2030 | 2031 | 2032 | 2033 | 2034 | 2035 | 2036 | 2037 | 2038 | 2039 | 2040 | 2041 | 2042 | 2043 | 2044 | 2045 | 2046 | 2047 | 2048 | 2049 | 2050
| Option 1 | $ | 273824256.5822 | 0 | 0 | 0 | 0 | 0 | 0 | 0 | 0 | 124565112.88 | 4780924.25 | 273333355.63 | 9093154.65 | -17706468.82 | -30268110.37 | 64912934.42 | -22027096.47 | -11402491.76 | -13167088.06 | -58000985.5 | 23111716.32 | 8225098.71 | 8179935.28 | 85519870.85 | 20400292.78 | -26947422.55 | 12920.59 | 14264792.73 | -15408091.47 | -63916251.08 | 1254556.99 | -2842362.7 | 0
| Option 2 | $ | 262177434.846 | 0 | 0 | 0 | 0 | 0 | 0 | 0 | 0 | 87601641.45 | 13204144.56 | 290648885.54 | 9746004.6 | -18557154.64 | -32178852.59 | 68248508.26 | -23643501.23 | -10639940.44 | -15486036.72 | -59601493 | 23833891.56 | 8803246.83 | 8913972.94 | 85643711.47 | 21985657.32 | -31785990.17 | 165109.39 | 16220467.48 | -14961482.47 | -64814140.87 | 2092983.09 | -2907109.97 | 0
| Option 3 | $ | 262177434.846 | 0 | 0 | 0 | 0 | 0 | 0 | 0 | 0 | 87601641.45 | 13204144.56 | 290648885.54 | 9746004.6 | -18557154.64 | -32178852.59 | 68248508.26 | -23643501.23 | -10639940.44 | -15486036.72 | -59601493 | 23833891.56 | 8803246.83 | 8913972.94 | 85643711.47 | 21985657.32 | -31785990.17 | 165109.39 | 16220467.48 | -14961482.47 | -64814140.87 | 2092983.09 | -2907109.97 | 0
| Option 4 | $ | 273824256.5822 | 0 | 0 | 0 | 0 | 0 | 0 | 0 | 0 | 124565112.88 | 4780924.25 | 273333355.63 | 9093154.65 | -17706468.82 | -30268110.37 | 64912934.42 | -22027096.47 | -11402491.76 | -13167088.06 | -58000985.5 | 23111716.32 | 8225098.71 | 8179935.28 | 85519870.85 | 20400292.78 | -26947422.55 | 12920.59 | 14264792.73 | -15408091.47 | -63916251.08 | 1254556.99 | -2842362.7 | 0
| Option 5 | $ | 262177434.846 | 0 | 0 | 0 | 0 | 0 | 0 | 0 | 0 | 87601641.45 | 13204144.56 | 290648885.54 | 9746004.6 | -18557154.64 | -32178852.59 | 68248508.26 | -23643501.23 | -10639940.44 | -15486036.72 | -59601493 | 23833891.56 | 8803246.83 | 8913972.94 | 85643711.47 | 21985657.32 | -31785990.17 | 165109.39 | 16220467.48 | -14961482.47 | -64814140.87 | 2092983.09 | -2907109.97 | 0
| Option 7 | $ | 262177434.846 | 0 | 0 | 0 | 0 | 0 | 0 | 0 | 0 | 87601641.45 | 13204144.56 | 290648885.54 | 9746004.6 | -18557154.64 | -32178852.59 | 68248508.26 | -23643501.23 | -10639940.44 | -15486036.72 | -59601493 | 23833891.56 | 8803246.83 | 8913972.94 | 85643711.47 | 21985657.32 | -31785990.17 | 165109.39 | 16220467.48 | -14961482.47 | -64814140.87 | 2092983.09 | -2907109.97 | 0
| Option 8 | $ | 262177434.846 | 0 | 0 | 0 | 0 | 0 | 0 | 0 | 0 | 87601641.45 | 13204144.56 | 290648885.54 | 9746004.6 | -18557154.64 | -32178852.59 | 68248508.26 | -23643501.23 | -10639940.44 | -15486036.72 | -59601493 | 23833891.56 | 8803246.83 | 8913972.94 | 85643711.47 | 21985657.32 | -31785990.17 | 165109.39 | 16220467.48 | -14961482.47 | -64814140.87 | 2092983.09 | -2907109.97 | 0
Avoided fuel consumption from generation dispatch
| Option name | Units | PV | 2019 | 2020 | 2021 | 2022 | 2023 | 2024 | 2025 | 2026 | 2027 | 2028 | 2029 | 2030 | 2031 | 2032 | 2033 | 2034 | 2035 | 2036 | 2037 | 2038 | 2039 | 2040 | 2041 | 2042 | 2043 | 2044 | 2045 | 2046 | 2047 | 2048 | 2049 | 2050
| Option 1 | $ | 361346935.6144 | 0 | 0 | 0 | 0 | 0 | 0 | 52806307.44 | 66485817.91 | 99440769.4 | 65989176.8 | 18356380.54 | 34458026.3 | 49803986.84 | 54803470.51 | 47312594.87 | 53569573.59 | 68426338.11 | 52518064.06 | -19731574.17 | -35310588.99 | -32115893.2 | -49294089.18 | -65603914.63 | -70604553.68 | -58850540.67 | 18619276.58 | 47288817.34 | 24570325.46 | 64051052.83 | 77786621.54 | -13716378.66 | 0
| Option 2 | $ | 301149697.3554 | 0 | 0 | 0 | 0 | 0 | 0 | 52290504.49 | 28373229.5 | 34545597.39 | 72281144.2 | 19944465.11 | 36581834.65 | 49834066.97 | 56698167.11 | 48584535.37 | 53908493.45 | 70200918.98 | 53543019.18 | -16050908.66 | -33965337.24 | -29080856.27 | -47700056.37 | -63296099.15 | -69203019.78 | -53842980.96 | 24107620.03 | 50012882.97 | 29222094.89 | 68373096.32 | 81770418.3 | -10132951.12 | 0
| Option 3 | $ | 301149697.3554 | 0 | 0 | 0 | 0 | 0 | 0 | 52290504.49 | 28373229.5 | 34545597.39 | 72281144.2 | 19944465.11 | 36581834.65 | 49834066.97 | 56698167.11 | 48584535.37 | 53908493.45 | 70200918.98 | 53543019.18 | -16050908.66 | -33965337.24 | -29080856.27 | -47700056.37 | -63296099.15 | -69203019.78 | -53842980.96 | 24107620.03 | 50012882.97 | 29222094.89 | 68373096.32 | 81770418.3 | -10132951.12 | 0
| Option 4 | $ | 361346935.6144 | 0 | 0 | 0 | 0 | 0 | 0 | 52806307.44 | 66485817.91 | 99440769.4 | 65989176.8 | 18356380.54 | 34458026.3 | 49803986.84 | 54803470.51 | 47312594.87 | 53569573.59 | 68426338.11 | 52518064.06 | -19731574.17 | -35310588.99 | -32115893.2 | -49294089.18 | -65603914.63 | -70604553.68 | -58850540.67 | 18619276.58 | 47288817.34 | 24570325.46 | 64051052.83 | 77786621.54 | -13716378.66 | 0
| Option 5 | $ | 301149697.3554 | 0 | 0 | 0 | 0 | 0 | 0 | 52290504.49 | 28373229.5 | 34545597.39 | 72281144.2 | 19944465.11 | 36581834.65 | 49834066.97 | 56698167.11 | 48584535.37 | 53908493.45 | 70200918.98 | 53543019.18 | -16050908.66 | -33965337.24 | -29080856.27 | -47700056.37 | -63296099.15 | -69203019.78 | -53842980.96 | 24107620.03 | 50012882.97 | 29222094.89 | 68373096.32 | 81770418.3 | -10132951.12 | 0
| Option 7 | $ | 301149697.3554 | 0 | 0 | 0 | 0 | 0 | 0 | 52290504.49 | 28373229.5 | 34545597.39 | 72281144.2 | 19944465.11 | 36581834.65 | 49834066.97 | 56698167.11 | 48584535.37 | 53908493.45 | 70200918.98 | 53543019.18 | -16050908.66 | -33965337.24 | -29080856.27 | -47700056.37 | -63296099.15 | -69203019.78 | -53842980.96 | 24107620.03 | 50012882.97 | 29222094.89 | 68373096.32 | 81770418.3 | -10132951.12 | 0
| Option 8 | $ | 301149697.3554 | 0 | 0 | 0 | 0 | 0 | 0 | 52290504.49 | 28373229.5 | 34545597.39 | 72281144.2 | 19944465.11 | 36581834.65 | 49834066.97 | 56698167.11 | 48584535.37 | 53908493.45 | 70200918.98 | 53543019.18 | -16050908.66 | -33965337.24 | -29080856.27 | -47700056.37 | -63296099.15 | -69203019.78 | -53842980.96 | 24107620.03 | 50012882.97 | 29222094.89 | 68373096.32 | 81770418.3 | -10132951.12 | 0
Avoided voluntary load curtailment
| Option name | Units | PV | 2019 | 2020 | 2021 | 2022 | 2023 | 2024 | 2025 | 2026 | 2027 | 2028 | 2029 | 2030 | 2031 | 2032 | 2033 | 2034 | 2035 | 2036 | 2037 | 2038 | 2039 | 2040 | 2041 | 2042 | 2043 | 2044 | 2045 | 2046 | 2047 | 2048 | 2049 | 2050
| Option 1 | $ | 32462401.4445 | 0 | 0 | 0 | 0 | 0 | 0 | 3425043.53 | 2950404.09 | 3966016.08 | 1519904.71 | -44785838.76 | -7185177.51 | 3984685.44 | 10225016.19 | 2622053.94 | 3275414.62 | 12239339.97 | 12695413.09 | 1711143.85 | 4162951.12 | 18914106.01 | 6470784.33 | 764421.52 | 13360673.87 | 12712322.83 | 10942368.13 | 18496654.98 | 6486446 | 20849356.92 | 7273041.44 | 25134826.26 | 0
| Option 2 | $ | 30760657.483 | 0 | 0 | 0 | 0 | 0 | 0 | 2826100.83 | 2415813.04 | 2492387.02 | 1337062.29 | -44142003.45 | -5962277.68 | 4026641.15 | 9974868.78 | 2456130.31 | 3119951.55 | 11648583.36 | 12262040.94 | 1182022.51 | 4334973.66 | 17825652.88 | 6773045.14 | 1966695.14 | 13065232.21 | 12637449.28 | 11266666.24 | 19179308.12 | 6475672.14 | 20921609.78 | 7021090.13 | 25117526.83 | 0
| Option 3 | $ | 30760657.483 | 0 | 0 | 0 | 0 | 0 | 0 | 2826100.83 | 2415813.04 | 2492387.02 | 1337062.29 | -44142003.45 | -5962277.68 | 4026641.15 | 9974868.78 | 2456130.31 | 3119951.55 | 11648583.36 | 12262040.94 | 1182022.51 | 4334973.66 | 17825652.88 | 6773045.14 | 1966695.14 | 13065232.21 | 12637449.28 | 11266666.24 | 19179308.12 | 6475672.14 | 20921609.78 | 7021090.13 | 25117526.83 | 0
| Option 4 | $ | 32462401.4445 | 0 | 0 | 0 | 0 | 0 | 0 | 3425043.53 | 2950404.09 | 3966016.08 | 1519904.71 | -44785838.76 | -7185177.51 | 3984685.44 | 10225016.19 | 2622053.94 | 3275414.62 | 12239339.97 | 12695413.09 | 1711143.85 | 4162951.12 | 18914106.01 | 6470784.33 | 764421.52 | 13360673.87 | 12712322.83 | 10942368.13 | 18496654.98 | 6486446 | 20849356.92 | 7273041.44 | 25134826.26 | 0
| Option 5 | $ | 30760657.483 | 0 | 0 | 0 | 0 | 0 | 0 | 2826100.83 | 2415813.04 | 2492387.02 | 1337062.29 | -44142003.45 | -5962277.68 | 4026641.15 | 9974868.78 | 2456130.31 | 3119951.55 | 11648583.36 | 12262040.94 | 1182022.51 | 4334973.66 | 17825652.88 | 6773045.14 | 1966695.14 | 13065232.21 | 12637449.28 | 11266666.24 | 19179308.12 | 6475672.14 | 20921609.78 | 7021090.13 | 25117526.83 | 0
| Option 7 | $ | 30760657.483 | 0 | 0 | 0 | 0 | 0 | 0 | 2826100.83 | 2415813.04 | 2492387.02 | 1337062.29 | -44142003.45 | -5962277.68 | 4026641.15 | 9974868.78 | 2456130.31 | 3119951.55 | 11648583.36 | 12262040.94 | 1182022.51 | 4334973.66 | 17825652.88 | 6773045.14 | 1966695.14 | 13065232.21 | 12637449.28 | 11266666.24 | 19179308.12 | 6475672.14 | 20921609.78 | 7021090.13 | 25117526.83 | 0
| Option 8 | $ | 30760657.483 | 0 | 0 | 0 | 0 | 0 | 0 | 2826100.83 | 2415813.04 | 2492387.02 | 1337062.29 | -44142003.45 | -5962277.68 | 4026641.15 | 9974868.78 | 2456130.31 | 3119951.55 | 11648583.36 | 12262040.94 | 1182022.51 | 4334973.66 | 17825652.88 | 6773045.14 | 1966695.14 | 13065232.21 | 12637449.28 | 11266666.24 | 19179308.12 | 6475672.14 | 20921609.78 | 7021090.13 | 25117526.83 | 0
Avoided costs for non RIT-T proponent parties
| Option name | Units | PV | 2019 | 2020 | 2021 | 2022 | 2023 | 2024 | 2025 | 2026 | 2027 | 2028 | 2029 | 2030 | 2031 | 2032 | 2033 | 2034 | 2035 | 2036 | 2037 | 2038 | 2039 | 2040 | 2041 | 2042 | 2043 | 2044 | 2045 | 2046 | 2047 | 2048 | 2049 | 2050
| Option 1 | $ | 3793094094.7572 | 0 | 0 | 0 | 0 | 0 | 0 | 531420993.03 | 556843466.03 | 1310982084.18 | 925373502.25 | 1257757811.56 | 458720450.69 | -31774700.08 | 227851121.84 | -547676319.45 | 71866100.88 | 294309353.47 | -248473212.14 | 908200079.96 | -128101747.06 | 29968819.98 | 100961524.47 | -243290047.91 | 199697431.55 | -392233515.18 | -120997082.68 | -246371218.96 | 336982099.46 | -259298645.06 | 18965525.64 | 194816104.86 | 0
| Option 2 | $ | 3621205628.8294 | 0 | 0 | 0 | 0 | 0 | 0 | 434830695.47 | 511983522.53 | 694518835.61 | 1502431049.68 | 1319273915.32 | 409123787.81 | 2013780.8 | 168317226.75 | -471249520.26 | 25042376.14 | 285901610.63 | -213021776.62 | 859134719.2 | -84817679.17 | 5485525.87 | 119454949.79 | -269475802.67 | 221669575.34 | -442468935.56 | -125555621.47 | -225837000.78 | 331233657.37 | -261595934.45 | 27006178.02 | 195228520.78 | 0
| Option 3 | $ | 3621205628.8294 | 0 | 0 | 0 | 0 | 0 | 0 | 434830695.47 | 511983522.53 | 694518835.61 | 1502431049.68 | 1319273915.32 | 409123787.81 | 2013780.8 | 168317226.75 | -471249520.26 | 25042376.14 | 285901610.63 | -213021776.62 | 859134719.2 | -84817679.17 | 5485525.87 | 119454949.79 | -269475802.67 | 221669575.34 | -442468935.56 | -125555621.47 | -225837000.78 | 331233657.37 | -261595934.45 | 27006178.02 | 195228520.78 | 0
| Option 4 | $ | 3793094094.7572 | 0 | 0 | 0 | 0 | 0 | 0 | 531420993.03 | 556843466.03 | 1310982084.18 | 925373502.25 | 1257757811.56 | 458720450.69 | -31774700.08 | 227851121.84 | -547676319.45 | 71866100.88 | 294309353.47 | -248473212.14 | 908200079.96 | -128101747.06 | 29968819.98 | 100961524.47 | -243290047.91 | 199697431.55 | -392233515.18 | -120997082.68 | -246371218.96 | 336982099.46 | -259298645.06 | 18965525.64 | 194816104.86 | 0
| Option 5 | $ | 3621205628.8294 | 0 | 0 | 0 | 0 | 0 | 0 | 434830695.47 | 511983522.53 | 694518835.61 | 1502431049.68 | 1319273915.32 | 409123787.81 | 2013780.8 | 168317226.75 | -471249520.26 | 25042376.14 | 285901610.63 | -213021776.62 | 859134719.2 | -84817679.17 | 5485525.87 | 119454949.79 | -269475802.67 | 221669575.34 | -442468935.56 | -125555621.47 | -225837000.78 | 331233657.37 | -261595934.45 | 27006178.02 | 195228520.78 | 0
| Option 7 | $ | 3621205628.8294 | 0 | 0 | 0 | 0 | 0 | 0 | 434830695.47 | 511983522.53 | 694518835.61 | 1502431049.68 | 1319273915.32 | 409123787.81 | 2013780.8 | 168317226.75 | -471249520.26 | 25042376.14 | 285901610.63 | -213021776.62 | 859134719.2 | -84817679.17 | 5485525.87 | 119454949.79 | -269475802.67 | 221669575.34 | -442468935.56 | -125555621.47 | -225837000.78 | 331233657.37 | -261595934.45 | 27006178.02 | 195228520.78 | 0
| Option 8 | $ | 3621205628.8294 | 0 | 0 | 0 | 0 | 0 | 0 | 434830695.47 | 511983522.53 | 694518835.61 | 1502431049.68 | 1319273915.32 | 409123787.81 | 2013780.8 | 168317226.75 | -471249520.26 | 25042376.14 | 285901610.63 | -213021776.62 | 859134719.2 | -84817679.17 | 5485525.87 | 119454949.79 | -269475802.67 | 221669575.34 | -442468935.56 | -125555621.47 | -225837000.78 | 331233657.37 | -261595934.45 | 27006178.02 | 195228520.78 | 0
Avoided emissions
| Option name | Units | PV | 2019 | 2020 | 2021 | 2022 | 2023 | 2024 | 2025 | 2026 | 2027 | 2028 | 2029 | 2030 | 2031 | 2032 | 2033 | 2034 | 2035 | 2036 | 2037 | 2038 | 2039 | 2040 | 2041 | 2042 | 2043 | 2044 | 2045 | 2046 | 2047 | 2048 | 2049 | 2050
| Option 1 | $ | -266860691.7773 | 0 | 0 | 0 | 0 | 0 | 0 | -24130145.69 | -20067735.74 | -11577970.13 | -16790184.12 | -28544168.65 | -49023165.34 | -61516004.11 | -51231367.39 | -40916096.89 | -30633582.02 | -8172871.08 | -23346653.35 | -45415762.49 | -50062775.57 | -48702924.19 | -55993317.02 | -52543040.78 | -40425451.09 | -49836148.11 | -10558440.1 | 55563740.65 | 57250780.7 | 82554459.56 | 104615646.86 | 30514069.55 | 0
| Option 2 | $ | -261680439.3992 | 0 | 0 | 0 | 0 | 0 | 0 | -23049276.67 | -36948969.92 | -18575334.09 | -9649262.97 | -30843508.16 | -48312938.7 | -60072698.39 | -48596604.68 | -38176969.96 | -28411884.02 | -6068730.21 | -21367981.12 | -43387178.09 | -47761874.36 | -46416901.15 | -53516585.92 | -49668891.53 | -36936094.23 | -45314603.19 | -5908079.94 | 60053063.22 | 62777706.15 | 88830448.78 | 110262885.56 | 37098108.36 | 0
| Option 3 | $ | -261680439.3992 | 0 | 0 | 0 | 0 | 0 | 0 | -23049276.67 | -36948969.92 | -18575334.09 | -9649262.97 | -30843508.16 | -48312938.7 | -60072698.39 | -48596604.68 | -38176969.96 | -28411884.02 | -6068730.21 | -21367981.12 | -43387178.09 | -47761874.36 | -46416901.15 | -53516585.92 | -49668891.53 | -36936094.23 | -45314603.19 | -5908079.94 | 60053063.22 | 62777706.15 | 88830448.78 | 110262885.56 | 37098108.36 | 0
| Option 4 | $ | -266860691.7773 | 0 | 0 | 0 | 0 | 0 | 0 | -24130145.69 | -20067735.74 | -11577970.13 | -16790184.12 | -28544168.65 | -49023165.34 | -61516004.11 | -51231367.39 | -40916096.89 | -30633582.02 | -8172871.08 | -23346653.35 | -45415762.49 | -50062775.57 | -48702924.19 | -55993317.02 | -52543040.78 | -40425451.09 | -49836148.11 | -10558440.1 | 55563740.65 | 57250780.7 | 82554459.56 | 104615646.86 | 30514069.55 | 0
| Option 5 | $ | -261680439.3992 | 0 | 0 | 0 | 0 | 0 | 0 | -23049276.67 | -36948969.92 | -18575334.09 | -9649262.97 | -30843508.16 | -48312938.7 | -60072698.39 | -48596604.68 | -38176969.96 | -28411884.02 | -6068730.21 | -21367981.12 | -43387178.09 | -47761874.36 | -46416901.15 | -53516585.92 | -49668891.53 | -36936094.23 | -45314603.19 | -5908079.94 | 60053063.22 | 62777706.15 | 88830448.78 | 110262885.56 | 37098108.36 | 0
| Option 7 | $ | -261680439.3992 | 0 | 0 | 0 | 0 | 0 | 0 | -23049276.67 | -36948969.92 | -18575334.09 | -9649262.97 | -30843508.16 | -48312938.7 | -60072698.39 | -48596604.68 | -38176969.96 | -28411884.02 | -6068730.21 | -21367981.12 | -43387178.09 | -47761874.36 | -46416901.15 | -53516585.92 | -49668891.53 | -36936094.23 | -45314603.19 | -5908079.94 | 60053063.22 | 62777706.15 | 88830448.78 | 110262885.56 | 37098108.36 | 0
| Option 8 | $ | -261680439.3992 | 0 | 0 | 0 | 0 | 0 | 0 | -23049276.67 | -36948969.92 | -18575334.09 | -9649262.97 | -30843508.16 | -48312938.7 | -60072698.39 | -48596604.68 | -38176969.96 | -28411884.02 | -6068730.21 | -21367981.12 | -43387178.09 | -47761874.36 | -46416901.15 | -53516585.92 | -49668891.53 | -36936094.23 | -45314603.19 | -5908079.94 | 60053063.22 | 62777706.15 | 88830448.78 | 110262885.56 | 37098108.36 | 0
Base Case (Reference)
Benefits
|  | Units | PV | 2019 | 2020 | 2021 | 2022 | 2023 | 2024 | 2025 | 2026 | 2027 | 2028 | 2029 | 2030 | 2031 | 2032 | 2033 | 2034 | 2035 | 2036 | 2037 | 2038 | 2039 | 2040 | 2041 | 2042 | 2043 | 2044 | 2045 | 2046 | 2047 | 2048 | 2049 | 2050
| Avoided involuntary load shedding | $ | 10888.7939 | 0 | 0 | 0 | 0 | 0 | 0 | 0.59 | 0.17 | -0.11 | 0.32 | -0.1 | 0.32 | -0.1 | -0.1 | -0.09 | -0.1 | 0.06 | 0.34 | -4694305.92 | 0.07 | 0.07 | 0.65 | 0.23 | -0.2 | 0.81 | 3043752 | 0.39 | 5197110.21 | -0.45 | 0.56 | -0.29 | 0
| Difference in timing of unrelated expenditure | $ | 69202257.7171 | 0 | 0 | 0 | 0 | 0 | 0 | 0 | 0 | 22312669.74 | 30010557.86 | 32239888.34 | 5881467.58 | -1872560.84 | -1197245.1 | 23064279.74 | -4002303.08 | -2043790.54 | -9685526.38 | -9099653.46 | -3163466.22 | 3898981 | 5478288.38 | 14547643.2 | 4616657.51 | -12454611.38 | 1655144.69 | -1389566.97 | 799123.98 | -928004.89 | 8828199.17 | 243885 | 0
| Avoided fuel consumption from generation dispatch | $ | 81340530.2393 | 0 | 0 | 0 | 0 | 0 | 0 | 35537864.45 | 17418983.07 | 15722911.31 | 12602739.02 | 3988311.68 | 1699744.39 | 3194666.9 | 3929461.19 | 3860147.25 | -433277.48 | 3839540.37 | 2414286.65 | 645862.38 | -2907662.45 | 1951300.85 | -2805835.24 | -7688340.5 | -15353515.59 | -5359355.04 | 13072988.2 | 13113653.89 | 9839183.67 | -982916.57 | 19550244.83 | 1507073.61 | 0
| Avoided voluntary load curtailment | $ | 4791780.8892 | 0 | 0 | 0 | 0 | 0 | 0 | 632913.8 | 501423.56 | 888000.81 | 522657.54 | -7989251.15 | -26246.3 | 324012.98 | 1479251.42 | 900898.41 | 1026676.61 | -804982.82 | 1959285.52 | 2193793.84 | 1223647.49 | 4007876.54 | -500928.03 | -1343424.69 | 1825644.96 | 1003690.51 | 3065093.89 | 4594522.92 | -3191520.05 | 5495427.5 | 201382.17 | 3718641.65 | 0
| Avoided costs for non RIT-T proponent parties | $ | 702734013.3035 | 0 | 0 | 0 | 0 | 0 | 0 | 57666290.7 | 288932514.01 | 115579854.29 | 168212307.03 | -67054703.34 | 50784975.75 | 5299870.28 | 329415116.16 | -25507159.78 | 133004381.01 | 854538.01 | -34869772.58 | 97041979.2 | -7734234.63 | -58818906.1 | 27623748.33 | 33798076.42 | 19021249.01 | -116342527.7 | -73510266.91 | 21105969.18 | 25544749.84 | 16348133.98 | -64881676.04 | 61249393.17 | 0
| Avoided emissions | $ | -43981935.6883 | 0 | 0 | 0 | 0 | 0 | 0 | 1796427.38 | 2049499.36 | 805420.68 | -469017.08 | -1573115.06 | -5545615.36 | -8090714.86 | -6022982.24 | -8731733.58 | -12391959.08 | -9526570.84 | -9928696.94 | -10392557.18 | -8235913.1 | -8715655.88 | -9854234.06 | -10545075.48 | -10017712.74 | -9057170.14 | -2867756.36 | 4469342.62 | 6229558.44 | 7069354.1 | 5605178.66 | 5341709.1 | 0
Cost Profiles
|  | Units | PV | 2019 | 2020 | 2021 | 2022 | 2023 | 2024 | 2025 | 2026 | 2027 | 2028 | 2029 | 2030 | 2031 | 2032 | 2033 | 2034 | 2035 | 2036 | 2037 | 2038 | 2039 | 2040 | 2041 | 2042 | 2043 | 2044 | 2045 | 2046 | 2047 | 2048 | 2049 | 2050
| Capital Cost | $ | -2256107901.0108 | -5061325.9793 | -34281740.5139 | -319870105.2994 | -318041852.3094 | -665836933.2901 | -679262581.0377 | -291210228.5568 | 0 | 0 | 0 | 0 | 0 | 0 | 0 | 0 | 0 | 0 | 0 | 0 | 0 | 0 | 0 | 0 | 0 | 0 | 0 | 0 | 0 | 0 | 0 | 0 | 335941591.633
| Security and LDs | $ | 54620147.4207 | c-i-c | c-i-c | c-i-c | c-i-c | c-i-c | c-i-c | c-i-c | c-i-c | c-i-c | c-i-c | c-i-c | c-i-c | c-i-c | c-i-c | c-i-c | c-i-c | c-i-c | c-i-c | c-i-c | c-i-c | c-i-c | c-i-c | c-i-c | c-i-c | c-i-c | c-i-c | c-i-c | c-i-c | c-i-c | c-i-c | c-i-c | c-i-c
| Operational Cost | $ | -38611729.4435 | 0 | 0 | 0 | 0 | 0 | 0 | 0 | -3793388.5539 | -3793388.5539 | -3793388.5539 | -3793388.5539 | -3793388.5539 | -3793388.5539 | -3793388.5539 | -3793388.5539 | -3793388.5539 | -3793388.5539 | -3793388.5539 | -3793388.5539 | -3793388.5539 | -3793388.5539 | -3793388.5539 | -3793388.5539 | -3793388.5539 | -3793388.5539 | -3793388.5539 | -3793388.5539 | -3793388.5539 | -3793388.5539 | -3793388.5539 | -3793388.5539 | -3793388.5539

## I1 General Inputs
I1 General Inputs
Inputs and parameters for assessment
General parameter and Portfolio inputs
General parameters
| Parameter |  | Unit | Value | Note
| First year of analysis |  | Year | 2019 | Earliest date of cost activity
| Base year for dollar outputs |  | Year | 2023
| Analysis period |  | Years | 32
Option descriptions
| Option name |  | Short description
| Base I |  | Do nothing
| Base II |  | Abandon
| Option 1 |  | ‘Friendly’ Descoping part/all of the remaining project
| Option 2 |  | Unfriendly descoping part/all of the remaining project
| Option 3 |  | Litigation with Elecnor with "unfriendly descoping all of the remaining works
| Option 4 |  | Revised EPC and revised fixed price with Elecnor
| Option 5 |  | Status quo - attempt to complete the funding with emergency payments from both Elecnor and Transgrid
| Option 7 |  | Alliance Model with and without Elecnor
| Option 8 |  | Enforcement of EPC contract
Sensitivity inputs
| Cost and benefit categories |  |  |  |  | Scenarios
| Cost categories |  |  |  |  | Scenario | Name
| Capital cost |  |  |  |  | S1 | Progressive
| Operating cost |  |  |  |  | S2 | Step
| Security and LDs |  |  |  |  | S3 | Green energy exports
| Benefit categories |  |  | Benefit input category
| Avoided involuntary load shedding |  |  | Involuntary load shedding
| Difference in timing of unrelated expenditure |  |  | Difference in timing of unrelated expenditure
| Avoided fuel consumption from generation dispatch |  |  | Fuel consumption from generation dispatch
| Avoided voluntary load curtailment |  |  | Voluntary load curtailment
| Avoided costs for non RIT-T proponent parties |  |  | Costs for non RIT-T proponent parties
| Avoided emissions |  |  | Costs for emissions
RIT market benefits
| NER | RIT-T market benefits
| 5.15A.2(c)(4)(i) | changes in fuel consumption arising through different patterns of generation dispatch
| 5.15A.2(c)(4)(ii) | changes in voluntary load curtailment
| 5.15A.2(c)(4)(iii) | changes in involuntary load shedding
| 5.15A.2(c)(4)(iv) | changes in costs for parties, other than the RIT-T proponent
| 5.15A.2(c)(4)(v) | differences in the timing of expenditure
| 5.15A.2(c)(4)(vi) | changes in network losses
| 5.15A.2(c)(4)(vii) | changes in ancillary services costs
| 5.15A.2(c)(4)(viii) | competition benefits
| 5.15A.2(c)(4)(ix) | any additional option value
Asset lives and opex
| Asset type | Life | Annual opex
| Lines - VNIW Line 5 | 50 | 0.8%
| Lines - PEC | 50 | 0.8%
| Subs | 40 | 0.8%
| Land and easements | #N/A | 0%
| Biodiversity | 50 | 0%
| Lines | 50 | 0.8%
| Subs | 40 | 0.8%
| Land and easements | #N/A | 0%
| Biodiversity | 50 | 0%
Colour scheme
| Colour | R | B | G
| Green | 0 | 134 | 152
| Dark grey | 105 | 106 | 109
| Tan | 181 | 169 | 145
| Red | 201 | 75 | 32
| Brown | 167 | 147 | 68
| Navy | 36 | 44 | 49

## I2 CBA Inputs
I2 CBA Inputs
Inputs and parameters for assessment
Cost inputs
| Capital cost | [5 empty] | Build period
| Option | Component | Total amount | Commissioning | Asset life |  | 2019 | 2020 | 2021 | 2022 | 2023 | 2024 | 2025 | 2026 | 2027 | 2028 | 2029 | 2030 | 2031 | 2032 | 2033 | 2034 | 2035 | 2036 | 2037 | 2038 | 2039 | 2040 | 2041 | 2042 | 2043 | 2044 | 2045 | 2046 | 2047 | 2048 | 2049 | 2050 | Annual opex | Total opex
| Base I | Lines - VNIW Line 5 | 880213020.619 | 2028 | 50 |  | Build period 2019: 0; Build period 2020: 0; Build period 2021: 31750057.7091; Build period 2022: 40531438.2323; Build period 2023: 75740955.9356; Build period 2024: 54513156.0594; Build period 2025: 79761115.0213; Build period 2026: 514509685.3448; Build period 2027: 83406612.3165 | 7041704.165 | 154917491.629
| Base I | Lines - PEC |  |  |  |  | Build period 2019: 0; Build period 2020: 0; Build period 2021: 0; Build period 2022: 0; Build period 2023: 0; Build period 2024: 0; Build period 2025: 0; Build period 2026: 0; Build period 2027: 0 | 0 | 0
| Base I | Subs |  |  |  |  | Build period 2019: 0; Build period 2020: 0; Build period 2021: 0; Build period 2022: 0; Build period 2023: 0; Build period 2024: 0; Build period 2025: 0; Build period 2026: 0; Build period 2027: 0 | 0 | 0
| Base I | Land and easements |  |  |  |  | Build period 2019: 0; Build period 2020: 0; Build period 2021: 0; Build period 2022: 0; Build period 2023: 0; Build period 2024: 0; Build period 2025: 0; Build period 2026: 0; Build period 2027: 0 | 0 | 0
| Base I | Biodiversity |  |  |  |  | Build period 2019: 0; Build period 2020: 0; Build period 2021: 0; Build period 2022: 0; Build period 2023: 0; Build period 2024: 0; Build period 2025: 0; Build period 2026: 0; Build period 2027: 0 | 0 | 0
| Base I | Lines | [36 empty] | 0 | 0
| Base I | Subs | [36 empty] | 0 | 0
| Base I | Land and easements | [36 empty] | 0 | 0
| Base I | Biodiversity | [36 empty] | 0 | 0
| Base II | Lines - VNIW Line 5 | 880213020.619 | 2028 | 50 |  | Build period 2019: 0; Build period 2020: 0; Build period 2021: 31750057.7091; Build period 2022: 40531438.2323; Build period 2023: 75740955.9356; Build period 2024: 54513156.0594; Build period 2025: 79761115.0213; Build period 2026: 514509685.3448; Build period 2027: 83406612.3165 | 7041704.165 | 154917491.629
| Base II | Lines - PEC | 846508965.9436 | #N/A | 1 |  | Build period 2019: 5061325.9793; Build period 2020: 28929620.7188; Build period 2021: 224363170.0485; Build period 2022: 32199800.5738; Build period 2023: 209543761.7518; Build period 2024: 346411286.8715; Build period 2025: 0; Build period 2026: 0; Build period 2027: 0 | #N/A | 0
| Base II | Subs | 637887452.0539 | #N/A | 1 |  | Build period 2019: 0; Build period 2020: 0; Build period 2021: 14756351.1671; Build period 2022: 31179724.4262; Build period 2023: 177362702.3021; Build period 2024: 145327650.1918; Build period 2025: 269261023.9668; Build period 2026: 0; Build period 2027: 0 | #N/A | 0
| Base II | Land and easements | 152478649.113 | 2025 | #N/A |  | Build period 2019: 0; Build period 2020: 0; Build period 2021: 8663372.994; Build period 2022: 37561539.3672; Build period 2023: 70423277.6905; Build period 2024: 29570620.7443; Build period 2025: 6259838.3169; Build period 2026: 0; Build period 2027: 0 | 0 | 0
| Base II | Biodiversity | 141477720.3614 | 2025 | 50 |  | Build period 2019: 0; Build period 2020: 0; Build period 2021: 0; Build period 2022: 0; Build period 2023: 0; Build period 2024: 125788354.0883; Build period 2025: 15689366.2731; Build period 2026: 0; Build period 2027: 0 | 0 | 0
| Base II | Lines | 340170393.8945 | 2025 | 50 |  | Build period 2019: 0; Build period 2020: 3401703.9389; Build period 2021: 42380579.8942; Build period 2022: 141429009.5418; Build period 2023: 131629454.9237; Build period 2024: 21329645.5958 | 2721363.1512 | 68034078.7789
| Base II | Subs | 134003175.3379 | 2025 | 40 |  | Build period 2019: 0; Build period 2020: 1340031.7534; Build period 2021: 18444236.3991; Build period 2022: 42955147.0059; Build period 2023: 60893270.4064; Build period 2024: 10370489.7733 | 1072025.4027 | 26800635.0676
| Base II | Land and easements | 28694277.2245 | 2025 | #N/A |  | Build period 2019: 0; Build period 2020: 286942.7722; Build period 2021: 3499802.8627; Build period 2022: 24859941.0787; Build period 2023: 30592.0507; Build period 2024: 16998.4602 | 0 | 0
| Base II | Biodiversity | 32344133.0577 | 2025 | 50 |  | Build period 2019: 0; Build period 2020: 323441.3306; Build period 2021: 7762591.9338; Build period 2022: 7856690.3157; Build period 2023: 15953874.165; Build period 2024: 447535.3126 | 0 | 0
| Option 1 | Lines - VNIW Line 5 | 940674918.4547 | 2028 | 50 |  | Build period 2019: 0; Build period 2020: 0; Build period 2021: 31750057.7091; Build period 2022: 40531438.2323; Build period 2023: 75740955.9356; Build period 2024: 54513156.0594; Build period 2025: 98371066.1948; Build period 2026: 550523475.2222; Build period 2027: 89244769.1013 | 7525399.3476 | 165558785.648
| Option 1 | Lines - PEC | 1820920313.6891 | 2027 | 50 |  | Build period 2019: 5061325.9793; Build period 2020: 28929620.7188; Build period 2021: 224363170.0485; Build period 2022: 32199800.5738; Build period 2023: 209543761.7518; Build period 2024: 346411286.8715; Build period 2025: 442173513.7387; Build period 2026: 428131844.0964; Build period 2027: 104105989.9104 | 14567362.5095 | 335049337.7188
| Option 1 | Subs | 1078121270.3522 | 2027 | 40 |  | Build period 2019: 0; Build period 2020: 0; Build period 2021: 14756351.1671; Build period 2022: 31179724.4262; Build period 2023: 177362702.3021; Build period 2024: 145327650.1918; Build period 2025: 321354480.1644; Build period 2026: 312219910.6804; Build period 2027: 75920451.4201 | 8624970.1628 | 198374313.7448
| Option 1 | Land and easements | 238924999.2294 | 2027 | #N/A |  | Build period 2019: 0; Build period 2020: 0; Build period 2021: 8663372.994; Build period 2022: 37561539.3672; Build period 2023: 70423277.6905; Build period 2024: 29570620.7443; Build period 2025: 41803911.704; Build period 2026: 40945765.619; Build period 2027: 9956511.1103 | 0 | 0
| Option 1 | Biodiversity | 259003416.6022 | 2027 | 50 |  | Build period 2019: 0; Build period 2020: 0; Build period 2021: 0; Build period 2022: 0; Build period 2023: 0; Build period 2024: 125788354.0883; Build period 2025: 60218265.1089; Build period 2026: 58718586.8597; Build period 2027: 14278210.5453 | 0 | 0
| Option 1 | Lines | 340170393.8945 | 2025 | 50 |  | Build period 2019: 0; Build period 2020: 3401703.9389; Build period 2021: 42380579.8942; Build period 2022: 141429009.5418; Build period 2023: 131629454.9237; Build period 2024: 21329645.5958 | 2721363.1512 | 68034078.7789
| Option 1 | Subs | 134003175.3379 | 2025 | 40 |  | Build period 2019: 0; Build period 2020: 1340031.7534; Build period 2021: 18444236.3991; Build period 2022: 42955147.0059; Build period 2023: 60893270.4064; Build period 2024: 10370489.7733 | 1072025.4027 | 26800635.0676
| Option 1 | Land and easements | 28694277.2245 | 2025 | #N/A |  | Build period 2019: 0; Build period 2020: 286942.7722; Build period 2021: 3499802.8627; Build period 2022: 24859941.0787; Build period 2023: 30592.0507; Build period 2024: 16998.4602 | 0 | 0
| Option 1 | Biodiversity | 32344133.0577 | 2025 | 50 |  | Build period 2019: 0; Build period 2020: 323441.3306; Build period 2021: 7762591.9338; Build period 2022: 7856690.3157; Build period 2023: 15953874.165; Build period 2024: 447535.3126 | 0 | 0
| Option 2 | Lines - VNIW Line 5 | 1069423992.6522 | 2028 | 50 |  | Build period 2019: 0; Build period 2020: 0; Build period 2021: 31750057.7091; Build period 2022: 40531438.2323; Build period 2023: 75740955.9356; Build period 2024: 54513156.0594; Build period 2025: 137999560.6718; Build period 2026: 627212138.1824; Build period 2027: 101676685.8616; Build period 2028: 0 | 8555391.9412 | 188218622.7068
| Option 2 | Lines - PEC | 1968880816.6771 | 2028 | 50 |  | Build period 2019: 5061325.9793; Build period 2020: 28929620.7188; Build period 2021: 224363170.0485; Build period 2022: 32199800.5738; Build period 2023: 209543761.7518; Build period 2024: 346411286.8715; Build period 2025: 159506604.1827; Build period 2026: 425548886.1856; Build period 2027: 425059093.4283; Build period 2028: 112257266.9369 | 15751046.5334 | 346523023.7352
| Option 2 | Subs | 1133640323.7996 | 2028 | 40 |  | Build period 2019: 0; Build period 2020: 0; Build period 2021: 14756351.1671; Build period 2022: 31179724.4262; Build period 2023: 177362702.3021; Build period 2024: 145327650.1918; Build period 2025: 91253032.4007; Build period 2026: 293524388.4208; Build period 2027: 302806485.7802; Build period 2028: 77429989.1107 | 9069122.5904 | 199520696.9887
| Option 2 | Land and easements | 240944965.1106 | 2028 | #N/A |  | Build period 2019: 0; Build period 2020: 0; Build period 2021: 8663372.994; Build period 2022: 37561539.3672; Build period 2023: 70423277.6905; Build period 2024: 29570620.7443; Build period 2025: 12224606.2262; Build period 2026: 33282722.6246; Build period 2027: 39053786.9554; Build period 2028: 10165038.5083 | 0 | 0
| Option 2 | Biodiversity | 260712618.0429 | 2028 | 50 |  | Build period 2019: 0; Build period 2020: 0; Build period 2021: 0; Build period 2022: 0; Build period 2023: 0; Build period 2024: 125788354.0883; Build period 2025: 20247294.2047; Build period 2026: 46343362.4142; Build period 2027: 53894620.0427; Build period 2028: 14438987.293 | 0 | 0
| Option 2 | Lines | 340170393.8945 | 2025 | 50 |  | Build period 2019: 0; Build period 2020: 3401703.9389; Build period 2021: 42380579.8942; Build period 2022: 141429009.5418; Build period 2023: 131629454.9237; Build period 2024: 21329645.5958 | 2721363.1512 | 68034078.7789
| Option 2 | Subs | 134003175.3379 | 2025 | 40 |  | Build period 2019: 0; Build period 2020: 1340031.7534; Build period 2021: 18444236.3991; Build period 2022: 42955147.0059; Build period 2023: 60893270.4064; Build period 2024: 10370489.7733 | 1072025.4027 | 26800635.0676
| Option 2 | Land and easements | 28694277.2245 | 2025 | #N/A |  | Build period 2019: 0; Build period 2020: 286942.7722; Build period 2021: 3499802.8627; Build period 2022: 24859941.0787; Build period 2023: 30592.0507; Build period 2024: 16998.4602 | 0 | 0
| Option 2 | Biodiversity | 32344133.0577 | 2025 | 50 |  | Build period 2019: 0; Build period 2020: 323441.3306; Build period 2021: 7762591.9338; Build period 2022: 7856690.3157; Build period 2023: 15953874.165; Build period 2024: 447535.3126 | 0 | 0
| Option 3 | Lines - VNIW Line 5 | 1079837396.549 | 2028 | 50 |  | Build period 2019: 0; Build period 2020: 0; Build period 2021: 31750057.7091; Build period 2022: 40531438.2323; Build period 2023: 75740955.9356; Build period 2024: 54513156.0594; Build period 2025: 141204768.3316; Build period 2026: 633414823.7294; Build period 2027: 102682196.5517; Build period 2028: 0 | 8638699.1724 | 190051381.7926
| Option 3 | Lines - PEC | 1987393194.1469 | 2028 | 50 |  | Build period 2019: 5061325.9793; Build period 2020: 28929620.7188; Build period 2021: 224363170.0485; Build period 2022: 32199800.5738; Build period 2023: 209543761.7518; Build period 2024: 346411286.8715; Build period 2025: 157739002.6421; Build period 2026: 433879366.978; Build period 2027: 435013270.9912; Build period 2028: 114252587.5921 | 15899145.5532 | 349781202.1699
| Option 3 | Subs | 1144536151.4443 | 2028 | 40 |  | Build period 2019: 0; Build period 2020: 0; Build period 2021: 14756351.1671; Build period 2022: 31179724.4262; Build period 2023: 177362702.3021; Build period 2024: 145327650.1918; Build period 2025: 90234451.1415; Build period 2026: 298503779.0055; Build period 2027: 308567088.9608; Build period 2028: 78604404.2494 | 9156289.2116 | 201438362.6542
| Option 3 | Land and easements | 243315640.4351 | 2028 | #N/A |  | Build period 2019: 0; Build period 2020: 0; Build period 2021: 8663372.994; Build period 2022: 37561539.3672; Build period 2023: 70423277.6905; Build period 2024: 29570620.7443; Build period 2025: 15145401.3598; Build period 2026: 33025278.2485; Build period 2027: 38521880.119; Build period 2028: 10404269.9116 | 0 | 0
| Option 3 | Biodiversity | 263353338.7288 | 2028 | 50 |  | Build period 2019: 0; Build period 2020: 0; Build period 2021: 0; Build period 2022: 0; Build period 2023: 0; Build period 2024: 125788354.0883; Build period 2025: 22890252.7805; Build period 2026: 46299172.9443; Build period 2027: 53666807.2407; Build period 2028: 14708751.675 | 0 | 0
| Option 3 | Lines | 340170393.8945 | 2025 | 50 |  | Build period 2019: 0; Build period 2020: 3401703.9389; Build period 2021: 42380579.8942; Build period 2022: 141429009.5418; Build period 2023: 131629454.9237; Build period 2024: 21329645.5958 | 2721363.1512 | 68034078.7789
| Option 3 | Subs | 134003175.3379 | 2025 | 40 |  | Build period 2019: 0; Build period 2020: 1340031.7534; Build period 2021: 18444236.3991; Build period 2022: 42955147.0059; Build period 2023: 60893270.4064; Build period 2024: 10370489.7733 | 1072025.4027 | 26800635.0676
| Option 3 | Land and easements | 28694277.2245 | 2025 | #N/A |  | Build period 2019: 0; Build period 2020: 286942.7722; Build period 2021: 3499802.8627; Build period 2022: 24859941.0787; Build period 2023: 30592.0507; Build period 2024: 16998.4602 | 0 | 0
| Option 3 | Biodiversity | 32344133.0577 | 2025 | 50 |  | Build period 2019: 0; Build period 2020: 323441.3306; Build period 2021: 7762591.9338; Build period 2022: 7856690.3157; Build period 2023: 15953874.165; Build period 2024: 447535.3126 | 0 | 0
| Option 4 | Lines - VNIW Line 5 | 880213020.619 | 2028 | 50 |  | Build period 2019: 0; Build period 2020: 0; Build period 2021: 31750057.7091; Build period 2022: 40531438.2323; Build period 2023: 75740955.9356; Build period 2024: 54513156.0594; Build period 2025: 79761115.0213; Build period 2026: 514509685.3448; Build period 2027: 83406612.3165 | 7041704.165 | 154917491.629
| Option 4 | Lines - PEC | 1714223146.7247 | 2027 | 50 |  | Build period 2019: 5061325.9793; Build period 2020: 28929620.7188; Build period 2021: 224363170.0485; Build period 2022: 32199800.5738; Build period 2023: 209543761.7518; Build period 2024: 346411286.8715; Build period 2025: 635543365.1164; Build period 2026: 172334084.5449; Build period 2027: 59836731.1199 | 13713785.1738 | 315417058.9974
| Option 4 | Subs | 1013136308.2219 | 2027 | 40 |  | Build period 2019: 0; Build period 2020: 0; Build period 2021: 14756351.1671; Build period 2022: 31179724.4262; Build period 2023: 177362702.3021; Build period 2024: 145327650.1918; Build period 2025: 423759912.934; Build period 2026: 171314637.1685; Build period 2027: 49435330.0322 | 8105090.4658 | 186417080.7128
| Option 4 | Land and easements | 225241609.5838 | 2027 | #N/A |  | Build period 2019: 0; Build period 2020: 0; Build period 2021: 8663372.994; Build period 2022: 37561539.3672; Build period 2023: 70423277.6905; Build period 2024: 29570620.7443; Build period 2025: 70771616.9792; Build period 2026: 4101519.57; Build period 2027: 4149662.2385 | 0 | 0
| Option 4 | Biodiversity | 243467059.3186 | 2027 | 50 |  | Build period 2019: 0; Build period 2020: 0; Build period 2021: 0; Build period 2022: 0; Build period 2023: 0; Build period 2024: 125788354.0883; Build period 2025: 89456965.4642; Build period 2026: 20423263.7258; Build period 2027: 7798476.0403 | 0 | 0
| Option 4 | Lines | 340170393.8945 | 2025 | 50 |  | Build period 2019: 0; Build period 2020: 3401703.9389; Build period 2021: 42380579.8942; Build period 2022: 141429009.5418; Build period 2023: 131629454.9237; Build period 2024: 21329645.5958 | 2721363.1512 | 68034078.7789
| Option 4 | Subs | 134003175.3379 | 2025 | 40 |  | Build period 2019: 0; Build period 2020: 1340031.7534; Build period 2021: 18444236.3991; Build period 2022: 42955147.0059; Build period 2023: 60893270.4064; Build period 2024: 10370489.7733 | 1072025.4027 | 26800635.0676
| Option 4 | Land and easements | 28694277.2245 | 2025 | #N/A |  | Build period 2019: 0; Build period 2020: 286942.7722; Build period 2021: 3499802.8627; Build period 2022: 24859941.0787; Build period 2023: 30592.0507; Build period 2024: 16998.4602 | 0 | 0
| Option 4 | Biodiversity | 32344133.0577 | 2025 | 50 |  | Build period 2019: 0; Build period 2020: 323441.3306; Build period 2021: 7762591.9338; Build period 2022: 7856690.3157; Build period 2023: 15953874.165; Build period 2024: 447535.3126 | 0 | 0
| Option 5 | Lines - VNIW Line 5 | 1079837396.549 | 2028 | 50 |  | Build period 2019: 0; Build period 2020: 0; Build period 2021: 31750057.7091; Build period 2022: 40531438.2323; Build period 2023: 75740955.9356; Build period 2024: 54513156.0594; Build period 2025: 141204768.3316; Build period 2026: 633414823.7294; Build period 2027: 102682196.5517; Build period 2028: 0 | 8638699.1724 | 190051381.7926
| Option 5 | Lines - PEC | 1987393194.1469 | 2028 | 50 |  | Build period 2019: 5061325.9793; Build period 2020: 28929620.7188; Build period 2021: 224363170.0485; Build period 2022: 32199800.5738; Build period 2023: 209543761.7518; Build period 2024: 346411286.8715; Build period 2025: 157739002.6421; Build period 2026: 433879366.978; Build period 2027: 435013270.9912; Build period 2028: 114252587.5921 | 15899145.5532 | 349781202.1699
| Option 5 | Subs | 1144536151.4443 | 2028 | 40 |  | Build period 2019: 0; Build period 2020: 0; Build period 2021: 14756351.1671; Build period 2022: 31179724.4262; Build period 2023: 177362702.3021; Build period 2024: 145327650.1918; Build period 2025: 90234451.1415; Build period 2026: 298503779.0055; Build period 2027: 308567088.9608; Build period 2028: 78604404.2494 | 9156289.2116 | 201438362.6542
| Option 5 | Land and easements | 243315640.4351 | 2028 | #N/A |  | Build period 2019: 0; Build period 2020: 0; Build period 2021: 8663372.994; Build period 2022: 37561539.3672; Build period 2023: 70423277.6905; Build period 2024: 29570620.7443; Build period 2025: 15145401.3598; Build period 2026: 33025278.2485; Build period 2027: 38521880.119; Build period 2028: 10404269.9116 | 0 | 0
| Option 5 | Biodiversity | 263353338.7288 | 2028 | 50 |  | Build period 2019: 0; Build period 2020: 0; Build period 2021: 0; Build period 2022: 0; Build period 2023: 0; Build period 2024: 125788354.0883; Build period 2025: 22890252.7805; Build period 2026: 46299172.9443; Build period 2027: 53666807.2407; Build period 2028: 14708751.675 | 0 | 0
| Option 5 | Lines | 340170393.8945 | 2025 | 50 |  | Build period 2019: 0; Build period 2020: 3401703.9389; Build period 2021: 42380579.8942; Build period 2022: 141429009.5418; Build period 2023: 131629454.9237; Build period 2024: 21329645.5958 | 2721363.1512 | 68034078.7789
| Option 5 | Subs | 134003175.3379 | 2025 | 40 |  | Build period 2019: 0; Build period 2020: 1340031.7534; Build period 2021: 18444236.3991; Build period 2022: 42955147.0059; Build period 2023: 60893270.4064; Build period 2024: 10370489.7733 | 1072025.4027 | 26800635.0676
| Option 5 | Land and easements | 28694277.2245 | 2025 | #N/A |  | Build period 2019: 0; Build period 2020: 286942.7722; Build period 2021: 3499802.8627; Build period 2022: 24859941.0787; Build period 2023: 30592.0507; Build period 2024: 16998.4602 | 0 | 0
| Option 5 | Biodiversity | 32344133.0577 | 2025 | 50 |  | Build period 2019: 0; Build period 2020: 323441.3306; Build period 2021: 7762591.9338; Build period 2022: 7856690.3157; Build period 2023: 15953874.165; Build period 2024: 447535.3126 | 0 | 0
| Option 7 | Lines - VNIW Line 5 | 1131461616.9156 | 2028 | 50 |  | Build period 2019: 0; Build period 2020: 0; Build period 2021: 31750057.7091; Build period 2022: 40531438.2323; Build period 2023: 75740955.9356; Build period 2024: 54513156.0594; Build period 2025: 157094514.6806; Build period 2026: 664164500.6568; Build period 2027: 107666993.6418; Build period 2028: 0 | 9051692.9353 | 199137244.5771
| Option 7 | Lines - PEC | 2055416151.1217 | 2028 | 50 |  | Build period 2019: 5061325.9793; Build period 2020: 28929620.7188; Build period 2021: 224363170.0485; Build period 2022: 32199800.5738; Build period 2023: 209543761.7518; Build period 2024: 346411286.8715; Build period 2025: 222183295.4083; Build period 2026: 438801594.057; Build period 2027: 432342556.8073; Build period 2028: 115579738.9055 | 16443329.209 | 361753242.5974
| Option 7 | Subs | 1149694752.9354 | 2028 | 40 |  | Build period 2019: 0; Build period 2020: 0; Build period 2021: 14756351.1671; Build period 2022: 31179724.4262; Build period 2023: 177362702.3021; Build period 2024: 145327650.1918; Build period 2025: 113841062.3488; Build period 2026: 290781866.6274; Build period 2027: 299853850.4483; Build period 2028: 76591545.4238 | 9197558.0235 | 202346276.5166
| Option 7 | Land and easements | 243905560.4422 | 2028 | #N/A |  | Build period 2019: 0; Build period 2020: 0; Build period 2021: 8663372.994; Build period 2022: 37561539.3672; Build period 2023: 70423277.6905; Build period 2024: 29570620.7443; Build period 2025: 14175498.5075; Build period 2026: 36382818.4066; Build period 2027: 37545248.1925; Build period 2028: 9583184.5395 | 0 | 0
| Option 7 | Biodiversity | 263570739.8151 | 2028 | 50 |  | Build period 2019: 0; Build period 2020: 0; Build period 2021: 0; Build period 2022: 0; Build period 2023: 0; Build period 2024: 125788354.0883; Build period 2025: 12896041.8673; Build period 2026: 53054079.0607; Build period 2027: 57857893.0354; Build period 2028: 13974371.7634 | 0 | 0
| Option 7 | Lines | 340170393.8945 | 2025 | 50 |  | Build period 2019: 0; Build period 2020: 3401703.9389; Build period 2021: 42380579.8942; Build period 2022: 141429009.5418; Build period 2023: 131629454.9237; Build period 2024: 21329645.5958 | 2721363.1512 | 68034078.7789
| Option 7 | Subs | 134003175.3379 | 2025 | 40 |  | Build period 2019: 0; Build period 2020: 1340031.7534; Build period 2021: 18444236.3991; Build period 2022: 42955147.0059; Build period 2023: 60893270.4064; Build period 2024: 10370489.7733 | 1072025.4027 | 26800635.0676
| Option 7 | Land and easements | 28694277.2245 | 2025 | #N/A |  | Build period 2019: 0; Build period 2020: 286942.7722; Build period 2021: 3499802.8627; Build period 2022: 24859941.0787; Build period 2023: 30592.0507; Build period 2024: 16998.4602 | 0 | 0
| Option 7 | Biodiversity | 32344133.0577 | 2025 | 50 |  | Build period 2019: 0; Build period 2020: 323441.3306; Build period 2021: 7762591.9338; Build period 2022: 7856690.3157; Build period 2023: 15953874.165; Build period 2024: 447535.3126 | 0 | 0
| Option 8 | Lines - VNIW Line 5 | 1079837396.549 | 2028 | 50 |  | Build period 2019: 0; Build period 2020: 0; Build period 2021: 31750057.7091; Build period 2022: 40531438.2323; Build period 2023: 75740955.9356; Build period 2024: 54513156.0594; Build period 2025: 141204768.3316; Build period 2026: 633414823.7294; Build period 2027: 102682196.5517; Build period 2028: 0 | 8638699.1724 | 190051381.7926
| Option 8 | Lines - PEC | 1987393194.1469 | 2028 | 50 |  | Build period 2019: 5061325.9793; Build period 2020: 28929620.7188; Build period 2021: 224363170.0485; Build period 2022: 32199800.5738; Build period 2023: 209543761.7518; Build period 2024: 346411286.8715; Build period 2025: 157739002.6421; Build period 2026: 433879366.978; Build period 2027: 435013270.9912; Build period 2028: 114252587.5921 | 15899145.5532 | 349781202.1699
| Option 8 | Subs | 1144536151.4443 | 2028 | 40 |  | Build period 2019: 0; Build period 2020: 0; Build period 2021: 14756351.1671; Build period 2022: 31179724.4262; Build period 2023: 177362702.3021; Build period 2024: 145327650.1918; Build period 2025: 90234451.1415; Build period 2026: 298503779.0055; Build period 2027: 308567088.9608; Build period 2028: 78604404.2494 | 9156289.2116 | 201438362.6542
| Option 8 | Land and easements | 243315640.4351 | 2028 | #N/A |  | Build period 2019: 0; Build period 2020: 0; Build period 2021: 8663372.994; Build period 2022: 37561539.3672; Build period 2023: 70423277.6905; Build period 2024: 29570620.7443; Build period 2025: 15145401.3598; Build period 2026: 33025278.2485; Build period 2027: 38521880.119; Build period 2028: 10404269.9116 | 0 | 0
| Option 8 | Biodiversity | 263353338.7288 | 2028 | 50 |  | Build period 2019: 0; Build period 2020: 0; Build period 2021: 0; Build period 2022: 0; Build period 2023: 0; Build period 2024: 125788354.0883; Build period 2025: 22890252.7805; Build period 2026: 46299172.9443; Build period 2027: 53666807.2407; Build period 2028: 14708751.675 | 0 | 0
| Option 8 | Lines | 340170393.8945 | 2025 | 50 |  | Build period 2019: 0; Build period 2020: 3401703.9389; Build period 2021: 42380579.8942; Build period 2022: 141429009.5418; Build period 2023: 131629454.9237; Build period 2024: 21329645.5958 | 2721363.1512 | 68034078.7789
| Option 8 | Subs | 134003175.3379 | 2025 | 40 |  | Build period 2019: 0; Build period 2020: 1340031.7534; Build period 2021: 18444236.3991; Build period 2022: 42955147.0059; Build period 2023: 60893270.4064; Build period 2024: 10370489.7733 | 1072025.4027 | 26800635.0676
| Option 8 | Land and easements | 28694277.2245 | 2025 | #N/A |  | Build period 2019: 0; Build period 2020: 286942.7722; Build period 2021: 3499802.8627; Build period 2022: 24859941.0787; Build period 2023: 30592.0507; Build period 2024: 16998.4602 | 0 | 0
| Option 8 | Biodiversity | 32344133.0577 | 2025 | 50 |  | Build period 2019: 0; Build period 2020: 323441.3306; Build period 2021: 7762591.9338; Build period 2022: 7856690.3157; Build period 2023: 15953874.165; Build period 2024: 447535.3126 | 0 | 0
Operating cost
| Option name |  | Unit | 2019 | 2020 | 2021 | 2022 | 2023 | 2024 | 2025 | 2026 | 2027 | 2028 | 2029 | 2030 | 2031 | 2032 | 2033 | 2034 | 2035 | 2036 | 2037 | 2038 | 2039 | 2040 | 2041 | 2042 | 2043 | 2044 | 2045 | 2046 | 2047 | 2048 | 2049 | 2050
| Base I |  | $, real | 0 | 0 | 0 | 0 | 0 | 0 | 0 | 0 | 0 | 0 | 7041704.165 | 7041704.165 | 7041704.165 | 7041704.165 | 7041704.165 | 7041704.165 | 7041704.165 | 7041704.165 | 7041704.165 | 7041704.165 | 7041704.165 | 7041704.165 | 7041704.165 | 7041704.165 | 7041704.165 | 7041704.165 | 7041704.165 | 7041704.165 | 7041704.165 | 7041704.165 | 7041704.165 | 7041704.165
| Base II |  | $, real | 0 | 0 | 0 | 0 | 0 | 0 | 0 | 3793388.5539 | 3793388.5539 | 3793388.5539 | 10835092.7188 | 10835092.7188 | 10835092.7188 | 10835092.7188 | 10835092.7188 | 10835092.7188 | 10835092.7188 | 10835092.7188 | 10835092.7188 | 10835092.7188 | 10835092.7188 | 10835092.7188 | 10835092.7188 | 10835092.7188 | 10835092.7188 | 10835092.7188 | 10835092.7188 | 10835092.7188 | 10835092.7188 | 10835092.7188 | 10835092.7188 | 10835092.7188
| Option 1 |  | $, real | 0 | 0 | 0 | 0 | 0 | 0 | 0 | 3793388.5539 | 3793388.5539 | 26985721.2262 | 34511120.5738 | 34511120.5738 | 34511120.5738 | 34511120.5738 | 34511120.5738 | 34511120.5738 | 34511120.5738 | 34511120.5738 | 34511120.5738 | 34511120.5738 | 34511120.5738 | 34511120.5738 | 34511120.5738 | 34511120.5738 | 34511120.5738 | 34511120.5738 | 34511120.5738 | 34511120.5738 | 34511120.5738 | 34511120.5738 | 34511120.5738 | 34511120.5738
| Option 2 |  | $, real | 0 | 0 | 0 | 0 | 0 | 0 | 0 | 3793388.5539 | 3793388.5539 | 3793388.5539 | 37168949.6189 | 37168949.6189 | 37168949.6189 | 37168949.6189 | 37168949.6189 | 37168949.6189 | 37168949.6189 | 37168949.6189 | 37168949.6189 | 37168949.6189 | 37168949.6189 | 37168949.6189 | 37168949.6189 | 37168949.6189 | 37168949.6189 | 37168949.6189 | 37168949.6189 | 37168949.6189 | 37168949.6189 | 37168949.6189 | 37168949.6189 | 37168949.6189
| Option 3 |  | $, real | 0 | 0 | 0 | 0 | 0 | 0 | 0 | 3793388.5539 | 3793388.5539 | 3793388.5539 | 37487522.491 | 37487522.491 | 37487522.491 | 37487522.491 | 37487522.491 | 37487522.491 | 37487522.491 | 37487522.491 | 37487522.491 | 37487522.491 | 37487522.491 | 37487522.491 | 37487522.491 | 37487522.491 | 37487522.491 | 37487522.491 | 37487522.491 | 37487522.491 | 37487522.491 | 37487522.491 | 37487522.491 | 37487522.491
| Option 4 |  | $, real | 0 | 0 | 0 | 0 | 0 | 0 | 0 | 3793388.5539 | 3793388.5539 | 25612264.1934 | 32653968.3584 | 32653968.3584 | 32653968.3584 | 32653968.3584 | 32653968.3584 | 32653968.3584 | 32653968.3584 | 32653968.3584 | 32653968.3584 | 32653968.3584 | 32653968.3584 | 32653968.3584 | 32653968.3584 | 32653968.3584 | 32653968.3584 | 32653968.3584 | 32653968.3584 | 32653968.3584 | 32653968.3584 | 32653968.3584 | 32653968.3584 | 32653968.3584
| Option 5 |  | $, real | 0 | 0 | 0 | 0 | 0 | 0 | 0 | 3793388.5539 | 3793388.5539 | 3793388.5539 | 37487522.491 | 37487522.491 | 37487522.491 | 37487522.491 | 37487522.491 | 37487522.491 | 37487522.491 | 37487522.491 | 37487522.491 | 37487522.491 | 37487522.491 | 37487522.491 | 37487522.491 | 37487522.491 | 37487522.491 | 37487522.491 | 37487522.491 | 37487522.491 | 37487522.491 | 37487522.491 | 37487522.491 | 37487522.491
| Option 7 |  | $, real | 0 | 0 | 0 | 0 | 0 | 0 | 0 | 3793388.5539 | 3793388.5539 | 3793388.5539 | 38485968.7216 | 38485968.7216 | 38485968.7216 | 38485968.7216 | 38485968.7216 | 38485968.7216 | 38485968.7216 | 38485968.7216 | 38485968.7216 | 38485968.7216 | 38485968.7216 | 38485968.7216 | 38485968.7216 | 38485968.7216 | 38485968.7216 | 38485968.7216 | 38485968.7216 | 38485968.7216 | 38485968.7216 | 38485968.7216 | 38485968.7216 | 38485968.7216
| Option 8 |  | $, real | 0 | 0 | 0 | 0 | 0 | 0 | 0 | 3793388.5539 | 3793388.5539 | 3793388.5539 | 37487522.491 | 37487522.491 | 37487522.491 | 37487522.491 | 37487522.491 | 37487522.491 | 37487522.491 | 37487522.491 | 37487522.491 | 37487522.491 | 37487522.491 | 37487522.491 | 37487522.491 | 37487522.491 | 37487522.491 | 37487522.491 | 37487522.491 | 37487522.491 | 37487522.491 | 37487522.491 | 37487522.491 | 37487522.491
Security and LDs
| Option name |  | Unit | 2019 | 2020 | 2021 | 2022 | 2023 | 2024 | 2025 | 2026 | 2027 | 2028 | 2029 | 2030 | 2031 | 2032 | 2033 | 2034 | 2035 | 2036 | 2037 | 2038 | 2039 | 2040 | 2041 | 2042 | 2043 | 2044 | 2045 | 2046 | 2047 | 2048 | 2049 | 2050
| Base I |  | $, real | c-i-c | c-i-c | c-i-c | c-i-c | c-i-c | c-i-c | c-i-c | c-i-c | c-i-c | c-i-c | c-i-c | c-i-c | c-i-c | c-i-c | c-i-c | c-i-c | c-i-c | c-i-c | c-i-c | c-i-c | c-i-c | c-i-c | c-i-c | c-i-c | c-i-c | c-i-c | c-i-c | c-i-c | c-i-c | c-i-c | c-i-c | c-i-c
| Base II |  | $, real | c-i-c | c-i-c | c-i-c | c-i-c | c-i-c | c-i-c | c-i-c | c-i-c | c-i-c | c-i-c | c-i-c | c-i-c | c-i-c | c-i-c | c-i-c | c-i-c | c-i-c | c-i-c | c-i-c | c-i-c | c-i-c | c-i-c | c-i-c | c-i-c | c-i-c | c-i-c | c-i-c | c-i-c | c-i-c | c-i-c | c-i-c | c-i-c
| Option 1 |  | $, real | c-i-c | c-i-c | c-i-c | c-i-c | c-i-c | c-i-c | c-i-c | c-i-c | c-i-c | c-i-c | c-i-c | c-i-c | c-i-c | c-i-c | c-i-c | c-i-c | c-i-c | c-i-c | c-i-c | c-i-c | c-i-c | c-i-c | c-i-c | c-i-c | c-i-c | c-i-c | c-i-c | c-i-c | c-i-c | c-i-c | c-i-c | c-i-c
| Option 2 |  | $, real | c-i-c | c-i-c | c-i-c | c-i-c | c-i-c | c-i-c | c-i-c | c-i-c | c-i-c | c-i-c | c-i-c | c-i-c | c-i-c | c-i-c | c-i-c | c-i-c | c-i-c | c-i-c | c-i-c | c-i-c | c-i-c | c-i-c | c-i-c | c-i-c | c-i-c | c-i-c | c-i-c | c-i-c | c-i-c | c-i-c | c-i-c | c-i-c
| Option 3 |  | $, real | c-i-c | c-i-c | c-i-c | c-i-c | c-i-c | c-i-c | c-i-c | c-i-c | c-i-c | c-i-c | c-i-c | c-i-c | c-i-c | c-i-c | c-i-c | c-i-c | c-i-c | c-i-c | c-i-c | c-i-c | c-i-c | c-i-c | c-i-c | c-i-c | c-i-c | c-i-c | c-i-c | c-i-c | c-i-c | c-i-c | c-i-c | c-i-c
| Option 4 |  | $, real | 0 | 0 | 0 | Build period 2019: 0; Build period 2020: 0; Build period 2021: 0; Build period 2022: -211141340.732; Build period 2023: 0; Build period 2024: 0; Build period 2025: 0; Build period 2026: 0; Build period 2027: 0; Build period 2028: 0; Build period 2029: 0; Build period 2030: 0; Build period 2031: 0
| Option 5 |  | $, real | c-i-c | c-i-c | c-i-c | c-i-c | c-i-c | c-i-c | c-i-c | c-i-c | c-i-c | c-i-c | c-i-c | c-i-c | c-i-c | c-i-c | c-i-c | c-i-c | c-i-c | c-i-c | c-i-c | c-i-c | c-i-c | c-i-c | c-i-c | c-i-c | c-i-c | c-i-c | c-i-c | c-i-c | c-i-c | c-i-c | c-i-c | c-i-c
| Option 7 |  | $, real | c-i-c | c-i-c | c-i-c | c-i-c | c-i-c | c-i-c | c-i-c | c-i-c | c-i-c | c-i-c | c-i-c | c-i-c | c-i-c | c-i-c | c-i-c | c-i-c | c-i-c | c-i-c | c-i-c | c-i-c | c-i-c | c-i-c | c-i-c | c-i-c | c-i-c | c-i-c | c-i-c | c-i-c | c-i-c | c-i-c | c-i-c | c-i-c
| Option 8 |  | $, real | c-i-c | c-i-c | c-i-c | c-i-c | c-i-c | c-i-c | c-i-c | c-i-c | c-i-c | c-i-c | c-i-c | c-i-c | c-i-c | c-i-c | c-i-c | c-i-c | c-i-c | c-i-c | c-i-c | c-i-c | c-i-c | c-i-c | c-i-c | c-i-c | c-i-c | c-i-c | c-i-c | c-i-c | c-i-c | c-i-c | c-i-c | c-i-c
'Market benefit' inputs
| Involuntary load shedding |  | 5.15A.2(c)(4)(ii)
| Progressive | S1 | Unit | 2019 | 2020 | 2021 | 2022 | 2023 | 2024 | 2025 | 2026 | 2027 | 2028 | 2029 | 2030 | 2031 | 2032 | 2033 | 2034 | 2035 | 2036 | 2037 | 2038 | 2039 | 2040 | 2041 | 2042 | 2043 | 2044 | 2045 | 2046 | 2047 | 2048 | 2049 | 2050
| Base II |  | $, real |  | 0 | 0 | 0 | 0 | 0 | 4 | 5 | 5 | 5 | 6 | 6 | 7 | 7 | 8 | 8 | 9 | 9 | 151612739 | 11 | 12 | 12 | 13 | 14 | 15 | 72806827 | 17 | 89380868 | 20 | 21 | 23
| Base I |  | $, real |  | 0 | 0 | 0 | 0 | 0 | 3 | 3 | 3 | 3 | 3 | 4 | 4 | 4 | 4 | 5 | 5 | 5 | 140435816 | 6 | 7 | 7 | 7 | 8 | 9 | 80053848 | 10 | 93487752 | 11 | 12 | 13
| Option 1 |  | $, real |  | 0 | 0 | 0 | 0 | 0 | 3 | 4 | 4 | 4 | 5 | 5 | 5 | 5 | 6 | 6 | 7 | 7 | 145495519 | 8 | 9 | 9 | 10 | 11 | 12 | 33950376 | 13 | 59581732 | 15 | 16 | 17
| Option 2 |  | $, real |  | 0 | 0 | 0 | 0 | 0 | 4 | 4 | 4 | 4 | 5 | 5 | 6 | 6 | 6 | 7 | 7 | 8 | 149107259 | 9 | 9 | 10 | 11 | 12 | 12 | 33262112 | 14 | 60177063 | 16 | 17 | 19
| Option 3 |  | $, real |  | 0 | 0 | 0 | 0 | 0 | 4 | 4 | 4 | 4 | 5 | 5 | 6 | 6 | 6 | 7 | 7 | 8 | 149107259 | 9 | 9 | 10 | 11 | 12 | 12 | 33262112 | 14 | 60177063 | 16 | 17 | 19
| Option 4 |  | $, real |  | 0 | 0 | 0 | 0 | 0 | 3 | 4 | 4 | 4 | 5 | 5 | 5 | 5 | 6 | 6 | 7 | 7 | 145495519 | 8 | 9 | 9 | 10 | 11 | 12 | 33950376 | 13 | 59581732 | 15 | 16 | 17
| Option 5 |  | $, real |  | 0 | 0 | 0 | 0 | 0 | 4 | 4 | 4 | 4 | 5 | 5 | 6 | 6 | 6 | 7 | 7 | 8 | 149107259 | 9 | 9 | 10 | 11 | 12 | 12 | 33262112 | 14 | 60177063 | 16 | 17 | 19
| Option 7 |  | $, real |  | 0 | 0 | 0 | 0 | 0 | 4 | 4 | 4 | 4 | 5 | 5 | 6 | 6 | 6 | 7 | 7 | 8 | 149107259 | 9 | 9 | 10 | 11 | 12 | 12 | 33262112 | 14 | 60177063 | 16 | 17 | 19
| Option 8 |  | $, real |  | 0 | 0 | 0 | 0 | 0 | 4 | 4 | 4 | 4 | 5 | 5 | 6 | 6 | 6 | 7 | 7 | 8 | 149107259 | 9 | 9 | 10 | 11 | 12 | 12 | 33262112 | 14 | 60177063 | 16 | 17 | 19
| Step | S2 | Unit | 2019 | 2020 | 2021 | 2022 | 2023 | 2024 | 2025 | 2026 | 2027 | 2028 | 2029 | 2030 | 2031 | 2032 | 2033 | 2034 | 2035 | 2036 | 2037 | 2038 | 2039 | 2040 | 2041 | 2042 | 2043 | 2044 | 2045 | 2046 | 2047 | 2048 | 2049 | 2050
| Base II |  | $, real |  | 0 | 0 | 0 | 0 | 0 | 3 | 3 | 4 | 4 | 4 | 4 | 5 | 5 | 5 | 6 | 6 | 6 | 7 | 7 | 8 | 8 | 9 | 10 | 10 | 11 | 12 | 13 | 14 | 14 | 16
| Base I |  | $, real |  | 0 | 0 | 0 | 0 | 0 | 5 | 5 | 5 | 6 | 6 | 6 | 7 | 7 | 8 | 8 | 9 | 10 | 10 | 11 | 12 | 13 | 14 | 14 | 16 | 17 | 18 | 8074939 | 20 | 22 | 23
| Option 1 |  | $, real |  | 0 | 0 | 0 | 0 | 0 | 5 | 5 | 5 | 6 | 6 | 7 | 7 | 7 | 8 | 9 | 9 | 10 | 11 | 11 | 12 | 13 | 14 | 15 | 16 | 17 | 18 | 19 | 21 | 22 | 24
| Option 2 |  | $, real |  | 0 | 0 | 0 | 0 | 0 | 4 | 4 | 4 | 4 | 5 | 5 | 5 | 6 | 6 | 7 | 7 | 8 | 8 | 9 | 9 | 10 | 11 | 11 | 12 | 13 | 14 | 15 | 16 | 17 | 18
| Option 3 |  | $, real |  | 0 | 0 | 0 | 0 | 0 | 4 | 4 | 4 | 4 | 5 | 5 | 5 | 6 | 6 | 7 | 7 | 8 | 8 | 9 | 9 | 10 | 11 | 11 | 12 | 13 | 14 | 15 | 16 | 17 | 18
| Option 4 |  | $, real |  | 0 | 0 | 0 | 0 | 0 | 5 | 5 | 5 | 6 | 6 | 7 | 7 | 7 | 8 | 9 | 9 | 10 | 11 | 11 | 12 | 13 | 14 | 15 | 16 | 17 | 18 | 19 | 21 | 22 | 24
| Option 5 |  | $, real |  | 0 | 0 | 0 | 0 | 0 | 4 | 4 | 4 | 4 | 5 | 5 | 5 | 6 | 6 | 7 | 7 | 8 | 8 | 9 | 9 | 10 | 11 | 11 | 12 | 13 | 14 | 15 | 16 | 17 | 18
| Option 7 |  | $, real |  | 0 | 0 | 0 | 0 | 0 | 4 | 4 | 4 | 4 | 5 | 5 | 5 | 6 | 6 | 7 | 7 | 8 | 8 | 9 | 9 | 10 | 11 | 11 | 12 | 13 | 14 | 15 | 16 | 17 | 18
| Option 8 |  | $, real |  | 0 | 0 | 0 | 0 | 0 | 4 | 4 | 4 | 4 | 5 | 5 | 5 | 6 | 6 | 7 | 7 | 8 | 8 | 9 | 9 | 10 | 11 | 11 | 12 | 13 | 14 | 15 | 16 | 17 | 18
| Green energy exports | S3 | Unit | 2019 | 2020 | 2021 | 2022 | 2023 | 2024 | 2025 | 2026 | 2027 | 2028 | 2029 | 2030 | 2031 | 2032 | 2033 | 2034 | 2035 | 2036 | 2037 | 2038 | 2039 | 2040 | 2041 | 2042 | 2043 | 2044 | 2045 | 2046 | 2047 | 2048 | 2049 | 2050
| Base II |  | $, real |  | 0 | 0 | 0 | 0 | 0 | 10 | 11 | 11 | 12 | 13 | 14 | 15 | 16 | 17 | 18 | 19 | 21 | 22 | 24 | 26 | 27 | 29 | 31 | 33 | 36 | 38 | 41 | 44 | 47 | 50
| Base I |  | $, real |  | 0 | 0 | 0 | 0 | 0 | 11 | 12 | 13 | 14 | 15 | 16 | 17 | 18 | 19 | 20 | 22 | 23 | 25 | 27 | 29 | 31 | 33 | 35 | 38 | 40 | 43 | 46 | 49 | 53 | 56
| Option 1 |  | $, real |  | 0 | 0 | 0 | 0 | 0 | 13 | 14 | 15 | 16 | 17 | 18 | 20 | 21 | 22 | 24 | 26 | 27 | 29 | 31 | 34 | 36 | 38 | 41 | 44 | 47 | 50 | 54 | 58 | 62 | 66
| Option 2 |  | $, real |  | 0 | 0 | 0 | 0 | 0 | 7 | 8 | 8 | 9 | 9 | 10 | 11 | 11 | 12 | 13 | 14 | 15 | 16 | 17 | 18 | 19 | 21 | 22 | 24 | 25 | 27 | 29 | 31 | 33 | 36
| Option 3 |  | $, real |  | 0 | 0 | 0 | 0 | 0 | 7 | 8 | 8 | 9 | 9 | 10 | 11 | 11 | 12 | 13 | 14 | 15 | 16 | 17 | 18 | 19 | 21 | 22 | 24 | 25 | 27 | 29 | 31 | 33 | 36
| Option 4 |  | $, real |  | 0 | 0 | 0 | 0 | 0 | 13 | 14 | 15 | 16 | 17 | 18 | 20 | 21 | 22 | 24 | 26 | 27 | 29 | 31 | 34 | 36 | 38 | 41 | 44 | 47 | 50 | 54 | 58 | 62 | 66
| Option 5 |  | $, real |  | 0 | 0 | 0 | 0 | 0 | 7 | 8 | 8 | 9 | 9 | 10 | 11 | 11 | 12 | 13 | 14 | 15 | 16 | 17 | 18 | 19 | 21 | 22 | 24 | 25 | 27 | 29 | 31 | 33 | 36
| Option 7 |  | $, real |  | 0 | 0 | 0 | 0 | 0 | 7 | 8 | 8 | 9 | 9 | 10 | 11 | 11 | 12 | 13 | 14 | 15 | 16 | 17 | 18 | 19 | 21 | 22 | 24 | 25 | 27 | 29 | 31 | 33 | 36
| Option 8 |  | $, real |  | 0 | 0 | 0 | 0 | 0 | 7 | 8 | 8 | 9 | 9 | 10 | 11 | 11 | 12 | 13 | 14 | 15 | 16 | 17 | 18 | 19 | 21 | 22 | 24 | 25 | 27 | 29 | 31 | 33 | 36
| Difference in timing of unrelated expenditure |  | 5.15A.2(c)(4)(i)
| Progressive | S1 | Unit | 2019 | 2020 | 2021 | 2022 | 2023 | 2024 | 2025 | 2026 | 2027 | 2028 | 2029 | 2030 | 2031 | 2032 | 2033 | 2034 | 2035 | 2036 | 2037 | 2038 | 2039 | 2040 | 2041 | 2042 | 2043 | 2044 | 2045 | 2046 | 2047 | 2048 | 2049 | 2050
| Base II |  | $, real |  | 0 | 0 | 0 | 0 | 0 | 0 | 0 | 482877123 | 196286122 | 813481310 | 0 | 0 | 1 | 26752977 | 237049967 | 1 | 79938522 | 135825705 | 132561416 | 82902744 | 217456146 | 109302268 | 106515880 | 91234701 | 4533384 | 76997609 | 57163574 | 3511840 | 26490303 | 6601729 | 0
| Base I |  | $, real |  | 0 | 0 | 0 | 0 | 0 | 0 | 0 | 486837280 | 206103729 | 898269089 | 0 | 0 | 0 | 24841341 | 229262230 | 0 | 68943425 | 119221946 | 133259378 | 92563371 | 230440352 | 91748049 | 120152262 | 91942745 | 4424196 | 79391212 | 69572767 | 0 | 23881417 | 7863937 | 0
| Option 1 |  | $, real |  | 0 | 0 | 0 | 0 | 0 | 0 | 0 | 450436689 | 94414904 | 647292071 | 0 | 0 | 1 | 85023574 | 295307891 | 717283 | 117729174 | 185982486 | 97803569 | 56573698 | 215218130 | 190699950 | 50722869 | 70791990 | 4036779 | 39950935 | 37375844 | 27181087 | 32774358 | 8421481 | 0
| Option 2 |  | $, real |  | 0 | 0 | 0 | 0 | 0 | 0 | 0 | 459858198 | 93644409 | 659038366 | 0 | 0 | 1 | 83916275 | 294961611 | 502125 | 117542610 | 186756325 | 98187950 | 56872292 | 213853268 | 188818199 | 47724583 | 70586215 | 4042985 | 39793631 | 37935911 | 25742568 | 32646080 | 8271649 | 0
| Option 3 |  | $, real |  | 0 | 0 | 0 | 0 | 0 | 0 | 0 | 459858198 | 93644409 | 659038366 | 0 | 0 | 1 | 83916275 | 294961611 | 502125 | 117542610 | 186756325 | 98187950 | 56872292 | 213853268 | 188818199 | 47724583 | 70586215 | 4042985 | 39793631 | 37935911 | 25742568 | 32646080 | 8271649 | 0
| Option 4 |  | $, real |  | 0 | 0 | 0 | 0 | 0 | 0 | 0 | 450436689 | 94414904 | 647292071 | 0 | 0 | 1 | 85023574 | 295307891 | 717283 | 117729174 | 185982486 | 97803569 | 56573698 | 215218130 | 190699950 | 50722869 | 70791990 | 4036779 | 39950935 | 37375844 | 27181087 | 32774358 | 8421481 | 0
| Option 5 |  | $, real |  | 0 | 0 | 0 | 0 | 0 | 0 | 0 | 459858198 | 93644409 | 659038366 | 0 | 0 | 1 | 83916275 | 294961611 | 502125 | 117542610 | 186756325 | 98187950 | 56872292 | 213853268 | 188818199 | 47724583 | 70586215 | 4042985 | 39793631 | 37935911 | 25742568 | 32646080 | 8271649 | 0
| Option 7 |  | $, real |  | 0 | 0 | 0 | 0 | 0 | 0 | 0 | 459858198 | 93644409 | 659038366 | 0 | 0 | 1 | 83916275 | 294961611 | 502125 | 117542610 | 186756325 | 98187950 | 56872292 | 213853268 | 188818199 | 47724583 | 70586215 | 4042985 | 39793631 | 37935911 | 25742568 | 32646080 | 8271649 | 0
| Option 8 |  | $, real |  | 0 | 0 | 0 | 0 | 0 | 0 | 0 | 459858198 | 93644409 | 659038366 | 0 | 0 | 1 | 83916275 | 294961611 | 502125 | 117542610 | 186756325 | 98187950 | 56872292 | 213853268 | 188818199 | 47724583 | 70586215 | 4042985 | 39793631 | 37935911 | 25742568 | 32646080 | 8271649 | 0
| Step | S2 | Unit | 2019 | 2020 | 2021 | 2022 | 2023 | 2024 | 2025 | 2026 | 2027 | 2028 | 2029 | 2030 | 2031 | 2032 | 2033 | 2034 | 2035 | 2036 | 2037 | 2038 | 2039 | 2040 | 2041 | 2042 | 2043 | 2044 | 2045 | 2046 | 2047 | 2048 | 2049 | 2050
| Base II |  | $, real |  | 0 | 0 | 0 | 0 | 0 | 0 | 0 | 847649596 | 164295856 | 1349208389 | 0 | 366012293 | 323264369 | 829809362 | 452473152 | 53713110 | 102164900 | 406155246 | 156513932 | 6354576 | 48075352 | 319258592 | 282465663 | 32812652 | 46063610 | 223262605 | 65037310 | 23501163 | 18393217 | 4931355 | 0
| Base I |  | $, real |  | 0 | 0 | 0 | 0 | 0 | 0 | 0 | 878687461 | 225031605 | 1348161826 | 1 | 368098545 | 316546898 | 833474899 | 451893034 | 53059856 | 102665752 | 416480550 | 157277345 | 7906123 | 46843089 | 330883178 | 272182742 | 30707235 | 48500215 | 216059044 | 53491354 | 24980585 | 40617765 | 4779333 | 0
| Option 1 |  | $, real |  | 0 | 0 | 0 | 0 | 0 | 0 | 0 | 693286599 | 332624710 | 896216292 | 1 | 391552894 | 419162163 | 710315378 | 458382784 | 65501641 | 94178033 | 442084960 | 104472272 | 14711623 | 40481291 | 265555239 | 311196763 | 41959570 | 53106735 | 231036346 | 124463845 | 135875563 | 23535053 | 11450167 | 0
| Option 2 |  | $, real |  | 0 | 0 | 0 | 0 | 0 | 0 | 0 | 758026174 | 304230333 | 862597925 | 1 | 392230483 | 422295097 | 705354951 | 459351756 | 65609724 | 98530501 | 441660844 | 105750440 | 14758183 | 39733637 | 266946004 | 311052344 | 47826794 | 52297956 | 227110287 | 124847042 | 138082557 | 22899315 | 11920184 | 0
| Option 3 |  | $, real |  | 0 | 0 | 0 | 0 | 0 | 0 | 0 | 758026174 | 304230333 | 862597925 | 1 | 392230483 | 422295097 | 705354951 | 459351756 | 65609724 | 98530501 | 441660844 | 105750440 | 14758183 | 39733637 | 266946004 | 311052344 | 47826794 | 52297956 | 227110287 | 124847042 | 138082557 | 22899315 | 11920184 | 0
| Option 4 |  | $, real |  | 0 | 0 | 0 | 0 | 0 | 0 | 0 | 693286599 | 332624710 | 896216292 | 1 | 391552894 | 419162163 | 710315378 | 458382784 | 65501641 | 94178033 | 442084960 | 104472272 | 14711623 | 40481291 | 265555239 | 311196763 | 41959570 | 53106735 | 231036346 | 124463845 | 135875563 | 23535053 | 11450167 | 0
| Option 5 |  | $, real |  | 0 | 0 | 0 | 0 | 0 | 0 | 0 | 758026174 | 304230333 | 862597925 | 1 | 392230483 | 422295097 | 705354951 | 459351756 | 65609724 | 98530501 | 441660844 | 105750440 | 14758183 | 39733637 | 266946004 | 311052344 | 47826794 | 52297956 | 227110287 | 124847042 | 138082557 | 22899315 | 11920184 | 0
| Option 7 |  | $, real |  | 0 | 0 | 0 | 0 | 0 | 0 | 0 | 758026174 | 304230333 | 862597925 | 1 | 392230483 | 422295097 | 705354951 | 459351756 | 65609724 | 98530501 | 441660844 | 105750440 | 14758183 | 39733637 | 266946004 | 311052344 | 47826794 | 52297956 | 227110287 | 124847042 | 138082557 | 22899315 | 11920184 | 0
| Option 8 |  | $, real |  | 0 | 0 | 0 | 0 | 0 | 0 | 0 | 758026174 | 304230333 | 862597925 | 1 | 392230483 | 422295097 | 705354951 | 459351756 | 65609724 | 98530501 | 441660844 | 105750440 | 14758183 | 39733637 | 266946004 | 311052344 | 47826794 | 52297956 | 227110287 | 124847042 | 138082557 | 22899315 | 11920184 | 0
| Green energy exports | S3 | Unit | 2019 | 2020 | 2021 | 2022 | 2023 | 2024 | 2025 | 2026 | 2027 | 2028 | 2029 | 2030 | 2031 | 2032 | 2033 | 2034 | 2035 | 2036 | 2037 | 2038 | 2039 | 2040 | 2041 | 2042 | 2043 | 2044 | 2045 | 2046 | 2047 | 2048 | 2049 | 2050
| Base II |  | $, real |  | 0 | 0 | 0 | 0 | 0 | 0 | 0 | 2391586650 | 1175360041 | 1195491148 | 2447534988 | 2667838050 | 900742516 | 971593966 | 949613881 | 21587049 | 209874097 | 1553494048 | 681076715 | 473136005 | 172545274 | 2427463991 | 980449377 | 1085213090 | 65274315 | 510328948 | 390258983 | 94808448 | 327975929 | 10529530 | 0
| Base I |  | $, real |  | 0 | 0 | 0 | 0 | 0 | 0 | 0 | 2440274129 | 1173831980 | 1176018103 | 2486744769 | 2649373722 | 912017635 | 1120200539 | 946400529 | 9834443 | 174654417 | 1509721012 | 655844196 | 467631688 | 176243907 | 2540276279 | 1002522931 | 1006235353 | 69629405 | 515013288 | 393939143 | 94213891 | 330425100 | 9057044 | 0
| Option 1 |  | $, real |  | 0 | 0 | 0 | 0 | 0 | 0 | 0 | 2243244169 | 1146254294 | 1352108580 | 2426123738 | 2700181047 | 819641275 | 871994684 | 889716038 | 48176212 | 150166368 | 1636065428 | 752416895 | 494059681 | 182570381 | 1880351909 | 949083086 | 1212850257 | 57422678 | 487412513 | 383356663 | 126316251 | 346131593 | 7321948 | 0
| Option 2 |  | $, real |  | 0 | 0 | 0 | 0 | 0 | 0 | 0 | 2277700305 | 1173654092 | 1300154740 | 2421771405 | 2703909864 | 823398479 | 867077853 | 898683934 | 43385141 | 153671330 | 1645784528 | 742862045 | 489235825 | 183641685 | 1880808348 | 947323191 | 1228864169 | 58709209 | 486069835 | 377712584 | 130003320 | 342723713 | 6825744 | 0
| Option 3 |  | $, real |  | 0 | 0 | 0 | 0 | 0 | 0 | 0 | 2277700305 | 1173654092 | 1300154740 | 2421771405 | 2703909864 | 823398479 | 867077853 | 898683934 | 43385141 | 153671330 | 1645784528 | 742862045 | 489235825 | 183641685 | 1880808348 | 947323191 | 1228864169 | 58709209 | 486069835 | 377712584 | 130003320 | 342723713 | 6825744 | 0
| Option 4 |  | $, real |  | 0 | 0 | 0 | 0 | 0 | 0 | 0 | 2243244169 | 1146254294 | 1352108580 | 2426123738 | 2700181047 | 819641275 | 871994684 | 889716038 | 48176212 | 150166368 | 1636065428 | 752416895 | 494059681 | 182570381 | 1880351909 | 949083086 | 1212850257 | 57422678 | 487412513 | 383356663 | 126316251 | 346131593 | 7321948 | 0
| Option 5 |  | $, real |  | 0 | 0 | 0 | 0 | 0 | 0 | 0 | 2277700305 | 1173654092 | 1300154740 | 2421771405 | 2703909864 | 823398479 | 867077853 | 898683934 | 43385141 | 153671330 | 1645784528 | 742862045 | 489235825 | 183641685 | 1880808348 | 947323191 | 1228864169 | 58709209 | 486069835 | 377712584 | 130003320 | 342723713 | 6825744 | 0
| Option 7 |  | $, real |  | 0 | 0 | 0 | 0 | 0 | 0 | 0 | 2277700305 | 1173654092 | 1300154740 | 2421771405 | 2703909864 | 823398479 | 867077853 | 898683934 | 43385141 | 153671330 | 1645784528 | 742862045 | 489235825 | 183641685 | 1880808348 | 947323191 | 1228864169 | 58709209 | 486069835 | 377712584 | 130003320 | 342723713 | 6825744 | 0
| Option 8 |  | $, real |  | 0 | 0 | 0 | 0 | 0 | 0 | 0 | 2277700305 | 1173654092 | 1300154740 | 2421771405 | 2703909864 | 823398479 | 867077853 | 898683934 | 43385141 | 153671330 | 1645784528 | 742862045 | 489235825 | 183641685 | 1880808348 | 947323191 | 1228864169 | 58709209 | 486069835 | 377712584 | 130003320 | 342723713 | 6825744 | 0
| Fuel consumption from generation dispatch |  | 5.15A.2(c)(4)(iii)
| Progressive | S1 | Unit | 2019 | 2020 | 2021 | 2022 | 2023 | 2024 | 2025 | 2026 | 2027 | 2028 | 2029 | 2030 | 2031 | 2032 | 2033 | 2034 | 2035 | 2036 | 2037 | 2038 | 2039 | 2040 | 2041 | 2042 | 2043 | 2044 | 2045 | 2046 | 2047 | 2048 | 2049 | 2050
| Base II |  | $, real |  | 0 | 0 | 0 | 0 | 0 | 2214191027 | 2525638429 | 1930462478 | 1974509083 | 969122317 | 812612036 | 755377741 | 753101415 | 795512422 | 835820365 | 690818210 | 690490749 | 786911895 | 803846370 | 984826199 | 1299399396 | 1492146993 | 1688001368 | 2009000710 | 1670416639 | 1958623586 | 1843820121 | 2212450424 | 2533154628 | 2821158743 | 0
| Base I |  | $, real |  | 0 | 0 | 0 | 0 | 0 | 2240567887 | 2548880660 | 1941062183 | 1983795375 | 967914665 | 815988020 | 761065673 | 758892137 | 808454852 | 832781027 | 694759441 | 695373790 | 789880729 | 799242417 | 982737142 | 1286295434 | 1485737155 | 1665882698 | 1998705656 | 1681000827 | 1971414858 | 1861602081 | 2235733926 | 2545361262 | 2837961497 | 0
| Option 1 |  | $, real |  | 0 | 0 | 0 | 0 | 0 | 2215382522 | 2484077672 | 1855459053 | 1930110600 | 990105716 | 770799187 | 695170847 | 706454070 | 741045516 | 819216657 | 639139157 | 642242581 | 812869165 | 859022214 | 1046165550 | 1380755344 | 1556711460 | 1750085497 | 2102855473 | 1709547513 | 1893968632 | 1793941585 | 2129872438 | 2490632897 | 2821702611 | 0
| Option 2 |  | $, real |  | 0 | 0 | 0 | 0 | 0 | 2214966077 | 2525375048 | 1924494832 | 1914298910 | 990026081 | 770755849 | 695090883 | 705951796 | 740719479 | 818632164 | 639038269 | 642007279 | 812985763 | 858834070 | 1046272336 | 1380840102 | 1557650302 | 1750301302 | 2104075803 | 1710457171 | 1893750760 | 1793036584 | 2129513816 | 2489602189 | 2820624083 | 0
| Option 3 |  | $, real |  | 0 | 0 | 0 | 0 | 0 | 2214966077 | 2525375048 | 1924494832 | 1914298910 | 990026081 | 770755849 | 695090883 | 705951796 | 740719479 | 818632164 | 639038269 | 642007279 | 812985763 | 858834070 | 1046272336 | 1380840102 | 1557650302 | 1750301302 | 2104075803 | 1710457171 | 1893750760 | 1793036584 | 2129513816 | 2489602189 | 2820624083 | 0
| Option 4 |  | $, real |  | 0 | 0 | 0 | 0 | 0 | 2215382522 | 2484077672 | 1855459053 | 1930110600 | 990105716 | 770799187 | 695170847 | 706454070 | 741045516 | 819216657 | 639139157 | 642242581 | 812869165 | 859022214 | 1046165550 | 1380755344 | 1556711460 | 1750085497 | 2102855473 | 1709547513 | 1893968632 | 1793941585 | 2129872438 | 2490632897 | 2821702611 | 0
| Option 5 |  | $, real |  | 0 | 0 | 0 | 0 | 0 | 2214966077 | 2525375048 | 1924494832 | 1914298910 | 990026081 | 770755849 | 695090883 | 705951796 | 740719479 | 818632164 | 639038269 | 642007279 | 812985763 | 858834070 | 1046272336 | 1380840102 | 1557650302 | 1750301302 | 2104075803 | 1710457171 | 1893750760 | 1793036584 | 2129513816 | 2489602189 | 2820624083 | 0
| Option 7 |  | $, real |  | 0 | 0 | 0 | 0 | 0 | 2214966077 | 2525375048 | 1924494832 | 1914298910 | 990026081 | 770755849 | 695090883 | 705951796 | 740719479 | 818632164 | 639038269 | 642007279 | 812985763 | 858834070 | 1046272336 | 1380840102 | 1557650302 | 1750301302 | 2104075803 | 1710457171 | 1893750760 | 1793036584 | 2129513816 | 2489602189 | 2820624083 | 0
| Option 8 |  | $, real |  | 0 | 0 | 0 | 0 | 0 | 2214966077 | 2525375048 | 1924494832 | 1914298910 | 990026081 | 770755849 | 695090883 | 705951796 | 740719479 | 818632164 | 639038269 | 642007279 | 812985763 | 858834070 | 1046272336 | 1380840102 | 1557650302 | 1750301302 | 2104075803 | 1710457171 | 1893750760 | 1793036584 | 2129513816 | 2489602189 | 2820624083 | 0
| Step | S2 | Unit | 2019 | 2020 | 2021 | 2022 | 2023 | 2024 | 2025 | 2026 | 2027 | 2028 | 2029 | 2030 | 2031 | 2032 | 2033 | 2034 | 2035 | 2036 | 2037 | 2038 | 2039 | 2040 | 2041 | 2042 | 2043 | 2044 | 2045 | 2046 | 2047 | 2048 | 2049 | 2050
| Base II |  | $, real |  | 0 | 0 | 0 | 0 | 0 | 2567217866 | 2935295534 | 2641216433 | 2137544821 | 1242902365 | 1245189697 | 1103255466 | 1280138420 | 1322708755 | 1668208139 | 1301277897 | 1411142422 | 1508014535 | 1430316893 | 1572143515 | 1645003646 | 1642864060 | 1245598735 | 1885992013 | 1487496446 | 1500341446 | 1549239390 | 1449025793 | 1628977336 | 1501358934 | 0
| Base I |  | $, real |  | 0 | 0 | 0 | 0 | 0 | 2599380121 | 2945682044 | 2663409385 | 2154015147 | 1246496019 | 1246277009 | 1104551333 | 1286078680 | 1324656295 | 1667165970 | 1304892537 | 1421802588 | 1506379010 | 1434665580 | 1583344818 | 1651950541 | 1635771857 | 1251270712 | 1890544276 | 1507100319 | 1529029856 | 1558712589 | 1446425016 | 1667220711 | 1496697720 | 0
| Option 1 |  | $, real |  | 0 | 0 | 0 | 0 | 0 | 2532485038 | 2851622869 | 2537945880 | 2071996117 | 1219872392 | 1219292706 | 1062024849 | 1216412406 | 1302770885 | 1626564657 | 1244034801 | 1343344832 | 1502691950 | 1416785820 | 1571890621 | 1662005542 | 1650880518 | 1240478412 | 1908040132 | 1447976779 | 1440380272 | 1558385341 | 1346977397 | 1533006493 | 1482751911 | 0
| Option 2 |  | $, real |  | 0 | 0 | 0 | 0 | 0 | 2535584178 | 2886668697 | 2587024471 | 2076214667 | 1219894828 | 1220223838 | 1062465459 | 1215761372 | 1300779498 | 1623430357 | 1240952914 | 1340979711 | 1497314491 | 1412380146 | 1565897636 | 1657260133 | 1644072844 | 1234895767 | 1897234945 | 1437585572 | 1434703844 | 1547702539 | 1337844442 | 1524747618 | 1476474115 | 0
| Option 3 |  | $, real |  | 0 | 0 | 0 | 0 | 0 | 2535584178 | 2886668697 | 2587024471 | 2076214667 | 1219894828 | 1220223838 | 1062465459 | 1215761372 | 1300779498 | 1623430357 | 1240952914 | 1340979711 | 1497314491 | 1412380146 | 1565897636 | 1657260133 | 1644072844 | 1234895767 | 1897234945 | 1437585572 | 1434703844 | 1547702539 | 1337844442 | 1524747618 | 1476474115 | 0
| Option 4 |  | $, real |  | 0 | 0 | 0 | 0 | 0 | 2532485038 | 2851622869 | 2537945880 | 2071996117 | 1219872392 | 1219292706 | 1062024849 | 1216412406 | 1302770885 | 1626564657 | 1244034801 | 1343344832 | 1502691950 | 1416785820 | 1571890621 | 1662005542 | 1650880518 | 1240478412 | 1908040132 | 1447976779 | 1440380272 | 1558385341 | 1346977397 | 1533006493 | 1482751911 | 0
| Option 5 |  | $, real |  | 0 | 0 | 0 | 0 | 0 | 2535584178 | 2886668697 | 2587024471 | 2076214667 | 1219894828 | 1220223838 | 1062465459 | 1215761372 | 1300779498 | 1623430357 | 1240952914 | 1340979711 | 1497314491 | 1412380146 | 1565897636 | 1657260133 | 1644072844 | 1234895767 | 1897234945 | 1437585572 | 1434703844 | 1547702539 | 1337844442 | 1524747618 | 1476474115 | 0
| Option 7 |  | $, real |  | 0 | 0 | 0 | 0 | 0 | 2535584178 | 2886668697 | 2587024471 | 2076214667 | 1219894828 | 1220223838 | 1062465459 | 1215761372 | 1300779498 | 1623430357 | 1240952914 | 1340979711 | 1497314491 | 1412380146 | 1565897636 | 1657260133 | 1644072844 | 1234895767 | 1897234945 | 1437585572 | 1434703844 | 1547702539 | 1337844442 | 1524747618 | 1476474115 | 0
| Option 8 |  | $, real |  | 0 | 0 | 0 | 0 | 0 | 2535584178 | 2886668697 | 2587024471 | 2076214667 | 1219894828 | 1220223838 | 1062465459 | 1215761372 | 1300779498 | 1623430357 | 1240952914 | 1340979711 | 1497314491 | 1412380146 | 1565897636 | 1657260133 | 1644072844 | 1234895767 | 1897234945 | 1437585572 | 1434703844 | 1547702539 | 1337844442 | 1524747618 | 1476474115 | 0
| Green energy exports | S3 | Unit | 2019 | 2020 | 2021 | 2022 | 2023 | 2024 | 2025 | 2026 | 2027 | 2028 | 2029 | 2030 | 2031 | 2032 | 2033 | 2034 | 2035 | 2036 | 2037 | 2038 | 2039 | 2040 | 2041 | 2042 | 2043 | 2044 | 2045 | 2046 | 2047 | 2048 | 2049 | 2050
| Base II |  | $, real |  | 0 | 0 | 0 | 0 | 0 | 2957223427 | 3103353554 | 2253922591 | 1937955954 | 1494530858 | 1701881554 | 1363804596 | 1852778669 | 1493995862 | 2905517282 | 1999267348 | 2515526452 | 3154757831 | 3041017530 | 3650627251 | 4777425479 | 4078030944 | 3355556052 | 4947194314 | 3975069142 | 3958799476 | 6376665469 | 6388796865 | 6743719448 | 8547739187 | 0
| Base I |  | $, real |  | 0 | 0 | 0 | 0 | 0 | 3028088851 | 3124627199 | 2265443030 | 1948757662 | 1514199220 | 1700643467 | 1365461347 | 1845732310 | 1477908425 | 2914126463 | 2003466869 | 2487390039 | 3155439350 | 3022057946 | 3637374881 | 4775496572 | 4065053869 | 3298871890 | 4927241611 | 3976388901 | 3928168165 | 6365314035 | 6324505843 | 6730244830 | 8524100780 | 0
| Option 1 |  | $, real |  | 0 | 0 | 0 | 0 | 0 | 2938331728 | 3132473081 | 2201855379 | 1894268406 | 1406009471 | 1674807026 | 1339849535 | 1826912413 | 1413975442 | 2711366639 | 1877486920 | 2510949231 | 3233185129 | 3141333753 | 3706716658 | 4810811749 | 4260373751 | 3564739004 | 4977804274 | 3941817151 | 4083887623 | 6391899365 | 6478994165 | 6749654200 | 8701046171 | 0
| Option 2 |  | $, real |  | 0 | 0 | 0 | 0 | 0 | 2934052259 | 3170459644 | 2300497717 | 1884501512 | 1395580902 | 1658100405 | 1338609818 | 1817553767 | 1412117385 | 2719728747 | 1874773610 | 2511555056 | 3223736267 | 3145521810 | 3703363968 | 4813551047 | 4261874889 | 3570794773 | 4971978488 | 3932469279 | 4082609654 | 6394045604 | 6477365821 | 6749656979 | 8698172881 | 0
| Option 3 |  | $, real |  | 0 | 0 | 0 | 0 | 0 | 2934052259 | 3170459644 | 2300497717 | 1884501512 | 1395580902 | 1658100405 | 1338609818 | 1817553767 | 1412117385 | 2719728747 | 1874773610 | 2511555056 | 3223736267 | 3145521810 | 3703363968 | 4813551047 | 4261874889 | 3570794773 | 4971978488 | 3932469279 | 4082609654 | 6394045604 | 6477365821 | 6749656979 | 8698172881 | 0
| Option 4 |  | $, real |  | 0 | 0 | 0 | 0 | 0 | 2938331728 | 3132473081 | 2201855379 | 1894268406 | 1406009471 | 1674807026 | 1339849535 | 1826912413 | 1413975442 | 2711366639 | 1877486920 | 2510949231 | 3233185129 | 3141333753 | 3706716658 | 4810811749 | 4260373751 | 3564739004 | 4977804274 | 3941817151 | 4083887623 | 6391899365 | 6478994165 | 6749654200 | 8701046171 | 0
| Option 5 |  | $, real |  | 0 | 0 | 0 | 0 | 0 | 2934052259 | 3170459644 | 2300497717 | 1884501512 | 1395580902 | 1658100405 | 1338609818 | 1817553767 | 1412117385 | 2719728747 | 1874773610 | 2511555056 | 3223736267 | 3145521810 | 3703363968 | 4813551047 | 4261874889 | 3570794773 | 4971978488 | 3932469279 | 4082609654 | 6394045604 | 6477365821 | 6749656979 | 8698172881 | 0
| Option 7 |  | $, real |  | 0 | 0 | 0 | 0 | 0 | 2934052259 | 3170459644 | 2300497717 | 1884501512 | 1395580902 | 1658100405 | 1338609818 | 1817553767 | 1412117385 | 2719728747 | 1874773610 | 2511555056 | 3223736267 | 3145521810 | 3703363968 | 4813551047 | 4261874889 | 3570794773 | 4971978488 | 3932469279 | 4082609654 | 6394045604 | 6477365821 | 6749656979 | 8698172881 | 0
| Option 8 |  | $, real |  | 0 | 0 | 0 | 0 | 0 | 2934052259 | 3170459644 | 2300497717 | 1884501512 | 1395580902 | 1658100405 | 1338609818 | 1817553767 | 1412117385 | 2719728747 | 1874773610 | 2511555056 | 3223736267 | 3145521810 | 3703363968 | 4813551047 | 4261874889 | 3570794773 | 4971978488 | 3932469279 | 4082609654 | 6394045604 | 6477365821 | 6749656979 | 8698172881 | 0
| Voluntary load curtailment |  | 5.15A.2(c)(4)(iv)
| Progressive | S1 | Unit | 2019 | 2020 | 2021 | 2022 | 2023 | 2024 | 2025 | 2026 | 2027 | 2028 | 2029 | 2030 | 2031 | 2032 | 2033 | 2034 | 2035 | 2036 | 2037 | 2038 | 2039 | 2040 | 2041 | 2042 | 2043 | 2044 | 2045 | 2046 | 2047 | 2048 | 2049 | 2050
| Base II |  | $, real |  | 0 | 0 | 0 | 0 | 0 | 13 | 15 | 1426719 | 56764 | 818664888 | 19 | 20 | 550190 | 23 | 26772 | 3497138 | 96551 | 9169607 | 158345 | 735803 | 3818475 | 37930541 | 9614996 | 8387994 | 11503381 | 1420210 | 77540245 | 21260214 | 8593549 | 3216605 | 0
| Base I |  | $, real |  | 0 | 0 | 0 | 0 | 0 | 8 | 8 | 3950998 | 56757 | 806746241 | 11 | 12 | 543425 | 13 | 15 | 3427470 | 16 | 8890384 | 158331 | 332080 | 919842 | 32042404 | 9739138 | 8403387 | 11615078 | 1363759 | 68746226 | 21686367 | 8419099 | 2991838 | 0
| Option 1 |  | $, real |  | 0 | 0 | 0 | 0 | 0 | 10 | 11 | 134964 | 13 | 948574743 | 14 | 15 | 16 | 18 | 20 | 2503065 | 22 | 9323614 | 76872 | 5818335 | 7125077 | 51900476 | 10539542 | 8398719 | 11290704 | 2634280 | 82547144 | 19234110 | 9214619 | 3824367 | 0
| Option 2 |  | $, real |  | 0 | 0 | 0 | 0 | 0 | 11 | 12 | 1088688 | 14 | 947014947 | 15 | 17 | 18 | 19 | 21 | 2795026 | 24 | 9339125 | 76874 | 6890014 | 7203821 | 51897105 | 10104835 | 8390527 | 11278743 | 2518577 | 82550847 | 19216101 | 9217422 | 3831628 | 0
| Option 3 |  | $, real |  | 0 | 0 | 0 | 0 | 0 | 11 | 12 | 1088688 | 14 | 947014947 | 15 | 17 | 18 | 19 | 21 | 2795026 | 24 | 9339125 | 76874 | 6890014 | 7203821 | 51897105 | 10104835 | 8390527 | 11278743 | 2518577 | 82550847 | 19216101 | 9217422 | 3831628 | 0
| Option 4 |  | $, real |  | 0 | 0 | 0 | 0 | 0 | 10 | 11 | 134964 | 13 | 948574743 | 14 | 15 | 16 | 18 | 20 | 2503065 | 22 | 9323614 | 76872 | 5818335 | 7125077 | 51900476 | 10539542 | 8398719 | 11290704 | 2634280 | 82547144 | 19234110 | 9214619 | 3824367 | 0
| Option 5 |  | $, real |  | 0 | 0 | 0 | 0 | 0 | 11 | 12 | 1088688 | 14 | 947014947 | 15 | 17 | 18 | 19 | 21 | 2795026 | 24 | 9339125 | 76874 | 6890014 | 7203821 | 51897105 | 10104835 | 8390527 | 11278743 | 2518577 | 82550847 | 19216101 | 9217422 | 3831628 | 0
| Option 7 |  | $, real |  | 0 | 0 | 0 | 0 | 0 | 11 | 12 | 1088688 | 14 | 947014947 | 15 | 17 | 18 | 19 | 21 | 2795026 | 24 | 9339125 | 76874 | 6890014 | 7203821 | 51897105 | 10104835 | 8390527 | 11278743 | 2518577 | 82550847 | 19216101 | 9217422 | 3831628 | 0
| Option 8 |  | $, real |  | 0 | 0 | 0 | 0 | 0 | 11 | 12 | 1088688 | 14 | 947014947 | 15 | 17 | 18 | 19 | 21 | 2795026 | 24 | 9339125 | 76874 | 6890014 | 7203821 | 51897105 | 10104835 | 8390527 | 11278743 | 2518577 | 82550847 | 19216101 | 9217422 | 3831628 | 0
| Step | S2 | Unit | 2019 | 2020 | 2021 | 2022 | 2023 | 2024 | 2025 | 2026 | 2027 | 2028 | 2029 | 2030 | 2031 | 2032 | 2033 | 2034 | 2035 | 2036 | 2037 | 2038 | 2039 | 2040 | 2041 | 2042 | 2043 | 2044 | 2045 | 2046 | 2047 | 2048 | 2049 | 2050
| Base II |  | $, real |  | 0 | 0 | 0 | 0 | 0 | 10 | 11 | 12 | 1127778 | 209153955 | 14 | 15 | 242504 | 1670696 | 12318786 | 56374096 | 5251618 | 39022904 | 17676148 | 73795422 | 69358578 | 83331534 | 83706172 | 114100226 | 114162520 | 125272957 | 159062750 | 142817329 | 192726019 | 167680152 | 0
| Base I |  | $, real |  | 0 | 0 | 0 | 0 | 0 | 15 | 16 | 18 | 1314534 | 202053223 | 21 | 23 | 730993 | 2348573 | 12433841 | 54671429 | 5154242 | 43956054 | 18215787 | 81542492 | 71542809 | 85593489 | 87913411 | 120279756 | 123722000 | 135530920 | 165951816 | 153726477 | 205410388 | 176369315 | 0
| Option 1 |  | $, real |  | 0 | 0 | 0 | 0 | 0 | 16 | 16 | 18 | 525653 | 173642677 | 21 | 23 | 105436 | 137645 | 10973182 | 36731915 | 5420635 | 39520634 | 9148424 | 58771165 | 51451308 | 66163637 | 50398226 | 95484167 | 89282905 | 88838485 | 125283634 | 109483686 | 123444050 | 116172542 | 0
| Option 2 |  | $, real |  | 0 | 0 | 0 | 0 | 0 | 12 | 12 | 14 | 525648 | 173487604 | 16 | 18 | 105430 | 137677 | 11060837 | 36012953 | 5433932 | 39670193 | 9747678 | 59216755 | 51732545 | 66412357 | 51505641 | 95564480 | 89203807 | 88749269 | 125168049 | 109349485 | 123782930 | 116256544 | 0
| Option 3 |  | $, real |  | 0 | 0 | 0 | 0 | 0 | 12 | 12 | 14 | 525648 | 173487604 | 16 | 18 | 105430 | 137677 | 11060837 | 36012953 | 5433932 | 39670193 | 9747678 | 59216755 | 51732545 | 66412357 | 51505641 | 95564480 | 89203807 | 88749269 | 125168049 | 109349485 | 123782930 | 116256544 | 0
| Option 4 |  | $, real |  | 0 | 0 | 0 | 0 | 0 | 16 | 16 | 18 | 525653 | 173642677 | 21 | 23 | 105436 | 137645 | 10973182 | 36731915 | 5420635 | 39520634 | 9148424 | 58771165 | 51451308 | 66163637 | 50398226 | 95484167 | 89282905 | 88838485 | 125283634 | 109483686 | 123444050 | 116172542 | 0
| Option 5 |  | $, real |  | 0 | 0 | 0 | 0 | 0 | 12 | 12 | 14 | 525648 | 173487604 | 16 | 18 | 105430 | 137677 | 11060837 | 36012953 | 5433932 | 39670193 | 9747678 | 59216755 | 51732545 | 66412357 | 51505641 | 95564480 | 89203807 | 88749269 | 125168049 | 109349485 | 123782930 | 116256544 | 0
| Option 7 |  | $, real |  | 0 | 0 | 0 | 0 | 0 | 12 | 12 | 14 | 525648 | 173487604 | 16 | 18 | 105430 | 137677 | 11060837 | 36012953 | 5433932 | 39670193 | 9747678 | 59216755 | 51732545 | 66412357 | 51505641 | 95564480 | 89203807 | 88749269 | 125168049 | 109349485 | 123782930 | 116256544 | 0
| Option 8 |  | $, real |  | 0 | 0 | 0 | 0 | 0 | 12 | 12 | 14 | 525648 | 173487604 | 16 | 18 | 105430 | 137677 | 11060837 | 36012953 | 5433932 | 39670193 | 9747678 | 59216755 | 51732545 | 66412357 | 51505641 | 95564480 | 89203807 | 88749269 | 125168049 | 109349485 | 123782930 | 116256544 | 0
| Green energy exports | S3 | Unit | 2019 | 2020 | 2021 | 2022 | 2023 | 2024 | 2025 | 2026 | 2027 | 2028 | 2029 | 2030 | 2031 | 2032 | 2033 | 2034 | 2035 | 2036 | 2037 | 2038 | 2039 | 2040 | 2041 | 2042 | 2043 | 2044 | 2045 | 2046 | 2047 | 2048 | 2049 | 2050
| Base II |  | $, real |  | 0 | 0 | 0 | 0 | 0 | 98655836 | 106043377 | 126486894 | 136851764 | 142481730 | 239003223 | 185504588 | 279465900 | 214827448 | 389725573 | 210095614 | 279957954 | 493589427 | 176992668 | 640750903 | 281658150 | 399672512 | 51283110 | 550398340 | 319671295 | 67972846 | 232701449 | 130937766 | 576669422 | 29695056 | 0
| Base I |  | $, real |  | 0 | 0 | 0 | 0 | 0 | 102875261 | 109386206 | 125338901 | 139800800 | 142947699 | 238828250 | 187664674 | 287946183 | 218890218 | 396315179 | 209805111 | 293569300 | 494854847 | 183603392 | 646392237 | 280173340 | 400718860 | 51045727 | 539331857 | 312388660 | 69354901 | 216299246 | 135107830 | 542138572 | 30206414 | 0
| Option 1 |  | $, real |  | 0 | 0 | 0 | 0 | 0 | 80041629 | 89716837 | 109583689 | 132088444 | 125843717 | 286729425 | 161100096 | 223094217 | 207747838 | 378666290 | 182224452 | 208169536 | 494949048 | 182071577 | 570214487 | 277255756 | 395719024 | 67276967 | 525676797 | 339073192 | 76338056 | 250995824 | 129807771 | 726394342 | 32873907 | 0
| Option 2 |  | $, real |  | 0 | 0 | 0 | 0 | 0 | 84034589 | 93280786 | 116737467 | 133307405 | 126363453 | 278576771 | 160820400 | 224761878 | 208853901 | 379451430 | 187406363 | 211020560 | 498004357 | 179206893 | 573192782 | 274213988 | 387000308 | 67289168 | 525968661 | 337171443 | 72366756 | 251388625 | 129761220 | 727094713 | 32728100 | 0
| Option 3 |  | $, real |  | 0 | 0 | 0 | 0 | 0 | 84034589 | 93280786 | 116737467 | 133307405 | 126363453 | 278576771 | 160820400 | 224761878 | 208853901 | 379451430 | 187406363 | 211020560 | 498004357 | 179206893 | 573192782 | 274213988 | 387000308 | 67289168 | 525968661 | 337171443 | 72366756 | 251388625 | 129761220 | 727094713 | 32728100 | 0
| Option 4 |  | $, real |  | 0 | 0 | 0 | 0 | 0 | 80041629 | 89716837 | 109583689 | 132088444 | 125843717 | 286729425 | 161100096 | 223094217 | 207747838 | 378666290 | 182224452 | 208169536 | 494949048 | 182071577 | 570214487 | 277255756 | 395719024 | 67276967 | 525676797 | 339073192 | 76338056 | 250995824 | 129807771 | 726394342 | 32873907 | 0
| Option 5 |  | $, real |  | 0 | 0 | 0 | 0 | 0 | 84034589 | 93280786 | 116737467 | 133307405 | 126363453 | 278576771 | 160820400 | 224761878 | 208853901 | 379451430 | 187406363 | 211020560 | 498004357 | 179206893 | 573192782 | 274213988 | 387000308 | 67289168 | 525968661 | 337171443 | 72366756 | 251388625 | 129761220 | 727094713 | 32728100 | 0
| Option 7 |  | $, real |  | 0 | 0 | 0 | 0 | 0 | 84034589 | 93280786 | 116737467 | 133307405 | 126363453 | 278576771 | 160820400 | 224761878 | 208853901 | 379451430 | 187406363 | 211020560 | 498004357 | 179206893 | 573192782 | 274213988 | 387000308 | 67289168 | 525968661 | 337171443 | 72366756 | 251388625 | 129761220 | 727094713 | 32728100 | 0
| Option 8 |  | $, real |  | 0 | 0 | 0 | 0 | 0 | 84034589 | 93280786 | 116737467 | 133307405 | 126363453 | 278576771 | 160820400 | 224761878 | 208853901 | 379451430 | 187406363 | 211020560 | 498004357 | 179206893 | 573192782 | 274213988 | 387000308 | 67289168 | 525968661 | 337171443 | 72366756 | 251388625 | 129761220 | 727094713 | 32728100 | 0
| Costs for non RIT-T proponent parties |  | 5.15A.2(c)(4)(v)
| Progressive | S1 | Unit | 2019 | 2020 | 2021 | 2022 | 2023 | 2024 | 2025 | 2026 | 2027 | 2028 | 2029 | 2030 | 2031 | 2032 | 2033 | 2034 | 2035 | 2036 | 2037 | 2038 | 2039 | 2040 | 2041 | 2042 | 2043 | 2044 | 2045 | 2046 | 2047 | 2048 | 2049 | 2050
| Base II |  | $, real |  | 0 | 0 | 0 | 0 | 0 | 4496339945 | 3846354668 | 21549079225 | 6596881749 | 60365905257 | 666748037 | 658089121 | 914089330 | 7452503912 | 11758185718 | 3552789421 | 6454215513 | 6572172289 | 5907900470 | 5599203785 | 406119093 | 1863483284 | 1923983143 | 2133118039 | 1429771552 | 1784290408 | 4611027137 | 1578018699 | 1485889481 | 1303902704 | 0
| Base I |  | $, real |  | 0 | 0 | 0 | 0 | 0 | 4497421463 | 3854939607 | 22097081791 | 6665666800 | 60255147330 | 668190737 | 658782737 | 1721042345 | 7375566820 | 11778597728 | 3606655298 | 6450852155 | 6564413971 | 5904771252 | 5596040534 | 403347477 | 1738143636 | 1940226115 | 2053744199 | 1329511140 | 1737164444 | 4517961758 | 1541346167 | 1523795759 | 1300420893 | 0
| Option 1 |  | $, real |  | 0 | 0 | 0 | 0 | 0 | 4465170394 | 3770837517 | 19559506022 | 6115247326 | 57803747909 | 668103696 | 659258503 | 692951720 | 7913584974 | 11894603035 | 3155643228 | 6472669977 | 6364949261 | 5921634165 | 5614807580 | 492372899 | 2820912204 | 1807960571 | 2068474181 | 1630465663 | 2544809780 | 4680852142 | 1573329826 | 1445386424 | 1217541500 | 0
| Option 2 |  | $, real |  | 0 | 0 | 0 | 0 | 0 | 4480586511 | 3858785631 | 20666830133 | 5213423650 | 57612020164 | 668244474 | 659362099 | 693159757 | 7893482256 | 11935654158 | 3104928294 | 6470981454 | 6363604656 | 5921912590 | 5615021426 | 493043579 | 2830023369 | 1817696634 | 2062453691 | 1630807573 | 2553695619 | 4677957003 | 1575391357 | 1445345378 | 1218309796 | 0
| Option 3 |  | $, real |  | 0 | 0 | 0 | 0 | 0 | 4480586511 | 3858785631 | 20666830133 | 5213423650 | 57612020164 | 668244474 | 659362099 | 693159757 | 7893482256 | 11935654158 | 3104928294 | 6470981454 | 6363604656 | 5921912590 | 5615021426 | 493043579 | 2830023369 | 1817696634 | 2062453691 | 1630807573 | 2553695619 | 4677957003 | 1575391357 | 1445345378 | 1218309796 | 0
| Option 4 |  | $, real |  | 0 | 0 | 0 | 0 | 0 | 4465170394 | 3770837517 | 19559506022 | 6115247326 | 57803747909 | 668103696 | 659258503 | 692951720 | 7913584974 | 11894603035 | 3155643228 | 6472669977 | 6364949261 | 5921634165 | 5614807580 | 492372899 | 2820912204 | 1807960571 | 2068474181 | 1630465663 | 2544809780 | 4680852142 | 1573329826 | 1445386424 | 1217541500 | 0
| Option 5 |  | $, real |  | 0 | 0 | 0 | 0 | 0 | 4480586511 | 3858785631 | 20666830133 | 5213423650 | 57612020164 | 668244474 | 659362099 | 693159757 | 7893482256 | 11935654158 | 3104928294 | 6470981454 | 6363604656 | 5921912590 | 5615021426 | 493043579 | 2830023369 | 1817696634 | 2062453691 | 1630807573 | 2553695619 | 4677957003 | 1575391357 | 1445345378 | 1218309796 | 0
| Option 7 |  | $, real |  | 0 | 0 | 0 | 0 | 0 | 4480586511 | 3858785631 | 20666830133 | 5213423650 | 57612020164 | 668244474 | 659362099 | 693159757 | 7893482256 | 11935654158 | 3104928294 | 6470981454 | 6363604656 | 5921912590 | 5615021426 | 493043579 | 2830023369 | 1817696634 | 2062453691 | 1630807573 | 2553695619 | 4677957003 | 1575391357 | 1445345378 | 1218309796 | 0
| Option 8 |  | $, real |  | 0 | 0 | 0 | 0 | 0 | 4480586511 | 3858785631 | 20666830133 | 5213423650 | 57612020164 | 668244474 | 659362099 | 693159757 | 7893482256 | 11935654158 | 3104928294 | 6470981454 | 6363604656 | 5921912590 | 5615021426 | 493043579 | 2830023369 | 1817696634 | 2062453691 | 1630807573 | 2553695619 | 4677957003 | 1575391357 | 1445345378 | 1218309796 | 0
| Step | S2 | Unit | 2019 | 2020 | 2021 | 2022 | 2023 | 2024 | 2025 | 2026 | 2027 | 2028 | 2029 | 2030 | 2031 | 2032 | 2033 | 2034 | 2035 | 2036 | 2037 | 2038 | 2039 | 2040 | 2041 | 2042 | 2043 | 2044 | 2045 | 2046 | 2047 | 2048 | 2049 | 2050
| Base II |  | $, real |  | 0 | 0 | 0 | 0 | 0 | 4512879519 | 5349908010 | 13265808445 | 29718839156 | 53369198205 | 746853163 | 8291864720 | 8167906342 | 16351780725 | 10287812807 | 8479650775 | 11863714082 | 17203848231 | 8178474388 | 10991369745 | 2544367977 | 5885362305 | 8741872837 | 3224883346 | 1814901509 | 3721866072 | 5727202107 | 1449686141 | 2416827651 | 1450730590 | 0
| Base I |  | $, real |  | 0 | 0 | 0 | 0 | 0 | 4517262102 | 6009219151 | 12766197669 | 30076189943 | 53397553035 | 746540638 | 8369746087 | 8068388914 | 16295392427 | 10353150344 | 8500000709 | 11754944523 | 17422169253 | 8112484009 | 10912359764 | 2652725817 | 6106260331 | 8614989696 | 3126587111 | 1786982950 | 3700190544 | 5888259856 | 1525570425 | 2255179501 | 1592623408 | 0
| Option 1 |  | $, real |  | 0 | 0 | 0 | 0 | 0 | 4502669007 | 4857621665 | 12765818424 | 28326737344 | 52257349022 | 745919759 | 8571466574 | 8756344106 | 16269205601 | 11215622855 | 7992690625 | 12148728278 | 16373419501 | 8404050989 | 10521673544 | 2135321655 | 5762135226 | 8606064157 | 3472988624 | 1776366224 | 3866744482 | 4933538723 | 2019085916 | 2282491138 | 1234438558 | 0
| Option 2 |  | $, real |  | 0 | 0 | 0 | 0 | 0 | 4513307326 | 4892776574 | 13150205164 | 27921803047 | 52269525950 | 746095193 | 8579417984 | 8808777421 | 16251559790 | 11207558566 | 7994483694 | 12149483296 | 16422383243 | 8392130516 | 10559285377 | 2122022011 | 5789590263 | 8574313747 | 3548765125 | 1787449577 | 3813809040 | 4978852767 | 2018322785 | 2270342611 | 1231714290 | 0
| Option 3 |  | $, real |  | 0 | 0 | 0 | 0 | 0 | 4513307326 | 4892776574 | 13150205164 | 27921803047 | 52269525950 | 746095193 | 8579417984 | 8808777421 | 16251559790 | 11207558566 | 7994483694 | 12149483296 | 16422383243 | 8392130516 | 10559285377 | 2122022011 | 5789590263 | 8574313747 | 3548765125 | 1787449577 | 3813809040 | 4978852767 | 2018322785 | 2270342611 | 1231714290 | 0
| Option 4 |  | $, real |  | 0 | 0 | 0 | 0 | 0 | 4502669007 | 4857621665 | 12765818424 | 28326737344 | 52257349022 | 745919759 | 8571466574 | 8756344106 | 16269205601 | 11215622855 | 7992690625 | 12148728278 | 16373419501 | 8404050989 | 10521673544 | 2135321655 | 5762135226 | 8606064157 | 3472988624 | 1776366224 | 3866744482 | 4933538723 | 2019085916 | 2282491138 | 1234438558 | 0
| Option 5 |  | $, real |  | 0 | 0 | 0 | 0 | 0 | 4513307326 | 4892776574 | 13150205164 | 27921803047 | 52269525950 | 746095193 | 8579417984 | 8808777421 | 16251559790 | 11207558566 | 7994483694 | 12149483296 | 16422383243 | 8392130516 | 10559285377 | 2122022011 | 5789590263 | 8574313747 | 3548765125 | 1787449577 | 3813809040 | 4978852767 | 2018322785 | 2270342611 | 1231714290 | 0
| Option 7 |  | $, real |  | 0 | 0 | 0 | 0 | 0 | 4513307326 | 4892776574 | 13150205164 | 27921803047 | 52269525950 | 746095193 | 8579417984 | 8808777421 | 16251559790 | 11207558566 | 7994483694 | 12149483296 | 16422383243 | 8392130516 | 10559285377 | 2122022011 | 5789590263 | 8574313747 | 3548765125 | 1787449577 | 3813809040 | 4978852767 | 2018322785 | 2270342611 | 1231714290 | 0
| Option 8 |  | $, real |  | 0 | 0 | 0 | 0 | 0 | 4513307326 | 4892776574 | 13150205164 | 27921803047 | 52269525950 | 746095193 | 8579417984 | 8808777421 | 16251559790 | 11207558566 | 7994483694 | 12149483296 | 16422383243 | 8392130516 | 10559285377 | 2122022011 | 5789590263 | 8574313747 | 3548765125 | 1787449577 | 3813809040 | 4978852767 | 2018322785 | 2270342611 | 1231714290 | 0
| Green energy exports | S3 | Unit | 2019 | 2020 | 2021 | 2022 | 2023 | 2024 | 2025 | 2026 | 2027 | 2028 | 2029 | 2030 | 2031 | 2032 | 2033 | 2034 | 2035 | 2036 | 2037 | 2038 | 2039 | 2040 | 2041 | 2042 | 2043 | 2044 | 2045 | 2046 | 2047 | 2048 | 2049 | 2050
| Base II |  | $, real |  | 0 | 0 | 0 | 0 | 0 | 48848514801 | 4917785777 | 49242402927 | 50129719474 | 47876006581 | 63101035665 | 41984509073 | 21365573242 | 19468213282 | 20591363916 | 7477761754 | 10125247328 | 38996749622 | 9235107668 | 37439634525 | 6444621712 | 20213806036 | 18613809190 | 22016980878 | 4450934720 | 16478642923 | 15957444045 | 2847165088 | 14940046916 | 1189280546 | 0
| Base I |  | $, real |  | 0 | 0 | 0 | 0 | 0 | 49217365084 | 4929939437 | 49910745662 | 50034131122 | 47657813575 | 63436458515 | 41794639498 | 21587488868 | 19675235862 | 21233605222 | 7274297741 | 10214005649 | 39039565844 | 9381480334 | 37282860866 | 6325914751 | 20156836552 | 19058868866 | 21745393319 | 4321628630 | 16813438597 | 15926626558 | 2841300790 | 14864756194 | 1200599493 | 0
| Option 1 |  | $, real |  | 0 | 0 | 0 | 0 | 0 | 45806694996 | 4754381642 | 48277164423 | 50421246418 | 49405264714 | 60380345745 | 41426873291 | 20974996922 | 21895029395 | 17957261825 | 8029358088 | 10680557064 | 36549815788 | 9352450482 | 38150488168 | 6886792004 | 19733510182 | 18123482724 | 23326021800 | 4316037798 | 15717051827 | 15960853401 | 3065659771 | 14879572135 | 1160684331 | 0
| Option 2 |  | $, real |  | 0 | 0 | 0 | 0 | 0 | 46376968671 | 4706415807 | 48184503248 | 50260114046 | 49497087848 | 60710093075 | 41178532641 | 21220998216 | 21492389669 | 18177594474 | 8222271391 | 10446777640 | 36740320360 | 9097282462 | 38205290772 | 6799750244 | 19803866179 | 18040758631 | 23460556005 | 4313698430 | 15707024957 | 15877382478 | 3077390389 | 14860908492 | 1163593231 | 0
| Option 3 |  | $, real |  | 0 | 0 | 0 | 0 | 0 | 46376968671 | 4706415807 | 48184503248 | 50260114046 | 49497087848 | 60710093075 | 41178532641 | 21220998216 | 21492389669 | 18177594474 | 8222271391 | 10446777640 | 36740320360 | 9097282462 | 38205290772 | 6799750244 | 19803866179 | 18040758631 | 23460556005 | 4313698430 | 15707024957 | 15877382478 | 3077390389 | 14860908492 | 1163593231 | 0
| Option 4 |  | $, real |  | 0 | 0 | 0 | 0 | 0 | 45806694996 | 4754381642 | 48277164423 | 50421246418 | 49405264714 | 60380345745 | 41426873291 | 20974996922 | 21895029395 | 17957261825 | 8029358088 | 10680557064 | 36549815788 | 9352450482 | 38150488168 | 6886792004 | 19733510182 | 18123482724 | 23326021800 | 4316037798 | 15717051827 | 15960853401 | 3065659771 | 14879572135 | 1160684331 | 0
| Option 5 |  | $, real |  | 0 | 0 | 0 | 0 | 0 | 46376968671 | 4706415807 | 48184503248 | 50260114046 | 49497087848 | 60710093075 | 41178532641 | 21220998216 | 21492389669 | 18177594474 | 8222271391 | 10446777640 | 36740320360 | 9097282462 | 38205290772 | 6799750244 | 19803866179 | 18040758631 | 23460556005 | 4313698430 | 15707024957 | 15877382478 | 3077390389 | 14860908492 | 1163593231 | 0
| Option 7 |  | $, real |  | 0 | 0 | 0 | 0 | 0 | 46376968671 | 4706415807 | 48184503248 | 50260114046 | 49497087848 | 60710093075 | 41178532641 | 21220998216 | 21492389669 | 18177594474 | 8222271391 | 10446777640 | 36740320360 | 9097282462 | 38205290772 | 6799750244 | 19803866179 | 18040758631 | 23460556005 | 4313698430 | 15707024957 | 15877382478 | 3077390389 | 14860908492 | 1163593231 | 0
| Option 8 |  | $, real |  | 0 | 0 | 0 | 0 | 0 | 46376968671 | 4706415807 | 48184503248 | 50260114046 | 49497087848 | 60710093075 | 41178532641 | 21220998216 | 21492389669 | 18177594474 | 8222271391 | 10446777640 | 36740320360 | 9097282462 | 38205290772 | 6799750244 | 19803866179 | 18040758631 | 23460556005 | 4313698430 | 15707024957 | 15877382478 | 3077390389 | 14860908492 | 1163593231 | 0
| Costs for emissions |  | 5.15A.2(c)(4)(vi)
| Progressive | S1 | Unit | 2019 | 2020 | 2021 | 2022 | 2023 | 2024 | 2025 | 2026 | 2027 | 2028 | 2029 | 2030 | 2031 | 2032 | 2033 | 2034 | 2035 | 2036 | 2037 | 2038 | 2039 | 2040 | 2041 | 2042 | 2043 | 2044 | 2045 | 2046 | 2047 | 2048 | 2049 | 2050
| Base II |  | $, real |  | 0 | 0 | 0 | 0 | 0 | 7283870923 | 7163897525 | 6441102141 | 5537774653 | 4273061633 | 3836184018 | 4032785050 | 3972737369 | 3480358436 | 2909575549 | 2734109508 | 2958325013 | 3233149815 | 3585678350 | 3817023163 | 3859557109 | 4400185857 | 4789472247 | 5139384031 | 5597023920 | 5813177300 | 5414204968 | 5242776205 | 5602193058 | 6584191361 | 0
| Base I |  | $, real |  | 0 | 0 | 0 | 0 | 0 | 7286999807 | 7164244120 | 6438858910 | 5533776467 | 4265664568 | 3821386093 | 4012828879 | 3957535410 | 3459676499 | 2885770684 | 2719678456 | 2940970804 | 3212020455 | 3566249246 | 3798669610 | 3839476812 | 4378231489 | 4767516193 | 5119969153 | 5593414020 | 5824853323 | 5429037250 | 5259604613 | 5615535334 | 6596909716 | 0
| Option 1 |  | $, real |  | 0 | 0 | 0 | 0 | 0 | 7288660234 | 7162898431 | 6458254941 | 5562552015 | 4307702739 | 3905657289 | 4127693971 | 4051095917 | 3547322539 | 2978522934 | 2787246885 | 3049512497 | 3348198612 | 3706790212 | 3935684922 | 3972640506 | 4495876243 | 4872480074 | 5254979568 | 5669214918 | 5784482952 | 5346500576 | 5162636700 | 5540404014 | 6582849767 | 0
| Option 2 |  | $, real |  | 0 | 0 | 0 | 0 | 0 | 7287452863 | 7173986408 | 6447908712 | 5547659783 | 4314815266 | 3905751944 | 4126886262 | 4049498144 | 3545648856 | 2977284733 | 2786574591 | 3049249350 | 3348105448 | 3706331502 | 3935596834 | 3972720904 | 4495975131 | 4872629393 | 5255917583 | 5670426811 | 5784434094 | 5345709935 | 5161660220 | 5539348005 | 6581459326 | 0
| Option 3 |  | $, real |  | 0 | 0 | 0 | 0 | 0 | 7287452863 | 7173986408 | 6447908712 | 5547659783 | 4314815266 | 3905751944 | 4126886262 | 4049498144 | 3545648856 | 2977284733 | 2786574591 | 3049249350 | 3348105448 | 3706331502 | 3935596834 | 3972720904 | 4495975131 | 4872629393 | 5255917583 | 5670426811 | 5784434094 | 5345709935 | 5161660220 | 5539348005 | 6581459326 | 0
| Option 4 |  | $, real |  | 0 | 0 | 0 | 0 | 0 | 7288660234 | 7162898431 | 6458254941 | 5562552015 | 4307702739 | 3905657289 | 4127693971 | 4051095917 | 3547322539 | 2978522934 | 2787246885 | 3049512497 | 3348198612 | 3706790212 | 3935684922 | 3972640506 | 4495876243 | 4872480074 | 5254979568 | 5669214918 | 5784482952 | 5346500576 | 5162636700 | 5540404014 | 6582849767 | 0
| Option 5 |  | $, real |  | 0 | 0 | 0 | 0 | 0 | 7287452863 | 7173986408 | 6447908712 | 5547659783 | 4314815266 | 3905751944 | 4126886262 | 4049498144 | 3545648856 | 2977284733 | 2786574591 | 3049249350 | 3348105448 | 3706331502 | 3935596834 | 3972720904 | 4495975131 | 4872629393 | 5255917583 | 5670426811 | 5784434094 | 5345709935 | 5161660220 | 5539348005 | 6581459326 | 0
| Option 7 |  | $, real |  | 0 | 0 | 0 | 0 | 0 | 7287452863 | 7173986408 | 6447908712 | 5547659783 | 4314815266 | 3905751944 | 4126886262 | 4049498144 | 3545648856 | 2977284733 | 2786574591 | 3049249350 | 3348105448 | 3706331502 | 3935596834 | 3972720904 | 4495975131 | 4872629393 | 5255917583 | 5670426811 | 5784434094 | 5345709935 | 5161660220 | 5539348005 | 6581459326 | 0
| Option 8 |  | $, real |  | 0 | 0 | 0 | 0 | 0 | 7287452863 | 7173986408 | 6447908712 | 5547659783 | 4314815266 | 3905751944 | 4126886262 | 4049498144 | 3545648856 | 2977284733 | 2786574591 | 3049249350 | 3348105448 | 3706331502 | 3935596834 | 3972720904 | 4495975131 | 4872629393 | 5255917583 | 5670426811 | 5784434094 | 5345709935 | 5161660220 | 5539348005 | 6581459326 | 0
| Step | S2 | Unit | 2019 | 2020 | 2021 | 2022 | 2023 | 2024 | 2025 | 2026 | 2027 | 2028 | 2029 | 2030 | 2031 | 2032 | 2033 | 2034 | 2035 | 2036 | 2037 | 2038 | 2039 | 2040 | 2041 | 2042 | 2043 | 2044 | 2045 | 2046 | 2047 | 2048 | 2049 | 2050
| Base II |  | $, real |  | 0 | 0 | 0 | 0 | 0 | 6867938477 | 6884779949 | 6158243884 | 5072065060 | 4081451661 | 3712883987 | 3542301385 | 3181506654 | 2386009369 | 1772168484 | 1586185660 | 1463322620 | 1288263395 | 1158448298 | 1302845303 | 1487453952 | 1693155235 | 1551068090 | 1660928340 | 1826226581 | 1776137255 | 1830554755 | 1875076668 | 2136107821 | 2620035627 | 0
| Base I |  | $, real |  | 0 | 0 | 0 | 0 | 0 | 6865346459 | 6871980198 | 6156663110 | 5071174626 | 4075946410 | 3708196750 | 3534101492 | 3172390656 | 2382144127 | 1770312309 | 1587565080 | 1468775193 | 1291350876 | 1162301689 | 1312625408 | 1494026896 | 1692904360 | 1553891880 | 1670126139 | 1843278207 | 1803467521 | 1847882751 | 1883888798 | 2165404486 | 2619660208 | 0
| Option 1 |  | $, real |  | 0 | 0 | 0 | 0 | 0 | 6912325279 | 6917963537 | 6167849302 | 5086776513 | 4107260471 | 3743776214 | 3567465906 | 3202999171 | 2396309000 | 1752551348 | 1539891015 | 1416144616 | 1261078106 | 1139485104 | 1287645753 | 1489116969 | 1696361325 | 1543396729 | 1650380691 | 1787324560 | 1710995205 | 1795358617 | 1786174578 | 1995056414 | 2562430229 | 0
| Option 2 |  | $, real |  | 0 | 0 | 0 | 0 | 0 | 6912166584 | 6943808555 | 6190026860 | 5083781646 | 4106267400 | 3742856191 | 3565731238 | 3199420901 | 2392351421 | 1749408662 | 1536850572 | 1412948683 | 1257401177 | 1135153587 | 1282943487 | 1483714757 | 1689933918 | 1535516181 | 1639665297 | 1776234201 | 1700939413 | 1783277556 | 1772542024 | 1982963750 | 2548476616 | 0
| Option 3 |  | $, real |  | 0 | 0 | 0 | 0 | 0 | 6912166584 | 6943808555 | 6190026860 | 5083781646 | 4106267400 | 3742856191 | 3565731238 | 3199420901 | 2392351421 | 1749408662 | 1536850572 | 1412948683 | 1257401177 | 1135153587 | 1282943487 | 1483714757 | 1689933918 | 1535516181 | 1639665297 | 1776234201 | 1700939413 | 1783277556 | 1772542024 | 1982963750 | 2548476616 | 0
| Option 4 |  | $, real |  | 0 | 0 | 0 | 0 | 0 | 6912325279 | 6917963537 | 6167849302 | 5086776513 | 4107260471 | 3743776214 | 3567465906 | 3202999171 | 2396309000 | 1752551348 | 1539891015 | 1416144616 | 1261078106 | 1139485104 | 1287645753 | 1489116969 | 1696361325 | 1543396729 | 1650380691 | 1787324560 | 1710995205 | 1795358617 | 1786174578 | 1995056414 | 2562430229 | 0
| Option 5 |  | $, real |  | 0 | 0 | 0 | 0 | 0 | 6912166584 | 6943808555 | 6190026860 | 5083781646 | 4106267400 | 3742856191 | 3565731238 | 3199420901 | 2392351421 | 1749408662 | 1536850572 | 1412948683 | 1257401177 | 1135153587 | 1282943487 | 1483714757 | 1689933918 | 1535516181 | 1639665297 | 1776234201 | 1700939413 | 1783277556 | 1772542024 | 1982963750 | 2548476616 | 0
| Option 7 |  | $, real |  | 0 | 0 | 0 | 0 | 0 | 6912166584 | 6943808555 | 6190026860 | 5083781646 | 4106267400 | 3742856191 | 3565731238 | 3199420901 | 2392351421 | 1749408662 | 1536850572 | 1412948683 | 1257401177 | 1135153587 | 1282943487 | 1483714757 | 1689933918 | 1535516181 | 1639665297 | 1776234201 | 1700939413 | 1783277556 | 1772542024 | 1982963750 | 2548476616 | 0
| Option 8 |  | $, real |  | 0 | 0 | 0 | 0 | 0 | 6912166584 | 6943808555 | 6190026860 | 5083781646 | 4106267400 | 3742856191 | 3565731238 | 3199420901 | 2392351421 | 1749408662 | 1536850572 | 1412948683 | 1257401177 | 1135153587 | 1282943487 | 1483714757 | 1689933918 | 1535516181 | 1639665297 | 1776234201 | 1700939413 | 1783277556 | 1772542024 | 1982963750 | 2548476616 | 0
| Green energy exports | S3 | Unit | 2019 | 2020 | 2021 | 2022 | 2023 | 2024 | 2025 | 2026 | 2027 | 2028 | 2029 | 2030 | 2031 | 2032 | 2033 | 2034 | 2035 | 2036 | 2037 | 2038 | 2039 | 2040 | 2041 | 2042 | 2043 | 2044 | 2045 | 2046 | 2047 | 2048 | 2049 | 2050
| Base II |  | $, real |  | 0 | 0 | 0 | 0 | 0 | 2701105045 | 2576210754 | 1966091993 | 1366235930 | 958570271 | 614900412 | 315736696 | 223472045 | 159678557 | 151345527 | 196640091 | 190151206 | 162925900 | 88146577 | 79360751 | 83731295 | 77907082 | 65883741 | 80522730 | 93210727 | 70214644 | 64313610 | 77988481 | 82914529 | 82040047 | 0
| Base I |  | $, real |  | 0 | 0 | 0 | 0 | 0 | 2701936590 | 2579493391 | 1969105058 | 1368322518 | 961214499 | 616054745 | 316238208 | 224095908 | 159600419 | 147218086 | 190665041 | 185599604 | 160308269 | 88016078 | 77624262 | 81282141 | 75623908 | 64511034 | 78965969 | 90880385 | 69465356 | 64313610 | 77990934 | 82916982 | 82040047 | 0
| Option 1 |  | $, real |  | 0 | 0 | 0 | 0 | 0 | 2723482415 | 2585227320 | 1959915555 | 1354960135 | 944035103 | 604922035 | 309077991 | 215924528 | 146359517 | 142650421 | 192624900 | 188201540 | 168563120 | 93660754 | 90275894 | 95787702 | 86595569 | 70201274 | 89781412 | 109427926 | 77164763 | 64313610 | 79252124 | 84178172 | 82040047 | 0
| Option 2 |  | $, real |  | 0 | 0 | 0 | 0 | 0 | 2720112186 | 2592633494 | 1971958423 | 1357637529 | 942295761 | 602559556 | 306690253 | 213090915 | 144130043 | 140315097 | 189195654 | 184908878 | 165840613 | 92022816 | 88762216 | 94537388 | 85582921 | 69111706 | 87728800 | 106824587 | 76199352 | 64313610 | 79226328 | 84152376 | 82040047 | 0
| Option 3 |  | $, real |  | 0 | 0 | 0 | 0 | 0 | 2720112186 | 2592633494 | 1971958423 | 1357637529 | 942295761 | 602559556 | 306690253 | 213090915 | 144130043 | 140315097 | 189195654 | 184908878 | 165840613 | 92022816 | 88762216 | 94537388 | 85582921 | 69111706 | 87728800 | 106824587 | 76199352 | 64313610 | 79226328 | 84152376 | 82040047 | 0
| Option 4 |  | $, real |  | 0 | 0 | 0 | 0 | 0 | 2723482415 | 2585227320 | 1959915555 | 1354960135 | 944035103 | 604922035 | 309077991 | 215924528 | 146359517 | 142650421 | 192624900 | 188201540 | 168563120 | 93660754 | 90275894 | 95787702 | 86595569 | 70201274 | 89781412 | 109427926 | 77164763 | 64313610 | 79252124 | 84178172 | 82040047 | 0
| Option 5 |  | $, real |  | 0 | 0 | 0 | 0 | 0 | 2720112186 | 2592633494 | 1971958423 | 1357637529 | 942295761 | 602559556 | 306690253 | 213090915 | 144130043 | 140315097 | 189195654 | 184908878 | 165840613 | 92022816 | 88762216 | 94537388 | 85582921 | 69111706 | 87728800 | 106824587 | 76199352 | 64313610 | 79226328 | 84152376 | 82040047 | 0
| Option 7 |  | $, real |  | 0 | 0 | 0 | 0 | 0 | 2720112186 | 2592633494 | 1971958423 | 1357637529 | 942295761 | 602559556 | 306690253 | 213090915 | 144130043 | 140315097 | 189195654 | 184908878 | 165840613 | 92022816 | 88762216 | 94537388 | 85582921 | 69111706 | 87728800 | 106824587 | 76199352 | 64313610 | 79226328 | 84152376 | 82040047 | 0
| Option 8 |  | $, real |  | 0 | 0 | 0 | 0 | 0 | 2720112186 | 2592633494 | 1971958423 | 1357637529 | 942295761 | 602559556 | 306690253 | 213090915 | 144130043 | 140315097 | 189195654 | 184908878 | 165840613 | 92022816 | 88762216 | 94537388 | 85582921 | 69111706 | 87728800 | 106824587 | 76199352 | 64313610 | 79226328 | 84152376 | 82040047 | 0

## Capex
Capex
Capex inputs
Cumulative capex allocation
| Component | Scenario | Unit | 2019 | 2020 | 2021 | 2022 | 2023 | 2024 | 2025 | 2026 | 2027 | 2028 | 2029 | 2030 | 2031 | 2032 | 2033 | 2034
| Costs excluding ElectraNet |  | CUMULATIVE
| Lines - VNIW Line 5 | Base I | Nominal | 0 | 0 | 28402858.4758 | 66273336.4436 | 142014292.3792 | 198820009.3309 | 284028584.7584 | 852085754.2752 | 946761949.1947 | 946761949.1947 | 946761949.1947 | 946761949.1947 | 946761949.1947 | 946761949.1947 | 946761949.1947 | 946761949.1947
| Lines - PEC | Base I | Nominal | 0 | 0 | 0 | 0 | 0 | 0 | 0 | 0 | 0 | 0 | 0 | 0 | 0 | 0 | 0 | 0
| Subs | Base I | Nominal | 0 | 0 | 0 | 0 | 0 | 0 | 0 | 0 | 0 | 0 | 0 | 0 | 0 | 0 | 0 | 0
| Land and easements | Base I | Nominal | 0 | 0 | 0 | 0 | 0 | 0 | 0 | 0 | 0 | 0 | 0 | 0 | 0 | 0 | 0 | 0
| Biodiversity | Base I | Nominal | 0 | 0 | 0 | 0 | 0 | 0 | 0 | 0 | 0 | 0 | 0 | 0 | 0 | 0 | 0 | 0
| Lines - VNIW Line 5 | Base II | Nominal | 0 | 0 | 28402858.4758 | 66273336.4436 | 142014292.3792 | 198820009.3309 | 284028584.7584 | 852085754.2752 | 946761949.1947 | 946761949.1947 | 946761949.1947 | 946761949.1947 | 946761949.1947 | 946761949.1947 | 946761949.1947 | 946761949.1947
| Lines - PEC | Base II | Nominal | 4396756.06 | 29863630.55 | 230573670.9683 | 260659497.9554 | 470203259.7072 | 831182937.5204 | 831182937.5204 | 831182937.5204 | 831182937.5204 | 831182937.5204 | 831182937.5204 | 831182937.5204 | 831182937.5204 | 831182937.5204 | 831182937.5204 | 831182937.5204
| Subs | Base II | Nominal | 0 | 0 | 13200686.3628 | 42333406.997 | 219696109.2991 | 371135540.7834 | 658786337.3429 | 658786337.3429 | 658786337.3429 | 658786337.3429 | 658786337.3429 | 658786337.3429 | 658786337.3429 | 658786337.3429 | 658786337.3429 | 658786337.3429
| Land and easements | Base II | Nominal | 0 | 0 | 7750050.7031 | 42845608.894 | 113268886.5845 | 144083105.2707 | 150770472.9843 | 150770472.9843 | 150770472.9843 | 150770472.9843 | 150770472.9843 | 150770472.9843 | 150770472.9843 | 150770472.9843 | 150770472.9843 | 150770472.9843
| Biodiversity | Base II | Nominal | 0 | 0 | 0 | 0 | 0 | 131078406.658 | 147839312.635 | 147839312.635 | 147839312.635 | 147839312.635 | 147839312.635 | 147839312.635 | 147839312.635 | 147839312.635 | 147839312.635 | 147839312.635
| Lines - VNIW Line 5 | Option 1 | Nominal | 0 | 0 | 28402858.4758 | 66273336.4436 | 142014292.3792 | 198820009.3309 | 303909543.3915 | 911728630.1744 | 1013031811.3049 | 1013031811.3049 | 1013031811.3049 | 1013031811.3049 | 1013031811.3049 | 1013031811.3049 | 1013031811.3049 | 1013031811.3049
| Lines - PEC | Option 1 | Nominal | 4396756.06 | 29863630.55 | 230573670.9683 | 260659497.9554 | 470203259.7072 | 831182937.5204 | 1303555661.8406 | 1776245234.9716 | 1894417628.2543 | 1894417628.2543 | 1894417628.2543 | 1894417628.2543 | 1894417628.2543 | 1894417628.2543 | 1894417628.2543 | 1894417628.2543
| Subs | Option 1 | Nominal | 0 | 0 | 13200686.3628 | 42333406.997 | 219696109.2991 | 371135540.7834 | 714437630.4638 | 1059151760.7898 | 1145330293.3712 | 1145330293.3712 | 1145330293.3712 | 1145330293.3712 | 1145330293.3712 | 1145330293.3712 | 1145330293.3712 | 1145330293.3712
| Land and easements | Option 1 | Nominal | 0 | 0 | 7750050.7031 | 42845608.894 | 113268886.5845 | 144083105.2707 | 188742106.8738 | 233949294.1896 | 245251091.0186 | 245251091.0186 | 245251091.0186 | 245251091.0186 | 245251091.0186 | 245251091.0186 | 245251091.0186 | 245251091.0186
| Biodiversity | Option 1 | Nominal | 0 | 0 | 0 | 0 | 0 | 131078406.658 | 195409410.3465 | 260239121.428 | 276446549.1984 | 276446549.1984 | 276446549.1984 | 276446549.1984 | 276446549.1984 | 276446549.1984 | 276446549.1984 | 276446549.1984
| Lines - VNIW Line 5 | Option 2 | Nominal | 0 | 0 | 28402858.4758 | 66273336.4436 | 142014292.3792 | 198820009.3309 | 346244552.8734 | 1038733658.6202 | 1154148509.578 | 1154148509.578 | 1154148509.578 | 1154148509.578 | 1154148509.578 | 1154148509.578 | 1154148509.578 | 1154148509.578
| Lines - PEC | Option 2 | Nominal | 4396756.06 | 29863630.55 | 230573670.9683 | 260659497.9554 | 470203259.7072 | 831182937.5204 | 1001583395.3131 | 1471421189.7476 | 1953912642.9313 | 2084554831.942 | 2084554831.942 | 2084554831.942 | 2084554831.942 | 2084554831.942 | 2084554831.942 | 2084554831.942
| Subs | Option 2 | Nominal | 0 | 0 | 13200686.3628 | 42333406.997 | 219696109.2991 | 371135540.7834 | 468620899.3097 | 792693774.9422 | 1136414315.489 | 1226525392.9143 | 1226525392.9143 | 1226525392.9143 | 1226525392.9143 | 1226525392.9143 | 1226525392.9143 | 1226525392.9143
| Land and easements | Option 2 | Nominal | 0 | 0 | 7750050.7031 | 42845608.894 | 113268886.5845 | 144083105.2707 | 157142617.8091 | 193889232.5891 | 238219817.9401 | 250049634.5599 | 250049634.5599 | 250049634.5599 | 250049634.5599 | 250049634.5599 | 250049634.5599 | 250049634.5599
| Biodiversity | Option 2 | Nominal | 0 | 0 | 0 | 0 | 0 | 131078406.658 | 152708534.2581 | 203875072.0877 | 265051727.158 | 281855458.0748 | 281855458.0748 | 281855458.0748 | 281855458.0748 | 281855458.0748 | 281855458.0748 | 281855458.0748
| Lines - VNIW Line 5 | Option 3 | Nominal | 0 | 0 | 28402858.4758 | 66273336.4436 | 142014292.3792 | 198820009.3309 | 349668667.225 | 1049006001.6749 | 1165562224.0832 | 1165562224.0832 | 1165562224.0832 | 1165562224.0832 | 1165562224.0832 | 1165562224.0832 | 1165562224.0832 | 1165562224.0832
| Lines - PEC | Option 3 | Nominal | 4396756.06 | 29863630.55 | 230573670.9683 | 260659497.9554 | 470203259.7072 | 831182937.5204 | 999695071.5457 | 1478730339.7586 | 1972520940.9238 | 2105485234.02 | 2105485234.02 | 2105485234.02 | 2105485234.02 | 2105485234.02 | 2105485234.02 | 2105485234.02
| Subs | Option 3 | Nominal | 0 | 0 | 13200686.3628 | 42333406.997 | 219696109.2991 | 371135540.7834 | 467532751.8078 | 797103247.0226 | 1147362741.4298 | 1238840573.7094 | 1238840573.7094 | 1238840573.7094 | 1238840573.7094 | 1238840573.7094 | 1238840573.7094 | 1238840573.7094
| Land and easements | Option 3 | Nominal | 0 | 0 | 7750050.7031 | 42845608.894 | 113268886.5845 | 144083105.2707 | 160262895.0568 | 196725271.9929 | 240452081.2893 | 252560309.4102 | 252560309.4102 | 252560309.4102 | 252560309.4102 | 252560309.4102 | 252560309.4102 | 252560309.4102
| Biodiversity | Option 3 | Nominal | 0 | 0 | 0 | 0 | 0 | 131078406.658 | 155531999.4905 | 206649748.8408 | 267567809.9142 | 284685485.8462 | 284685485.8462 | 284685485.8462 | 284685485.8462 | 284685485.8462 | 284685485.8462 | 284685485.8462
| Lines - VNIW Line 5 | Option 4 | Nominal | 0 | 0 | 28402858.4758 | 66273336.4436 | 142014292.3792 | 198820009.3309 | 284028584.7584 | 852085754.2752 | 946761949.1947 | 946761949.1947 | 946761949.1947 | 946761949.1947 | 946761949.1947 | 946761949.1947 | 946761949.1947 | 946761949.1947
| Lines - PEC | Option 4 | Nominal | 4396756.06 | 29863630.55 | 230573670.9683 | 260659497.9554 | 470203259.7072 | 831182937.5204 | 1510132131.6169 | 1700401848.7209 | 1768323490.2012 | 1768323490.2012 | 1768323490.2012 | 1768323490.2012 | 1768323490.2012 | 1768323490.2012 | 1768323490.2012 | 1768323490.2012
| Subs | Option 4 | Nominal | 0 | 0 | 13200686.3628 | 42333406.997 | 219696109.2991 | 371135540.7834 | 823837067.0188 | 1012981237.9813 | 1069096080.8223 | 1069096080.8223 | 1069096080.8223 | 1069096080.8223 | 1069096080.8223 | 1069096080.8223 | 1069096080.8223 | 1069096080.8223
| Land and easements | Option 4 | Nominal | 0 | 0 | 7750050.7031 | 42845608.894 | 113268886.5845 | 144083105.2707 | 219688225.1576 | 224216609.4893 | 228926958.2258 | 228926958.2258 | 228926958.2258 | 228926958.2258 | 228926958.2258 | 228926958.2258 | 228926958.2258 | 228926958.2258
| Biodiversity | Option 4 | Nominal | 0 | 0 | 0 | 0 | 0 | 131078406.658 | 226645031.9143 | 249193842.3931 | 258046018.7034 | 258046018.7034 | 258046018.7034 | 258046018.7034 | 258046018.7034 | 258046018.7034 | 258046018.7034 | 258046018.7034
| Lines - VNIW Line 5 | Option 5 | Nominal | 0 | 0 | 28402858.4758 | 66273336.4436 | 142014292.3792 | 198820009.3309 | 349668667.225 | 1049006001.6749 | 1165562224.0832 | 1165562224.0832 | 1165562224.0832 | 1165562224.0832 | 1165562224.0832 | 1165562224.0832 | 1165562224.0832 | 1165562224.0832
| Lines - PEC | Option 5 | Nominal | 4396756.06 | 29863630.55 | 230573670.9683 | 260659497.9554 | 470203259.7072 | 831182937.5204 | 999695071.5457 | 1478730339.7586 | 1972520940.9238 | 2105485234.02 | 2105485234.02 | 2105485234.02 | 2105485234.02 | 2105485234.02 | 2105485234.02 | 2105485234.02
| Subs | Option 5 | Nominal | 0 | 0 | 13200686.3628 | 42333406.997 | 219696109.2991 | 371135540.7834 | 467532751.8078 | 797103247.0226 | 1147362741.4298 | 1238840573.7094 | 1238840573.7094 | 1238840573.7094 | 1238840573.7094 | 1238840573.7094 | 1238840573.7094 | 1238840573.7094
| Land and easements | Option 5 | Nominal | 0 | 0 | 7750050.7031 | 42845608.894 | 113268886.5845 | 144083105.2707 | 160262895.0568 | 196725271.9929 | 240452081.2893 | 252560309.4102 | 252560309.4102 | 252560309.4102 | 252560309.4102 | 252560309.4102 | 252560309.4102 | 252560309.4102
| Biodiversity | Option 5 | Nominal | 0 | 0 | 0 | 0 | 0 | 131078406.658 | 155531999.4905 | 206649748.8408 | 267567809.9142 | 284685485.8462 | 284685485.8462 | 284685485.8462 | 284685485.8462 | 284685485.8462 | 284685485.8462 | 284685485.8462
| Lines - VNIW Line 5 | Option 7 | Nominal | 0 | 0 | 28402858.4758 | 66273336.4436 | 142014292.3792 | 198820009.3309 | 366643638.6749 | 1099930916.0248 | 1222145462.2498 | 1222145462.2498 | 1222145462.2498 | 1222145462.2498 | 1222145462.2498 | 1222145462.2498 | 1222145462.2498 | 1222145462.2498
| Lines - PEC | Option 7 | Nominal | 4396756.06 | 29863630.55 | 230573670.9683 | 260659497.9554 | 470203259.7072 | 831182937.5204 | 1068540728.7256 | 1553010503.7357 | 2043769534.0264 | 2178278332.5025 | 2178278332.5025 | 2178278332.5025 | 2178278332.5025 | 2178278332.5025 | 2178278332.5025 | 2178278332.5025
| Subs | Option 7 | Nominal | 0 | 0 | 13200686.3628 | 42333406.997 | 219696109.2991 | 371135540.7834 | 492751628.3382 | 813796554.815 | 1154165511.2314 | 1243300828.9432 | 1243300828.9432 | 1243300828.9432 | 1243300828.9432 | 1243300828.9432 | 1243300828.9432 | 1243300828.9432
| Land and easements | Option 7 | Nominal | 0 | 0 | 7750050.7031 | 42845608.894 | 113268886.5845 | 144083105.2707 | 159226750.5605 | 199396102.9202 | 242014321.5176 | 253166991.0961 | 253166991.0961 | 253166991.0961 | 253166991.0961 | 253166991.0961 | 253166991.0961 | 253166991.0961
| Biodiversity | Option 7 | Nominal | 0 | 0 | 0 | 0 | 0 | 131078406.658 | 144855212.0082 | 203430882.8673 | 269106313.226 | 285369336.2536 | 285369336.2536 | 285369336.2536 | 285369336.2536 | 285369336.2536 | 285369336.2536 | 285369336.2536
| Lines - VNIW Line 5 | Option 8 | Nominal | 0 | 0 | 28402858.4758 | 66273336.4436 | 142014292.3792 | 198820009.3309 | 349668667.225 | 1049006001.6749 | 1165562224.0832 | 1165562224.0832 | 1165562224.0832 | 1165562224.0832 | 1165562224.0832 | 1165562224.0832 | 1165562224.0832 | 1165562224.0832
| Lines - PEC | Option 8 | Nominal | 4396756.06 | 29863630.55 | 230573670.9683 | 260659497.9554 | 470203259.7072 | 831182937.5204 | 999695071.5457 | 1478730339.7586 | 1972520940.9238 | 2105485234.02 | 2105485234.02 | 2105485234.02 | 2105485234.02 | 2105485234.02 | 2105485234.02 | 2105485234.02
| Subs | Option 8 | Nominal | 0 | 0 | 13200686.3628 | 42333406.997 | 219696109.2991 | 371135540.7834 | 467532751.8078 | 797103247.0226 | 1147362741.4298 | 1238840573.7094 | 1238840573.7094 | 1238840573.7094 | 1238840573.7094 | 1238840573.7094 | 1238840573.7094 | 1238840573.7094
| Land and easements | Option 8 | Nominal | 0 | 0 | 7750050.7031 | 42845608.894 | 113268886.5845 | 144083105.2707 | 160262895.0568 | 196725271.9929 | 240452081.2893 | 252560309.4102 | 252560309.4102 | 252560309.4102 | 252560309.4102 | 252560309.4102 | 252560309.4102 | 252560309.4102
| Biodiversity | Option 8 | Nominal | 0 | 0 | 0 | 0 | 0 | 131078406.658 | 155531999.4905 | 206649748.8408 | 267567809.9142 | 284685485.8462 | 284685485.8462 | 284685485.8462 | 284685485.8462 | 284685485.8462 | 284685485.8462 | 284685485.8462
Annual capex allocation
Costs excluding ElectraNet
| Component | Scenario | Unit | 2019 | 2020 | 2021 | 2022 | 2023 | 2024 | 2025 | 2026 | 2027 | 2028 | 2029 | 2030 | 2031 | 2032 | 2033 | 2034
| Lines - VNIW Line 5 | Base I | Nominal | 0 | 0 | 28402858.4758 | 37870477.9678 | 75740955.9356 | 56805716.9517 | 85208575.4275 | 568057169.5168 | 94676194.9195 | 0 | 0 | 0 | 0 | 0 | 0 | 0
| Lines - PEC | Base I | Nominal | 0 | 0 | 0 | 0 | 0 | 0 | 0 | 0 | 0 | 0 | 0 | 0 | 0 | 0 | 0 | 0
| Subs | Base I | Nominal | 0 | 0 | 0 | 0 | 0 | 0 | 0 | 0 | 0 | 0 | 0 | 0 | 0 | 0 | 0 | 0
| Land and easements | Base I | Nominal | 0 | 0 | 0 | 0 | 0 | 0 | 0 | 0 | 0 | 0 | 0 | 0 | 0 | 0 | 0 | 0
| Biodiversity | Base I | Nominal | 0 | 0 | 0 | 0 | 0 | 0 | 0 | 0 | 0 | 0 | 0 | 0 | 0 | 0 | 0 | 0
| Lines - VNIW Line 5 | Base II | Nominal | 0 | 0 | 28402858.4758 | 37870477.9678 | 75740955.9356 | 56805716.9517 | 85208575.4275 | 568057169.5168 | 94676194.9195 | 0 | 0 | 0 | 0 | 0 | 0 | 0
| Lines - PEC | Base II | Nominal | 4396756.06 | 25466874.49 | 200710040.4183 | 30085826.9872 | 209543761.7518 | 360979677.8132 | 0 | 0 | 0 | 0 | 0 | 0 | 0 | 0 | 0 | 0
| Subs | Base II | Nominal | 0 | 0 | 13200686.3628 | 29132720.6342 | 177362702.3021 | 151439431.4843 | 287650796.5595 | 0 | 0 | 0 | 0 | 0 | 0 | 0 | 0 | 0
| Land and easements | Base II | Nominal | 0 | 0 | 7750050.7031 | 35095558.1909 | 70423277.6905 | 30814218.6862 | 6687367.7136 | 0 | 0 | 0 | 0 | 0 | 0 | 0 | 0 | 0
| Biodiversity | Base II | Nominal | 0 | 0 | 0 | 0 | 0 | 131078406.658 | 16760905.977 | 0 | 0 | 0 | 0 | 0 | 0 | 0 | 0 | 0
| Lines - VNIW Line 5 | Option 1 | Nominal | 0 | 0 | 28402858.4758 | 37870477.9678 | 75740955.9356 | 56805716.9517 | 105089534.0606 | 607819086.7829 | 101303181.1305 | 0 | 0 | 0 | 0 | 0 | 0 | 0
| Lines - PEC | Option 1 | Nominal | 4396756.06 | 25466874.49 | 200710040.4183 | 30085826.9872 | 209543761.7518 | 360979677.8132 | 472372724.3202 | 472689573.131 | 118172393.2827 | 0 | 0 | 0 | 0 | 0 | 0 | 0
| Subs | Option 1 | Nominal | 0 | 0 | 13200686.3628 | 29132720.6342 | 177362702.3021 | 151439431.4843 | 343302089.6804 | 344714130.3259 | 86178532.5815 | 0 | 0 | 0 | 0 | 0 | 0 | 0
| Land and easements | Option 1 | Nominal | 0 | 0 | 7750050.7031 | 35095558.1909 | 70423277.6905 | 30814218.6862 | 44659001.6031 | 45207187.3159 | 11301796.829 | 0 | 0 | 0 | 0 | 0 | 0 | 0
| Biodiversity | Option 1 | Nominal | 0 | 0 | 0 | 0 | 0 | 131078406.658 | 64331003.6886 | 64829711.0815 | 16207427.7704 | 0 | 0 | 0 | 0 | 0 | 0 | 0
| Lines - VNIW Line 5 | Option 2 | Nominal | 0 | 0 | 28402858.4758 | 37870477.9678 | 75740955.9356 | 56805716.9517 | 147424543.5425 | 692489105.7468 | 115414850.9578 | 0 | 0 | 0 | 0 | 0 | 0 | 0
| Lines - PEC | Option 2 | Nominal | 4396756.06 | 25466874.49 | 200710040.4183 | 30085826.9872 | 209543761.7518 | 360979677.8132 | 170400457.7927 | 469837794.4346 | 482491453.1837 | 130642189.0107 | 0 | 0 | 0 | 0 | 0 | 0
| Subs | Option 2 | Nominal | 0 | 0 | 13200686.3628 | 29132720.6342 | 177362702.3021 | 151439431.4843 | 97485358.5262 | 324072875.6325 | 343720540.5468 | 90111077.4253 | 0 | 0 | 0 | 0 | 0 | 0
| Land and easements | Option 2 | Nominal | 0 | 0 | 7750050.7031 | 35095558.1909 | 70423277.6905 | 30814218.6862 | 13059512.5384 | 36746614.78 | 44330585.351 | 11829816.6198 | 0 | 0 | 0 | 0 | 0 | 0
| Biodiversity | Option 2 | Nominal | 0 | 0 | 0 | 0 | 0 | 131078406.658 | 21630127.6001 | 51166537.8296 | 61176655.0704 | 16803730.9167 | 0 | 0 | 0 | 0 | 0 | 0
| Lines - VNIW Line 5 | Option 3 | Nominal | 0 | 0 | 28402858.4758 | 37870477.9678 | 75740955.9356 | 56805716.9517 | 150848657.8941 | 699337334.4499 | 116556222.4083 | 0 | 0 | 0 | 0 | 0 | 0 | 0
| Lines - PEC | Option 3 | Nominal | 4396756.06 | 25466874.49 | 200710040.4183 | 30085826.9872 | 209543761.7518 | 360979677.8132 | 168512134.0254 | 479035268.2128 | 493790601.1652 | 132964293.0961 | 0 | 0 | 0 | 0 | 0 | 0
| Subs | Option 3 | Nominal | 0 | 0 | 13200686.3628 | 29132720.6342 | 177362702.3021 | 151439431.4843 | 96397211.0243 | 329570495.2148 | 350259494.4072 | 91477832.2796 | 0 | 0 | 0 | 0 | 0 | 0
| Land and easements | Option 3 | Nominal | 0 | 0 | 7750050.7031 | 35095558.1909 | 70423277.6905 | 30814218.6862 | 16179789.7861 | 36462376.9361 | 43726809.2963 | 12108228.121 | 0 | 0 | 0 | 0 | 0 | 0
| Biodiversity | Option 3 | Nominal | 0 | 0 | 0 | 0 | 0 | 131078406.658 | 24453592.8326 | 51117749.3502 | 60918061.0734 | 17117675.932 | 0 | 0 | 0 | 0 | 0 | 0
| Lines - VNIW Line 5 | Option 4 | Nominal | 0 | 0 | 28402858.4758 | 37870477.9678 | 75740955.9356 | 56805716.9517 | 85208575.4275 | 568057169.5168 | 94676194.9195 | 0 | 0 | 0 | 0 | 0 | 0 | 0
| Lines - PEC | Option 4 | Nominal | 4396756.06 | 25466874.49 | 200710040.4183 | 30085826.9872 | 209543761.7518 | 360979677.8132 | 678949194.0965 | 190269717.104 | 67921641.4803 | 0 | 0 | 0 | 0 | 0 | 0 | 0
| Subs | Option 4 | Nominal | 0 | 0 | 13200686.3628 | 29132720.6342 | 177362702.3021 | 151439431.4843 | 452701526.2353 | 189144170.9625 | 56114842.841 | 0 | 0 | 0 | 0 | 0 | 0 | 0
| Land and easements | Option 4 | Nominal | 0 | 0 | 7750050.7031 | 35095558.1909 | 70423277.6905 | 30814218.6862 | 75605119.8869 | 4528384.3317 | 4710348.7365 | 0 | 0 | 0 | 0 | 0 | 0 | 0
| Biodiversity | Option 4 | Nominal | 0 | 0 | 0 | 0 | 0 | 131078406.658 | 95566625.2564 | 22548810.4788 | 8852176.3103 | 0 | 0 | 0 | 0 | 0 | 0 | 0
| Lines - VNIW Line 5 | Option 5 | Nominal | 0 | 0 | 28402858.4758 | 37870477.9678 | 75740955.9356 | 56805716.9517 | 150848657.8941 | 699337334.4499 | 116556222.4083 | 0 | 0 | 0 | 0 | 0 | 0 | 0
| Lines - PEC | Option 5 | Nominal | 4396756.06 | 25466874.49 | 200710040.4183 | 30085826.9872 | 209543761.7518 | 360979677.8132 | 168512134.0254 | 479035268.2128 | 493790601.1652 | 132964293.0961 | 0 | 0 | 0 | 0 | 0 | 0
| Subs | Option 5 | Nominal | 0 | 0 | 13200686.3628 | 29132720.6342 | 177362702.3021 | 151439431.4843 | 96397211.0243 | 329570495.2148 | 350259494.4072 | 91477832.2796 | 0 | 0 | 0 | 0 | 0 | 0
| Land and easements | Option 5 | Nominal | 0 | 0 | 7750050.7031 | 35095558.1909 | 70423277.6905 | 30814218.6862 | 16179789.7861 | 36462376.9361 | 43726809.2963 | 12108228.121 | 0 | 0 | 0 | 0 | 0 | 0
| Biodiversity | Option 5 | Nominal | 0 | 0 | 0 | 0 | 0 | 131078406.658 | 24453592.8326 | 51117749.3502 | 60918061.0734 | 17117675.932 | 0 | 0 | 0 | 0 | 0 | 0
| Lines - VNIW Line 5 | Option 7 | Nominal | 0 | 0 | 28402858.4758 | 37870477.9678 | 75740955.9356 | 56805716.9517 | 167823629.3441 | 733287277.3499 | 122214546.225 | 0 | 0 | 0 | 0 | 0 | 0 | 0
| Lines - PEC | Option 7 | Nominal | 4396756.06 | 25466874.49 | 200710040.4183 | 30085826.9872 | 209543761.7518 | 360979677.8132 | 237357791.2052 | 484469775.0101 | 490759030.2907 | 134508798.4762 | 0 | 0 | 0 | 0 | 0 | 0
| Subs | Option 7 | Nominal | 0 | 0 | 13200686.3628 | 29132720.6342 | 177362702.3021 | 151439431.4843 | 121616087.5547 | 321044926.4769 | 340368956.4164 | 89135317.7118 | 0 | 0 | 0 | 0 | 0 | 0
| Land and easements | Option 7 | Nominal | 0 | 0 | 7750050.7031 | 35095558.1909 | 70423277.6905 | 30814218.6862 | 15143645.2898 | 40169352.3597 | 42618218.5974 | 11152669.5785 | 0 | 0 | 0 | 0 | 0 | 0
| Biodiversity | Option 7 | Nominal | 0 | 0 | 0 | 0 | 0 | 131078406.658 | 13776805.3503 | 58575670.8591 | 65675430.3587 | 16263023.0276 | 0 | 0 | 0 | 0 | 0 | 0
| Lines - VNIW Line 5 | Option 8 | Nominal | 0 | 0 | 28402858.4758 | 37870477.9678 | 75740955.9356 | 56805716.9517 | 150848657.8941 | 699337334.4499 | 116556222.4083 | 0 | 0 | 0 | 0 | 0 | 0 | 0
| Lines - PEC | Option 8 | Nominal | 4396756.06 | 25466874.49 | 200710040.4183 | 30085826.9872 | 209543761.7518 | 360979677.8132 | 168512134.0254 | 479035268.2128 | 493790601.1652 | 132964293.0961 | 0 | 0 | 0 | 0 | 0 | 0
| Subs | Option 8 | Nominal | 0 | 0 | 13200686.3628 | 29132720.6342 | 177362702.3021 | 151439431.4843 | 96397211.0243 | 329570495.2148 | 350259494.4072 | 91477832.2796 | 0 | 0 | 0 | 0 | 0 | 0
| Land and easements | Option 8 | Nominal | 0 | 0 | 7750050.7031 | 35095558.1909 | 70423277.6905 | 30814218.6862 | 16179789.7861 | 36462376.9361 | 43726809.2963 | 12108228.121 | 0 | 0 | 0 | 0 | 0 | 0
| Biodiversity | Option 8 | Nominal | 0 | 0 | 0 | 0 | 0 | 131078406.658 | 24453592.8326 | 51117749.3502 | 60918061.0734 | 17117675.932 | 0 | 0 | 0 | 0 | 0 | 0
| Security and LDs | Base II | Nominal | c-i-c | c-i-c | c-i-c | c-i-c | c-i-c | c-i-c | c-i-c | c-i-c | c-i-c | c-i-c | c-i-c | c-i-c | c-i-c | c-i-c | c-i-c | c-i-c
| Security and LDs | Option 1 | Nominal | c-i-c | c-i-c | c-i-c | c-i-c | c-i-c | c-i-c | c-i-c | c-i-c | c-i-c | c-i-c | c-i-c | c-i-c | c-i-c | c-i-c | c-i-c | c-i-c
| Security and LDs | Option 2 | Nominal | c-i-c | c-i-c | c-i-c | c-i-c | c-i-c | c-i-c | c-i-c | c-i-c | c-i-c | c-i-c | c-i-c | c-i-c | c-i-c | c-i-c | c-i-c | c-i-c
| Security and LDs | Option 3 | Nominal | c-i-c | c-i-c | c-i-c | c-i-c | c-i-c | c-i-c | c-i-c | c-i-c | c-i-c | c-i-c | c-i-c | c-i-c | c-i-c | c-i-c | c-i-c | c-i-c
| Security and LDs | Option 4 | Nominal | [6 empty] | -225561702
| Security and LDs | Option 5 | Nominal | c-i-c | c-i-c | c-i-c | c-i-c | c-i-c | c-i-c | c-i-c | c-i-c | c-i-c | c-i-c | c-i-c | c-i-c | c-i-c | c-i-c | c-i-c | c-i-c
| Security and LDs | Option 7 | Nominal | c-i-c | c-i-c | c-i-c | c-i-c | c-i-c | c-i-c | c-i-c | c-i-c | c-i-c | c-i-c | c-i-c | c-i-c | c-i-c | c-i-c | c-i-c | c-i-c
| Security and LDs | Option 8 | Nominal | c-i-c | c-i-c | c-i-c | c-i-c | c-i-c | c-i-c | c-i-c | c-i-c | c-i-c | c-i-c | c-i-c | c-i-c | c-i-c | c-i-c | c-i-c | c-i-c
CPI adjustment to real 2023 dollars
CPI
| Parameter | Unit | 2018 | 2019 | 2020 | 2021 | 2022 | 2023 | 2024 | 2025 | 2026 | 2027 | 2028 | 2029 | 2030 | 2031 | 2032 | 2033 | 2034
| CPI |  | 112.275 | 114.125 | 115.65 | 117.525 | 122.75 | 131.375 | 136.9 | 140.3475 | 145.0478 | 149.1259 | 152.8909 | 156.7132 | 160.631 | 164.6468 | 168.763 | 172.9821 | 177.3066
| Nominal to real 2023 dollars | Nominal | 1.1701 | 1.1512 | 1.136 | 1.1178 | 1.0703 | 1 | 0.95964 | 0.93607 | 0.90574 | 0.88097 | 0.85927 | 0.83831 | 0.81787 | 0.79792 | 0.77846 | 0.75947 | 0.74095
| Real 2018 to real 2023 dollars | Real 2017/18 | 1.1701 | 1.1701 | 1.1701 | 1.1701 | 1.1701 | 1.1701 | 1.1701 | 1.1701 | 1.1701 | 1.1701 | 1.1701 | 1.1701 | 1.1701 | 1.1701 | 1.1701 | 1.1701 | 1.1701
| Real 2024 to real 2023 dollars | Real 2023/24 | 0.95964 | 0.95964 | 0.95964 | 0.95964 | 0.95964 | 0.95964 | 0.95964 | 0.95964 | 0.95964 | 0.95964 | 0.95964 | 0.95964 | 0.95964 | 0.95964 | 0.95964 | 0.95964 | 0.95964
Costs excluding ElectraNet
| Component | Option | Original unit | 2019 | 2020 | 2021 | 2022 | 2023 | 2024 | 2025 | 2026 | 2027 | 2028 | 2029 | 2030 | 2031 | 2032 | 2033 | 2034 | Annual opex | Total capex
| Lines - VNIW Line 5 | Base I | Nominal | 0 | 0 | 31750057.7091 | 40531438.2323 | 75740955.9356 | 54513156.0594 | 79761115.0213 | 514509685.3448 | 83406612.3165 | 0 | 0 | 0 | 0 | 0 | 0 | 0 | 7041704.165 | 880213020.619
| Lines - PEC | Base I | Nominal | 0 | 0 | 0 | 0 | 0 | 0 | 0 | 0 | 0 | 0 | 0 | 0 | 0 | 0 | 0 | 0 | 0 | 0
| Subs | Base I | Nominal | 0 | 0 | 0 | 0 | 0 | 0 | 0 | 0 | 0 | 0 | 0 | 0 | 0 | 0 | 0 | 0 | 0 | 0
| Land and easements | Base I | Nominal | 0 | 0 | 0 | 0 | 0 | 0 | 0 | 0 | 0 | 0 | 0 | 0 | 0 | 0 | 0 | 0 | 0 | 0
| Biodiversity | Base I | Nominal | 0 | 0 | 0 | 0 | 0 | 0 | 0 | 0 | 0 | 0 | 0 | 0 | 0 | 0 | 0 | 0 | 0 | 0
| Lines - VNIW Line 5 | Base II | Nominal | 0 | 0 | 31750057.7091 | 40531438.2323 | 75740955.9356 | 54513156.0594 | 79761115.0213 | 514509685.3448 | 83406612.3165 | 0 | 0 | 0 | 0 | 0 | 0 | 0 | 7041704.165 | 880213020.619
| Lines - PEC | Base II | Nominal | 5061325.9793 | 28929620.7188 | 224363170.0485 | 32199800.5738 | 209543761.7518 | 346411286.8715 | 0 | 0 | 0 | 0 | 0 | 0 | 0 | 0 | 0 | 0 | 6772071.7275 | 846508965.9436
| Subs | Base II | Nominal | 0 | 0 | 14756351.1671 | 31179724.4262 | 177362702.3021 | 145327650.1918 | 269261023.9668 | 0 | 0 | 0 | 0 | 0 | 0 | 0 | 0 | 0 | 5103099.6164 | 637887452.0539
| Land and easements | Base II | Nominal | 0 | 0 | 8663372.994 | 37561539.3672 | 70423277.6905 | 29570620.7443 | 6259838.3169 | 0 | 0 | 0 | 0 | 0 | 0 | 0 | 0 | 0 | 0 | 152478649.113
| Biodiversity | Base II | Nominal | 0 | 0 | 0 | 0 | 0 | 125788354.0883 | 15689366.2731 | 0 | 0 | 0 | 0 | 0 | 0 | 0 | 0 | 0 | 0 | 141477720.3614
| Lines - VNIW Line 5 | Option 1 | Nominal | 0 | 0 | 31750057.7091 | 40531438.2323 | 75740955.9356 | 54513156.0594 | 98371066.1948 | 550523475.2222 | 89244769.1013 | 0 | 0 | 0 | 0 | 0 | 0 | 0 | 7525399.3476 | 940674918.4547
| Lines - PEC | Option 1 | Nominal | 5061325.9793 | 28929620.7188 | 224363170.0485 | 32199800.5738 | 209543761.7518 | 346411286.8715 | 442173513.7387 | 428131844.0964 | 104105989.9104 | 0 | 0 | 0 | 0 | 0 | 0 | 0 | 14567362.5095 | 1820920313.6891
| Subs | Option 1 | Nominal | 0 | 0 | 14756351.1671 | 31179724.4262 | 177362702.3021 | 145327650.1918 | 321354480.1644 | 312219910.6804 | 75920451.4201 | 0 | 0 | 0 | 0 | 0 | 0 | 0 | 8624970.1628 | 1078121270.3522
| Land and easements | Option 1 | Nominal | 0 | 0 | 8663372.994 | 37561539.3672 | 70423277.6905 | 29570620.7443 | 41803911.704 | 40945765.619 | 9956511.1103 | 0 | 0 | 0 | 0 | 0 | 0 | 0 | 0 | 238924999.2294
| Biodiversity | Option 1 | Nominal | 0 | 0 | 0 | 0 | 0 | 125788354.0883 | 60218265.1089 | 58718586.8597 | 14278210.5453 | 0 | 0 | 0 | 0 | 0 | 0 | 0 | 0 | 259003416.6022
| Lines - VNIW Line 5 | Option 2 | Nominal | 0 | 0 | 31750057.7091 | 40531438.2323 | 75740955.9356 | 54513156.0594 | 137999560.6718 | 627212138.1824 | 101676685.8616 | 0 | 0 | 0 | 0 | 0 | 0 | 0 | 8555391.9412 | 1069423992.6522
| Lines - PEC | Option 2 | Nominal | 5061325.9793 | 28929620.7188 | 224363170.0485 | 32199800.5738 | 209543761.7518 | 346411286.8715 | 159506604.1827 | 425548886.1856 | 425059093.4283 | 112257266.9369 | 0 | 0 | 0 | 0 | 0 | 0 | 15751046.5334 | 1968880816.6771
| Subs | Option 2 | Nominal | 0 | 0 | 14756351.1671 | 31179724.4262 | 177362702.3021 | 145327650.1918 | 91253032.4007 | 293524388.4208 | 302806485.7802 | 77429989.1107 | 0 | 0 | 0 | 0 | 0 | 0 | 9069122.5904 | 1133640323.7996
| Land and easements | Option 2 | Nominal | 0 | 0 | 8663372.994 | 37561539.3672 | 70423277.6905 | 29570620.7443 | 12224606.2262 | 33282722.6246 | 39053786.9554 | 10165038.5083 | 0 | 0 | 0 | 0 | 0 | 0 | 0 | 240944965.1106
| Biodiversity | Option 2 | Nominal | 0 | 0 | 0 | 0 | 0 | 125788354.0883 | 20247294.2047 | 46343362.4142 | 53894620.0427 | 14438987.293 | 0 | 0 | 0 | 0 | 0 | 0 | 0 | 260712618.0429
| Lines - VNIW Line 5 | Option 3 | Nominal | 0 | 0 | 31750057.7091 | 40531438.2323 | 75740955.9356 | 54513156.0594 | 141204768.3316 | 633414823.7294 | 102682196.5517 | 0 | 0 | 0 | 0 | 0 | 0 | 0 | 8638699.1724 | 1079837396.549
| Lines - PEC | Option 3 | Nominal | 5061325.9793 | 28929620.7188 | 224363170.0485 | 32199800.5738 | 209543761.7518 | 346411286.8715 | 157739002.6421 | 433879366.978 | 435013270.9912 | 114252587.5921 | 0 | 0 | 0 | 0 | 0 | 0 | 15899145.5532 | 1987393194.1469
| Subs | Option 3 | Nominal | 0 | 0 | 14756351.1671 | 31179724.4262 | 177362702.3021 | 145327650.1918 | 90234451.1415 | 298503779.0055 | 308567088.9608 | 78604404.2494 | 0 | 0 | 0 | 0 | 0 | 0 | 9156289.2116 | 1144536151.4443
| Land and easements | Option 3 | Nominal | 0 | 0 | 8663372.994 | 37561539.3672 | 70423277.6905 | 29570620.7443 | 15145401.3598 | 33025278.2485 | 38521880.119 | 10404269.9116 | 0 | 0 | 0 | 0 | 0 | 0 | 0 | 243315640.4351
| Biodiversity | Option 3 | Nominal | 0 | 0 | 0 | 0 | 0 | 125788354.0883 | 22890252.7805 | 46299172.9443 | 53666807.2407 | 14708751.675 | 0 | 0 | 0 | 0 | 0 | 0 | 0 | 263353338.7288
| Lines - VNIW Line 5 | Option 4 | Nominal | 0 | 0 | 31750057.7091 | 40531438.2323 | 75740955.9356 | 54513156.0594 | 79761115.0213 | 514509685.3448 | 83406612.3165 | 0 | 0 | 0 | 0 | 0 | 0 | 0 | 7041704.165 | 880213020.619
| Lines - PEC | Option 4 | Nominal | 5061325.9793 | 28929620.7188 | 224363170.0485 | 32199800.5738 | 209543761.7518 | 346411286.8715 | 635543365.1164 | 172334084.5449 | 59836731.1199 | 0 | 0 | 0 | 0 | 0 | 0 | 0 | 13713785.1738 | 1714223146.7247
| Subs | Option 4 | Nominal | 0 | 0 | 14756351.1671 | 31179724.4262 | 177362702.3021 | 145327650.1918 | 423759912.934 | 171314637.1685 | 49435330.0322 | 0 | 0 | 0 | 0 | 0 | 0 | 0 | 8105090.4658 | 1013136308.2219
| Land and easements | Option 4 | Nominal | 0 | 0 | 8663372.994 | 37561539.3672 | 70423277.6905 | 29570620.7443 | 70771616.9792 | 4101519.57 | 4149662.2385 | 0 | 0 | 0 | 0 | 0 | 0 | 0 | 0 | 225241609.5838
| Biodiversity | Option 4 | Nominal | 0 | 0 | 0 | 0 | 0 | 125788354.0883 | 89456965.4642 | 20423263.7258 | 7798476.0403 | 0 | 0 | 0 | 0 | 0 | 0 | 0 | 0 | 243467059.3186
| Lines - VNIW Line 5 | Option 5 | Nominal | 0 | 0 | 31750057.7091 | 40531438.2323 | 75740955.9356 | 54513156.0594 | 141204768.3316 | 633414823.7294 | 102682196.5517 | 0 | 0 | 0 | 0 | 0 | 0 | 0 | 8638699.1724 | 1079837396.549
| Lines - PEC | Option 5 | Nominal | 5061325.9793 | 28929620.7188 | 224363170.0485 | 32199800.5738 | 209543761.7518 | 346411286.8715 | 157739002.6421 | 433879366.978 | 435013270.9912 | 114252587.5921 | 0 | 0 | 0 | 0 | 0 | 0 | 15899145.5532 | 1987393194.1469
| Subs | Option 5 | Nominal | 0 | 0 | 14756351.1671 | 31179724.4262 | 177362702.3021 | 145327650.1918 | 90234451.1415 | 298503779.0055 | 308567088.9608 | 78604404.2494 | 0 | 0 | 0 | 0 | 0 | 0 | 9156289.2116 | 1144536151.4443
| Land and easements | Option 5 | Nominal | 0 | 0 | 8663372.994 | 37561539.3672 | 70423277.6905 | 29570620.7443 | 15145401.3598 | 33025278.2485 | 38521880.119 | 10404269.9116 | 0 | 0 | 0 | 0 | 0 | 0 | 0 | 243315640.4351
| Biodiversity | Option 5 | Nominal | 0 | 0 | 0 | 0 | 0 | 125788354.0883 | 22890252.7805 | 46299172.9443 | 53666807.2407 | 14708751.675 | 0 | 0 | 0 | 0 | 0 | 0 | 0 | 263353338.7288
| Lines - VNIW Line 5 | Option 7 | Nominal | 0 | 0 | 31750057.7091 | 40531438.2323 | 75740955.9356 | 54513156.0594 | 157094514.6806 | 664164500.6568 | 107666993.6418 | 0 | 0 | 0 | 0 | 0 | 0 | 0 | 9051692.9353 | 1131461616.9156
| Lines - PEC | Option 7 | Nominal | 5061325.9793 | 28929620.7188 | 224363170.0485 | 32199800.5738 | 209543761.7518 | 346411286.8715 | 222183295.4083 | 438801594.057 | 432342556.8073 | 115579738.9055 | 0 | 0 | 0 | 0 | 0 | 0 | 16443329.209 | 2055416151.1217
| Subs | Option 7 | Nominal | 0 | 0 | 14756351.1671 | 31179724.4262 | 177362702.3021 | 145327650.1918 | 113841062.3488 | 290781866.6274 | 299853850.4483 | 76591545.4238 | 0 | 0 | 0 | 0 | 0 | 0 | 9197558.0235 | 1149694752.9354
| Land and easements | Option 7 | Nominal | 0 | 0 | 8663372.994 | 37561539.3672 | 70423277.6905 | 29570620.7443 | 14175498.5075 | 36382818.4066 | 37545248.1925 | 9583184.5395 | 0 | 0 | 0 | 0 | 0 | 0 | 0 | 243905560.4422
| Biodiversity | Option 7 | Nominal | 0 | 0 | 0 | 0 | 0 | 125788354.0883 | 12896041.8673 | 53054079.0607 | 57857893.0354 | 13974371.7634 | 0 | 0 | 0 | 0 | 0 | 0 | 0 | 263570739.8151
| Lines - VNIW Line 5 | Option 8 | Nominal | 0 | 0 | 31750057.7091 | 40531438.2323 | 75740955.9356 | 54513156.0594 | 141204768.3316 | 633414823.7294 | 102682196.5517 | 0 | 0 | 0 | 0 | 0 | 0 | 0 | 8638699.1724 | 1079837396.549
| Lines - PEC | Option 8 | Nominal | 5061325.9793 | 28929620.7188 | 224363170.0485 | 32199800.5738 | 209543761.7518 | 346411286.8715 | 157739002.6421 | 433879366.978 | 435013270.9912 | 114252587.5921 | 0 | 0 | 0 | 0 | 0 | 0 | 15899145.5532 | 1987393194.1469
| Subs | Option 8 | Nominal | 0 | 0 | 14756351.1671 | 31179724.4262 | 177362702.3021 | 145327650.1918 | 90234451.1415 | 298503779.0055 | 308567088.9608 | 78604404.2494 | 0 | 0 | 0 | 0 | 0 | 0 | 9156289.2116 | 1144536151.4443
| Land and easements | Option 8 | Nominal | 0 | 0 | 8663372.994 | 37561539.3672 | 70423277.6905 | 29570620.7443 | 15145401.3598 | 33025278.2485 | 38521880.119 | 10404269.9116 | 0 | 0 | 0 | 0 | 0 | 0 | 0 | 243315640.4351
| Biodiversity | Option 8 | Nominal | 0 | 0 | 0 | 0 | 0 | 125788354.0883 | 22890252.7805 | 46299172.9443 | 53666807.2407 | 14708751.675 | 0 | 0 | 0 | 0 | 0 | 0 | 0 | 263353338.7288
| Security and LDs | Base II | Nominal | c-i-c | c-i-c | c-i-c | c-i-c | c-i-c | c-i-c | c-i-c | c-i-c | c-i-c | c-i-c | c-i-c | c-i-c | c-i-c | c-i-c | c-i-c | c-i-c
| Security and LDs | Option 1 | Nominal | c-i-c | c-i-c | c-i-c | c-i-c | c-i-c | c-i-c | c-i-c | c-i-c | c-i-c | c-i-c | c-i-c | c-i-c | c-i-c | c-i-c | c-i-c | c-i-c
| Security and LDs | Option 2 | Nominal | c-i-c | c-i-c | c-i-c | c-i-c | c-i-c | c-i-c | c-i-c | c-i-c | c-i-c | c-i-c | c-i-c | c-i-c | c-i-c | c-i-c | c-i-c | c-i-c
| Security and LDs | Option 3 | Nominal | c-i-c | c-i-c | c-i-c | c-i-c | c-i-c | c-i-c | c-i-c | c-i-c | c-i-c | c-i-c | c-i-c | c-i-c | c-i-c | c-i-c | c-i-c | c-i-c
| Security and LDs | Option 4 | Nominal | 0 | 0 | 0 | 0 | 0 | 0 | -211141340.732 | 0 | 0 | 0 | 0 | 0 | 0 | 0 | 0 | 0
| Security and LDs | Option 5 | Nominal | c-i-c | c-i-c | c-i-c | c-i-c | c-i-c | c-i-c | c-i-c | c-i-c | c-i-c | c-i-c | c-i-c | c-i-c | c-i-c | c-i-c | c-i-c | c-i-c
| Security and LDs | Option 7 | Nominal | c-i-c | c-i-c | c-i-c | c-i-c | c-i-c | c-i-c | c-i-c | c-i-c | c-i-c | c-i-c | c-i-c | c-i-c | c-i-c | c-i-c | c-i-c | c-i-c
| Security and LDs | Option 8 | Nominal | c-i-c | c-i-c | c-i-c | c-i-c | c-i-c | c-i-c | c-i-c | c-i-c | c-i-c | c-i-c | c-i-c | c-i-c | c-i-c | c-i-c | c-i-c | c-i-c
ElectraNet costs
| Component | Option | Original unit | 2019 | 2020 | 2021 | 2022 | 2023 | 2024 | 2025 | 2026 | 2027 | 2028 | 2029 | 2030 | 2031 | 2032 | 2033 | 2034 | Annual opex | Total capex
| Lines | All options | Real 2017/18 | 0 | 3401703.9389 | 45782283.8331 | 187211293.375 | 318840748.2987 | 340170393.8945 | 0 | 0 | 0 | 0 | 0 | 0 | 0 | 0 | 0 | 0 | 7163251.3867 | 895406423.3402
| Subs | All options | Real 2017/18 | 0 | 1340031.7534 | 19784268.1524 | 62739415.1583 | 123632685.5647 | 134003175.3379 | 0 | 0 | 0 | 0 | 0 | 0 | 0 | 0 | 0 | 0 | 2731996.6077 | 341499575.9667
| Land and easements | All options | Real 2017/18 | 0 | 286942.7722 | 3786745.6349 | 28646686.7136 | 28677278.7643 | 28694277.2245 | 0 | 0 | 0 | 0 | 0 | 0 | 0 | 0 | 0 | 0 | 0 | 90091931.1096
| Biodiversity | All options | Real 2017/18 | 0 | 323441.3306 | 8086033.2644 | 15942723.5802 | 31896597.7451 | 32344133.0577 | 0 | 0 | 0 | 0 | 0 | 0 | 0 | 0 | 0 | 0 | 0 | 88592928.978
| Component | Option | Unit | 2019: 2019; 2020: 2020; 2021: 2021; 2022: 2022; 2023: 2023; 2024: 2024 | Annual opex | Total capex
| Lines | All options | Real 2022/23 | 2020: 3401703.9389; 2021: 42380579.8942; 2022: 141429009.5418; 2023: 131629454.9237; 2024: 21329645.5958 | 2721363.1512 | 340170393.8945
| Subs | All options | Real 2022/23 | 2020: 1340031.7534; 2021: 18444236.3991; 2022: 42955147.0059; 2023: 60893270.4064; 2024: 10370489.7733 | 1072025.4027 | 134003175.3379
| Land and easements | All options | Real 2022/23 | 2020: 286942.7722; 2021: 3499802.8627; 2022: 24859941.0787; 2023: 30592.0507; 2024: 16998.4602 | 0 | 28694277.2245
| Biodiversity | All options | Real 2022/23 | 2020: 323441.3306; 2021: 7762591.9338; 2022: 7856690.3157; 2023: 15953874.165; 2024: 447535.3126 | 0 | 32344133.0577

## EY inputs sheet
EY inputs sheet
Inputs and parameters for the EnergyConnect assessment
Benefit inputs
| Involuntary load shedding |  |  | [NER, rule 5.16.1(c)(4)(iii)]
| Number | Option name | Progressive Change | Unit | FY 2020-21 | FY 2021-22 | FY 2022-23 | FY 2023-24 | FY 2024-25 | FY 2025-26 | FY 2026-27 | FY 2027-28 | FY 2028-29 | FY 2029-30 | FY 2030-31 | FY 2031-32 | FY 2032-33 | FY 2033-34 | FY 2034-35 | FY 2035-36 | FY 2036-37 | FY 2037-38 | FY 2038-39 | FY 2039-40 | FY 2040-41 | FY 2041-42 | FY 2042-43 | FY 2043-44 | FY 2044-45 | FY 2045-46 | FY 2046-47 | FY 2047-48 | FY 2048-49 | FY 2049-50
| 0 | EnergyConnect_DN |  | $ | 0 | 0 | 0 | 0 | 0 | 4 | 5 | 5 | 5 | 6 | 6 | 7 | 7 | 8 | 8 | 9 | 9 | 151612739 | 11 | 12 | 12 | 13 | 14 | 15 | 72806827 | 17 | 89380868 | 20 | 21 | 23
| 1 | EnergyConnect_NoPEC1 |  | $ | 0 | 0 | 0 | 0 | 0 | 3 | 3 | 3 | 3 | 3 | 4 | 4 | 4 | 4 | 5 | 5 | 5 | 140435816 | 6 | 7 | 7 | 7 | 8 | 9 | 80053848 | 10 | 93487752 | 11 | 12 | 13
| 2 | EnergyConnect_Op1_26_staged |  | $ | 0 | 0 | 0 | 0 | 0 | 3 | 4 | 4 | 4 | 5 | 5 | 5 | 5 | 6 | 6 | 7 | 7 | 145495519 | 8 | 9 | 9 | 10 | 11 | 12 | 33950376 | 13 | 59581732 | 15 | 16 | 17
| 3 | EnergyConnect_Op1_27_staged |  | $ | 0 | 0 | 0 | 0 | 0 | 4 | 4 | 4 | 4 | 5 | 5 | 6 | 6 | 6 | 7 | 7 | 8 | 149107259 | 9 | 9 | 10 | 11 | 12 | 12 | 33262112 | 14 | 60177063 | 16 | 17 | 19
| 4 |  |  | $
| 5 |  |  | $
| 6 |  |  | $
| Number | Option name | Step Change | Unit | FY 2020-21 | FY 2021-22 | FY 2022-23 | FY 2023-24 | FY 2024-25 | FY 2025-26 | FY 2026-27 | FY 2027-28 | FY 2028-29 | FY 2029-30 | FY 2030-31 | FY 2031-32 | FY 2032-33 | FY 2033-34 | FY 2034-35 | FY 2035-36 | FY 2036-37 | FY 2037-38 | FY 2038-39 | FY 2039-40 | FY 2040-41 | FY 2041-42 | FY 2042-43 | FY 2043-44 | FY 2044-45 | FY 2045-46 | FY 2046-47 | FY 2047-48 | FY 2048-49 | FY 2049-50
| 0 | EnergyConnect_DN |  | $ | 0 | 0 | 0 | 0 | 0 | 3 | 3 | 4 | 4 | 4 | 4 | 5 | 5 | 5 | 6 | 6 | 6 | 7 | 7 | 8 | 8 | 9 | 10 | 10 | 11 | 12 | 13 | 14 | 14 | 16
| 1 | EnergyConnect_NoPEC1 |  | $ | 0 | 0 | 0 | 0 | 0 | 5 | 5 | 5 | 6 | 6 | 6 | 7 | 7 | 8 | 8 | 9 | 10 | 10 | 11 | 12 | 13 | 14 | 14 | 16 | 17 | 18 | 8074939 | 20 | 22 | 23
| 2 | EnergyConnect_Op1_26_staged |  | $ | 0 | 0 | 0 | 0 | 0 | 5 | 5 | 5 | 6 | 6 | 7 | 7 | 7 | 8 | 9 | 9 | 10 | 11 | 11 | 12 | 13 | 14 | 15 | 16 | 17 | 18 | 19 | 21 | 22 | 24
| 3 | EnergyConnect_Op1_27_staged |  | $ | 0 | 0 | 0 | 0 | 0 | 4 | 4 | 4 | 4 | 5 | 5 | 5 | 6 | 6 | 7 | 7 | 8 | 8 | 9 | 9 | 10 | 11 | 11 | 12 | 13 | 14 | 15 | 16 | 17 | 18
| 4 |  |  | $
| 5 |  |  | $
| 6 |  |  | $
| Number | Option name | Green Energy Exports | Unit | FY 2020-21 | FY 2021-22 | FY 2022-23 | FY 2023-24 | FY 2024-25 | FY 2025-26 | FY 2026-27 | FY 2027-28 | FY 2028-29 | FY 2029-30 | FY 2030-31 | FY 2031-32 | FY 2032-33 | FY 2033-34 | FY 2034-35 | FY 2035-36 | FY 2036-37 | FY 2037-38 | FY 2038-39 | FY 2039-40 | FY 2040-41 | FY 2041-42 | FY 2042-43 | FY 2043-44 | FY 2044-45 | FY 2045-46 | FY 2046-47 | FY 2047-48 | FY 2048-49 | FY 2049-50
| 0 | EnergyConnect_DN |  | $ | 0 | 0 | 0 | 0 | 0 | 10 | 11 | 11 | 12 | 13 | 14 | 15 | 16 | 17 | 18 | 19 | 21 | 22 | 24 | 26 | 27 | 29 | 31 | 33 | 36 | 38 | 41 | 44 | 47 | 50
| 1 | EnergyConnect_NoPEC1 |  | $ | 0 | 0 | 0 | 0 | 0 | 11 | 12 | 13 | 14 | 15 | 16 | 17 | 18 | 19 | 20 | 22 | 23 | 25 | 27 | 29 | 31 | 33 | 35 | 38 | 40 | 43 | 46 | 49 | 53 | 56
| 2 | EnergyConnect_Op1_26_staged |  | $ | 0 | 0 | 0 | 0 | 0 | 13 | 14 | 15 | 16 | 17 | 18 | 20 | 21 | 22 | 24 | 26 | 27 | 29 | 31 | 34 | 36 | 38 | 41 | 44 | 47 | 50 | 54 | 58 | 62 | 66
| 3 | EnergyConnect_Op1_27_staged |  | $ | 0 | 0 | 0 | 0 | 0 | 7 | 8 | 8 | 9 | 9 | 10 | 11 | 11 | 12 | 13 | 14 | 15 | 16 | 17 | 18 | 19 | 21 | 22 | 24 | 25 | 27 | 29 | 31 | 33 | 36
| 4 |  |  | $
| 5 |  |  | $
| 6 |  |  | $
| Difference in timing of unrelated expenditure |  |  | [NER, rule 5.16.1(c)(4)(v)]
| Number | Option name | Progressive Change | Unit | FY 2020-21 | FY 2021-22 | FY 2022-23 | FY 2023-24 | FY 2024-25 | FY 2025-26 | FY 2026-27 | FY 2027-28 | FY 2028-29 | FY 2029-30 | FY 2030-31 | FY 2031-32 | FY 2032-33 | FY 2033-34 | FY 2034-35 | FY 2035-36 | FY 2036-37 | FY 2037-38 | FY 2038-39 | FY 2039-40 | FY 2040-41 | FY 2041-42 | FY 2042-43 | FY 2043-44 | FY 2044-45 | FY 2045-46 | FY 2046-47 | FY 2047-48 | FY 2048-49 | FY 2049-50
| 0 | EnergyConnect_DN |  | $ | 0 | 0 | 0 | 0 | 0 | 0 | 0 | 482877123 | 196286122 | 813481310 | 0 | 0 | 1 | 26752977 | 237049967 | 1 | 79938522 | 135825705 | 132561416 | 82902744 | 217456146 | 109302268 | 106515880 | 91234701 | 4533384 | 76997609 | 57163574 | 3511840 | 26490303 | 6601729
| 1 | EnergyConnect_NoPEC1 |  | $ | 0 | 0 | 0 | 0 | 0 | 0 | 0 | 486837280 | 206103729 | 898269089 | 0 | 0 | 0 | 24841341 | 229262230 | 0 | 68943425 | 119221946 | 133259378 | 92563371 | 230440352 | 91748049 | 120152262 | 91942745 | 4424196 | 79391212 | 69572767 | 0 | 23881417 | 7863937
| 2 | EnergyConnect_Op1_26_staged |  | $ | 0 | 0 | 0 | 0 | 0 | 0 | 0 | 450436689 | 94414904 | 647292071 | 0 | 0 | 1 | 85023574 | 295307891 | 717283 | 117729174 | 185982486 | 97803569 | 56573698 | 215218130 | 190699950 | 50722869 | 70791990 | 4036779 | 39950935 | 37375844 | 27181087 | 32774358 | 8421481
| 3 | EnergyConnect_Op1_27_staged |  | $ | 0 | 0 | 0 | 0 | 0 | 0 | 0 | 459858198 | 93644409 | 659038366 | 0 | 0 | 1 | 83916275 | 294961611 | 502125 | 117542610 | 186756325 | 98187950 | 56872292 | 213853268 | 188818199 | 47724583 | 70586215 | 4042985 | 39793631 | 37935911 | 25742568 | 32646080 | 8271649
| 4 |  |  | $
| 5 |  |  | $
| 6 |  |  | $
| Number | Option name | Step Change | Unit | FY 2020-21 | FY 2021-22 | FY 2022-23 | FY 2023-24 | FY 2024-25 | FY 2025-26 | FY 2026-27 | FY 2027-28 | FY 2028-29 | FY 2029-30 | FY 2030-31 | FY 2031-32 | FY 2032-33 | FY 2033-34 | FY 2034-35 | FY 2035-36 | FY 2036-37 | FY 2037-38 | FY 2038-39 | FY 2039-40 | FY 2040-41 | FY 2041-42 | FY 2042-43 | FY 2043-44 | FY 2044-45 | FY 2045-46 | FY 2046-47 | FY 2047-48 | FY 2048-49 | FY 2049-50
| 0 | EnergyConnect_DN |  | $ | 0 | 0 | 0 | 0 | 0 | 0 | 0 | 847649596 | 164295856 | 1349208389 | 0 | 366012293 | 323264369 | 829809362 | 452473152 | 53713110 | 102164900 | 406155246 | 156513932 | 6354576 | 48075352 | 319258592 | 282465663 | 32812652 | 46063610 | 223262605 | 65037310 | 23501163 | 18393217 | 4931355
| 1 | EnergyConnect_NoPEC1 |  | $ | 0 | 0 | 0 | 0 | 0 | 0 | 0 | 878687461 | 225031605 | 1348161826 | 1 | 368098545 | 316546898 | 833474899 | 451893034 | 53059856 | 102665752 | 416480550 | 157277345 | 7906123 | 46843089 | 330883178 | 272182742 | 30707235 | 48500215 | 216059044 | 53491354 | 24980585 | 40617765 | 4779333
| 2 | EnergyConnect_Op1_26_staged |  | $ | 0 | 0 | 0 | 0 | 0 | 0 | 0 | 693286599 | 332624710 | 896216292 | 1 | 391552894 | 419162163 | 710315378 | 458382784 | 65501641 | 94178033 | 442084960 | 104472272 | 14711623 | 40481291 | 265555239 | 311196763 | 41959570 | 53106735 | 231036346 | 124463845 | 135875563 | 23535053 | 11450167
| 3 | EnergyConnect_Op1_27_staged |  | $ | 0 | 0 | 0 | 0 | 0 | 0 | 0 | 758026174 | 304230333 | 862597925 | 1 | 392230483 | 422295097 | 705354951 | 459351756 | 65609724 | 98530501 | 441660844 | 105750440 | 14758183 | 39733637 | 266946004 | 311052344 | 47826794 | 52297956 | 227110287 | 124847042 | 138082557 | 22899315 | 11920184
| 4 |  |  | $
| 5 |  |  | $
| 6 |  |  | $
| Number | Option name | Green Energy Exports | Unit | FY 2020-21 | FY 2021-22 | FY 2022-23 | FY 2023-24 | FY 2024-25 | FY 2025-26 | FY 2026-27 | FY 2027-28 | FY 2028-29 | FY 2029-30 | FY 2030-31 | FY 2031-32 | FY 2032-33 | FY 2033-34 | FY 2034-35 | FY 2035-36 | FY 2036-37 | FY 2037-38 | FY 2038-39 | FY 2039-40 | FY 2040-41 | FY 2041-42 | FY 2042-43 | FY 2043-44 | FY 2044-45 | FY 2045-46 | FY 2046-47 | FY 2047-48 | FY 2048-49 | FY 2049-50
| 0 | EnergyConnect_DN |  | $ | 0 | 0 | 0 | 0 | 0 | 0 | 0 | 2391586650 | 1175360041 | 1195491148 | 2447534988 | 2667838050 | 900742516 | 971593966 | 949613881 | 21587049 | 209874097 | 1553494048 | 681076715 | 473136005 | 172545274 | 2427463991 | 980449377 | 1085213090 | 65274315 | 510328948 | 390258983 | 94808448 | 327975929 | 10529530
| 1 | EnergyConnect_NoPEC1 |  | $ | 0 | 0 | 0 | 0 | 0 | 0 | 0 | 2440274129 | 1173831980 | 1176018103 | 2486744769 | 2649373722 | 912017635 | 1120200539 | 946400529 | 9834443 | 174654417 | 1509721012 | 655844196 | 467631688 | 176243907 | 2540276279 | 1002522931 | 1006235353 | 69629405 | 515013288 | 393939143 | 94213891 | 330425100 | 9057044
| 2 | EnergyConnect_Op1_26_staged |  | $ | 0 | 0 | 0 | 0 | 0 | 0 | 0 | 2243244169 | 1146254294 | 1352108580 | 2426123738 | 2700181047 | 819641275 | 871994684 | 889716038 | 48176212 | 150166368 | 1636065428 | 752416895 | 494059681 | 182570381 | 1880351909 | 949083086 | 1212850257 | 57422678 | 487412513 | 383356663 | 126316251 | 346131593 | 7321948
| 3 | EnergyConnect_Op1_27_staged |  | $ | 0 | 0 | 0 | 0 | 0 | 0 | 0 | 2277700305 | 1173654092 | 1300154740 | 2421771405 | 2703909864 | 823398479 | 867077853 | 898683934 | 43385141 | 153671330 | 1645784528 | 742862045 | 489235825 | 183641685 | 1880808348 | 947323191 | 1228864169 | 58709209 | 486069835 | 377712584 | 130003320 | 342723713 | 6825744
| 4 |  |  | $
| 5 |  |  | $
| 6 |  |  | $
| Fuel consumption from generation dispatch |  |  | [NER, rule 5.16.1(c)(4)(i)]
| Number | Option name | Progressive Change | Unit | FY 2020-21 | FY 2021-22 | FY 2022-23 | FY 2023-24 | FY 2024-25 | FY 2025-26 | FY 2026-27 | FY 2027-28 | FY 2028-29 | FY 2029-30 | FY 2030-31 | FY 2031-32 | FY 2032-33 | FY 2033-34 | FY 2034-35 | FY 2035-36 | FY 2036-37 | FY 2037-38 | FY 2038-39 | FY 2039-40 | FY 2040-41 | FY 2041-42 | FY 2042-43 | FY 2043-44 | FY 2044-45 | FY 2045-46 | FY 2046-47 | FY 2047-48 | FY 2048-49 | FY 2049-50
| 0 | EnergyConnect_DN |  | $ | 0 | 0 | 0 | 0 | 0 | 2214191027 | 2525638429 | 1930462478 | 1974509083 | 969122317 | 812612036 | 755377741 | 753101415 | 795512422 | 835820365 | 690818210 | 690490749 | 786911895 | 803846370 | 984826199 | 1299399396 | 1492146993 | 1688001368 | 2009000710 | 1670416639 | 1958623586 | 1843820121 | 2212450424 | 2533154628 | 2821158743
| 1 | EnergyConnect_NoPEC1 |  | $ | 0 | 0 | 0 | 0 | 0 | 2240567887 | 2548880660 | 1941062183 | 1983795375 | 967914665 | 815988020 | 761065673 | 758892137 | 808454852 | 832781027 | 694759441 | 695373790 | 789880729 | 799242417 | 982737142 | 1286295434 | 1485737155 | 1665882698 | 1998705656 | 1681000827 | 1971414858 | 1861602081 | 2235733926 | 2545361262 | 2837961497
| 2 | EnergyConnect_Op1_26_staged |  | $ | 0 | 0 | 0 | 0 | 0 | 2215382522 | 2484077672 | 1855459053 | 1930110600 | 990105716 | 770799187 | 695170847 | 706454070 | 741045516 | 819216657 | 639139157 | 642242581 | 812869165 | 859022214 | 1046165550 | 1380755344 | 1556711460 | 1750085497 | 2102855473 | 1709547513 | 1893968632 | 1793941585 | 2129872438 | 2490632897 | 2821702611
| 3 | EnergyConnect_Op1_27_staged |  | $ | 0 | 0 | 0 | 0 | 0 | 2214966077 | 2525375048 | 1924494832 | 1914298910 | 990026081 | 770755849 | 695090883 | 705951796 | 740719479 | 818632164 | 639038269 | 642007279 | 812985763 | 858834070 | 1046272336 | 1380840102 | 1557650302 | 1750301302 | 2104075803 | 1710457171 | 1893750760 | 1793036584 | 2129513816 | 2489602189 | 2820624083
| 4 |  |  | $
| 5 |  |  | $
| 6 |  |  | $
| Number | Option name | Step Change | Unit | FY 2020-21 | FY 2021-22 | FY 2022-23 | FY 2023-24 | FY 2024-25 | FY 2025-26 | FY 2026-27 | FY 2027-28 | FY 2028-29 | FY 2029-30 | FY 2030-31 | FY 2031-32 | FY 2032-33 | FY 2033-34 | FY 2034-35 | FY 2035-36 | FY 2036-37 | FY 2037-38 | FY 2038-39 | FY 2039-40 | FY 2040-41 | FY 2041-42 | FY 2042-43 | FY 2043-44 | FY 2044-45 | FY 2045-46 | FY 2046-47 | FY 2047-48 | FY 2048-49 | FY 2049-50
| 0 | EnergyConnect_DN |  | $ | 0 | 0 | 0 | 0 | 0 | 2567217866 | 2935295534 | 2641216433 | 2137544821 | 1242902365 | 1245189697 | 1103255466 | 1280138420 | 1322708755 | 1668208139 | 1301277897 | 1411142422 | 1508014535 | 1430316893 | 1572143515 | 1645003646 | 1642864060 | 1245598735 | 1885992013 | 1487496446 | 1500341446 | 1549239390 | 1449025793 | 1628977336 | 1501358934
| 1 | EnergyConnect_NoPEC1 |  | $ | 0 | 0 | 0 | 0 | 0 | 2599380121 | 2945682044 | 2663409385 | 2154015147 | 1246496019 | 1246277009 | 1104551333 | 1286078680 | 1324656295 | 1667165970 | 1304892537 | 1421802588 | 1506379010 | 1434665580 | 1583344818 | 1651950541 | 1635771857 | 1251270712 | 1890544276 | 1507100319 | 1529029856 | 1558712589 | 1446425016 | 1667220711 | 1496697720
| 2 | EnergyConnect_Op1_26_staged |  | $ | 0 | 0 | 0 | 0 | 0 | 2532485038 | 2851622869 | 2537945880 | 2071996117 | 1219872392 | 1219292706 | 1062024849 | 1216412406 | 1302770885 | 1626564657 | 1244034801 | 1343344832 | 1502691950 | 1416785820 | 1571890621 | 1662005542 | 1650880518 | 1240478412 | 1908040132 | 1447976779 | 1440380272 | 1558385341 | 1346977397 | 1533006493 | 1482751911
| 3 | EnergyConnect_Op1_27_staged |  | $ | 0 | 0 | 0 | 0 | 0 | 2535584178 | 2886668697 | 2587024471 | 2076214667 | 1219894828 | 1220223838 | 1062465459 | 1215761372 | 1300779498 | 1623430357 | 1240952914 | 1340979711 | 1497314491 | 1412380146 | 1565897636 | 1657260133 | 1644072844 | 1234895767 | 1897234945 | 1437585572 | 1434703844 | 1547702539 | 1337844442 | 1524747618 | 1476474115
| 4 |  |  | $
| 5 |  |  | $
| 6 |  |  | $
| Number | Option name | Green Energy Exports | Unit | FY 2020-21 | FY 2021-22 | FY 2022-23 | FY 2023-24 | FY 2024-25 | FY 2025-26 | FY 2026-27 | FY 2027-28 | FY 2028-29 | FY 2029-30 | FY 2030-31 | FY 2031-32 | FY 2032-33 | FY 2033-34 | FY 2034-35 | FY 2035-36 | FY 2036-37 | FY 2037-38 | FY 2038-39 | FY 2039-40 | FY 2040-41 | FY 2041-42 | FY 2042-43 | FY 2043-44 | FY 2044-45 | FY 2045-46 | FY 2046-47 | FY 2047-48 | FY 2048-49 | FY 2049-50
| 0 | EnergyConnect_DN |  | $ | 0 | 0 | 0 | 0 | 0 | 2957223427 | 3103353554 | 2253922591 | 1937955954 | 1494530858 | 1701881554 | 1363804596 | 1852778669 | 1493995862 | 2905517282 | 1999267348 | 2515526452 | 3154757831 | 3041017530 | 3650627251 | 4777425479 | 4078030944 | 3355556052 | 4947194314 | 3975069142 | 3958799476 | 6376665469 | 6388796865 | 6743719448 | 8547739187
| 1 | EnergyConnect_NoPEC1 |  | $ | 0 | 0 | 0 | 0 | 0 | 3028088851 | 3124627199 | 2265443030 | 1948757662 | 1514199220 | 1700643467 | 1365461347 | 1845732310 | 1477908425 | 2914126463 | 2003466869 | 2487390039 | 3155439350 | 3022057946 | 3637374881 | 4775496572 | 4065053869 | 3298871890 | 4927241611 | 3976388901 | 3928168165 | 6365314035 | 6324505843 | 6730244830 | 8524100780
| 2 | EnergyConnect_Op1_26_staged |  | $ | 0 | 0 | 0 | 0 | 0 | 2938331728 | 3132473081 | 2201855379 | 1894268406 | 1406009471 | 1674807026 | 1339849535 | 1826912413 | 1413975442 | 2711366639 | 1877486920 | 2510949231 | 3233185129 | 3141333753 | 3706716658 | 4810811749 | 4260373751 | 3564739004 | 4977804274 | 3941817151 | 4083887623 | 6391899365 | 6478994165 | 6749654200 | 8701046171
| 3 | EnergyConnect_Op1_27_staged |  | $ | 0 | 0 | 0 | 0 | 0 | 2934052259 | 3170459644 | 2300497717 | 1884501512 | 1395580902 | 1658100405 | 1338609818 | 1817553767 | 1412117385 | 2719728747 | 1874773610 | 2511555056 | 3223736267 | 3145521810 | 3703363968 | 4813551047 | 4261874889 | 3570794773 | 4971978488 | 3932469279 | 4082609654 | 6394045604 | 6477365821 | 6749656979 | 8698172881
| 4 |  |  | $
| 5 |  |  | $
| 6 |  |  | $
| Voluntary load curtailment |  |  | [NER, rule 5.16.1(c)(4)(ii)]
| Number | Option name | Progressive Change | Unit | FY 2020-21 | FY 2021-22 | FY 2022-23 | FY 2023-24 | FY 2024-25 | FY 2025-26 | FY 2026-27 | FY 2027-28 | FY 2028-29 | FY 2029-30 | FY 2030-31 | FY 2031-32 | FY 2032-33 | FY 2033-34 | FY 2034-35 | FY 2035-36 | FY 2036-37 | FY 2037-38 | FY 2038-39 | FY 2039-40 | FY 2040-41 | FY 2041-42 | FY 2042-43 | FY 2043-44 | FY 2044-45 | FY 2045-46 | FY 2046-47 | FY 2047-48 | FY 2048-49 | FY 2049-50
| 0 | EnergyConnect_DN |  | $ | 0 | 0 | 0 | 0 | 0 | 13 | 15 | 1426719 | 56764 | 818664888 | 19 | 20 | 550190 | 23 | 26772 | 3497138 | 96551 | 9169607 | 158345 | 735803 | 3818475 | 37930541 | 9614996 | 8387994 | 11503381 | 1420210 | 77540245 | 21260214 | 8593549 | 3216605
| 1 | EnergyConnect_NoPEC1 |  | $ | 0 | 0 | 0 | 0 | 0 | 8 | 8 | 3950998 | 56757 | 806746241 | 11 | 12 | 543425 | 13 | 15 | 3427470 | 16 | 8890384 | 158331 | 332080 | 919842 | 32042404 | 9739138 | 8403387 | 11615078 | 1363759 | 68746226 | 21686367 | 8419099 | 2991838
| 2 | EnergyConnect_Op1_26_staged |  | $ | 0 | 0 | 0 | 0 | 0 | 10 | 11 | 134964 | 13 | 948574743 | 14 | 15 | 16 | 18 | 20 | 2503065 | 22 | 9323614 | 76872 | 5818335 | 7125077 | 51900476 | 10539542 | 8398719 | 11290704 | 2634280 | 82547144 | 19234110 | 9214619 | 3824367
| 3 | EnergyConnect_Op1_27_staged |  | $ | 0 | 0 | 0 | 0 | 0 | 11 | 12 | 1088688 | 14 | 947014947 | 15 | 17 | 18 | 19 | 21 | 2795026 | 24 | 9339125 | 76874 | 6890014 | 7203821 | 51897105 | 10104835 | 8390527 | 11278743 | 2518577 | 82550847 | 19216101 | 9217422 | 3831628
| 4 |  |  | $
| 5 |  |  | $
| 6 |  |  | $
| Number | Option name | Step Change | Unit | FY 2020-21 | FY 2021-22 | FY 2022-23 | FY 2023-24 | FY 2024-25 | FY 2025-26 | FY 2026-27 | FY 2027-28 | FY 2028-29 | FY 2029-30 | FY 2030-31 | FY 2031-32 | FY 2032-33 | FY 2033-34 | FY 2034-35 | FY 2035-36 | FY 2036-37 | FY 2037-38 | FY 2038-39 | FY 2039-40 | FY 2040-41 | FY 2041-42 | FY 2042-43 | FY 2043-44 | FY 2044-45 | FY 2045-46 | FY 2046-47 | FY 2047-48 | FY 2048-49 | FY 2049-50
| 0 | EnergyConnect_DN |  | $ | 0 | 0 | 0 | 0 | 0 | 10 | 11 | 12 | 1127778 | 209153955 | 14 | 15 | 242504 | 1670696 | 12318786 | 56374096 | 5251618 | 39022904 | 17676148 | 73795422 | 69358578 | 83331534 | 83706172 | 114100226 | 114162520 | 125272957 | 159062750 | 142817329 | 192726019 | 167680152
| 1 | EnergyConnect_NoPEC1 |  | $ | 0 | 0 | 0 | 0 | 0 | 15 | 16 | 18 | 1314534 | 202053223 | 21 | 23 | 730993 | 2348573 | 12433841 | 54671429 | 5154242 | 43956054 | 18215787 | 81542492 | 71542809 | 85593489 | 87913411 | 120279756 | 123722000 | 135530920 | 165951816 | 153726477 | 205410388 | 176369315
| 2 | EnergyConnect_Op1_26_staged |  | $ | 0 | 0 | 0 | 0 | 0 | 16 | 16 | 18 | 525653 | 173642677 | 21 | 23 | 105436 | 137645 | 10973182 | 36731915 | 5420635 | 39520634 | 9148424 | 58771165 | 51451308 | 66163637 | 50398226 | 95484167 | 89282905 | 88838485 | 125283634 | 109483686 | 123444050 | 116172542
| 3 | EnergyConnect_Op1_27_staged |  | $ | 0 | 0 | 0 | 0 | 0 | 12 | 12 | 14 | 525648 | 173487604 | 16 | 18 | 105430 | 137677 | 11060837 | 36012953 | 5433932 | 39670193 | 9747678 | 59216755 | 51732545 | 66412357 | 51505641 | 95564480 | 89203807 | 88749269 | 125168049 | 109349485 | 123782930 | 116256544
| 4 |  |  | $
| 5 |  |  | $
| 6 |  |  | $
| Number | Option name | Green Energy Exports | Unit | FY 2020-21 | FY 2021-22 | FY 2022-23 | FY 2023-24 | FY 2024-25 | FY 2025-26 | FY 2026-27 | FY 2027-28 | FY 2028-29 | FY 2029-30 | FY 2030-31 | FY 2031-32 | FY 2032-33 | FY 2033-34 | FY 2034-35 | FY 2035-36 | FY 2036-37 | FY 2037-38 | FY 2038-39 | FY 2039-40 | FY 2040-41 | FY 2041-42 | FY 2042-43 | FY 2043-44 | FY 2044-45 | FY 2045-46 | FY 2046-47 | FY 2047-48 | FY 2048-49 | FY 2049-50
| 0 | EnergyConnect_DN |  | $ | 0 | 0 | 0 | 0 | 0 | 98655836 | 106043377 | 126486894 | 136851764 | 142481730 | 239003223 | 185504588 | 279465900 | 214827448 | 389725573 | 210095614 | 279957954 | 493589427 | 176992668 | 640750903 | 281658150 | 399672512 | 51283110 | 550398340 | 319671295 | 67972846 | 232701449 | 130937766 | 576669422 | 29695056
| 1 | EnergyConnect_NoPEC1 |  | $ | 0 | 0 | 0 | 0 | 0 | 102875261 | 109386206 | 125338901 | 139800800 | 142947699 | 238828250 | 187664674 | 287946183 | 218890218 | 396315179 | 209805111 | 293569300 | 494854847 | 183603392 | 646392237 | 280173340 | 400718860 | 51045727 | 539331857 | 312388660 | 69354901 | 216299246 | 135107830 | 542138572 | 30206414
| 2 | EnergyConnect_Op1_26_staged |  | $ | 0 | 0 | 0 | 0 | 0 | 80041629 | 89716837 | 109583689 | 132088444 | 125843717 | 286729425 | 161100096 | 223094217 | 207747838 | 378666290 | 182224452 | 208169536 | 494949048 | 182071577 | 570214487 | 277255756 | 395719024 | 67276967 | 525676797 | 339073192 | 76338056 | 250995824 | 129807771 | 726394342 | 32873907
| 3 | EnergyConnect_Op1_27_staged |  | $ | 0 | 0 | 0 | 0 | 0 | 84034589 | 93280786 | 116737467 | 133307405 | 126363453 | 278576771 | 160820400 | 224761878 | 208853901 | 379451430 | 187406363 | 211020560 | 498004357 | 179206893 | 573192782 | 274213988 | 387000308 | 67289168 | 525968661 | 337171443 | 72366756 | 251388625 | 129761220 | 727094713 | 32728100
| 4 |  |  | $
| 5 |  |  | $
| 6 |  |  | $
| Costs for non RIT-T proponent parties |  |  | [NER, rule 5.16.1(c)(4)(iv)]
| Number | Option name | Progressive Change | Unit | FY 2020-21 | FY 2021-22 | FY 2022-23 | FY 2023-24 | FY 2024-25 | FY 2025-26 | FY 2026-27 | FY 2027-28 | FY 2028-29 | FY 2029-30 | FY 2030-31 | FY 2031-32 | FY 2032-33 | FY 2033-34 | FY 2034-35 | FY 2035-36 | FY 2036-37 | FY 2037-38 | FY 2038-39 | FY 2039-40 | FY 2040-41 | FY 2041-42 | FY 2042-43 | FY 2043-44 | FY 2044-45 | FY 2045-46 | FY 2046-47 | FY 2047-48 | FY 2048-49 | FY 2049-50
| 0 | EnergyConnect_DN |  | $ | 0 | 0 | 0 | 0 | 0 | 4496339945 | 3846354668 | 21549079225 | 6596881749 | 60365905257 | 666748037 | 658089121 | 914089330 | 7452503912 | 11758185718 | 3552789421 | 6454215513 | 6572172289 | 5907900470 | 5599203785 | 406119093 | 1863483284 | 1923983143 | 2133118039 | 1429771552 | 1784290408 | 4611027137 | 1578018699 | 1485889481 | 1303902704
| 1 | EnergyConnect_NoPEC1 |  | $ | 0 | 0 | 0 | 0 | 0 | 4497421463 | 3854939607 | 22097081791 | 6665666800 | 60255147330 | 668190737 | 658782737 | 1721042345 | 7375566820 | 11778597728 | 3606655298 | 6450852155 | 6564413971 | 5904771252 | 5596040534 | 403347477 | 1738143636 | 1940226115 | 2053744199 | 1329511140 | 1737164444 | 4517961758 | 1541346167 | 1523795759 | 1300420893
| 2 | EnergyConnect_Op1_26_staged |  | $ | 0 | 0 | 0 | 0 | 0 | 4465170394 | 3770837517 | 19559506022 | 6115247326 | 57803747909 | 668103696 | 659258503 | 692951720 | 7913584974 | 11894603035 | 3155643228 | 6472669977 | 6364949261 | 5921634165 | 5614807580 | 492372899 | 2820912204 | 1807960571 | 2068474181 | 1630465663 | 2544809780 | 4680852142 | 1573329826 | 1445386424 | 1217541500
| 3 | EnergyConnect_Op1_27_staged |  | $ | 0 | 0 | 0 | 0 | 0 | 4480586511 | 3858785631 | 20666830133 | 5213423650 | 57612020164 | 668244474 | 659362099 | 693159757 | 7893482256 | 11935654158 | 3104928294 | 6470981454 | 6363604656 | 5921912590 | 5615021426 | 493043579 | 2830023369 | 1817696634 | 2062453691 | 1630807573 | 2553695619 | 4677957003 | 1575391357 | 1445345378 | 1218309796
| 4 |  |  | $
| 5 |  |  | $
| 6 |  |  | $
| Number | Option name | Step Change | Unit | FY 2020-21 | FY 2021-22 | FY 2022-23 | FY 2023-24 | FY 2024-25 | FY 2025-26 | FY 2026-27 | FY 2027-28 | FY 2028-29 | FY 2029-30 | FY 2030-31 | FY 2031-32 | FY 2032-33 | FY 2033-34 | FY 2034-35 | FY 2035-36 | FY 2036-37 | FY 2037-38 | FY 2038-39 | FY 2039-40 | FY 2040-41 | FY 2041-42 | FY 2042-43 | FY 2043-44 | FY 2044-45 | FY 2045-46 | FY 2046-47 | FY 2047-48 | FY 2048-49 | FY 2049-50
| 0 | EnergyConnect_DN |  | $ | 0 | 0 | 0 | 0 | 0 | 4512879519 | 5349908010 | 13265808445 | 29718839156 | 53369198205 | 746853163 | 8291864720 | 8167906342 | 16351780725 | 10287812807 | 8479650775 | 11863714082 | 17203848231 | 8178474388 | 10991369745 | 2544367977 | 5885362305 | 8741872837 | 3224883346 | 1814901509 | 3721866072 | 5727202107 | 1449686141 | 2416827651 | 1450730590
| 1 | EnergyConnect_NoPEC1 |  | $ | 0 | 0 | 0 | 0 | 0 | 4517262102 | 6009219151 | 12766197669 | 30076189943 | 53397553035 | 746540638 | 8369746087 | 8068388914 | 16295392427 | 10353150344 | 8500000709 | 11754944523 | 17422169253 | 8112484009 | 10912359764 | 2652725817 | 6106260331 | 8614989696 | 3126587111 | 1786982950 | 3700190544 | 5888259856 | 1525570425 | 2255179501 | 1592623408
| 2 | EnergyConnect_Op1_26_staged |  | $ | 0 | 0 | 0 | 0 | 0 | 4502669007 | 4857621665 | 12765818424 | 28326737344 | 52257349022 | 745919759 | 8571466574 | 8756344106 | 16269205601 | 11215622855 | 7992690625 | 12148728278 | 16373419501 | 8404050989 | 10521673544 | 2135321655 | 5762135226 | 8606064157 | 3472988624 | 1776366224 | 3866744482 | 4933538723 | 2019085916 | 2282491138 | 1234438558
| 3 | EnergyConnect_Op1_27_staged |  | $ | 0 | 0 | 0 | 0 | 0 | 4513307326 | 4892776574 | 13150205164 | 27921803047 | 52269525950 | 746095193 | 8579417984 | 8808777421 | 16251559790 | 11207558566 | 7994483694 | 12149483296 | 16422383243 | 8392130516 | 10559285377 | 2122022011 | 5789590263 | 8574313747 | 3548765125 | 1787449577 | 3813809040 | 4978852767 | 2018322785 | 2270342611 | 1231714290
| 4 |  |  | $
| 5 |  |  | $
| 6 |  |  | $
| Number | Option name | Green Energy Exports | Unit | FY 2020-21 | FY 2021-22 | FY 2022-23 | FY 2023-24 | FY 2024-25 | FY 2025-26 | FY 2026-27 | FY 2027-28 | FY 2028-29 | FY 2029-30 | FY 2030-31 | FY 2031-32 | FY 2032-33 | FY 2033-34 | FY 2034-35 | FY 2035-36 | FY 2036-37 | FY 2037-38 | FY 2038-39 | FY 2039-40 | FY 2040-41 | FY 2041-42 | FY 2042-43 | FY 2043-44 | FY 2044-45 | FY 2045-46 | FY 2046-47 | FY 2047-48 | FY 2048-49 | FY 2049-50
| 0 | EnergyConnect_DN |  | $ | 0 | 0 | 0 | 0 | 0 | 48848514801 | 4917785777 | 49242402927 | 50129719474 | 47876006581 | 63101035665 | 41984509073 | 21365573242 | 19468213282 | 20591363916 | 7477761754 | 10125247328 | 38996749622 | 9235107668 | 37439634525 | 6444621712 | 20213806036 | 18613809190 | 22016980878 | 4450934720 | 16478642923 | 15957444045 | 2847165088 | 14940046916 | 1189280546
| 1 | EnergyConnect_NoPEC1 |  | $ | 0 | 0 | 0 | 0 | 0 | 49217365084 | 4929939437 | 49910745662 | 50034131122 | 47657813575 | 63436458515 | 41794639498 | 21587488868 | 19675235862 | 21233605222 | 7274297741 | 10214005649 | 39039565844 | 9381480334 | 37282860866 | 6325914751 | 20156836552 | 19058868866 | 21745393319 | 4321628630 | 16813438597 | 15926626558 | 2841300790 | 14864756194 | 1200599493
| 2 | EnergyConnect_Op1_26_staged |  | $ | 0 | 0 | 0 | 0 | 0 | 45806694996 | 4754381642 | 48277164423 | 50421246418 | 49405264714 | 60380345745 | 41426873291 | 20974996922 | 21895029395 | 17957261825 | 8029358088 | 10680557064 | 36549815788 | 9352450482 | 38150488168 | 6886792004 | 19733510182 | 18123482724 | 23326021800 | 4316037798 | 15717051827 | 15960853401 | 3065659771 | 14879572135 | 1160684331
| 3 | EnergyConnect_Op1_27_staged |  | $ | 0 | 0 | 0 | 0 | 0 | 46376968671 | 4706415807 | 48184503248 | 50260114046 | 49497087848 | 60710093075 | 41178532641 | 21220998216 | 21492389669 | 18177594474 | 8222271391 | 10446777640 | 36740320360 | 9097282462 | 38205290772 | 6799750244 | 19803866179 | 18040758631 | 23460556005 | 4313698430 | 15707024957 | 15877382478 | 3077390389 | 14860908492 | 1163593231
| 4 |  |  | $
| 5 |  |  | $
| 6 |  |  | $
Costs for emissions
| Number | Option name | Progressive Change | Unit | FY 2020-21 | FY 2021-22 | FY 2022-23 | FY 2023-24 | FY 2024-25 | FY 2025-26 | FY 2026-27 | FY 2027-28 | FY 2028-29 | FY 2029-30 | FY 2030-31 | FY 2031-32 | FY 2032-33 | FY 2033-34 | FY 2034-35 | FY 2035-36 | FY 2036-37 | FY 2037-38 | FY 2038-39 | FY 2039-40 | FY 2040-41 | FY 2041-42 | FY 2042-43 | FY 2043-44 | FY 2044-45 | FY 2045-46 | FY 2046-47 | FY 2047-48 | FY 2048-49 | FY 2049-50
| 0 | EnergyConnect_DN |  | $ | 0 | 0 | 0 | 0 | 0 | 7283870923 | 7163897525 | 6441102141 | 5537774653 | 4273061633 | 3836184018 | 4032785050 | 3972737369 | 3480358436 | 2909575549 | 2734109508 | 2958325013 | 3233149815 | 3585678350 | 3817023163 | 3859557109 | 4400185857 | 4789472247 | 5139384031 | 5597023920 | 5813177300 | 5414204968 | 5242776205 | 5602193058 | 6584191361
| 1 | EnergyConnect_NoPEC1 |  | $ | 0 | 0 | 0 | 0 | 0 | 7286999807 | 7164244120 | 6438858910 | 5533776467 | 4265664568 | 3821386093 | 4012828879 | 3957535410 | 3459676499 | 2885770684 | 2719678456 | 2940970804 | 3212020455 | 3566249246 | 3798669610 | 3839476812 | 4378231489 | 4767516193 | 5119969153 | 5593414020 | 5824853323 | 5429037250 | 5259604613 | 5615535334 | 6596909716
| 2 | EnergyConnect_Op1_26_staged |  | $ | 0 | 0 | 0 | 0 | 0 | 7288660234 | 7162898431 | 6458254941 | 5562552015 | 4307702739 | 3905657289 | 4127693971 | 4051095917 | 3547322539 | 2978522934 | 2787246885 | 3049512497 | 3348198612 | 3706790212 | 3935684922 | 3972640506 | 4495876243 | 4872480074 | 5254979568 | 5669214918 | 5784482952 | 5346500576 | 5162636700 | 5540404014 | 6582849767
| 3 | EnergyConnect_Op1_27_staged |  | $ | 0 | 0 | 0 | 0 | 0 | 7287452863 | 7173986408 | 6447908712 | 5547659783 | 4314815266 | 3905751944 | 4126886262 | 4049498144 | 3545648856 | 2977284733 | 2786574591 | 3049249350 | 3348105448 | 3706331502 | 3935596834 | 3972720904 | 4495975131 | 4872629393 | 5255917583 | 5670426811 | 5784434094 | 5345709935 | 5161660220 | 5539348005 | 6581459326
| 4 |  |  | $
| 5 |  |  | $
| 6 |  |  | $
| Number | Option name | Step Change | Unit | FY 2020-21 | FY 2021-22 | FY 2022-23 | FY 2023-24 | FY 2024-25 | FY 2025-26 | FY 2026-27 | FY 2027-28 | FY 2028-29 | FY 2029-30 | FY 2030-31 | FY 2031-32 | FY 2032-33 | FY 2033-34 | FY 2034-35 | FY 2035-36 | FY 2036-37 | FY 2037-38 | FY 2038-39 | FY 2039-40 | FY 2040-41 | FY 2041-42 | FY 2042-43 | FY 2043-44 | FY 2044-45 | FY 2045-46 | FY 2046-47 | FY 2047-48 | FY 2048-49 | FY 2049-50
| 0 | EnergyConnect_DN |  | $ | 0 | 0 | 0 | 0 | 0 | 6867938477 | 6884779949 | 6158243884 | 5072065060 | 4081451661 | 3712883987 | 3542301385 | 3181506654 | 2386009369 | 1772168484 | 1586185660 | 1463322620 | 1288263395 | 1158448298 | 1302845303 | 1487453952 | 1693155235 | 1551068090 | 1660928340 | 1826226581 | 1776137255 | 1830554755 | 1875076668 | 2136107821 | 2620035627
| 1 | EnergyConnect_NoPEC1 |  | $ | 0 | 0 | 0 | 0 | 0 | 6865346459 | 6871980198 | 6156663110 | 5071174626 | 4075946410 | 3708196750 | 3534101492 | 3172390656 | 2382144127 | 1770312309 | 1587565080 | 1468775193 | 1291350876 | 1162301689 | 1312625408 | 1494026896 | 1692904360 | 1553891880 | 1670126139 | 1843278207 | 1803467521 | 1847882751 | 1883888798 | 2165404486 | 2619660208
| 2 | EnergyConnect_Op1_26_staged |  | $ | 0 | 0 | 0 | 0 | 0 | 6912325279 | 6917963537 | 6167849302 | 5086776513 | 4107260471 | 3743776214 | 3567465906 | 3202999171 | 2396309000 | 1752551348 | 1539891015 | 1416144616 | 1261078106 | 1139485104 | 1287645753 | 1489116969 | 1696361325 | 1543396729 | 1650380691 | 1787324560 | 1710995205 | 1795358617 | 1786174578 | 1995056414 | 2562430229
| 3 | EnergyConnect_Op1_27_staged |  | $ | 0 | 0 | 0 | 0 | 0 | 6912166584 | 6943808555 | 6190026860 | 5083781646 | 4106267400 | 3742856191 | 3565731238 | 3199420901 | 2392351421 | 1749408662 | 1536850572 | 1412948683 | 1257401177 | 1135153587 | 1282943487 | 1483714757 | 1689933918 | 1535516181 | 1639665297 | 1776234201 | 1700939413 | 1783277556 | 1772542024 | 1982963750 | 2548476616
| 4 |  |  | $
| 5 |  |  | $
| 6 |  |  | $
| Number | Option name | Green Energy Exports | Unit | FY 2020-21 | FY 2021-22 | FY 2022-23 | FY 2023-24 | FY 2024-25 | FY 2025-26 | FY 2026-27 | FY 2027-28 | FY 2028-29 | FY 2029-30 | FY 2030-31 | FY 2031-32 | FY 2032-33 | FY 2033-34 | FY 2034-35 | FY 2035-36 | FY 2036-37 | FY 2037-38 | FY 2038-39 | FY 2039-40 | FY 2040-41 | FY 2041-42 | FY 2042-43 | FY 2043-44 | FY 2044-45 | FY 2045-46 | FY 2046-47 | FY 2047-48 | FY 2048-49 | FY 2049-50
| 0 | EnergyConnect_DN |  | $ | 0 | 0 | 0 | 0 | 0 | 2701105045 | 2576210754 | 1966091993 | 1366235930 | 958570271 | 614900412 | 315736696 | 223472045 | 159678557 | 151345527 | 196640091 | 190151206 | 162925900 | 88146577 | 79360751 | 83731295 | 77907082 | 65883741 | 80522730 | 93210727 | 70214644 | 64313610 | 77988481 | 82914529 | 82040047
| 1 | EnergyConnect_NoPEC1 |  | $ | 0 | 0 | 0 | 0 | 0 | 2701936590 | 2579493391 | 1969105058 | 1368322518 | 961214499 | 616054745 | 316238208 | 224095908 | 159600419 | 147218086 | 190665041 | 185599604 | 160308269 | 88016078 | 77624262 | 81282141 | 75623908 | 64511034 | 78965969 | 90880385 | 69465356 | 64313610 | 77990934 | 82916982 | 82040047
| 2 | EnergyConnect_Op1_26_staged |  | $ | 0 | 0 | 0 | 0 | 0 | 2723482415 | 2585227320 | 1959915555 | 1354960135 | 944035103 | 604922035 | 309077991 | 215924528 | 146359517 | 142650421 | 192624900 | 188201540 | 168563120 | 93660754 | 90275894 | 95787702 | 86595569 | 70201274 | 89781412 | 109427926 | 77164763 | 64313610 | 79252124 | 84178172 | 82040047
| 3 | EnergyConnect_Op1_27_staged |  | $ | 0 | 0 | 0 | 0 | 0 | 2720112186 | 2592633494 | 1971958423 | 1357637529 | 942295761 | 602559556 | 306690253 | 213090915 | 144130043 | 140315097 | 189195654 | 184908878 | 165840613 | 92022816 | 88762216 | 94537388 | 85582921 | 69111706 | 87728800 | 106824587 | 76199352 | 64313610 | 79226328 | 84152376 | 82040047
| 4 |  |  | $
| 5 |  |  | $
| 6 |  |  | $