## Notes
Notes
Simulation number |  | The sequential simulation identifier of each annual simulation - numbered between 1 and 605. Each simulation is modelled at the hourly resolution level - giving 8,760 hourly simulated outputs.
Unplanned outage set |  | Identifier of the hourly unplanned outage set used in the given simulation - numbered between 1 and 11. A stochastic availability model is used to develop the 11 annual simulations of hourly dispatchable power station availability.
Weather set |  | Identifier of the hourly demand and renewable energy resources trace set used in the given simulation - numbered between 1 and 54. A stochastic demand and renewable energy resource model is used to develop 54 weather influenced annual simulations of hourly demand (system and customer demand) and renewable energy resource traces.
Energy and demand (as generated) | Annual regional energy (GWh) | The annual regional scheduled and semi-scheduled energy requirements for the given region and given weather set - taken as the sum of the 8,760 hourly simulated regional demands.
| Annual regional peak demand (MW) | The annual regional scheduled and semi-scheduled maximum demand for the given region and given weather set.
| Annual energy - Network Name (GWh) | The annual energy requirements for the given small customer demand profile and given weather set.
| Annual peak demand - Network Name (MW) | The annual peak demand for the given small customer demand profile and given weather set.
Spot Price (nominal at the regional reference node) | Annual regional time weighted spot price ($/MWh) | The simple average of the hourly simulated spot prices for the given region and simulation number.
| Annual regional Demand weighted spot price ($/MWh) | The demand weighted average of the hourly simulated spot prices for the given region and simulation number - using the corresponding hourly regional demands as the weights.
| Number of hours spot prices above $300 | The number of simulated hourly prices in a given simulation that exceed $300/MWh for the given region and simulation number.
| Contribution of spot prices above $300 to annual average spot price ($/MWh) | The contribution to the annual time weighted spot price of simulated hourly prices in a given simulation that exceed $300/MWh for the given region and simulation number.
| Annual Demand weighted spot price - Network Name ($/MWh) | The demand weighted average of the hourly simulated spot prices for the given small customer demand profile and simulation number - using the corresponding hourly small customer demand profile demands as the weights.
WEC (nominal at the regional reference node) | WEC - Network Name ($/MWh) | Sum of the hourly spot purchase costs, contract purchase costs (adopting a fixed quarterly hedging strategy and estimated contract prices), and hedge difference payments, divided by the annual energy to derive a price in $/MWh terms for a given small customer demand profile and simulation number.

## Qld
Summary of results for 605 market simulations for 2026-27 - Queensland
Simulation number | Unplanned outage set | Weather set | Energy and demand (as generated) |  |  |  | Spot Price (nominal at the regional reference node) |  |  |  |  | WEC (nominal at the regional reference node)
|  |  | Annual regional energy (GWh) | Annual regional peak demand (MW) | Annual energy - Energex (GWh) | Annual peak demand - Energex (MW) | Annual regional time weighted spot price ($/MWh) | Annual regional Demand weighted spot price ($/MWh) | Number of hours spot prices above $300 | Contribution of spot prices above $300 to annual average spot price ($/MWh) | Annual Demand weighted spot price - Energex ($/MWh) | WEC - Energex ($/MWh)
1 | 1 | 1 | 54636.0169 | 10462.0072 | 6395.2645 | 2570.3998 | 99.81 | 112.8 | 99 | 21.1278 | 123.96 | 120.2
2 | 1 | 2 | 54376.3318 | 9768.8928 | 6243.1653 | 2045.5656 | 87.31 | 95.61 | 98 | 9.8308 | 99.47 | 132.21
3 | 1 | 3 | 54469.8028 | 10057.3369 | 6310.1496 | 2129.5039 | 91.72 | 101.46 | 91 | 14.4772 | 105.65 | 126.81
4 | 1 | 4 | 54397.6657 | 10139.0656 | 6257.7772 | 2045.5656 | 83.86 | 91.47 | 108 | 5.9671 | 93.25 | 131.14
5 | 1 | 5 | 54398.2717 | 10327.6003 | 6314.6867 | 2431.6709 | 95.86 | 108.36 | 95 | 18.4955 | 119.69 | 124.39
6 | 1 | 6 | 54458.3433 | 10462.0072 | 6319.1893 | 2570.3998 | 87.19 | 95.74 | 130 | 8.9279 | 98.66 | 127.44
7 | 1 | 7 | 54386.4015 | 11156.9866 | 6376.6268 | 2570.3998 | 83.65 | 91.69 | 104 | 5.6044 | 95.53 | 132.48
8 | 1 | 8 | 54514.2406 | 10462.0072 | 6410.6758 | 2570.3998 | 94.84 | 108.33 | 91 | 16.6749 | 121.88 | 123.71
9 | 1 | 9 | 54497.8835 | 10139.0656 | 6292.6457 | 2045.5656 | 93.05 | 102.57 | 89 | 15.4735 | 106.59 | 123.22
10 | 1 | 10 | 54697.4666 | 11006.3106 | 6437.8168 | 2570.3998 | 81.89 | 91 | 54 | 4.4055 | 98.32 | 134.84
11 | 1 | 11 | 54578.3251 | 10139.0656 | 6351.0536 | 2129.5039 | 94.67 | 104.59 | 108 | 17.4496 | 110.15 | 128.29
12 | 1 | 12 | 54795.6468 | 10462.0072 | 6453.1698 | 2570.3998 | 94 | 103.67 | 127 | 15.7068 | 108.76 | 128.62
13 | 1 | 13 | 54238.3278 | 10462.0072 | 6318.2072 | 2570.3998 | 84.43 | 93.92 | 70 | 8.3009 | 101.13 | 130.08
14 | 1 | 14 | 54633.5607 | 10057.3369 | 6310.3677 | 2045.5656 | 89.55 | 98.15 | 127 | 11.5541 | 101.92 | 127.82
15 | 1 | 15 | 54372.7465 | 10462.0072 | 6321.0093 | 2570.3998 | 91.05 | 101.77 | 71 | 14.2522 | 110.25 | 126.92
16 | 1 | 16 | 54817.9247 | 11006.3106 | 6453.8268 | 2570.3998 | 92.31 | 102.9 | 129 | 12.8913 | 109.42 | 126.84
17 | 1 | 17 | 54878.0614 | 10462.0072 | 6478.1892 | 2570.3998 | 95.67 | 107.88 | 142 | 16.3465 | 118.74 | 123.5
18 | 1 | 18 | 54333.88 | 10462.0072 | 6261.9655 | 2570.3998 | 83.52 | 90.95 | 69 | 7.2631 | 92.73 | 131.24
19 | 1 | 19 | 54455.1641 | 10057.3369 | 6307.7955 | 2045.5656 | 82.86 | 91.04 | 97 | 6.0953 | 94.23 | 131.5
20 | 1 | 20 | 54538.2068 | 10462.0072 | 6288.8315 | 2570.3998 | 89.91 | 99.45 | 92 | 12.3715 | 106.18 | 128.81
21 | 1 | 21 | 54718.3541 | 10511.0063 | 6385.6898 | 2326.8988 | 92.15 | 103.05 | 119 | 13.2136 | 108.71 | 122.62
22 | 1 | 22 | 54724.022 | 10462.0072 | 6440.012 | 2570.3998 | 91.22 | 101.78 | 103 | 12.9445 | 110.17 | 132.27
23 | 1 | 23 | 54562.3249 | 10139.0656 | 6302.3918 | 2045.5656 | 90.26 | 100.57 | 117 | 12.5075 | 106.69 | 125.14
24 | 1 | 24 | 54378.4517 | 10462.0072 | 6266.1467 | 2570.3998 | 87.53 | 96.13 | 72 | 11.3743 | 99.97 | 128.82
25 | 1 | 25 | 54482.4128 | 10275.2938 | 6289.7206 | 2326.8988 | 85.9 | 93.86 | 104 | 7.9153 | 97.09 | 133.56
26 | 1 | 26 | 54449.98 | 11503.2192 | 6322.343 | 2661.3894 | 85.34 | 96.35 | 120 | 8.8849 | 106 | 132.5
27 | 1 | 27 | 54093.4417 | 10462.0072 | 6236.8745 | 2570.3998 | 80.98 | 88.83 | 86 | 4.9483 | 91.79 | 133
28 | 1 | 28 | 54570.5373 | 11156.9866 | 6423.6097 | 2570.3998 | 86.96 | 97.27 | 97 | 9.246 | 104.86 | 131.05
29 | 1 | 29 | 54282.6931 | 10327.6003 | 6247.9595 | 2431.6709 | 86.22 | 96.66 | 97 | 9.267 | 106.16 | 130.71
30 | 1 | 30 | 54191.6522 | 10462.0072 | 6247.1303 | 2570.3998 | 79.27 | 87.09 | 59 | 2.9431 | 90.49 | 135.9
31 | 1 | 31 | 54216.6513 | 11006.3106 | 6254.259 | 2466.5392 | 85.42 | 92.93 | 89 | 8.6608 | 93.98 | 130.04
32 | 1 | 32 | 54607.4474 | 11156.9866 | 6395.0329 | 2539.9862 | 87.28 | 98.54 | 114 | 9.6748 | 108.86 | 129.93
33 | 1 | 33 | 54469.305 | 10462.0072 | 6298.7578 | 2570.3998 | 85.8 | 94.24 | 87 | 8.6843 | 97.97 | 129.57
34 | 1 | 34 | 54834.2537 | 11006.3106 | 6461.2817 | 2570.3998 | 89.1 | 100.72 | 123 | 10.891 | 111.02 | 127.77
35 | 1 | 35 | 54690.3997 | 10511.0063 | 6356.2397 | 2431.6709 | 89.88 | 100.32 | 95 | 12.7609 | 106.83 | 124.64
36 | 1 | 36 | 54812.0099 | 11503.2192 | 6450.0645 | 2661.3894 | 93.51 | 104.35 | 112 | 14.2411 | 111.73 | 128.3
37 | 1 | 37 | 54209.885 | 11156.9866 | 6244.7092 | 2539.9862 | 82.62 | 90.8 | 40 | 6.7279 | 94.09 | 133.66
38 | 1 | 38 | 54323.5984 | 10057.3369 | 6241.2152 | 2129.5039 | 85.89 | 94.66 | 89 | 9.2386 | 97.6 | 130.85
39 | 1 | 39 | 54214.5332 | 10462.0072 | 6290.5722 | 2570.3998 | 87.73 | 96.96 | 96 | 11.0377 | 101.22 | 128.04
40 | 1 | 40 | 54434.2524 | 10511.0063 | 6373.7612 | 2431.6709 | 83.34 | 90.91 | 101 | 5.8679 | 92.51 | 132.34
41 | 1 | 41 | 54450.4047 | 10139.0656 | 6284.4077 | 2129.5039 | 92.25 | 101.54 | 169 | 13.3512 | 105.82 | 123.88
42 | 1 | 42 | 54498.0061 | 10462.0072 | 6335.8142 | 2570.3998 | 86.13 | 94.59 | 100 | 8.8154 | 99.11 | 131.88
43 | 1 | 43 | 54583.1503 | 10462.0072 | 6350.5593 | 2570.3998 | 79.93 | 87.17 | 50 | 2.1334 | 89.74 | 135.73
44 | 1 | 44 | 54297.9472 | 10511.0063 | 6277.8312 | 2314.2341 | 80.12 | 89.03 | 64 | 5.6622 | 93.62 | 133.66
45 | 1 | 45 | 54710.4766 | 11156.9866 | 6448.2714 | 2539.9862 | 99.78 | 113.54 | 141 | 21.1127 | 123.44 | 118.16
46 | 1 | 46 | 54381.9131 | 10462.0072 | 6386.1438 | 2570.3998 | 86.15 | 94.85 | 102 | 8.7789 | 98.3 | 130.12
47 | 1 | 47 | 54666.5653 | 11503.2192 | 6390.9407 | 2661.3894 | 91.27 | 102.11 | 99 | 12.9392 | 108.61 | 127.14
48 | 1 | 48 | 54717.5636 | 10511.0063 | 6427.394 | 2431.6709 | 92.58 | 106.24 | 102 | 15.1965 | 120.47 | 121.89
49 | 1 | 49 | 54591.0518 | 10511.0063 | 6404.8093 | 2314.2341 | 92.07 | 102.42 | 114 | 14.609 | 108.13 | 126.72
50 | 1 | 50 | 54823.3297 | 10511.0063 | 6449.5386 | 2431.6709 | 100.66 | 115.63 | 147 | 21.1494 | 129.82 | 120.66
51 | 1 | 51 | 54513.6681 | 10462.0072 | 6364.9195 | 2570.3998 | 84.71 | 93.17 | 111 | 7.9049 | 97.09 | 130.11
52 | 1 | 52 | 54450.7022 | 10511.0063 | 6273.2704 | 2431.6709 | 97.44 | 111.1 | 161 | 18.8524 | 120.12 | 120.27
53 | 1 | 53 | 54196.6109 | 10327.6003 | 6265.0394 | 2431.6709 | 88.95 | 99.33 | 121 | 11.7682 | 103.96 | 125.53
54 | 1 | 54 | 54689.1548 | 11156.9866 | 6406.4956 | 2588.3275 | 93.32 | 107.29 | 128 | 15.2893 | 121.81 | 126.63
55 | 1 | 55 | 54568.9584 | 11503.2192 | 6389.4376 | 2628.3197 | 81.17 | 88.74 | 88 | 4.1316 | 91.11 | 131.69
56 | 2 | 1 | 54636.0169 | 10462.0072 | 6395.2645 | 2570.3998 | 91.98 | 103.13 | 104 | 12.6874 | 111.4 | 124.96
57 | 2 | 2 | 54376.3318 | 9768.8928 | 6243.1653 | 2045.5656 | 84.8 | 92.96 | 101 | 6.8954 | 96.43 | 133.27
58 | 2 | 3 | 54469.8028 | 10057.3369 | 6310.1496 | 2129.5039 | 90.45 | 101.21 | 112 | 13.1802 | 107.75 | 125.88
59 | 2 | 4 | 54397.6657 | 10139.0656 | 6257.7772 | 2045.5656 | 88.39 | 96.46 | 84 | 10.5066 | 98.2 | 130.7
60 | 2 | 5 | 54398.2717 | 10327.6003 | 6314.6867 | 2431.6709 | 103.11 | 114.38 | 71 | 26.4584 | 120.17 | 117.3
61 | 2 | 6 | 54458.3433 | 10462.0072 | 6319.1893 | 2570.3998 | 85.5 | 93.33 | 98 | 8.0519 | 95.2 | 129.86
62 | 2 | 7 | 54386.4015 | 11156.9866 | 6376.6268 | 2570.3998 | 87.56 | 95.35 | 64 | 10.3245 | 97.14 | 127.81
63 | 2 | 8 | 54514.2406 | 10462.0072 | 6410.6758 | 2570.3998 | 98.69 | 113.46 | 181 | 18.7302 | 128.35 | 121.41
64 | 2 | 9 | 54497.8835 | 10139.0656 | 6292.6457 | 2045.5656 | 90.3 | 99.75 | 123 | 11.5338 | 104.43 | 129.9
65 | 2 | 10 | 54697.4666 | 11006.3106 | 6437.8168 | 2570.3998 | 89.8 | 100.51 | 74 | 12.4072 | 109.28 | 130.17
66 | 2 | 11 | 54578.3251 | 10139.0656 | 6351.0536 | 2129.5039 | 95.14 | 106.34 | 127 | 16.6558 | 113.85 | 122.23
67 | 2 | 12 | 54795.6468 | 10462.0072 | 6453.1698 | 2570.3998 | 92.03 | 102.77 | 101 | 13.5512 | 110.56 | 124.17
68 | 2 | 13 | 54238.3278 | 10462.0072 | 6318.2072 | 2570.3998 | 81.25 | 89.79 | 67 | 4.8602 | 95.61 | 135.18
69 | 2 | 14 | 54633.5607 | 10057.3369 | 6310.3677 | 2045.5656 | 90.62 | 100.77 | 98 | 12.8974 | 106.92 | 123.91
70 | 2 | 15 | 54372.7465 | 10462.0072 | 6321.0093 | 2570.3998 | 80.42 | 88.3 | 51 | 3.5817 | 92.65 | 136.41
71 | 2 | 16 | 54817.9247 | 11006.3106 | 6453.8268 | 2570.3998 | 116.57 | 133.08 | 167 | 37.0309 | 144.8 | 102.66
72 | 2 | 17 | 54878.0614 | 10462.0072 | 6478.1892 | 2570.3998 | 87.22 | 97.19 | 96 | 8.5876 | 104.65 | 130.71
73 | 2 | 18 | 54333.88 | 10462.0072 | 6261.9655 | 2570.3998 | 80.38 | 87.2 | 40 | 4.8689 | 89 | 134.67
74 | 2 | 19 | 54455.1641 | 10057.3369 | 6307.7955 | 2045.5656 | 92.6 | 101.08 | 108 | 15.2268 | 102.11 | 124.94
75 | 2 | 20 | 54538.2068 | 10462.0072 | 6288.8315 | 2570.3998 | 85.11 | 93.55 | 77 | 7.397 | 98.56 | 130.24
76 | 2 | 21 | 54718.3541 | 10511.0063 | 6385.6898 | 2326.8988 | 91.66 | 102.74 | 143 | 12.5189 | 110.82 | 125
77 | 2 | 22 | 54724.022 | 10462.0072 | 6440.012 | 2570.3998 | 89.08 | 98.11 | 132 | 10.9102 | 101.96 | 129.2
78 | 2 | 23 | 54562.3249 | 10139.0656 | 6302.3918 | 2045.5656 | 79.76 | 86.79 | 87 | 3.1798 | 89.56 | 134.95
79 | 2 | 24 | 54378.4517 | 10462.0072 | 6266.1467 | 2570.3998 | 84.59 | 95.08 | 51 | 8.565 | 103.31 | 130.38
80 | 2 | 25 | 54482.4128 | 10275.2938 | 6289.7206 | 2326.8988 | 80.82 | 87.99 | 61 | 3.2265 | 90.55 | 135.71
81 | 2 | 26 | 54449.98 | 11503.2192 | 6322.343 | 2661.3894 | 99.18 | 114.58 | 123 | 22.6066 | 128.99 | 119.41
82 | 2 | 27 | 54093.4417 | 10462.0072 | 6236.8745 | 2570.3998 | 77.54 | 84.4 | 59 | 2.0303 | 86.25 | 137.2
83 | 2 | 28 | 54570.5373 | 11156.9866 | 6423.6097 | 2570.3998 | 95.62 | 105.49 | 112 | 17.9279 | 110.61 | 123.02
84 | 2 | 29 | 54282.6931 | 10327.6003 | 6247.9595 | 2431.6709 | 90.97 | 100.97 | 148 | 13.8606 | 106.77 | 128.14
85 | 2 | 30 | 54191.6522 | 10462.0072 | 6247.1303 | 2570.3998 | 91.37 | 102.86 | 122 | 13.9751 | 111.21 | 124.65
86 | 2 | 31 | 54216.6513 | 11006.3106 | 6254.259 | 2466.5392 | 83.08 | 90.71 | 60 | 6.3666 | 92.85 | 134.23
87 | 2 | 32 | 54607.4474 | 11156.9866 | 6395.0329 | 2539.9862 | 90.89 | 102.38 | 150 | 13.0265 | 111.39 | 124.83
88 | 2 | 33 | 54469.305 | 10462.0072 | 6298.7578 | 2570.3998 | 84.13 | 92.33 | 73 | 7.9256 | 95.55 | 131.67
89 | 2 | 34 | 54834.2537 | 11006.3106 | 6461.2817 | 2570.3998 | 87.85 | 99.87 | 92 | 9.6691 | 112.19 | 131.04
90 | 2 | 35 | 54690.3997 | 10511.0063 | 6356.2397 | 2431.6709 | 86.59 | 96.17 | 70 | 9.7713 | 102.21 | 130.52
91 | 2 | 36 | 54812.0099 | 11503.2192 | 6450.0645 | 2661.3894 | 88.94 | 98.64 | 97 | 9.5271 | 105.24 | 130.54
92 | 2 | 37 | 54209.885 | 11156.9866 | 6244.7092 | 2539.9862 | 80.15 | 87.84 | 85 | 3.31 | 90.61 | 135.95
93 | 2 | 38 | 54323.5984 | 10057.3369 | 6241.2152 | 2129.5039 | 82.25 | 90.33 | 94 | 5.2713 | 93.28 | 133.9
94 | 2 | 39 | 54214.5332 | 10462.0072 | 6290.5722 | 2570.3998 | 83.59 | 92.27 | 101 | 6.8588 | 96.73 | 135.55
95 | 2 | 40 | 54434.2524 | 10511.0063 | 6373.7612 | 2431.6709 | 107 | 121.11 | 137 | 29.4764 | 129.61 | 112
96 | 2 | 41 | 54450.4047 | 10139.0656 | 6284.4077 | 2129.5039 | 86.84 | 95.52 | 90 | 9.7348 | 99.6 | 127.08
97 | 2 | 42 | 54498.0061 | 10462.0072 | 6335.8142 | 2570.3998 | 82.16 | 89.75 | 72 | 5.5687 | 93.15 | 134.02
98 | 2 | 43 | 54583.1503 | 10462.0072 | 6350.5593 | 2570.3998 | 91.61 | 101.98 | 84 | 13.7976 | 107.28 | 123.66
99 | 2 | 44 | 54297.9472 | 10511.0063 | 6277.8312 | 2314.2341 | 93.26 | 104.71 | 121 | 17.2106 | 111.55 | 123.26
100 | 2 | 45 | 54710.4766 | 11156.9866 | 6448.2714 | 2539.9862 | 95.55 | 106.79 | 138 | 16.5127 | 113.97 | 121.59
101 | 2 | 46 | 54381.9131 | 10462.0072 | 6386.1438 | 2570.3998 | 102.72 | 114.68 | 104 | 25.3613 | 120.88 | 116.68
102 | 2 | 47 | 54666.5653 | 11503.2192 | 6390.9407 | 2661.3894 | 100.09 | 112.56 | 100 | 21.1837 | 119.46 | 118.26
103 | 2 | 48 | 54717.5636 | 10511.0063 | 6427.394 | 2431.6709 | 101.55 | 119.16 | 134 | 23.2176 | 141.88 | 114.2
104 | 2 | 49 | 54591.0518 | 10511.0063 | 6404.8093 | 2314.2341 | 87.33 | 97.26 | 68 | 9.7924 | 102.71 | 129.54
105 | 2 | 50 | 54823.3297 | 10511.0063 | 6449.5386 | 2431.6709 | 110.84 | 126.43 | 149 | 31.4606 | 138.22 | 113.61
106 | 2 | 51 | 54513.6681 | 10462.0072 | 6364.9195 | 2570.3998 | 80.1 | 87.75 | 87 | 3.046 | 90.55 | 134.34
107 | 2 | 52 | 54450.7022 | 10511.0063 | 6273.2704 | 2431.6709 | 101.94 | 114.4 | 162 | 24.1661 | 119.68 | 116.34
108 | 2 | 53 | 54196.6109 | 10327.6003 | 6265.0394 | 2431.6709 | 93.89 | 103.23 | 133 | 16.0546 | 104.86 | 120.03
109 | 2 | 54 | 54689.1548 | 11156.9866 | 6406.4956 | 2588.3275 | 105.23 | 124.93 | 127 | 26.8218 | 149.71 | 113.64
110 | 2 | 55 | 54568.9584 | 11503.2192 | 6389.4376 | 2628.3197 | 78.82 | 85.51 | 67 | 2.0694 | 86.93 | 134.98
111 | 3 | 1 | 54636.0169 | 10462.0072 | 6395.2645 | 2570.3998 | 92.93 | 105.1 | 116 | 13.9516 | 116.63 | 127.48
112 | 3 | 2 | 54376.3318 | 9768.8928 | 6243.1653 | 2045.5656 | 86.33 | 95.47 | 113 | 9.8242 | 100.96 | 131.91
113 | 3 | 3 | 54469.8028 | 10057.3369 | 6310.1496 | 2129.5039 | 85.5 | 93.78 | 72 | 7.8528 | 96.86 | 133.34
114 | 3 | 4 | 54397.6657 | 10139.0656 | 6257.7772 | 2045.5656 | 92.58 | 102.52 | 132 | 15.4365 | 106.58 | 122.14
115 | 3 | 5 | 54398.2717 | 10327.6003 | 6314.6867 | 2431.6709 | 103.23 | 115.54 | 116 | 26.3084 | 123.73 | 120.37
116 | 3 | 6 | 54458.3433 | 10462.0072 | 6319.1893 | 2570.3998 | 83.44 | 90.92 | 76 | 6.0391 | 92.76 | 133.07
117 | 3 | 7 | 54386.4015 | 11156.9866 | 6376.6268 | 2570.3998 | 90.31 | 98.71 | 76 | 13.3729 | 100.21 | 127.51
118 | 3 | 8 | 54514.2406 | 10462.0072 | 6410.6758 | 2570.3998 | 96.62 | 109.69 | 137 | 17.5737 | 120.6 | 124.13
119 | 3 | 9 | 54497.8835 | 10139.0656 | 6292.6457 | 2045.5656 | 86.66 | 95.87 | 79 | 9.1047 | 101.03 | 130.58
120 | 3 | 10 | 54697.4666 | 11006.3106 | 6437.8168 | 2570.3998 | 88.42 | 98 | 108 | 10.0184 | 103.83 | 130.2
121 | 3 | 11 | 54578.3251 | 10139.0656 | 6351.0536 | 2129.5039 | 95.98 | 106.58 | 104 | 18.1631 | 112.16 | 123.59
122 | 3 | 12 | 54795.6468 | 10462.0072 | 6453.1698 | 2570.3998 | 89.13 | 97.73 | 91 | 11.1617 | 101.57 | 129.96
123 | 3 | 13 | 54238.3278 | 10462.0072 | 6318.2072 | 2570.3998 | 87.34 | 97.13 | 92 | 10.7728 | 104.12 | 130.44
124 | 3 | 14 | 54633.5607 | 10057.3369 | 6310.3677 | 2045.5656 | 87.06 | 95.69 | 122 | 9.0064 | 99.92 | 130.26
125 | 3 | 15 | 54372.7465 | 10462.0072 | 6321.0093 | 2570.3998 | 90.77 | 100.73 | 100 | 13.4888 | 107.26 | 128.48
126 | 3 | 16 | 54817.9247 | 11006.3106 | 6453.8268 | 2570.3998 | 93.09 | 103.42 | 139 | 14.0963 | 110.09 | 125.2
127 | 3 | 17 | 54878.0614 | 10462.0072 | 6478.1892 | 2570.3998 | 96.63 | 110.26 | 183 | 16.6896 | 124.14 | 125.39
128 | 3 | 18 | 54333.88 | 10462.0072 | 6261.9655 | 2570.3998 | 82.3 | 89.61 | 71 | 5.9415 | 91.95 | 133.61
129 | 3 | 19 | 54455.1641 | 10057.3369 | 6307.7955 | 2045.5656 | 94.93 | 104.82 | 135 | 17.5905 | 106.83 | 124.23
130 | 3 | 20 | 54538.2068 | 10462.0072 | 6288.8315 | 2570.3998 | 87.9 | 96.09 | 90 | 9.7008 | 99.95 | 132.45
131 | 3 | 21 | 54718.3541 | 10511.0063 | 6385.6898 | 2326.8988 | 94.69 | 106.75 | 122 | 16.2104 | 117.19 | 122.2
132 | 3 | 22 | 54724.022 | 10462.0072 | 6440.012 | 2570.3998 | 85.17 | 92.68 | 117 | 7.2933 | 93.96 | 128.06
133 | 3 | 23 | 54562.3249 | 10139.0656 | 6302.3918 | 2045.5656 | 86.69 | 95.36 | 110 | 9.316 | 100.25 | 132.45
134 | 3 | 24 | 54378.4517 | 10462.0072 | 6266.1467 | 2570.3998 | 91.64 | 101.85 | 108 | 14.7954 | 107.92 | 126.08
135 | 3 | 25 | 54482.4128 | 10275.2938 | 6289.7206 | 2326.8988 | 91.09 | 99.71 | 104 | 13.4934 | 101.96 | 128.19
136 | 3 | 26 | 54449.98 | 11503.2192 | 6322.343 | 2661.3894 | 97 | 111.07 | 123 | 20.9284 | 124.76 | 121.73
137 | 3 | 27 | 54093.4417 | 10462.0072 | 6236.8745 | 2570.3998 | 89.84 | 98.06 | 91 | 13.2879 | 99.28 | 125.93
138 | 3 | 28 | 54570.5373 | 11156.9866 | 6423.6097 | 2570.3998 | 97.41 | 108.27 | 141 | 18.8988 | 113.42 | 122.19
139 | 3 | 29 | 54282.6931 | 10327.6003 | 6247.9595 | 2431.6709 | 84.48 | 93.37 | 103 | 7.7348 | 98.44 | 131.51
140 | 3 | 30 | 54191.6522 | 10462.0072 | 6247.1303 | 2570.3998 | 78.28 | 85.64 | 60 | 1.9623 | 88.28 | 137.23
141 | 3 | 31 | 54216.6513 | 11006.3106 | 6254.259 | 2466.5392 | 78.76 | 85.82 | 73 | 2.8417 | 88.3 | 135.77
142 | 3 | 32 | 54607.4474 | 11156.9866 | 6395.0329 | 2539.9862 | 91.56 | 103.93 | 126 | 14.3433 | 114.46 | 119.23
143 | 3 | 33 | 54469.305 | 10462.0072 | 6298.7578 | 2570.3998 | 84.01 | 92.99 | 85 | 7.5318 | 98.85 | 131.07
144 | 3 | 34 | 54834.2537 | 11006.3106 | 6461.2817 | 2570.3998 | 102.06 | 119.61 | 150 | 23.6245 | 141.14 | 121.27
145 | 3 | 35 | 54690.3997 | 10511.0063 | 6356.2397 | 2431.6709 | 88.06 | 97.73 | 120 | 10.8263 | 103.2 | 128.08
146 | 3 | 36 | 54812.0099 | 11503.2192 | 6450.0645 | 2661.3894 | 99.89 | 113.89 | 161 | 20.1268 | 126.78 | 119.29
147 | 3 | 37 | 54209.885 | 11156.9866 | 6244.7092 | 2539.9862 | 83.63 | 92.5 | 64 | 7.5006 | 96.48 | 131.31
148 | 3 | 38 | 54323.5984 | 10057.3369 | 6241.2152 | 2129.5039 | 88.83 | 98.51 | 110 | 11.3703 | 103.47 | 128.26
149 | 3 | 39 | 54214.5332 | 10462.0072 | 6290.5722 | 2570.3998 | 80.66 | 88.46 | 87 | 4.0879 | 91.24 | 135.02
150 | 3 | 40 | 54434.2524 | 10511.0063 | 6373.7612 | 2431.6709 | 81.1 | 88.7 | 84 | 4.6108 | 90.78 | 132.24
151 | 3 | 41 | 54450.4047 | 10139.0656 | 6284.4077 | 2129.5039 | 95.67 | 105.34 | 143 | 16.5214 | 109.3 | 121.87
152 | 3 | 42 | 54498.0061 | 10462.0072 | 6335.8142 | 2570.3998 | 87.61 | 96.88 | 88 | 11.1212 | 102.64 | 127.69
153 | 3 | 43 | 54583.1503 | 10462.0072 | 6350.5593 | 2570.3998 | 93.36 | 103.77 | 117 | 15.2628 | 108.65 | 121.9
154 | 3 | 44 | 54297.9472 | 10511.0063 | 6277.8312 | 2314.2341 | 93.68 | 105.74 | 92 | 18.4487 | 113.14 | 124.58
155 | 3 | 45 | 54710.4766 | 11156.9866 | 6448.2714 | 2539.9862 | 113.38 | 126.6 | 174 | 34.3847 | 135.08 | 114.29
156 | 3 | 46 | 54381.9131 | 10462.0072 | 6386.1438 | 2570.3998 | 86.35 | 94.24 | 74 | 9.9528 | 96.65 | 129.87
157 | 3 | 47 | 54666.5653 | 11503.2192 | 6390.9407 | 2661.3894 | 97.22 | 108.97 | 134 | 18.1478 | 114.54 | 120.71
158 | 3 | 48 | 54717.5636 | 10511.0063 | 6427.394 | 2431.6709 | 91.78 | 105.27 | 99 | 14.1321 | 119.88 | 124.32
159 | 3 | 49 | 54591.0518 | 10511.0063 | 6404.8093 | 2314.2341 | 92.24 | 102.05 | 74 | 14.8503 | 105.83 | 125.81
160 | 3 | 50 | 54823.3297 | 10511.0063 | 6449.5386 | 2431.6709 | 113.1 | 133.28 | 126 | 33.6128 | 154.32 | 110.08
161 | 3 | 51 | 54513.6681 | 10462.0072 | 6364.9195 | 2570.3998 | 86.7 | 95.8 | 103 | 10.3019 | 99.02 | 123.09
162 | 3 | 52 | 54450.7022 | 10511.0063 | 6273.2704 | 2431.6709 | 99.71 | 112.59 | 167 | 22.0282 | 121.07 | 116.75
163 | 3 | 53 | 54196.6109 | 10327.6003 | 6265.0394 | 2431.6709 | 98.86 | 110.02 | 169 | 20.9199 | 113.4 | 118.77
164 | 3 | 54 | 54689.1548 | 11156.9866 | 6406.4956 | 2588.3275 | 98.37 | 112.49 | 150 | 19.8399 | 124.73 | 117.91
165 | 3 | 55 | 54568.9584 | 11503.2192 | 6389.4376 | 2628.3197 | 90.61 | 100.7 | 124 | 13.272 | 106.28 | 125.66
166 | 4 | 1 | 54636.0169 | 10462.0072 | 6395.2645 | 2570.3998 | 92.21 | 103.09 | 140 | 12.5974 | 109.33 | 122.99
167 | 4 | 2 | 54376.3318 | 9768.8928 | 6243.1653 | 2045.5656 | 82.72 | 90.96 | 79 | 6.0445 | 95.68 | 131.36
168 | 4 | 3 | 54469.8028 | 10057.3369 | 6310.1496 | 2129.5039 | 79.84 | 87 | 66 | 3.3273 | 89.61 | 135.77
169 | 4 | 4 | 54397.6657 | 10139.0656 | 6257.7772 | 2045.5656 | 87.47 | 95.9 | 124 | 9.8075 | 99 | 130.45
170 | 4 | 5 | 54398.2717 | 10327.6003 | 6314.6867 | 2431.6709 | 89.27 | 99.58 | 124 | 12.491 | 108.37 | 128.9
171 | 4 | 6 | 54458.3433 | 10462.0072 | 6319.1893 | 2570.3998 | 83.6 | 91.95 | 78 | 5.7979 | 95.44 | 131.94
172 | 4 | 7 | 54386.4015 | 11156.9866 | 6376.6268 | 2570.3998 | 81.33 | 89.7 | 36 | 4.3404 | 94.63 | 132.58
173 | 4 | 8 | 54514.2406 | 10462.0072 | 6410.6758 | 2570.3998 | 99.53 | 115.83 | 81 | 21.5438 | 135.82 | 120.33
174 | 4 | 9 | 54497.8835 | 10139.0656 | 6292.6457 | 2045.5656 | 91.35 | 101.16 | 87 | 14.0784 | 106.44 | 127.64
175 | 4 | 10 | 54697.4666 | 11006.3106 | 6437.8168 | 2570.3998 | 80.69 | 89.07 | 45 | 3.8846 | 94.87 | 134.34
176 | 4 | 11 | 54578.3251 | 10139.0656 | 6351.0536 | 2129.5039 | 88.3 | 97.19 | 114 | 10.5198 | 101.31 | 129.7
177 | 4 | 12 | 54795.6468 | 10462.0072 | 6453.1698 | 2570.3998 | 84.72 | 92.82 | 93 | 6.9038 | 96.55 | 131.66
178 | 4 | 13 | 54238.3278 | 10462.0072 | 6318.2072 | 2570.3998 | 83.51 | 92.59 | 69 | 7.7452 | 98.5 | 131.87
179 | 4 | 14 | 54633.5607 | 10057.3369 | 6310.3677 | 2045.5656 | 90.09 | 100.48 | 63 | 12.9535 | 107.05 | 125
180 | 4 | 15 | 54372.7465 | 10462.0072 | 6321.0093 | 2570.3998 | 83.09 | 91.58 | 84 | 6.568 | 96.43 | 132.91
181 | 4 | 16 | 54817.9247 | 11006.3106 | 6453.8268 | 2570.3998 | 92.87 | 103.2 | 93 | 13.9207 | 109.96 | 124.14
182 | 4 | 17 | 54878.0614 | 10462.0072 | 6478.1892 | 2570.3998 | 93.35 | 104.91 | 125 | 14.2984 | 114.19 | 125.27
183 | 4 | 18 | 54333.88 | 10462.0072 | 6261.9655 | 2570.3998 | 86.97 | 95.28 | 82 | 11.0936 | 97.9 | 128.08
184 | 4 | 19 | 54455.1641 | 10057.3369 | 6307.7955 | 2045.5656 | 81.04 | 89.11 | 67 | 4.5474 | 93.26 | 134.61
185 | 4 | 20 | 54538.2068 | 10462.0072 | 6288.8315 | 2570.3998 | 85.73 | 94.18 | 93 | 7.6986 | 98.83 | 132.44
186 | 4 | 21 | 54718.3541 | 10511.0063 | 6385.6898 | 2326.8988 | 84.77 | 94.24 | 66 | 7.0194 | 100.68 | 132.34
187 | 4 | 22 | 54724.022 | 10462.0072 | 6440.012 | 2570.3998 | 90.56 | 100.21 | 86 | 13.1352 | 105.39 | 126.87
188 | 4 | 23 | 54562.3249 | 10139.0656 | 6302.3918 | 2045.5656 | 80.26 | 88.06 | 55 | 3.4655 | 92.66 | 136.2
189 | 4 | 24 | 54378.4517 | 10462.0072 | 6266.1467 | 2570.3998 | 81.35 | 90.49 | 47 | 6.1672 | 97.02 | 132.73
190 | 4 | 25 | 54482.4128 | 10275.2938 | 6289.7206 | 2326.8988 | 81.51 | 89.05 | 82 | 3.6191 | 92.31 | 136.35
191 | 4 | 26 | 54449.98 | 11503.2192 | 6322.343 | 2661.3894 | 100.01 | 118.8 | 113 | 23.7401 | 140.12 | 116.94
192 | 4 | 27 | 54093.4417 | 10462.0072 | 6236.8745 | 2570.3998 | 83.71 | 91.93 | 41 | 8.1302 | 94.4 | 129.4
193 | 4 | 28 | 54570.5373 | 11156.9866 | 6423.6097 | 2570.3998 | 85.04 | 95.66 | 78 | 8.1678 | 104.74 | 131.69
194 | 4 | 29 | 54282.6931 | 10327.6003 | 6247.9595 | 2431.6709 | 87.92 | 99.1 | 91 | 11.7186 | 108.33 | 127.85
195 | 4 | 30 | 54191.6522 | 10462.0072 | 6247.1303 | 2570.3998 | 86.79 | 97.53 | 93 | 10.1008 | 105.89 | 127.8
196 | 4 | 31 | 54216.6513 | 11006.3106 | 6254.259 | 2466.5392 | 80.39 | 88.47 | 59 | 4.2737 | 93.24 | 135.98
197 | 4 | 32 | 54607.4474 | 11156.9866 | 6395.0329 | 2539.9862 | 99.52 | 113.72 | 113 | 21.8756 | 125.96 | 114.68
198 | 4 | 33 | 54469.305 | 10462.0072 | 6298.7578 | 2570.3998 | 81.59 | 89.34 | 65 | 5.1084 | 91.85 | 130.63
199 | 4 | 34 | 54834.2537 | 11006.3106 | 6461.2817 | 2570.3998 | 93.19 | 106.74 | 158 | 14.488 | 120.01 | 126.17
200 | 4 | 35 | 54690.3997 | 10511.0063 | 6356.2397 | 2431.6709 | 89.35 | 98.79 | 69 | 12.3875 | 103.29 | 126.58
201 | 4 | 36 | 54812.0099 | 11503.2192 | 6450.0645 | 2661.3894 | 95.02 | 107.63 | 107 | 15.9186 | 119.62 | 123.11
202 | 4 | 37 | 54209.885 | 11156.9866 | 6244.7092 | 2539.9862 | 80.33 | 89.28 | 30 | 5.3024 | 94.14 | 131.31
203 | 4 | 38 | 54323.5984 | 10057.3369 | 6241.2152 | 2129.5039 | 85.62 | 96.43 | 97 | 8.6003 | 103.21 | 128.5
204 | 4 | 39 | 54214.5332 | 10462.0072 | 6290.5722 | 2570.3998 | 83.31 | 92.05 | 96 | 6.4506 | 96.4 | 134.51
205 | 4 | 40 | 54434.2524 | 10511.0063 | 6373.7612 | 2431.6709 | 88.64 | 98.68 | 128 | 10.9865 | 104.45 | 126.97
206 | 4 | 41 | 54450.4047 | 10139.0656 | 6284.4077 | 2129.5039 | 89.5 | 98.53 | 101 | 11.8336 | 102.19 | 124.46
207 | 4 | 42 | 54498.0061 | 10462.0072 | 6335.8142 | 2570.3998 | 79.33 | 86.33 | 58 | 3.4496 | 88.91 | 134.96
208 | 4 | 43 | 54583.1503 | 10462.0072 | 6350.5593 | 2570.3998 | 85.02 | 93.01 | 51 | 7.7047 | 95.08 | 128.47
209 | 4 | 44 | 54297.9472 | 10511.0063 | 6277.8312 | 2314.2341 | 81.34 | 91.29 | 63 | 6.8719 | 97.35 | 131.43
210 | 4 | 45 | 54710.4766 | 11156.9866 | 6448.2714 | 2539.9862 | 98.95 | 111.3 | 83 | 21.5339 | 118.64 | 117.28
211 | 4 | 46 | 54381.9131 | 10462.0072 | 6386.1438 | 2570.3998 | 83.4 | 91.73 | 69 | 6.5018 | 94.92 | 130.56
212 | 4 | 47 | 54666.5653 | 11503.2192 | 6390.9407 | 2661.3894 | 83.61 | 92.31 | 98 | 5.6662 | 96.45 | 130.14
213 | 4 | 48 | 54717.5636 | 10511.0063 | 6427.394 | 2431.6709 | 89.12 | 101.11 | 101 | 10.9665 | 112.87 | 126.79
214 | 4 | 49 | 54591.0518 | 10511.0063 | 6404.8093 | 2314.2341 | 89.4 | 100.96 | 101 | 11.3977 | 109.96 | 128.92
215 | 4 | 50 | 54823.3297 | 10511.0063 | 6449.5386 | 2431.6709 | 98.3 | 113.16 | 136 | 19.1165 | 128.29 | 119
216 | 4 | 51 | 54513.6681 | 10462.0072 | 6364.9195 | 2570.3998 | 85.86 | 94.12 | 101 | 9.0448 | 96.39 | 124.99
217 | 4 | 52 | 54450.7022 | 10511.0063 | 6273.2704 | 2431.6709 | 87.46 | 97.71 | 127 | 10.1285 | 103.2 | 127.34
218 | 4 | 53 | 54196.6109 | 10327.6003 | 6265.0394 | 2431.6709 | 84.47 | 94.47 | 129 | 7.2236 | 99.78 | 128.52
219 | 4 | 54 | 54689.1548 | 11156.9866 | 6406.4956 | 2588.3275 | 98.7 | 116.05 | 125 | 20.3624 | 137.56 | 120.15
220 | 4 | 55 | 54568.9584 | 11503.2192 | 6389.4376 | 2628.3197 | 81.66 | 89.19 | 79 | 4.7133 | 91.45 | 130.08
221 | 5 | 1 | 54636.0169 | 10462.0072 | 6395.2645 | 2570.3998 | 90.32 | 101.42 | 81 | 11.595 | 110.28 | 124.11
222 | 5 | 2 | 54376.3318 | 9768.8928 | 6243.1653 | 2045.5656 | 84.91 | 92.72 | 58 | 8.3539 | 95.32 | 133.37
223 | 5 | 3 | 54469.8028 | 10057.3369 | 6310.1496 | 2129.5039 | 85.27 | 93.57 | 78 | 8.3364 | 96.13 | 129.04
224 | 5 | 4 | 54397.6657 | 10139.0656 | 6257.7772 | 2045.5656 | 94.21 | 103.91 | 114 | 17.3544 | 107.02 | 121.36
225 | 5 | 5 | 54398.2717 | 10327.6003 | 6314.6867 | 2431.6709 | 93.29 | 104.22 | 88 | 16.0757 | 112.87 | 127.74
226 | 5 | 6 | 54458.3433 | 10462.0072 | 6319.1893 | 2570.3998 | 92.39 | 102.48 | 90 | 15.1364 | 106.68 | 118.35
227 | 5 | 7 | 54386.4015 | 11156.9866 | 6376.6268 | 2570.3998 | 92.05 | 101.76 | 98 | 14.3242 | 105.5 | 121.21
228 | 5 | 8 | 54514.2406 | 10462.0072 | 6410.6758 | 2570.3998 | 96.24 | 110.48 | 114 | 17.4814 | 124.28 | 122.73
229 | 5 | 9 | 54497.8835 | 10139.0656 | 6292.6457 | 2045.5656 | 89.84 | 98.3 | 65 | 11.5957 | 102.19 | 129.92
230 | 5 | 10 | 54697.4666 | 11006.3106 | 6437.8168 | 2570.3998 | 83.44 | 91.61 | 50 | 6.258 | 94.99 | 131.07
231 | 5 | 11 | 54578.3251 | 10139.0656 | 6351.0536 | 2129.5039 | 100.11 | 110.04 | 102 | 22.9059 | 115.04 | 121.92
232 | 5 | 12 | 54795.6468 | 10462.0072 | 6453.1698 | 2570.3998 | 96.49 | 106.64 | 99 | 17.5372 | 111.54 | 122.37
233 | 5 | 13 | 54238.3278 | 10462.0072 | 6318.2072 | 2570.3998 | 79.82 | 87.76 | 74 | 3.2336 | 92.78 | 136.07
234 | 5 | 14 | 54633.5607 | 10057.3369 | 6310.3677 | 2045.5656 | 93.36 | 102.12 | 101 | 15.7425 | 105.31 | 125.41
235 | 5 | 15 | 54372.7465 | 10462.0072 | 6321.0093 | 2570.3998 | 80.29 | 88.23 | 55 | 3.972 | 93.04 | 135.63
236 | 5 | 16 | 54817.9247 | 11006.3106 | 6453.8268 | 2570.3998 | 98.49 | 110.47 | 130 | 19.5389 | 119.02 | 120.23
237 | 5 | 17 | 54878.0614 | 10462.0072 | 6478.1892 | 2570.3998 | 91.43 | 103.28 | 117 | 12.1522 | 114.33 | 129.53
238 | 5 | 18 | 54333.88 | 10462.0072 | 6261.9655 | 2570.3998 | 83.77 | 91.12 | 59 | 7.5399 | 93.58 | 133.11
239 | 5 | 19 | 54455.1641 | 10057.3369 | 6307.7955 | 2045.5656 | 94.64 | 104.04 | 107 | 17.1364 | 106.01 | 125.91
240 | 5 | 20 | 54538.2068 | 10462.0072 | 6288.8315 | 2570.3998 | 94.08 | 104.26 | 118 | 15.0455 | 111.17 | 125.4
241 | 5 | 21 | 54718.3541 | 10511.0063 | 6385.6898 | 2326.8988 | 84.24 | 93.01 | 82 | 5.6344 | 98.98 | 132.69
242 | 5 | 22 | 54724.022 | 10462.0072 | 6440.012 | 2570.3998 | 99.52 | 109.94 | 101 | 21.3472 | 113.37 | 121
243 | 5 | 23 | 54562.3249 | 10139.0656 | 6302.3918 | 2045.5656 | 91.74 | 101.24 | 111 | 14.6519 | 105.66 | 121.91
244 | 5 | 24 | 54378.4517 | 10462.0072 | 6266.1467 | 2570.3998 | 83.31 | 91.84 | 85 | 6.9019 | 97.14 | 134.23
245 | 5 | 25 | 54482.4128 | 10275.2938 | 6289.7206 | 2326.8988 | 85.58 | 93.03 | 94 | 8.0031 | 94.68 | 130.57
246 | 5 | 26 | 54449.98 | 11503.2192 | 6322.343 | 2661.3894 | 99.72 | 117.41 | 93 | 24.5143 | 137.34 | 119.3
247 | 5 | 27 | 54093.4417 | 10462.0072 | 6236.8745 | 2570.3998 | 88.49 | 97.22 | 103 | 12.3745 | 98.54 | 122.95
248 | 5 | 28 | 54570.5373 | 11156.9866 | 6423.6097 | 2570.3998 | 93.27 | 104.66 | 121 | 15.393 | 112.06 | 126.27
249 | 5 | 29 | 54282.6931 | 10327.6003 | 6247.9595 | 2431.6709 | 84.37 | 92.53 | 98 | 7.4603 | 95.66 | 131.55
250 | 5 | 30 | 54191.6522 | 10462.0072 | 6247.1303 | 2570.3998 | 81.1 | 89.55 | 68 | 4.4155 | 93.65 | 132.57
251 | 5 | 31 | 54216.6513 | 11006.3106 | 6254.259 | 2466.5392 | 78.88 | 86.15 | 67 | 2.8738 | 88.96 | 135.19
252 | 5 | 32 | 54607.4474 | 11156.9866 | 6395.0329 | 2539.9862 | 88.26 | 99 | 115 | 10.9263 | 107.6 | 128.21
253 | 5 | 33 | 54469.305 | 10462.0072 | 6298.7578 | 2570.3998 | 83.15 | 91.01 | 48 | 6.9555 | 93.66 | 130.68
254 | 5 | 34 | 54834.2537 | 11006.3106 | 6461.2817 | 2570.3998 | 92.51 | 103.6 | 150 | 13.5221 | 112.09 | 128.1
255 | 5 | 35 | 54690.3997 | 10511.0063 | 6356.2397 | 2431.6709 | 93.58 | 104.97 | 118 | 16.0889 | 112.54 | 122.89
256 | 5 | 36 | 54812.0099 | 11503.2192 | 6450.0645 | 2661.3894 | 95.8 | 108.05 | 127 | 16.1877 | 117.47 | 118.93
257 | 5 | 37 | 54209.885 | 11156.9866 | 6244.7092 | 2539.9862 | 77.78 | 85.02 | 32 | 2.3886 | 87.42 | 135.66
258 | 5 | 38 | 54323.5984 | 10057.3369 | 6241.2152 | 2129.5039 | 89.54 | 98.9 | 107 | 13.1583 | 102.54 | 129
259 | 5 | 39 | 54214.5332 | 10462.0072 | 6290.5722 | 2570.3998 | 92.43 | 102.49 | 92 | 15.9894 | 107.36 | 124.07
260 | 5 | 40 | 54434.2524 | 10511.0063 | 6373.7612 | 2431.6709 | 82.28 | 90 | 59 | 6.231 | 92.25 | 130.29
261 | 5 | 41 | 54450.4047 | 10139.0656 | 6284.4077 | 2129.5039 | 88.52 | 97.38 | 92 | 10.8251 | 101.64 | 124.83
262 | 5 | 42 | 54498.0061 | 10462.0072 | 6335.8142 | 2570.3998 | 81.62 | 88.5 | 55 | 4.9279 | 90.35 | 134.1
263 | 5 | 43 | 54583.1503 | 10462.0072 | 6350.5593 | 2570.3998 | 88.25 | 96.6 | 86 | 10.1896 | 99.21 | 126.13
264 | 5 | 44 | 54297.9472 | 10511.0063 | 6277.8312 | 2314.2341 | 84.06 | 94.6 | 49 | 9.2844 | 101.41 | 129.7
265 | 5 | 45 | 54710.4766 | 11156.9866 | 6448.2714 | 2539.9862 | 92.61 | 103.01 | 140 | 13.9425 | 107.89 | 123.41
266 | 5 | 46 | 54381.9131 | 10462.0072 | 6386.1438 | 2570.3998 | 83.36 | 91.21 | 60 | 6.8437 | 93.56 | 130.07
267 | 5 | 47 | 54666.5653 | 11503.2192 | 6390.9407 | 2661.3894 | 88.34 | 98.08 | 66 | 9.8745 | 102.88 | 126.55
268 | 5 | 48 | 54717.5636 | 10511.0063 | 6427.394 | 2431.6709 | 90.76 | 102.84 | 101 | 13.0444 | 114.24 | 125.58
269 | 5 | 49 | 54591.0518 | 10511.0063 | 6404.8093 | 2314.2341 | 89.56 | 99.48 | 120 | 11.129 | 104.48 | 124.83
270 | 5 | 50 | 54823.3297 | 10511.0063 | 6449.5386 | 2431.6709 | 105.27 | 123.24 | 115 | 26.009 | 143.26 | 113.74
271 | 5 | 51 | 54513.6681 | 10462.0072 | 6364.9195 | 2570.3998 | 78.17 | 85.13 | 58 | 1.7037 | 87.11 | 135.12
272 | 5 | 52 | 54450.7022 | 10511.0063 | 6273.2704 | 2431.6709 | 94.65 | 105.52 | 134 | 16.8684 | 110.48 | 119.65
273 | 5 | 53 | 54196.6109 | 10327.6003 | 6265.0394 | 2431.6709 | 102.74 | 114.78 | 157 | 24.7372 | 119.03 | 116.08
274 | 5 | 54 | 54689.1548 | 11156.9866 | 6406.4956 | 2588.3275 | 99.97 | 114.24 | 140 | 21.4226 | 126.53 | 119.57
275 | 5 | 55 | 54568.9584 | 11503.2192 | 6389.4376 | 2628.3197 | 79.84 | 87.05 | 44 | 3.2845 | 89.39 | 134.56
276 | 6 | 1 | 54636.0169 | 10462.0072 | 6395.2645 | 2570.3998 | 103.65 | 118.99 | 124 | 24.8525 | 132.23 | 111.74
277 | 6 | 2 | 54376.3318 | 9768.8928 | 6243.1653 | 2045.5656 | 90.84 | 100.7 | 103 | 14.4381 | 106.43 | 130.84
278 | 6 | 3 | 54469.8028 | 10057.3369 | 6310.1496 | 2129.5039 | 84.99 | 93.79 | 87 | 8.6563 | 98.67 | 133.99
279 | 6 | 4 | 54397.6657 | 10139.0656 | 6257.7772 | 2045.5656 | 87.04 | 96.37 | 95 | 9.7448 | 101.3 | 129.85
280 | 6 | 5 | 54398.2717 | 10327.6003 | 6314.6867 | 2431.6709 | 100.55 | 112.82 | 136 | 23.431 | 124.19 | 119.22
281 | 6 | 6 | 54458.3433 | 10462.0072 | 6319.1893 | 2570.3998 | 90.39 | 99.44 | 104 | 12.9837 | 101.95 | 126.29
282 | 6 | 7 | 54386.4015 | 11156.9866 | 6376.6268 | 2570.3998 | 89.65 | 99.18 | 134 | 11.4885 | 102.92 | 124.56
283 | 6 | 8 | 54514.2406 | 10462.0072 | 6410.6758 | 2570.3998 | 98.5 | 112.7 | 115 | 19.4279 | 126.85 | 123.72
284 | 6 | 9 | 54497.8835 | 10139.0656 | 6292.6457 | 2045.5656 | 82.21 | 89.95 | 75 | 5.132 | 93.73 | 134.2
285 | 6 | 10 | 54697.4666 | 11006.3106 | 6437.8168 | 2570.3998 | 86.41 | 96.79 | 87 | 8.9439 | 104.47 | 131.35
286 | 6 | 11 | 54578.3251 | 10139.0656 | 6351.0536 | 2129.5039 | 101.49 | 114.54 | 150 | 23.8334 | 123.8 | 114.68
287 | 6 | 12 | 54795.6468 | 10462.0072 | 6453.1698 | 2570.3998 | 91.03 | 100.73 | 90 | 13.099 | 105.64 | 126.09
288 | 6 | 13 | 54238.3278 | 10462.0072 | 6318.2072 | 2570.3998 | 90.32 | 102.46 | 62 | 13.748 | 113.14 | 126.21
289 | 6 | 14 | 54633.5607 | 10057.3369 | 6310.3677 | 2045.5656 | 83.23 | 91.72 | 66 | 6.5172 | 96.66 | 130.58
290 | 6 | 15 | 54372.7465 | 10462.0072 | 6321.0093 | 2570.3998 | 90.27 | 100.68 | 120 | 13.1544 | 108.38 | 132.7
291 | 6 | 16 | 54817.9247 | 11006.3106 | 6453.8268 | 2570.3998 | 93.69 | 105.13 | 146 | 13.8193 | 114.3 | 126.68
292 | 6 | 17 | 54878.0614 | 10462.0072 | 6478.1892 | 2570.3998 | 94.21 | 106.95 | 124 | 15.9224 | 117.54 | 123.11
293 | 6 | 18 | 54333.88 | 10462.0072 | 6261.9655 | 2570.3998 | 79.73 | 87 | 63 | 3.8943 | 89.07 | 134.03
294 | 6 | 19 | 54455.1641 | 10057.3369 | 6307.7955 | 2045.5656 | 92.45 | 103.4 | 115 | 15.224 | 109.63 | 126.48
295 | 6 | 20 | 54538.2068 | 10462.0072 | 6288.8315 | 2570.3998 | 93.1 | 103.17 | 81 | 15.6199 | 109.96 | 126.26
296 | 6 | 21 | 54718.3541 | 10511.0063 | 6385.6898 | 2326.8988 | 92.99 | 103.92 | 87 | 14.4478 | 110.53 | 124.2
297 | 6 | 22 | 54724.022 | 10462.0072 | 6440.012 | 2570.3998 | 98.14 | 109.66 | 103 | 20.4869 | 116.28 | 124.71
298 | 6 | 23 | 54562.3249 | 10139.0656 | 6302.3918 | 2045.5656 | 86.2 | 95.26 | 103 | 9.6852 | 100.35 | 129.78
299 | 6 | 24 | 54378.4517 | 10462.0072 | 6266.1467 | 2570.3998 | 86.72 | 96.4 | 101 | 11.1294 | 102.02 | 129.64
300 | 6 | 25 | 54482.4128 | 10275.2938 | 6289.7206 | 2326.8988 | 95.49 | 106.01 | 104 | 18.0777 | 110.7 | 124.68
301 | 6 | 26 | 54449.98 | 11503.2192 | 6322.343 | 2661.3894 | 97.24 | 111.7 | 131 | 21.5526 | 123.1 | 119.03
302 | 6 | 27 | 54093.4417 | 10462.0072 | 6236.8745 | 2570.3998 | 91.85 | 102.98 | 100 | 15.649 | 109.5 | 124.13
303 | 6 | 28 | 54570.5373 | 11156.9866 | 6423.6097 | 2570.3998 | 90.44 | 102.62 | 108 | 13.452 | 112.75 | 128.84
304 | 6 | 29 | 54282.6931 | 10327.6003 | 6247.9595 | 2431.6709 | 78.34 | 85.35 | 62 | 2.4425 | 87.34 | 136.45
305 | 6 | 30 | 54191.6522 | 10462.0072 | 6247.1303 | 2570.3998 | 93.48 | 106.61 | 129 | 16.3717 | 116.07 | 121.33
306 | 6 | 31 | 54216.6513 | 11006.3106 | 6254.259 | 2466.5392 | 77.62 | 84.63 | 23 | 2.3272 | 87.1 | 134.87
307 | 6 | 32 | 54607.4474 | 11156.9866 | 6395.0329 | 2539.9862 | 102.92 | 119.37 | 111 | 25.688 | 135.85 | 113.17
308 | 6 | 33 | 54469.305 | 10462.0072 | 6298.7578 | 2570.3998 | 79.61 | 87.39 | 68 | 3.6437 | 91.43 | 134.68
309 | 6 | 34 | 54834.2537 | 11006.3106 | 6461.2817 | 2570.3998 | 98.48 | 113.65 | 139 | 19.7927 | 128.91 | 122.67
310 | 6 | 35 | 54690.3997 | 10511.0063 | 6356.2397 | 2431.6709 | 90.02 | 100.14 | 104 | 12.3434 | 106.42 | 126.52
311 | 6 | 36 | 54812.0099 | 11503.2192 | 6450.0645 | 2661.3894 | 92.5 | 103.91 | 122 | 13.4722 | 113.06 | 126.6
312 | 6 | 37 | 54209.885 | 11156.9866 | 6244.7092 | 2539.9862 | 87.82 | 97.27 | 80 | 12.2135 | 101.5 | 129.89
313 | 6 | 38 | 54323.5984 | 10057.3369 | 6241.2152 | 2129.5039 | 91.78 | 102.86 | 106 | 14.9816 | 108.97 | 126.15
314 | 6 | 39 | 54214.5332 | 10462.0072 | 6290.5722 | 2570.3998 | 106.81 | 125.74 | 125 | 29.9712 | 145.22 | 114.8
315 | 6 | 40 | 54434.2524 | 10511.0063 | 6373.7612 | 2431.6709 | 89.54 | 99.58 | 159 | 12.0003 | 104.01 | 125.89
316 | 6 | 41 | 54450.4047 | 10139.0656 | 6284.4077 | 2129.5039 | 85.16 | 93.08 | 132 | 7.0976 | 95.59 | 130.14
317 | 6 | 42 | 54498.0061 | 10462.0072 | 6335.8142 | 2570.3998 | 86.37 | 95.34 | 67 | 9.9699 | 100.14 | 130.26
318 | 6 | 43 | 54583.1503 | 10462.0072 | 6350.5593 | 2570.3998 | 79.27 | 86.19 | 56 | 2.406 | 88.29 | 135.34
319 | 6 | 44 | 54297.9472 | 10511.0063 | 6277.8312 | 2314.2341 | 88.59 | 100.43 | 107 | 13.5293 | 109.03 | 126.73
320 | 6 | 45 | 54710.4766 | 11156.9866 | 6448.2714 | 2539.9862 | 117.75 | 133.49 | 164 | 38.7748 | 145.34 | 114.54
321 | 6 | 46 | 54381.9131 | 10462.0072 | 6386.1438 | 2570.3998 | 96.75 | 109.29 | 80 | 19.7659 | 118.53 | 122.27
322 | 6 | 47 | 54666.5653 | 11503.2192 | 6390.9407 | 2661.3894 | 94.61 | 106.77 | 108 | 16.3945 | 114.69 | 124.62
323 | 6 | 48 | 54717.5636 | 10511.0063 | 6427.394 | 2431.6709 | 94.42 | 108.27 | 141 | 16.6335 | 122.83 | 121.12
324 | 6 | 49 | 54591.0518 | 10511.0063 | 6404.8093 | 2314.2341 | 93.32 | 106.04 | 101 | 15.89 | 114.79 | 120.6
325 | 6 | 50 | 54823.3297 | 10511.0063 | 6449.5386 | 2431.6709 | 107.23 | 123.86 | 182 | 27.503 | 138.37 | 112.78
326 | 6 | 51 | 54513.6681 | 10462.0072 | 6364.9195 | 2570.3998 | 89.25 | 98.46 | 107 | 12.1848 | 102.02 | 128.56
327 | 6 | 52 | 54450.7022 | 10511.0063 | 6273.2704 | 2431.6709 | 98.63 | 112.36 | 147 | 21.458 | 121.08 | 117.26
328 | 6 | 53 | 54196.6109 | 10327.6003 | 6265.0394 | 2431.6709 | 84.77 | 94.23 | 116 | 8.1045 | 98.06 | 131.18
329 | 6 | 54 | 54689.1548 | 11156.9866 | 6406.4956 | 2588.3275 | 100.98 | 117.53 | 148 | 23.2022 | 134.32 | 117.11
330 | 6 | 55 | 54568.9584 | 11503.2192 | 6389.4376 | 2628.3197 | 92.16 | 101.91 | 81 | 15.4966 | 105.6 | 125.24
331 | 7 | 1 | 54636.0169 | 10462.0072 | 6395.2645 | 2570.3998 | 92.18 | 102.24 | 98 | 14.4647 | 106.67 | 121.71
332 | 7 | 2 | 54376.3318 | 9768.8928 | 6243.1653 | 2045.5656 | 83.2 | 90.83 | 84 | 6.9078 | 93.85 | 134.54
333 | 7 | 3 | 54469.8028 | 10057.3369 | 6310.1496 | 2129.5039 | 84.55 | 92.9 | 104 | 8.3454 | 95.79 | 128.83
334 | 7 | 4 | 54397.6657 | 10139.0656 | 6257.7772 | 2045.5656 | 88.69 | 97.51 | 67 | 12.3904 | 99.58 | 123.41
335 | 7 | 5 | 54398.2717 | 10327.6003 | 6314.6867 | 2431.6709 | 94.22 | 103.88 | 113 | 17.7877 | 107.66 | 124.74
336 | 7 | 6 | 54458.3433 | 10462.0072 | 6319.1893 | 2570.3998 | 85.32 | 94.12 | 63 | 8.6333 | 97.3 | 124.72
337 | 7 | 7 | 54386.4015 | 11156.9866 | 6376.6268 | 2570.3998 | 96.77 | 108.24 | 91 | 20.1174 | 113.86 | 111.3
338 | 7 | 8 | 54514.2406 | 10462.0072 | 6410.6758 | 2570.3998 | 92.1 | 103.14 | 130 | 14.0014 | 111.07 | 128.4
339 | 7 | 9 | 54497.8835 | 10139.0656 | 6292.6457 | 2045.5656 | 90.6 | 101.18 | 84 | 13.6648 | 107.99 | 127.16
340 | 7 | 10 | 54697.4666 | 11006.3106 | 6437.8168 | 2570.3998 | 84.21 | 93.48 | 73 | 7.6389 | 99.26 | 130.44
341 | 7 | 11 | 54578.3251 | 10139.0656 | 6351.0536 | 2129.5039 | 82.88 | 90.8 | 80 | 6.4368 | 94.18 | 133.69
342 | 7 | 12 | 54795.6468 | 10462.0072 | 6453.1698 | 2570.3998 | 89.39 | 98.74 | 110 | 12.5065 | 103.7 | 126.88
343 | 7 | 13 | 54238.3278 | 10462.0072 | 6318.2072 | 2570.3998 | 80.28 | 88.29 | 63 | 4.7624 | 92.85 | 134.77
344 | 7 | 14 | 54633.5607 | 10057.3369 | 6310.3677 | 2045.5656 | 90.47 | 100.75 | 95 | 13.8628 | 106.94 | 125.71
345 | 7 | 15 | 54372.7465 | 10462.0072 | 6321.0093 | 2570.3998 | 92.43 | 103.14 | 99 | 16.0903 | 109.6 | 122.13
346 | 7 | 16 | 54817.9247 | 11006.3106 | 6453.8268 | 2570.3998 | 100.8 | 112.82 | 108 | 22.1108 | 119.72 | 119.28
347 | 7 | 17 | 54878.0614 | 10462.0072 | 6478.1892 | 2570.3998 | 87.41 | 98 | 94 | 9.5775 | 106.82 | 129.98
348 | 7 | 18 | 54333.88 | 10462.0072 | 6261.9655 | 2570.3998 | 79.43 | 86.48 | 33 | 4.2082 | 87.88 | 131.88
349 | 7 | 19 | 54455.1641 | 10057.3369 | 6307.7955 | 2045.5656 | 83.82 | 91.88 | 108 | 7.4222 | 94.21 | 132.34
350 | 7 | 20 | 54538.2068 | 10462.0072 | 6288.8315 | 2570.3998 | 86.39 | 95.13 | 86 | 9.0491 | 100.47 | 129.95
351 | 7 | 21 | 54718.3541 | 10511.0063 | 6385.6898 | 2326.8988 | 94.2 | 103.58 | 95 | 16.6041 | 106.17 | 123.67
352 | 7 | 22 | 54724.022 | 10462.0072 | 6440.012 | 2570.3998 | 92.4 | 103.23 | 82 | 15.6468 | 112.04 | 126.92
353 | 7 | 23 | 54562.3249 | 10139.0656 | 6302.3918 | 2045.5656 | 78.45 | 85.32 | 60 | 2.4673 | 88.21 | 136.72
354 | 7 | 24 | 54378.4517 | 10462.0072 | 6266.1467 | 2570.3998 | 83.52 | 92.05 | 61 | 8.0528 | 96.31 | 131.92
355 | 7 | 25 | 54482.4128 | 10275.2938 | 6289.7206 | 2326.8988 | 89.82 | 99 | 102 | 12.9236 | 101.92 | 124.94
356 | 7 | 26 | 54449.98 | 11503.2192 | 6322.343 | 2661.3894 | 94.4 | 110.43 | 98 | 19.4323 | 127.98 | 122.43
357 | 7 | 27 | 54093.4417 | 10462.0072 | 6236.8745 | 2570.3998 | 86.81 | 96.08 | 79 | 11.4393 | 99.51 | 123.8
358 | 7 | 28 | 54570.5373 | 11156.9866 | 6423.6097 | 2570.3998 | 90.92 | 102.44 | 107 | 13.9866 | 112.16 | 128.35
359 | 7 | 29 | 54282.6931 | 10327.6003 | 6247.9595 | 2431.6709 | 90.62 | 100.49 | 113 | 14.5748 | 106.12 | 126.41
360 | 7 | 30 | 54191.6522 | 10462.0072 | 6247.1303 | 2570.3998 | 84.88 | 93.92 | 67 | 9.4803 | 98.15 | 128.49
361 | 7 | 31 | 54216.6513 | 11006.3106 | 6254.259 | 2466.5392 | 81.98 | 89.86 | 59 | 6.9844 | 92.86 | 129.81
362 | 7 | 32 | 54607.4474 | 11156.9866 | 6395.0329 | 2539.9862 | 87.47 | 97.51 | 104 | 10.3532 | 104.47 | 128.15
363 | 7 | 33 | 54469.305 | 10462.0072 | 6298.7578 | 2570.3998 | 76.58 | 83 | 73 | 1.0143 | 84.54 | 137
364 | 7 | 34 | 54834.2537 | 11006.3106 | 6461.2817 | 2570.3998 | 91.67 | 103.49 | 100 | 14.8236 | 113.47 | 125.29
365 | 7 | 35 | 54690.3997 | 10511.0063 | 6356.2397 | 2431.6709 | 94.6 | 105.66 | 92 | 17.9392 | 111.84 | 119.19
366 | 7 | 36 | 54812.0099 | 11503.2192 | 6450.0645 | 2661.3894 | 87.21 | 97.3 | 64 | 9.2165 | 105.63 | 129.95
367 | 7 | 37 | 54209.885 | 11156.9866 | 6244.7092 | 2539.9862 | 77.3 | 84.19 | 47 | 2.2345 | 86.12 | 135.48
368 | 7 | 38 | 54323.5984 | 10057.3369 | 6241.2152 | 2129.5039 | 84.72 | 94.27 | 100 | 8.513 | 98.81 | 130.02
369 | 7 | 39 | 54214.5332 | 10462.0072 | 6290.5722 | 2570.3998 | 88.81 | 99 | 94 | 11.9798 | 106.29 | 130.22
370 | 7 | 40 | 54434.2524 | 10511.0063 | 6373.7612 | 2431.6709 | 85.02 | 93.95 | 102 | 8.6525 | 97.4 | 127.85
371 | 7 | 41 | 54450.4047 | 10139.0656 | 6284.4077 | 2129.5039 | 90.08 | 98.69 | 81 | 13.3299 | 102.2 | 125.35
372 | 7 | 42 | 54498.0061 | 10462.0072 | 6335.8142 | 2570.3998 | 82.43 | 89.84 | 58 | 7.2357 | 92.42 | 132.54
373 | 7 | 43 | 54583.1503 | 10462.0072 | 6350.5593 | 2570.3998 | 84.04 | 92.28 | 35 | 7.0071 | 95.47 | 128.72
374 | 7 | 44 | 54297.9472 | 10511.0063 | 6277.8312 | 2314.2341 | 78.86 | 86.76 | 57 | 4.7449 | 89.55 | 134.09
375 | 7 | 45 | 54710.4766 | 11156.9866 | 6448.2714 | 2539.9862 | 94.49 | 105.46 | 126 | 16.2386 | 111.56 | 123.91
376 | 7 | 46 | 54381.9131 | 10462.0072 | 6386.1438 | 2570.3998 | 83.82 | 91.55 | 86 | 7.5374 | 93.9 | 129.9
377 | 7 | 47 | 54666.5653 | 11503.2192 | 6390.9407 | 2661.3894 | 93.5 | 105.75 | 111 | 15.3944 | 114.24 | 122.14
378 | 7 | 48 | 54717.5636 | 10511.0063 | 6427.394 | 2431.6709 | 86.45 | 97.56 | 102 | 9.49 | 108.69 | 129.86
379 | 7 | 49 | 54591.0518 | 10511.0063 | 6404.8093 | 2314.2341 | 79.61 | 87.24 | 60 | 3.4286 | 90.25 | 133.97
380 | 7 | 50 | 54823.3297 | 10511.0063 | 6449.5386 | 2431.6709 | 103.08 | 118.27 | 123 | 25.01 | 130.31 | 110.1
381 | 7 | 51 | 54513.6681 | 10462.0072 | 6364.9195 | 2570.3998 | 82.34 | 90.91 | 79 | 6.156 | 96.05 | 133.4
382 | 7 | 52 | 54450.7022 | 10511.0063 | 6273.2704 | 2431.6709 | 92.52 | 102.53 | 128 | 15.5422 | 105.63 | 124.62
383 | 7 | 53 | 54196.6109 | 10327.6003 | 6265.0394 | 2431.6709 | 93.54 | 104.58 | 121 | 16.7705 | 108.28 | 117.73
384 | 7 | 54 | 54689.1548 | 11156.9866 | 6406.4956 | 2588.3275 | 87.73 | 99.12 | 52 | 11.2411 | 109.08 | 129.59
385 | 7 | 55 | 54568.9584 | 11503.2192 | 6389.4376 | 2628.3197 | 80.6 | 87.92 | 53 | 4.7005 | 90.29 | 131.38
386 | 8 | 1 | 54636.0169 | 10462.0072 | 6395.2645 | 2570.3998 | 98.4 | 112.68 | 105 | 19.3169 | 126.68 | 118.02
387 | 8 | 2 | 54376.3318 | 9768.8928 | 6243.1653 | 2045.5656 | 80.17 | 87.93 | 70 | 3.9638 | 91.63 | 136.46
388 | 8 | 3 | 54469.8028 | 10057.3369 | 6310.1496 | 2129.5039 | 93.06 | 102.78 | 102 | 16.3404 | 106.64 | 126.81
389 | 8 | 4 | 54397.6657 | 10139.0656 | 6257.7772 | 2045.5656 | 85.31 | 93.05 | 82 | 8.7281 | 95.13 | 129.06
390 | 8 | 5 | 54398.2717 | 10327.6003 | 6314.6867 | 2431.6709 | 94.24 | 106.56 | 87 | 17.9 | 118.96 | 125.73
391 | 8 | 6 | 54458.3433 | 10462.0072 | 6319.1893 | 2570.3998 | 84.41 | 91.8 | 63 | 7.7441 | 93.1 | 131.7
392 | 8 | 7 | 54386.4015 | 11156.9866 | 6376.6268 | 2570.3998 | 83.42 | 91.92 | 82 | 6.7421 | 96.23 | 132.88
393 | 8 | 8 | 54514.2406 | 10462.0072 | 6410.6758 | 2570.3998 | 95.58 | 108 | 129 | 16.7046 | 118.74 | 127.48
394 | 8 | 9 | 54497.8835 | 10139.0656 | 6292.6457 | 2045.5656 | 86.7 | 95.38 | 103 | 9.3262 | 99.86 | 129.67
395 | 8 | 10 | 54697.4666 | 11006.3106 | 6437.8168 | 2570.3998 | 85.52 | 95.03 | 96 | 8.1186 | 102.39 | 132.14
396 | 8 | 11 | 54578.3251 | 10139.0656 | 6351.0536 | 2129.5039 | 90.26 | 100.13 | 101 | 12.8463 | 105.54 | 125.16
397 | 8 | 12 | 54795.6468 | 10462.0072 | 6453.1698 | 2570.3998 | 85.66 | 93.86 | 127 | 8.2454 | 96.7 | 128.96
398 | 8 | 13 | 54238.3278 | 10462.0072 | 6318.2072 | 2570.3998 | 91.06 | 104.67 | 58 | 14.7104 | 120.45 | 126.65
399 | 8 | 14 | 54633.5607 | 10057.3369 | 6310.3677 | 2045.5656 | 85.49 | 94.5 | 69 | 9.1346 | 99.67 | 129.62
400 | 8 | 15 | 54372.7465 | 10462.0072 | 6321.0093 | 2570.3998 | 90.69 | 102.1 | 72 | 14.5539 | 113.32 | 127.71
401 | 8 | 16 | 54817.9247 | 11006.3106 | 6453.8268 | 2570.3998 | 94.72 | 105.07 | 136 | 16.0118 | 109.97 | 123.42
402 | 8 | 17 | 54878.0614 | 10462.0072 | 6478.1892 | 2570.3998 | 102.41 | 115.69 | 149 | 23.4668 | 126.63 | 117.47
403 | 8 | 18 | 54333.88 | 10462.0072 | 6261.9655 | 2570.3998 | 81.61 | 88.6 | 58 | 5.9615 | 90.4 | 132.85
404 | 8 | 19 | 54455.1641 | 10057.3369 | 6307.7955 | 2045.5656 | 85.6 | 93.82 | 94 | 9.1315 | 95.57 | 130.95
405 | 8 | 20 | 54538.2068 | 10462.0072 | 6288.8315 | 2570.3998 | 86.05 | 94.62 | 110 | 8.5116 | 99.19 | 131.65
406 | 8 | 21 | 54718.3541 | 10511.0063 | 6385.6898 | 2326.8988 | 93.53 | 105.01 | 109 | 15.788 | 112.97 | 123.42
407 | 8 | 22 | 54724.022 | 10462.0072 | 6440.012 | 2570.3998 | 91.3 | 101.58 | 115 | 13.6804 | 107.46 | 124.49
408 | 8 | 23 | 54562.3249 | 10139.0656 | 6302.3918 | 2045.5656 | 81.71 | 89.52 | 69 | 5.2883 | 93.31 | 132.48
409 | 8 | 24 | 54378.4517 | 10462.0072 | 6266.1467 | 2570.3998 | 86.5 | 95.49 | 90 | 10.7072 | 98.95 | 130.16
410 | 8 | 25 | 54482.4128 | 10275.2938 | 6289.7206 | 2326.8988 | 89.63 | 98.02 | 71 | 12.6718 | 100.15 | 128.98
411 | 8 | 26 | 54449.98 | 11503.2192 | 6322.343 | 2661.3894 | 90.72 | 102.39 | 122 | 14.8649 | 110.61 | 125.62
412 | 8 | 27 | 54093.4417 | 10462.0072 | 6236.8745 | 2570.3998 | 84.6 | 92.77 | 80 | 9.8242 | 94.78 | 127.67
413 | 8 | 28 | 54570.5373 | 11156.9866 | 6423.6097 | 2570.3998 | 85.92 | 96.36 | 74 | 9.2484 | 104.66 | 131.66
414 | 8 | 29 | 54282.6931 | 10327.6003 | 6247.9595 | 2431.6709 | 89.5 | 100.6 | 74 | 13.58 | 108.51 | 128.9
415 | 8 | 30 | 54191.6522 | 10462.0072 | 6247.1303 | 2570.3998 | 83.02 | 91.56 | 50 | 7.1387 | 95.31 | 130.81
416 | 8 | 31 | 54216.6513 | 11006.3106 | 6254.259 | 2466.5392 | 75.65 | 81.79 | 21 | 0.15446 | 82.88 | 138.01
417 | 8 | 32 | 54607.4474 | 11156.9866 | 6395.0329 | 2539.9862 | 88.54 | 99.41 | 145 | 11.0339 | 107.28 | 125.81
418 | 8 | 33 | 54469.305 | 10462.0072 | 6298.7578 | 2570.3998 | 81.06 | 88.29 | 57 | 4.7544 | 89.79 | 130.1
419 | 8 | 34 | 54834.2537 | 11006.3106 | 6461.2817 | 2570.3998 | 88.92 | 99.11 | 104 | 11.0594 | 105.65 | 128.8
420 | 8 | 35 | 54690.3997 | 10511.0063 | 6356.2397 | 2431.6709 | 91.24 | 103.04 | 84 | 15.1409 | 111.89 | 121.4
421 | 8 | 36 | 54812.0099 | 11503.2192 | 6450.0645 | 2661.3894 | 92.12 | 103.29 | 106 | 13.3431 | 110.84 | 122.18
422 | 8 | 37 | 54209.885 | 11156.9866 | 6244.7092 | 2539.9862 | 85.69 | 94.95 | 85 | 9.7256 | 98.15 | 129.09
423 | 8 | 38 | 54323.5984 | 10057.3369 | 6241.2152 | 2129.5039 | 84.94 | 94.43 | 89 | 8.563 | 99.17 | 128.41
424 | 8 | 39 | 54214.5332 | 10462.0072 | 6290.5722 | 2570.3998 | 89.47 | 99.52 | 102 | 12.4681 | 104.77 | 127.47
425 | 8 | 40 | 54434.2524 | 10511.0063 | 6373.7612 | 2431.6709 | 84.81 | 94.98 | 95 | 8.7298 | 101.89 | 129.82
426 | 8 | 41 | 54450.4047 | 10139.0656 | 6284.4077 | 2129.5039 | 91.48 | 102.37 | 114 | 13.4654 | 110.56 | 123.03
427 | 8 | 42 | 54498.0061 | 10462.0072 | 6335.8142 | 2570.3998 | 82.04 | 89.26 | 58 | 6.2047 | 91.39 | 132.94
428 | 8 | 43 | 54583.1503 | 10462.0072 | 6350.5593 | 2570.3998 | 86.14 | 94.06 | 81 | 8.9934 | 95.32 | 128.07
429 | 8 | 44 | 54297.9472 | 10511.0063 | 6277.8312 | 2314.2341 | 86.76 | 96.86 | 104 | 11.7852 | 101.62 | 129.68
430 | 8 | 45 | 54710.4766 | 11156.9866 | 6448.2714 | 2539.9862 | 101.29 | 114.67 | 131 | 22.8562 | 123.62 | 117.31
431 | 8 | 46 | 54381.9131 | 10462.0072 | 6386.1438 | 2570.3998 | 91.69 | 101.7 | 68 | 15.6415 | 105.41 | 120.5
432 | 8 | 47 | 54666.5653 | 11503.2192 | 6390.9407 | 2661.3894 | 82.16 | 90.26 | 114 | 3.753 | 93.83 | 135.26
433 | 8 | 48 | 54717.5636 | 10511.0063 | 6427.394 | 2431.6709 | 94.82 | 107.79 | 156 | 15.9695 | 118.93 | 122.29
434 | 8 | 49 | 54591.0518 | 10511.0063 | 6404.8093 | 2314.2341 | 96.64 | 109.48 | 127 | 18.6822 | 117.34 | 115.89
435 | 8 | 50 | 54823.3297 | 10511.0063 | 6449.5386 | 2431.6709 | 97.54 | 112.55 | 143 | 17.9014 | 128.53 | 121.91
436 | 8 | 51 | 54513.6681 | 10462.0072 | 6364.9195 | 2570.3998 | 83.15 | 91.47 | 80 | 6.8598 | 94.78 | 131.08
437 | 8 | 52 | 54450.7022 | 10511.0063 | 6273.2704 | 2431.6709 | 100.55 | 111.89 | 116 | 24.0315 | 115.66 | 114.26
438 | 8 | 53 | 54196.6109 | 10327.6003 | 6265.0394 | 2431.6709 | 92.9 | 104.64 | 114 | 16.0986 | 109.83 | 115.25
439 | 8 | 54 | 54689.1548 | 11156.9866 | 6406.4956 | 2588.3275 | 94.27 | 108.89 | 112 | 16.5405 | 124.38 | 121.64
440 | 8 | 55 | 54568.9584 | 11503.2192 | 6389.4376 | 2628.3197 | 84.26 | 92.82 | 76 | 7.9023 | 96.47 | 128.18
441 | 9 | 1 | 54636.0169 | 10462.0072 | 6395.2645 | 2570.3998 | 95.22 | 106.51 | 74 | 17.06 | 116 | 119.72
442 | 9 | 2 | 54376.3318 | 9768.8928 | 6243.1653 | 2045.5656 | 85.7 | 94.12 | 73 | 8.7493 | 99.25 | 135.53
443 | 9 | 3 | 54469.8028 | 10057.3369 | 6310.1496 | 2129.5039 | 96.12 | 106.04 | 119 | 18.5162 | 109.62 | 121.76
444 | 9 | 4 | 54397.6657 | 10139.0656 | 6257.7772 | 2045.5656 | 86.47 | 94.95 | 108 | 9.312 | 97.61 | 125.73
445 | 9 | 5 | 54398.2717 | 10327.6003 | 6314.6867 | 2431.6709 | 92.79 | 103.99 | 113 | 15.5282 | 113.59 | 126.99
446 | 9 | 6 | 54458.3433 | 10462.0072 | 6319.1893 | 2570.3998 | 89 | 97.08 | 86 | 11.2297 | 98.47 | 125.58
447 | 9 | 7 | 54386.4015 | 11156.9866 | 6376.6268 | 2570.3998 | 88.33 | 97.5 | 93 | 10.8993 | 101.81 | 126.57
448 | 9 | 8 | 54514.2406 | 10462.0072 | 6410.6758 | 2570.3998 | 99.57 | 111.65 | 123 | 21.1289 | 120.16 | 118.78
449 | 9 | 9 | 54497.8835 | 10139.0656 | 6292.6457 | 2045.5656 | 82.61 | 89.63 | 79 | 5.2609 | 91.83 | 134.4
450 | 9 | 10 | 54697.4666 | 11006.3106 | 6437.8168 | 2570.3998 | 95.69 | 108.99 | 94 | 17.622 | 122.94 | 120.59
451 | 9 | 11 | 54578.3251 | 10139.0656 | 6351.0536 | 2129.5039 | 99.37 | 110.49 | 100 | 22.0394 | 115.97 | 120.23
452 | 9 | 12 | 54795.6468 | 10462.0072 | 6453.1698 | 2570.3998 | 85.15 | 93.2 | 117 | 6.8895 | 96.29 | 129.18
453 | 9 | 13 | 54238.3278 | 10462.0072 | 6318.2072 | 2570.3998 | 83.18 | 92.43 | 39 | 6.9265 | 99.33 | 133.38
454 | 9 | 14 | 54633.5607 | 10057.3369 | 6310.3677 | 2045.5656 | 90.49 | 99.37 | 74 | 13.6412 | 103.69 | 123.79
455 | 9 | 15 | 54372.7465 | 10462.0072 | 6321.0093 | 2570.3998 | 82.34 | 91.92 | 49 | 6.1186 | 100.82 | 133.89
456 | 9 | 16 | 54817.9247 | 11006.3106 | 6453.8268 | 2570.3998 | 93.08 | 103.25 | 125 | 14.1754 | 108.43 | 117.37
457 | 9 | 17 | 54878.0614 | 10462.0072 | 6478.1892 | 2570.3998 | 87.52 | 98.08 | 151 | 8.4698 | 107.13 | 130.23
458 | 9 | 18 | 54333.88 | 10462.0072 | 6261.9655 | 2570.3998 | 79.94 | 86.86 | 62 | 4.2556 | 88.16 | 132.41
459 | 9 | 19 | 54455.1641 | 10057.3369 | 6307.7955 | 2045.5656 | 89.09 | 97.9 | 126 | 11.9969 | 101.16 | 126.03
460 | 9 | 20 | 54538.2068 | 10462.0072 | 6288.8315 | 2570.3998 | 101.15 | 115.51 | 123 | 22.78 | 130.23 | 112.22
461 | 9 | 21 | 54718.3541 | 10511.0063 | 6385.6898 | 2326.8988 | 91.02 | 101.12 | 89 | 12.4918 | 107.6 | 127.13
462 | 9 | 22 | 54724.022 | 10462.0072 | 6440.012 | 2570.3998 | 88.77 | 97.64 | 117 | 10.4895 | 101.47 | 130.93
463 | 9 | 23 | 54562.3249 | 10139.0656 | 6302.3918 | 2045.5656 | 80.11 | 87.66 | 54 | 3.5244 | 91.79 | 134.68
464 | 9 | 24 | 54378.4517 | 10462.0072 | 6266.1467 | 2570.3998 | 79.73 | 86.95 | 71 | 3.7465 | 89.59 | 135.49
465 | 9 | 25 | 54482.4128 | 10275.2938 | 6289.7206 | 2326.8988 | 96.17 | 108.12 | 74 | 19.0169 | 118.74 | 118.1
466 | 9 | 26 | 54449.98 | 11503.2192 | 6322.343 | 2661.3894 | 96.5 | 109.75 | 104 | 20.8356 | 120.63 | 120.98
467 | 9 | 27 | 54093.4417 | 10462.0072 | 6236.8745 | 2570.3998 | 79.26 | 86.45 | 64 | 3.6644 | 88.19 | 133.5
468 | 9 | 28 | 54570.5373 | 11156.9866 | 6423.6097 | 2570.3998 | 89.4 | 101.19 | 86 | 12.0704 | 110.85 | 126.92
469 | 9 | 29 | 54282.6931 | 10327.6003 | 6247.9595 | 2431.6709 | 85.76 | 95.23 | 107 | 8.9119 | 101.19 | 129.35
470 | 9 | 30 | 54191.6522 | 10462.0072 | 6247.1303 | 2570.3998 | 85.28 | 95.12 | 93 | 8.8409 | 101.2 | 128.96
471 | 9 | 31 | 54216.6513 | 11006.3106 | 6254.259 | 2466.5392 | 84.35 | 92.52 | 60 | 7.977 | 95.71 | 130.74
472 | 9 | 32 | 54607.4474 | 11156.9866 | 6395.0329 | 2539.9862 | 95.56 | 109.1 | 147 | 17.7257 | 121.51 | 114.73
473 | 9 | 33 | 54469.305 | 10462.0072 | 6298.7578 | 2570.3998 | 77.85 | 84.63 | 44 | 1.8584 | 86.7 | 136.09
474 | 9 | 34 | 54834.2537 | 11006.3106 | 6461.2817 | 2570.3998 | 88.6 | 99.3 | 131 | 10.0622 | 107.91 | 131.01
475 | 9 | 35 | 54690.3997 | 10511.0063 | 6356.2397 | 2431.6709 | 94.94 | 108.15 | 110 | 17.3242 | 120.44 | 123.84
476 | 9 | 36 | 54812.0099 | 11503.2192 | 6450.0645 | 2661.3894 | 91.37 | 101.86 | 114 | 12.4447 | 108.57 | 124.54
477 | 9 | 37 | 54209.885 | 11156.9866 | 6244.7092 | 2539.9862 | 79.48 | 86.72 | 48 | 2.9625 | 88.86 | 135.01
478 | 9 | 38 | 54323.5984 | 10057.3369 | 6241.2152 | 2129.5039 | 86.91 | 94.97 | 84 | 10.5854 | 97.34 | 127.22
479 | 9 | 39 | 54214.5332 | 10462.0072 | 6290.5722 | 2570.3998 | 89.95 | 99.72 | 103 | 12.8254 | 104.99 | 127.66
480 | 9 | 40 | 54434.2524 | 10511.0063 | 6373.7612 | 2431.6709 | 79.82 | 86.93 | 68 | 2.737 | 88.93 | 133.62
481 | 9 | 41 | 54450.4047 | 10139.0656 | 6284.4077 | 2129.5039 | 85.71 | 93.66 | 120 | 7.8829 | 96.83 | 131.4
482 | 9 | 42 | 54498.0061 | 10462.0072 | 6335.8142 | 2570.3998 | 91.95 | 100.95 | 104 | 14.2321 | 104.81 | 126.18
483 | 9 | 43 | 54583.1503 | 10462.0072 | 6350.5593 | 2570.3998 | 79.75 | 86.32 | 46 | 2.5282 | 88.01 | 135.28
484 | 9 | 44 | 54297.9472 | 10511.0063 | 6277.8312 | 2314.2341 | 83.83 | 94.06 | 62 | 8.9111 | 99.92 | 129.71
485 | 9 | 45 | 54710.4766 | 11156.9866 | 6448.2714 | 2539.9862 | 106.26 | 122.25 | 117 | 28.1977 | 136.28 | 110.92
486 | 9 | 46 | 54381.9131 | 10462.0072 | 6386.1438 | 2570.3998 | 85.88 | 94.26 | 96 | 9.2673 | 97.33 | 130.64
487 | 9 | 47 | 54666.5653 | 11503.2192 | 6390.9407 | 2661.3894 | 91.02 | 102.25 | 93 | 12.2888 | 110.3 | 119.6
488 | 9 | 48 | 54717.5636 | 10511.0063 | 6427.394 | 2431.6709 | 96.2 | 111.57 | 96 | 18.9203 | 130.08 | 118.88
489 | 9 | 49 | 54591.0518 | 10511.0063 | 6404.8093 | 2314.2341 | 99.22 | 112.94 | 109 | 21.5472 | 123.08 | 117.28
490 | 9 | 50 | 54823.3297 | 10511.0063 | 6449.5386 | 2431.6709 | 104.28 | 119.62 | 146 | 24.5545 | 133.53 | 115.81
491 | 9 | 51 | 54513.6681 | 10462.0072 | 6364.9195 | 2570.3998 | 90.71 | 100.2 | 81 | 14.6208 | 104.99 | 123.49
492 | 9 | 52 | 54450.7022 | 10511.0063 | 6273.2704 | 2431.6709 | 106.7 | 119.16 | 154 | 29.3519 | 123.92 | 106.33
493 | 9 | 53 | 54196.6109 | 10327.6003 | 6265.0394 | 2431.6709 | 98.64 | 109.54 | 165 | 20.7499 | 113.48 | 114.11
494 | 9 | 54 | 54689.1548 | 11156.9866 | 6406.4956 | 2588.3275 | 109.39 | 131.18 | 139 | 30.5813 | 159.15 | 105.48
495 | 9 | 55 | 54568.9584 | 11503.2192 | 6389.4376 | 2628.3197 | 86.21 | 94.76 | 74 | 8.8033 | 97.95 | 128.07
496 | 10 | 1 | 54636.0169 | 10462.0072 | 6395.2645 | 2570.3998 | 87.57 | 96.37 | 83 | 9.1046 | 100.04 | 129
497 | 10 | 2 | 54376.3318 | 9768.8928 | 6243.1653 | 2045.5656 | 85.32 | 93.39 | 97 | 8.4092 | 97.43 | 134.05
498 | 10 | 3 | 54469.8028 | 10057.3369 | 6310.1496 | 2129.5039 | 90.83 | 100.36 | 82 | 14.8214 | 103.86 | 123.79
499 | 10 | 4 | 54397.6657 | 10139.0656 | 6257.7772 | 2045.5656 | 81.12 | 88.11 | 74 | 3.7087 | 90.23 | 134.26
500 | 10 | 5 | 54398.2717 | 10327.6003 | 6314.6867 | 2431.6709 | 89.8 | 99.72 | 93 | 13.556 | 106.91 | 128.48
501 | 10 | 6 | 54458.3433 | 10462.0072 | 6319.1893 | 2570.3998 | 82.11 | 89.18 | 71 | 5.1126 | 90.63 | 133.51
502 | 10 | 7 | 54386.4015 | 11156.9866 | 6376.6268 | 2570.3998 | 86.13 | 94.78 | 83 | 8.6647 | 98.39 | 129.76
503 | 10 | 8 | 54514.2406 | 10462.0072 | 6410.6758 | 2570.3998 | 82.73 | 90.96 | 80 | 5.2709 | 95.57 | 135.31
504 | 10 | 9 | 54497.8835 | 10139.0656 | 6292.6457 | 2045.5656 | 84.93 | 93.12 | 99 | 7.1428 | 97.9 | 133.13
505 | 10 | 10 | 54697.4666 | 11006.3106 | 6437.8168 | 2570.3998 | 86.32 | 97.56 | 35 | 9.4538 | 108.28 | 129.76
506 | 10 | 11 | 54578.3251 | 10139.0656 | 6351.0536 | 2129.5039 | 90.96 | 100.31 | 108 | 12.8987 | 104.24 | 129.32
507 | 10 | 12 | 54795.6468 | 10462.0072 | 6453.1698 | 2570.3998 | 85.27 | 93.1 | 88 | 7.8349 | 95.51 | 128.26
508 | 10 | 13 | 54238.3278 | 10462.0072 | 6318.2072 | 2570.3998 | 82.21 | 90.39 | 73 | 5.5033 | 94.69 | 132.46
509 | 10 | 14 | 54633.5607 | 10057.3369 | 6310.3677 | 2045.5656 | 83.43 | 92.2 | 85 | 6.5591 | 97.32 | 130.4
510 | 10 | 15 | 54372.7465 | 10462.0072 | 6321.0093 | 2570.3998 | 81.95 | 89.96 | 68 | 6.2141 | 93.85 | 133.89
511 | 10 | 16 | 54817.9247 | 11006.3106 | 6453.8268 | 2570.3998 | 99.8 | 111.63 | 146 | 19.9128 | 119.08 | 121.75
512 | 10 | 17 | 54878.0614 | 10462.0072 | 6478.1892 | 2570.3998 | 90.87 | 101.27 | 110 | 12.1127 | 108.65 | 129.18
513 | 10 | 18 | 54333.88 | 10462.0072 | 6261.9655 | 2570.3998 | 80.89 | 87.8 | 47 | 5.2335 | 89.92 | 134.08
514 | 10 | 19 | 54455.1641 | 10057.3369 | 6307.7955 | 2045.5656 | 89.17 | 98.85 | 103 | 12.0131 | 103.99 | 128.38
515 | 10 | 20 | 54538.2068 | 10462.0072 | 6288.8315 | 2570.3998 | 88.69 | 97.19 | 80 | 10.4588 | 101.48 | 130.39
516 | 10 | 21 | 54718.3541 | 10511.0063 | 6385.6898 | 2326.8988 | 93.18 | 103.64 | 71 | 15.206 | 109.21 | 123.93
517 | 10 | 22 | 54724.022 | 10462.0072 | 6440.012 | 2570.3998 | 89.14 | 97.64 | 71 | 12.3311 | 100.37 | 129.42
518 | 10 | 23 | 54562.3249 | 10139.0656 | 6302.3918 | 2045.5656 | 83.26 | 91.73 | 83 | 6.3575 | 96.62 | 131
519 | 10 | 24 | 54378.4517 | 10462.0072 | 6266.1467 | 2570.3998 | 94.3 | 105.55 | 83 | 18.2986 | 112.73 | 123.4
520 | 10 | 25 | 54482.4128 | 10275.2938 | 6289.7206 | 2326.8988 | 97.33 | 107.7 | 106 | 19.1781 | 112.83 | 126.36
521 | 10 | 26 | 54449.98 | 11503.2192 | 6322.343 | 2661.3894 | 95.83 | 110.73 | 99 | 20.5544 | 124.22 | 120.82
522 | 10 | 27 | 54093.4417 | 10462.0072 | 6236.8745 | 2570.3998 | 79.59 | 86.78 | 43 | 4.7152 | 88.93 | 134.28
523 | 10 | 28 | 54570.5373 | 11156.9866 | 6423.6097 | 2570.3998 | 85.62 | 95.12 | 98 | 7.8081 | 101.35 | 133.75
524 | 10 | 29 | 54282.6931 | 10327.6003 | 6247.9595 | 2431.6709 | 89.8 | 99.79 | 111 | 12.6404 | 105.85 | 128.86
525 | 10 | 30 | 54191.6522 | 10462.0072 | 6247.1303 | 2570.3998 | 82.39 | 91.03 | 74 | 6.1373 | 96.13 | 134.85
526 | 10 | 31 | 54216.6513 | 11006.3106 | 6254.259 | 2466.5392 | 81.11 | 88.9 | 64 | 4.8207 | 92.71 | 132.14
527 | 10 | 32 | 54607.4474 | 11156.9866 | 6395.0329 | 2539.9862 | 94.9 | 108.66 | 82 | 18.3918 | 123.39 | 122.86
528 | 10 | 33 | 54469.305 | 10462.0072 | 6298.7578 | 2570.3998 | 86.21 | 95.42 | 106 | 9.6658 | 101.51 | 130.16
529 | 10 | 34 | 54834.2537 | 11006.3106 | 6461.2817 | 2570.3998 | 95.76 | 108.25 | 119 | 17.9301 | 119.5 | 124.39
530 | 10 | 35 | 54690.3997 | 10511.0063 | 6356.2397 | 2431.6709 | 85.4 | 93.85 | 77 | 8.6141 | 97.57 | 130.33
531 | 10 | 36 | 54812.0099 | 11503.2192 | 6450.0645 | 2661.3894 | 91.28 | 101.85 | 102 | 12.492 | 109.96 | 126.99
532 | 10 | 37 | 54209.885 | 11156.9866 | 6244.7092 | 2539.9862 | 85.46 | 94.4 | 48 | 9.7666 | 97.26 | 128.95
533 | 10 | 38 | 54323.5984 | 10057.3369 | 6241.2152 | 2129.5039 | 87.2 | 97.33 | 121 | 9.6742 | 102.69 | 127.68
534 | 10 | 39 | 54214.5332 | 10462.0072 | 6290.5722 | 2570.3998 | 90.33 | 100.51 | 105 | 13.195 | 105.59 | 129.8
535 | 10 | 40 | 54434.2524 | 10511.0063 | 6373.7612 | 2431.6709 | 84.88 | 93.33 | 88 | 8.3969 | 96.09 | 125.94
536 | 10 | 41 | 54450.4047 | 10139.0656 | 6284.4077 | 2129.5039 | 89.55 | 98.05 | 91 | 12.2684 | 100.86 | 126.09
537 | 10 | 42 | 54498.0061 | 10462.0072 | 6335.8142 | 2570.3998 | 78.05 | 84.3 | 34 | 1.2969 | 85.86 | 136.4
538 | 10 | 43 | 54583.1503 | 10462.0072 | 6350.5593 | 2570.3998 | 89.27 | 98.32 | 76 | 11.7881 | 103.07 | 126.28
539 | 10 | 44 | 54297.9472 | 10511.0063 | 6277.8312 | 2314.2341 | 88.04 | 98.95 | 108 | 12.77 | 106.39 | 128.06
540 | 10 | 45 | 54710.4766 | 11156.9866 | 6448.2714 | 2539.9862 | 97.4 | 108.96 | 94 | 19.4574 | 114.8 | 122.03
541 | 10 | 46 | 54381.9131 | 10462.0072 | 6386.1438 | 2570.3998 | 85.19 | 93.73 | 58 | 8.8898 | 97.89 | 131.17
542 | 10 | 47 | 54666.5653 | 11503.2192 | 6390.9407 | 2661.3894 | 91.91 | 103.56 | 110 | 13.3234 | 111.59 | 122.63
543 | 10 | 48 | 54717.5636 | 10511.0063 | 6427.394 | 2431.6709 | 84.38 | 94.47 | 67 | 7.3527 | 103.53 | 130.73
544 | 10 | 49 | 54591.0518 | 10511.0063 | 6404.8093 | 2314.2341 | 90.27 | 101.24 | 83 | 13.0144 | 107.66 | 126.57
545 | 10 | 50 | 54823.3297 | 10511.0063 | 6449.5386 | 2431.6709 | 106.66 | 123.87 | 181 | 27.0223 | 140.79 | 110.75
546 | 10 | 51 | 54513.6681 | 10462.0072 | 6364.9195 | 2570.3998 | 91.72 | 101.38 | 102 | 14.8904 | 106.95 | 123.99
547 | 10 | 52 | 54450.7022 | 10511.0063 | 6273.2704 | 2431.6709 | 88.45 | 98.29 | 117 | 11.0256 | 102.12 | 126.18
548 | 10 | 53 | 54196.6109 | 10327.6003 | 6265.0394 | 2431.6709 | 86.62 | 96.8 | 124 | 9.499 | 101.81 | 125
549 | 10 | 54 | 54689.1548 | 11156.9866 | 6406.4956 | 2588.3275 | 99.54 | 115.63 | 119 | 21.4819 | 134.29 | 122.86
550 | 10 | 55 | 54568.9584 | 11503.2192 | 6389.4376 | 2628.3197 | 82.47 | 90.76 | 74 | 5.9046 | 94.57 | 130.62
551 | 11 | 1 | 54636.0169 | 10462.0072 | 6395.2645 | 2570.3998 | 92.74 | 103.97 | 121 | 13.7868 | 112.23 | 124.23
552 | 11 | 2 | 54376.3318 | 9768.8928 | 6243.1653 | 2045.5656 | 85.05 | 93.09 | 97 | 7.9888 | 97.54 | 135.39
553 | 11 | 3 | 54469.8028 | 10057.3369 | 6310.1496 | 2129.5039 | 85.34 | 93.4 | 91 | 8.8984 | 96.15 | 129.63
554 | 11 | 4 | 54397.6657 | 10139.0656 | 6257.7772 | 2045.5656 | 79.91 | 86.62 | 76 | 3.1377 | 88.08 | 136.23
555 | 11 | 5 | 54398.2717 | 10327.6003 | 6314.6867 | 2431.6709 | 89.43 | 98.53 | 119 | 12.6738 | 103.41 | 129.14
556 | 11 | 6 | 54458.3433 | 10462.0072 | 6319.1893 | 2570.3998 | 86.35 | 93.88 | 72 | 8.8099 | 95.61 | 128.69
557 | 11 | 7 | 54386.4015 | 11156.9866 | 6376.6268 | 2570.3998 | 84.1 | 92.19 | 111 | 6.6443 | 95.29 | 130.93
558 | 11 | 8 | 54514.2406 | 10462.0072 | 6410.6758 | 2570.3998 | 96.28 | 107.61 | 104 | 18.0701 | 114.64 | 123.01
559 | 11 | 9 | 54497.8835 | 10139.0656 | 6292.6457 | 2045.5656 | 88.66 | 96.77 | 102 | 10.8657 | 99.69 | 128.2
560 | 11 | 10 | 54697.4666 | 11006.3106 | 6437.8168 | 2570.3998 | 86 | 95.57 | 61 | 8.5839 | 101.89 | 130.22
561 | 11 | 11 | 54578.3251 | 10139.0656 | 6351.0536 | 2129.5039 | 92.36 | 101.98 | 125 | 14.6347 | 106.22 | 128.67
562 | 11 | 12 | 54795.6468 | 10462.0072 | 6453.1698 | 2570.3998 | 87.81 | 96.31 | 105 | 10.0879 | 98.81 | 126.44
563 | 11 | 13 | 54238.3278 | 10462.0072 | 6318.2072 | 2570.3998 | 79.02 | 86.53 | 62 | 3.0662 | 90.1 | 135.43
564 | 11 | 14 | 54633.5607 | 10057.3369 | 6310.3677 | 2045.5656 | 82.38 | 89.26 | 84 | 5.2177 | 91.34 | 133.76
565 | 11 | 15 | 54372.7465 | 10462.0072 | 6321.0093 | 2570.3998 | 87.71 | 95.96 | 65 | 11.3931 | 99.06 | 129.64
566 | 11 | 16 | 54817.9247 | 11006.3106 | 6453.8268 | 2570.3998 | 98.38 | 109.36 | 122 | 19.4401 | 115.89 | 122.88
567 | 11 | 17 | 54878.0614 | 10462.0072 | 6478.1892 | 2570.3998 | 93.52 | 104.9 | 164 | 14.3328 | 113.67 | 124.82
568 | 11 | 18 | 54333.88 | 10462.0072 | 6261.9655 | 2570.3998 | 81.48 | 88.63 | 65 | 5.3837 | 91.06 | 135.17
569 | 11 | 19 | 54455.1641 | 10057.3369 | 6307.7955 | 2045.5656 | 94.76 | 105.99 | 140 | 17.3288 | 111.74 | 119.93
570 | 11 | 20 | 54538.2068 | 10462.0072 | 6288.8315 | 2570.3998 | 94.44 | 105.25 | 127 | 16.1261 | 112.41 | 123.45
571 | 11 | 21 | 54718.3541 | 10511.0063 | 6385.6898 | 2326.8988 | 90.31 | 99.77 | 86 | 12.0827 | 104.1 | 127.71
572 | 11 | 22 | 54724.022 | 10462.0072 | 6440.012 | 2570.3998 | 80.99 | 88.1 | 64 | 3.7845 | 90.12 | 134.67
573 | 11 | 23 | 54562.3249 | 10139.0656 | 6302.3918 | 2045.5656 | 82.41 | 90.39 | 70 | 5.226 | 94.88 | 131.71
574 | 11 | 24 | 54378.4517 | 10462.0072 | 6266.1467 | 2570.3998 | 80.33 | 87.83 | 70 | 4.7417 | 90.76 | 134.76
575 | 11 | 25 | 54482.4128 | 10275.2938 | 6289.7206 | 2326.8988 | 85.54 | 93.37 | 105 | 7.9029 | 95.59 | 131.23
576 | 11 | 26 | 54449.98 | 11503.2192 | 6322.343 | 2661.3894 | 91.38 | 104.07 | 56 | 16.8091 | 115.32 | 125.94
577 | 11 | 27 | 54093.4417 | 10462.0072 | 6236.8745 | 2570.3998 | 80.93 | 88.35 | 58 | 6.0597 | 89.56 | 131.51
578 | 11 | 28 | 54570.5373 | 11156.9866 | 6423.6097 | 2570.3998 | 94.74 | 106.23 | 123 | 17.0165 | 112.92 | 125.81
579 | 11 | 29 | 54282.6931 | 10327.6003 | 6247.9595 | 2431.6709 | 84.08 | 92.7 | 110 | 7.4273 | 96.89 | 133.47
580 | 11 | 30 | 54191.6522 | 10462.0072 | 6247.1303 | 2570.3998 | 80.72 | 88.89 | 54 | 4.568 | 92.43 | 134.02
581 | 11 | 31 | 54216.6513 | 11006.3106 | 6254.259 | 2466.5392 | 81.79 | 89.57 | 77 | 5.6076 | 93.02 | 134.42
582 | 11 | 32 | 54607.4474 | 11156.9866 | 6395.0329 | 2539.9862 | 89.72 | 99.44 | 129 | 12.2021 | 104.35 | 126.85
583 | 11 | 33 | 54469.305 | 10462.0072 | 6298.7578 | 2570.3998 | 86.02 | 95.02 | 76 | 9.6344 | 100.25 | 128.27
584 | 11 | 34 | 54834.2537 | 11006.3106 | 6461.2817 | 2570.3998 | 87.04 | 97.11 | 114 | 9.2664 | 104.51 | 132.31
585 | 11 | 35 | 54690.3997 | 10511.0063 | 6356.2397 | 2431.6709 | 94.64 | 107.35 | 120 | 17.5745 | 118.99 | 120.83
586 | 11 | 36 | 54812.0099 | 11503.2192 | 6450.0645 | 2661.3894 | 86.1 | 95.7 | 98 | 7.2443 | 102.65 | 132.04
587 | 11 | 37 | 54209.885 | 11156.9866 | 6244.7092 | 2539.9862 | 80.11 | 87.81 | 74 | 4.6219 | 90.42 | 133.61
588 | 11 | 38 | 54323.5984 | 10057.3369 | 6241.2152 | 2129.5039 | 90.88 | 99.96 | 76 | 14.3578 | 102.1 | 127.02
589 | 11 | 39 | 54214.5332 | 10462.0072 | 6290.5722 | 2570.3998 | 80.31 | 88.13 | 113 | 3.3659 | 91.45 | 136.95
590 | 11 | 40 | 54434.2524 | 10511.0063 | 6373.7612 | 2431.6709 | 91.19 | 100.3 | 85 | 14.422 | 102.76 | 124.36
591 | 11 | 41 | 54450.4047 | 10139.0656 | 6284.4077 | 2129.5039 | 90.83 | 100.13 | 120 | 13.1178 | 104.92 | 127.14
592 | 11 | 42 | 54498.0061 | 10462.0072 | 6335.8142 | 2570.3998 | 83.5 | 91.55 | 87 | 7.0902 | 95.56 | 131.86
593 | 11 | 43 | 54583.1503 | 10462.0072 | 6350.5593 | 2570.3998 | 90.97 | 100.17 | 68 | 13.8392 | 103.5 | 122.13
594 | 11 | 44 | 54297.9472 | 10511.0063 | 6277.8312 | 2314.2341 | 83.82 | 93.8 | 61 | 8.8292 | 98.86 | 129.66
595 | 11 | 45 | 54710.4766 | 11156.9866 | 6448.2714 | 2539.9862 | 90.1 | 100.16 | 83 | 12.6215 | 103.71 | 121.92
596 | 11 | 46 | 54381.9131 | 10462.0072 | 6386.1438 | 2570.3998 | 86.52 | 96.11 | 73 | 9.7196 | 101.81 | 130.44
597 | 11 | 47 | 54666.5653 | 11503.2192 | 6390.9407 | 2661.3894 | 87.86 | 97.65 | 87 | 10.1564 | 103.55 | 125.36
598 | 11 | 48 | 54717.5636 | 10511.0063 | 6427.394 | 2431.6709 | 89.01 | 100.15 | 107 | 11.4809 | 109.32 | 125.58
599 | 11 | 49 | 54591.0518 | 10511.0063 | 6404.8093 | 2314.2341 | 90.64 | 101.53 | 81 | 13.2552 | 107.74 | 122.99
600 | 11 | 50 | 54823.3297 | 10511.0063 | 6449.5386 | 2431.6709 | 108.04 | 124.27 | 157 | 28.3991 | 140.03 | 116.55
601 | 11 | 51 | 54513.6681 | 10462.0072 | 6364.9195 | 2570.3998 | 80.71 | 88.06 | 75 | 4.4439 | 90.21 | 132.92
602 | 11 | 52 | 54450.7022 | 10511.0063 | 6273.2704 | 2431.6709 | 93.77 | 104.99 | 134 | 16.951 | 110.11 | 121.65
603 | 11 | 53 | 54196.6109 | 10327.6003 | 6265.0394 | 2431.6709 | 96.44 | 108.38 | 186 | 17.6528 | 114.14 | 118.64
604 | 11 | 54 | 54689.1548 | 11156.9866 | 6406.4956 | 2588.3275 | 99.21 | 116.27 | 132 | 21.1987 | 136.34 | 119.98
605 | 11 | 55 | 54568.9584 | 11503.2192 | 6389.4376 | 2628.3197 | 83.74 | 91.77 | 61 | 7.2237 | 94.41 | 131.13

## NSW
Summary of results for 605 market simulations for 2026-27 - New South Wales
Simulation number | Unplanned outage set | Weather set | Energy and demand (as generated) | [7 empty] | Spot Price (nominal at the regional reference node) | [6 empty] | WEC (nominal at the regional reference node)
|  |  | Annual regional energy (GWh) | Annual regional peak demand (MW) | Annual energy - AUSGRID (GWh) | Annual energy - ENDEAVOUR (GWh) | Annual energy - ESSENTIAL (GWh) | Annual peak demand - AUSGRID (MW) | Annual peak demand - ENDEAVOUR (MW) | Annual peak demand - ESSENTIAL (MW) | Annual regional time weighted spot price ($/MWh) | Annual regional Demand weighted spot price ($/MWh) | Number of hours spot prices above $300 | Contribution of spot prices above $300 to annual average spot price ($/MWh) | Annual Demand weighted spot price - AUSGRID ($/MWh) | Annual Demand weighted spot price - ENDEAVOUR ($/MWh) | Annual Demand weighted spot price - ESSENTIAL ($/MWh) | WEC - AUSGRID ($/MWh) | WEC - ENDEAVOUR ($/MWh) | WEC - ESSENTIAL ($/MWh)
1 | 1 | 1 | 66985.6741 | 13286.7482 | 7506.5908 | 4997.7531 | 4012.5195 | 2213.2713 | 1898.241 | 1076.53 | 110.08 | 127.77 | 159 | 22.5139 | 131.19 | 135.04 | 135.31 | 135.56 | 139.88 | 139.83
2 | 1 | 2 | 65901.1266 | 12441.9747 | 7335.5588 | 4864.7108 | 3952.6931 | 2030.1089 | 1478.9874 | 1089.0351 | 110.84 | 132.69 | 115 | 25.4697 | 141.81 | 142.55 | 145.48 | 143.35 | 153 | 143.91
3 | 1 | 3 | 66548.7746 | 13769.174 | 7366.7326 | 4905.1114 | 3964.7009 | 2228.2563 | 1780.7756 | 1089.0351 | 108.65 | 126.9 | 120 | 23.563 | 132.43 | 135.28 | 134.74 | 140.19 | 148.56 | 139.84
4 | 1 | 4 | 66471.3776 | 12405.4632 | 7379.9723 | 4920.3525 | 3962.0129 | 2008.7275 | 1679.5978 | 1011.8366 | 90.55 | 100.57 | 121 | 5.2944 | 98.61 | 99.84 | 103 | 149.14 | 156.97 | 150
5 | 1 | 5 | 66130.8565 | 13286.7482 | 7404.4072 | 4903.0573 | 3974.0077 | 2213.2713 | 1898.241 | 1089.0351 | 113.09 | 132.48 | 150 | 27.8003 | 136.74 | 140.05 | 139.7 | 131.08 | 138.02 | 133.86
6 | 1 | 6 | 66672.2707 | 12693.87 | 7403.8954 | 4953.3378 | 4011.5713 | 2008.0742 | 1560.6562 | 1076.53 | 102.26 | 117.07 | 131 | 16.7329 | 118.27 | 120.73 | 122.86 | 140.96 | 148.92 | 142.97
7 | 1 | 7 | 66930.8864 | 13353.6638 | 7549.6575 | 5043.3279 | 4019.7677 | 2213.2713 | 1898.241 | 1076.53 | 117.05 | 139.33 | 150 | 30.1344 | 144.55 | 150.23 | 150.54 | 133.34 | 141.92 | 137.83
8 | 1 | 8 | 66765.0173 | 13286.7482 | 7504.5126 | 5003.1968 | 4030.1688 | 2213.2713 | 1898.241 | 1089.0351 | 113.36 | 135.4 | 110 | 27.222 | 143.72 | 145.88 | 147.48 | 140.17 | 148.59 | 141.96
9 | 1 | 9 | 66971.9041 | 13037.5061 | 7530.1091 | 5021.5618 | 4005.1863 | 2008.7275 | 1689.9261 | 1076.53 | 109.67 | 125.21 | 124 | 23.1811 | 127.92 | 127.94 | 130.88 | 135.07 | 143.23 | 136
10 | 1 | 10 | 66407.6942 | 13286.7482 | 7447.5274 | 5007.7605 | 3998.8211 | 2213.2713 | 1898.241 | 1089.0351 | 96.06 | 111.01 | 79 | 11.452 | 112.42 | 115.51 | 115.8 | 146.74 | 155.49 | 147.66
11 | 1 | 11 | 66204.6756 | 13037.5061 | 7384.991 | 4947.1038 | 3972.7474 | 2030.1089 | 1694.9703 | 1089.0351 | 108.7 | 128.31 | 122 | 23.4063 | 133.04 | 135.32 | 138.25 | 140.01 | 149.29 | 142.79
12 | 1 | 12 | 66564.9437 | 13286.7482 | 7423.4011 | 4947.2739 | 3997.6737 | 2213.2713 | 1898.241 | 1076.53 | 106.3 | 123.69 | 174 | 19.3108 | 127.7 | 130.14 | 132.19 | 142.24 | 152.53 | 145.08
13 | 1 | 13 | 66816.0132 | 13286.7482 | 7488.7499 | 5012.2259 | 4029.1242 | 2213.2713 | 1898.241 | 1089.0351 | 105.92 | 123.88 | 132 | 19.9278 | 128.54 | 131.31 | 132.62 | 140.72 | 146.13 | 143.47
14 | 1 | 14 | 66156.8727 | 13353.6638 | 7334.9182 | 4875.876 | 3948.174 | 2030.1089 | 1689.9261 | 1089.0351 | 104.16 | 121.58 | 124 | 19.5399 | 126.31 | 128.16 | 129.78 | 142.02 | 151.07 | 143.16
15 | 1 | 15 | 66212.0974 | 13286.7482 | 7388.6525 | 4914.3797 | 3974.9195 | 2213.2713 | 1898.241 | 1089.0351 | 102.31 | 119.43 | 101 | 17.6777 | 122.86 | 125.44 | 125.97 | 142.58 | 149.59 | 143.52
16 | 1 | 16 | 66724.4521 | 13769.174 | 7469.7288 | 5000.784 | 3994.0726 | 2228.2563 | 1898.241 | 1089.0351 | 102.42 | 118.56 | 140 | 15.9821 | 120.74 | 123.94 | 123.04 | 144.12 | 152.41 | 144.63
17 | 1 | 17 | 66315.6986 | 13286.7482 | 7413.3021 | 4929.0074 | 3977.0633 | 2213.2713 | 1898.241 | 1076.53 | 115.28 | 136.09 | 165 | 29.7311 | 141.32 | 144.5 | 145.36 | 132.57 | 140.42 | 135.93
18 | 1 | 18 | 66016.6746 | 12405.4632 | 7304.7104 | 4846.5085 | 3935.9554 | 2030.1089 | 1679.5978 | 1089.0351 | 106.84 | 125.4 | 125 | 22.7092 | 131.5 | 132.29 | 135.46 | 141 | 150.18 | 141.34
19 | 1 | 19 | 66305.4583 | 13263.409 | 7386.0557 | 4956.1365 | 3962.5355 | 2067.2202 | 1899.0885 | 1097.6592 | 102.64 | 119.81 | 112 | 18.2979 | 121.83 | 125.45 | 124.7 | 140.89 | 147.73 | 142.07
20 | 1 | 20 | 66252.4266 | 13769.174 | 7395.2847 | 4934.4751 | 3982.2884 | 2228.2563 | 1780.7756 | 1089.0351 | 98.78 | 114.81 | 153 | 12.6697 | 117.27 | 119.34 | 120.88 | 147.62 | 157.3 | 147.83
21 | 1 | 21 | 67088.2433 | 12743.4217 | 7531.396 | 5068.6096 | 3997.494 | 2008.7275 | 1694.9703 | 1076.53 | 105.91 | 121.23 | 187 | 18.6125 | 120.82 | 125.25 | 124.74 | 136.14 | 139.15 | 139.33
22 | 1 | 22 | 66250.6931 | 13286.7482 | 7379.0181 | 4892.5781 | 3986.3161 | 2213.2713 | 1898.241 | 1089.0351 | 101.71 | 118.32 | 138 | 16.0716 | 121.3 | 124.05 | 125.06 | 146.27 | 157.25 | 147.38
23 | 1 | 23 | 66150.4305 | 13037.5061 | 7330.8824 | 4863.1631 | 3961.7268 | 2030.1089 | 1689.9261 | 1089.0351 | 94.79 | 108.19 | 134 | 10.2097 | 108.62 | 110.65 | 113.24 | 147.26 | 156.29 | 148.73
24 | 1 | 24 | 66105.5251 | 13286.7482 | 7384.6292 | 4915.2679 | 3944.3696 | 2213.2713 | 1898.241 | 1037.3815 | 98.8 | 113.57 | 97 | 15.1062 | 113.38 | 116.72 | 118.44 | 141.03 | 149.01 | 144.1
25 | 1 | 25 | 66724.2964 | 13353.6638 | 7419.2244 | 4952.6895 | 3984.6004 | 2030.1089 | 1594.0465 | 1089.0351 | 106.54 | 123.84 | 148 | 19.7974 | 126.85 | 130.99 | 130.89 | 140.76 | 148 | 142.8
26 | 1 | 26 | 65864.6619 | 12352.3979 | 7277.2877 | 4848.2229 | 3920.0707 | 2030.1089 | 1635.906 | 1089.0351 | 85.32 | 95.43 | 73 | 2.5391 | 94.03 | 95.08 | 97.74 | 153.97 | 163.78 | 153.6
27 | 1 | 27 | 66016.9199 | 13037.5061 | 7357.5737 | 4905.7385 | 3944.7722 | 2030.1089 | 1689.9261 | 1097.6592 | 108.63 | 129.6 | 148 | 24.3049 | 136.49 | 139.38 | 141.29 | 141.46 | 151.22 | 144.73
28 | 1 | 28 | 66723.3401 | 13286.7482 | 7519.0168 | 5048.4512 | 4003.4898 | 2213.2713 | 1898.241 | 1089.0351 | 115.49 | 138.04 | 165 | 29.2928 | 143.36 | 150.84 | 147 | 133.44 | 138.68 | 137.14
29 | 1 | 29 | 66547.0529 | 13286.7482 | 7433.0579 | 4993.2161 | 3978.6032 | 2213.2713 | 1898.241 | 1062.9874 | 103.57 | 121.25 | 85 | 18.3973 | 125.83 | 129.99 | 128.29 | 142.77 | 149.15 | 144.17
30 | 1 | 30 | 66431.6512 | 12965.7085 | 7399.8213 | 4961.6464 | 3973.9634 | 2008.7275 | 1679.5978 | 1070.5058 | 103.46 | 120.4 | 156 | 17.3835 | 122.28 | 128 | 126.7 | 139.73 | 145.49 | 144.87
31 | 1 | 31 | 66475.0477 | 13037.5061 | 7467.4231 | 5026.1374 | 4000.1736 | 2008.7275 | 1689.9261 | 1028.3028 | 106.12 | 123.71 | 141 | 20.8043 | 124.16 | 130.5 | 129.22 | 137.07 | 143.73 | 141.26
32 | 1 | 32 | 66166.3874 | 13286.7482 | 7406.031 | 4943.9792 | 3975.2046 | 2213.2713 | 1898.241 | 1070.5058 | 105.06 | 124.27 | 142 | 20.0095 | 128.92 | 133.43 | 131.98 | 142.09 | 149.72 | 144.83
33 | 1 | 33 | 66136.7308 | 13286.7482 | 7358.8132 | 4946.2465 | 3945.4733 | 2213.2713 | 1898.241 | 1076.53 | 101.21 | 117.22 | 77 | 17.4301 | 118.47 | 122.8 | 121.89 | 142.12 | 151.11 | 142.06
34 | 1 | 34 | 66275.3644 | 13353.6638 | 7400.0916 | 4956.0693 | 3966.5387 | 2213.2713 | 1898.241 | 1108.1351 | 107.09 | 126.9 | 152 | 22.4977 | 132.63 | 136.73 | 134.19 | 141.3 | 148.68 | 141.37
35 | 1 | 35 | 65968.8543 | 13286.7482 | 7341.5276 | 4921.0147 | 3933.4798 | 2213.2713 | 1898.241 | 1089.0351 | 105.69 | 123.16 | 133 | 21.5651 | 124.95 | 128.06 | 130.77 | 136.25 | 143.37 | 140.62
36 | 1 | 36 | 67188.2853 | 13769.174 | 7583.1856 | 5084.726 | 4026.9875 | 2228.2563 | 1898.241 | 1037.3815 | 110.85 | 132.1 | 96 | 24.2825 | 137.55 | 147.77 | 137.41 | 140.38 | 144.51 | 140.85
37 | 1 | 37 | 66124.6263 | 13037.5061 | 7325.8169 | 4901.9025 | 3949.1407 | 2030.1089 | 1689.9261 | 1089.0351 | 109.25 | 129.64 | 106 | 24.8311 | 137.15 | 139.93 | 141.14 | 140.47 | 149.62 | 142.6
38 | 1 | 38 | 66138.6621 | 13353.6638 | 7372.1518 | 4952.8844 | 3962.833 | 2030.1089 | 1689.9261 | 1089.0351 | 96.37 | 109.49 | 111 | 12.3495 | 108.99 | 110.93 | 112.64 | 143.72 | 150.78 | 144.69
39 | 1 | 39 | 66680.0099 | 13286.7482 | 7477.9133 | 4990.358 | 3971.8592 | 2213.2713 | 1898.241 | 1089.0351 | 100.39 | 115.48 | 151 | 14.441 | 116.57 | 119.15 | 121.03 | 142.17 | 146.75 | 145.46
40 | 1 | 40 | 66732.3177 | 13353.6638 | 7451.8847 | 5031.1805 | 4015.324 | 2213.2713 | 1898.241 | 1089.0351 | 116.42 | 136.88 | 149 | 30.5037 | 138.9 | 147.75 | 143.49 | 130.32 | 138.38 | 134.12
41 | 1 | 41 | 66912.6745 | 13037.5061 | 7489.3228 | 5013.7369 | 4009.1291 | 2030.1089 | 1689.9261 | 1089.0351 | 112.27 | 132.29 | 161 | 25.4643 | 137.41 | 142.09 | 141.14 | 137.89 | 146.81 | 139.37
42 | 1 | 42 | 66148.8107 | 12829.602 | 7360.9081 | 4895.0758 | 3961.8105 | 2030.1089 | 1694.9703 | 1097.6592 | 110.53 | 130.65 | 141 | 25.943 | 135.86 | 141.76 | 138.51 | 135.02 | 140.35 | 138.54
43 | 1 | 43 | 66709.0838 | 12693.87 | 7460.5324 | 5006.329 | 4018.3775 | 2008.7275 | 1694.9703 | 1036.6419 | 98.24 | 111.74 | 118 | 11.774 | 110.86 | 113.46 | 116.41 | 143.16 | 150.45 | 147.06
44 | 1 | 44 | 65296.6271 | 12642.3431 | 7225.1692 | 4845.8212 | 3897.5448 | 2030.1089 | 1605.5235 | 1089.0351 | 91.12 | 104.28 | 93 | 10.1897 | 103.72 | 106.29 | 108.61 | 147 | 155.73 | 149.38
45 | 1 | 45 | 66798.4706 | 13286.7482 | 7507.4994 | 5020.9374 | 4003.9592 | 2213.2713 | 1898.241 | 1097.6592 | 113.76 | 132.91 | 180 | 27.0138 | 136.34 | 139.76 | 141.45 | 133.62 | 138.83 | 137.99
46 | 1 | 46 | 66760.0153 | 13037.5061 | 7500.7512 | 5067.4195 | 3998.7064 | 2030.1089 | 1689.9261 | 1097.6592 | 106.22 | 124.34 | 128 | 21.1708 | 128.05 | 131.72 | 131.29 | 140.79 | 148.2 | 141.55
47 | 1 | 47 | 66948.1665 | 13769.174 | 7489.9593 | 5024.68 | 4002.3686 | 2228.2563 | 1780.7756 | 1076.53 | 96.76 | 109.51 | 111 | 11.5109 | 109.88 | 110.82 | 113.75 | 145.2 | 153.9 | 146.29
48 | 1 | 48 | 66834.1572 | 13286.7482 | 7519.813 | 5056.6879 | 4019.6072 | 2213.2713 | 1898.241 | 1097.6592 | 116.82 | 140.19 | 139 | 31.2283 | 147.51 | 156.01 | 147.83 | 134.36 | 140 | 135.36
49 | 1 | 49 | 66774.5076 | 13037.5061 | 7492.1126 | 5052.9326 | 4005.9787 | 2008.7275 | 1689.9261 | 1062.9874 | 125.5 | 151.36 | 167 | 39.5822 | 160.22 | 164.75 | 163.87 | 128.79 | 138.93 | 131.82
50 | 1 | 50 | 66626.1328 | 13353.6638 | 7403.8068 | 4963.699 | 3991.1194 | 2213.2713 | 1898.241 | 1037.3815 | 101.25 | 115.71 | 115 | 15.1922 | 117.35 | 121.41 | 118.8 | 141.1 | 147.93 | 142.2
51 | 1 | 51 | 66362.0753 | 13286.7482 | 7383.0364 | 4944.6659 | 3954.3565 | 2213.2713 | 1898.241 | 1070.5058 | 97.47 | 111.55 | 134 | 12.4599 | 111.83 | 115.5 | 116.31 | 145.58 | 154.4 | 147.76
52 | 1 | 52 | 66188.0741 | 13286.7482 | 7372.3067 | 4940.3603 | 3962.7693 | 2213.2713 | 1898.241 | 1076.53 | 104.74 | 121.96 | 162 | 19.7215 | 122.16 | 127.72 | 127.15 | 136.94 | 143.16 | 141.69
53 | 1 | 53 | 65939.668 | 13286.7482 | 7371.7784 | 4917.6127 | 3944.6317 | 2213.2713 | 1898.241 | 1076.53 | 108.96 | 129.4 | 82 | 25.8044 | 134.06 | 137.26 | 135.34 | 135.94 | 144.15 | 136.06
54 | 1 | 54 | 66422.3449 | 13968.8733 | 7433.4699 | 5013.9627 | 3958.0747 | 2249.4819 | 1924.4082 | 1149.2899 | 105.54 | 124.77 | 113 | 20.6635 | 128.65 | 136.78 | 129.94 | 139.89 | 144.6 | 142.57
55 | 1 | 55 | 66246.0273 | 13353.6638 | 7435.985 | 5009.1531 | 4017.22 | 2030.1089 | 1689.9261 | 1089.0351 | 107.25 | 126.54 | 121 | 22.7266 | 128.65 | 136.24 | 132.48 | 136.9 | 143.91 | 140.51
56 | 2 | 1 | 66985.6741 | 13286.7482 | 7506.5908 | 4997.7531 | 4012.5195 | 2213.2713 | 1898.241 | 1076.53 | 105.12 | 121.16 | 139 | 17.3932 | 124.03 | 127.34 | 126.6 | 141.19 | 148.84 | 142.68
57 | 2 | 2 | 65901.1266 | 12441.9747 | 7335.5588 | 4864.7108 | 3952.6931 | 2030.1089 | 1478.9874 | 1089.0351 | 90.29 | 102.13 | 104 | 5.2404 | 101.39 | 102.07 | 105.58 | 151.78 | 161.19 | 152.22
58 | 2 | 3 | 66548.7746 | 13769.174 | 7366.7326 | 4905.1114 | 3964.7009 | 2228.2563 | 1780.7756 | 1089.0351 | 106.89 | 123.47 | 123 | 22.1917 | 126.14 | 129.38 | 128.52 | 137.49 | 144.73 | 137.75
59 | 2 | 4 | 66471.3776 | 12405.4632 | 7379.9723 | 4920.3525 | 3962.0129 | 2008.7275 | 1679.5978 | 1011.8366 | 100.24 | 112.64 | 104 | 14.7741 | 110.52 | 112.97 | 115.62 | 136.47 | 143.31 | 140.73
60 | 2 | 5 | 66130.8565 | 13286.7482 | 7404.4072 | 4903.0573 | 3974.0077 | 2213.2713 | 1898.241 | 1089.0351 | 115.76 | 131.71 | 134 | 31.036 | 131 | 133.41 | 135.35 | 119.98 | 129.96 | 123.09
61 | 2 | 6 | 66672.2707 | 12693.87 | 7403.8954 | 4953.3378 | 4011.5713 | 2008.0742 | 1560.6562 | 1076.53 | 104.23 | 119.16 | 146 | 18.5607 | 118.57 | 124.44 | 123.87 | 134.5 | 140.58 | 140.01
62 | 2 | 7 | 66930.8864 | 13353.6638 | 7549.6575 | 5043.3279 | 4019.7677 | 2213.2713 | 1898.241 | 1076.53 | 107.95 | 123.03 | 136 | 21.4023 | 120.7 | 126.13 | 125.65 | 130.18 | 138.45 | 134.06
63 | 2 | 8 | 66765.0173 | 13286.7482 | 7504.5126 | 5003.1968 | 4030.1688 | 2213.2713 | 1898.241 | 1089.0351 | 111 | 130.18 | 154 | 24.3733 | 133.58 | 137.65 | 136.97 | 134.38 | 137.48 | 138.25
64 | 2 | 9 | 66971.9041 | 13037.5061 | 7530.1091 | 5021.5618 | 4005.1863 | 2008.7275 | 1689.9261 | 1076.53 | 115.02 | 133.37 | 174 | 27.6614 | 135.95 | 140.6 | 139.08 | 129.29 | 136.74 | 132.21
65 | 2 | 10 | 66407.6942 | 13286.7482 | 7447.5274 | 5007.7605 | 3998.8211 | 2213.2713 | 1898.241 | 1089.0351 | 93.98 | 106.59 | 122 | 9.34 | 105.51 | 108.52 | 109.15 | 145.42 | 154.37 | 146.93
66 | 2 | 11 | 66204.6756 | 13037.5061 | 7384.991 | 4947.1038 | 3972.7474 | 2030.1089 | 1694.9703 | 1089.0351 | 110.66 | 129.62 | 134 | 25.0387 | 132.3 | 135.94 | 137.77 | 134.92 | 140.85 | 139.53
67 | 2 | 12 | 66564.9437 | 13286.7482 | 7423.4011 | 4947.2739 | 3997.6737 | 2213.2713 | 1898.241 | 1076.53 | 106.57 | 123.39 | 162 | 19.1746 | 127.1 | 130.39 | 130.25 | 140.33 | 147.24 | 142.55
68 | 2 | 13 | 66816.0132 | 13286.7482 | 7488.7499 | 5012.2259 | 4029.1242 | 2213.2713 | 1898.241 | 1089.0351 | 108.51 | 128.37 | 113 | 22.6451 | 135.31 | 138.9 | 138.61 | 140.66 | 147.85 | 142.87
69 | 2 | 14 | 66156.8727 | 13353.6638 | 7334.9182 | 4875.876 | 3948.174 | 2030.1089 | 1689.9261 | 1089.0351 | 98.46 | 112.63 | 149 | 13.4821 | 112.81 | 115.84 | 117.33 | 142.79 | 151.09 | 145.55
70 | 2 | 15 | 66212.0974 | 13286.7482 | 7388.6525 | 4914.3797 | 3974.9195 | 2213.2713 | 1898.241 | 1089.0351 | 93.69 | 107.22 | 94 | 9.3995 | 107.67 | 109.96 | 111.84 | 147.2 | 155.22 | 149.02
71 | 2 | 16 | 66724.4521 | 13769.174 | 7469.7288 | 5000.784 | 3994.0726 | 2228.2563 | 1898.241 | 1089.0351 | 126.88 | 147.83 | 179 | 40.7088 | 150.13 | 157.54 | 151.74 | 114.71 | 121.07 | 117.9
72 | 2 | 17 | 66315.6986 | 13286.7482 | 7413.3021 | 4929.0074 | 3977.0633 | 2213.2713 | 1898.241 | 1076.53 | 94.59 | 107.06 | 105 | 9.3957 | 106.17 | 107.63 | 109.96 | 145.92 | 155.71 | 146.94
73 | 2 | 18 | 66016.6746 | 12405.4632 | 7304.7104 | 4846.5085 | 3935.9554 | 2030.1089 | 1679.5978 | 1089.0351 | 98.23 | 111.92 | 88 | 14.9595 | 112.23 | 113.89 | 117.19 | 141.7 | 151.43 | 142.99
74 | 2 | 19 | 66305.4583 | 13263.409 | 7386.0557 | 4956.1365 | 3962.5355 | 2067.2202 | 1899.0885 | 1097.6592 | 113.49 | 130.22 | 156 | 28.9359 | 128.81 | 135.1 | 133.68 | 122.91 | 129.93 | 128.46
75 | 2 | 20 | 66252.4266 | 13769.174 | 7395.2847 | 4934.4751 | 3982.2884 | 2228.2563 | 1780.7756 | 1089.0351 | 96.27 | 110.85 | 151 | 9.952 | 112.12 | 114.34 | 116.12 | 149.01 | 158.69 | 149.53
76 | 2 | 21 | 67088.2433 | 12743.4217 | 7531.396 | 5068.6096 | 3997.494 | 2008.7275 | 1694.9703 | 1076.53 | 98.44 | 111.9 | 156 | 12.0368 | 111.67 | 116.51 | 114.21 | 143.48 | 150.18 | 144.49
77 | 2 | 22 | 66250.6931 | 13286.7482 | 7379.0181 | 4892.5781 | 3986.3161 | 2213.2713 | 1898.241 | 1089.0351 | 97.57 | 111.34 | 117 | 12.9429 | 112.38 | 113.92 | 116.32 | 144.96 | 155.65 | 145.56
78 | 2 | 23 | 66150.4305 | 13037.5061 | 7330.8824 | 4863.1631 | 3961.7268 | 2030.1089 | 1689.9261 | 1089.0351 | 92.23 | 105.44 | 108 | 8.4787 | 105.96 | 108.92 | 110.6 | 148.91 | 158.11 | 150.95
79 | 2 | 24 | 66105.5251 | 13286.7482 | 7384.6292 | 4915.2679 | 3944.3696 | 2213.2713 | 1898.241 | 1037.3815 | 90.96 | 103.98 | 84 | 7.2905 | 103.37 | 107.78 | 107.56 | 148.54 | 157.8 | 151.04
80 | 2 | 25 | 66724.2964 | 13353.6638 | 7419.2244 | 4952.6895 | 3984.6004 | 2030.1089 | 1594.0465 | 1089.0351 | 93.88 | 106.61 | 119 | 7.6053 | 107.14 | 108.73 | 111.51 | 149.85 | 159.34 | 151.08
81 | 2 | 26 | 65864.6619 | 12352.3979 | 7277.2877 | 4848.2229 | 3920.0707 | 2030.1089 | 1635.906 | 1089.0351 | 92.95 | 104.13 | 103 | 10.3138 | 102.25 | 103.04 | 106.4 | 143.81 | 153.29 | 144.29
82 | 2 | 27 | 66016.9199 | 13037.5061 | 7357.5737 | 4905.7385 | 3944.7722 | 2030.1089 | 1689.9261 | 1097.6592 | 94.01 | 108.03 | 118 | 10.0635 | 108.6 | 110.99 | 113.26 | 147.5 | 156.53 | 149.68
83 | 2 | 28 | 66723.3401 | 13286.7482 | 7519.0168 | 5048.4512 | 4003.4898 | 2213.2713 | 1898.241 | 1089.0351 | 106.54 | 121.37 | 138 | 21.3249 | 119.45 | 121.87 | 124.83 | 130.52 | 138.76 | 134.99
84 | 2 | 29 | 66547.0529 | 13286.7482 | 7433.0579 | 4993.2161 | 3978.6032 | 2213.2713 | 1898.241 | 1062.9874 | 105.26 | 120.98 | 132 | 20.6001 | 120.83 | 125.08 | 125.08 | 132.89 | 139.79 | 136.96
85 | 2 | 30 | 66431.6512 | 12965.7085 | 7399.8213 | 4961.6464 | 3973.9634 | 2008.7275 | 1679.5978 | 1070.5058 | 130.2 | 155.91 | 201 | 43.3885 | 161.14 | 171.15 | 166.31 | 113.9 | 114.96 | 124.84
86 | 2 | 31 | 66475.0477 | 13037.5061 | 7467.4231 | 5026.1374 | 4000.1736 | 2008.7275 | 1689.9261 | 1028.3028 | 92.2 | 102.75 | 91 | 7.4838 | 99.81 | 101.08 | 104.41 | 144.29 | 152.96 | 146.16
87 | 2 | 32 | 66166.3874 | 13286.7482 | 7406.031 | 4943.9792 | 3975.2046 | 2213.2713 | 1898.241 | 1070.5058 | 115.85 | 138.01 | 187 | 30.1856 | 141.64 | 149.38 | 147.4 | 127.38 | 131.36 | 135.7
88 | 2 | 33 | 66136.7308 | 13286.7482 | 7358.8132 | 4946.2465 | 3945.4733 | 2213.2713 | 1898.241 | 1076.53 | 92.29 | 103.01 | 68 | 9.1192 | 100.06 | 102.28 | 105 | 143.43 | 152.44 | 145.67
89 | 2 | 34 | 66275.3644 | 13353.6638 | 7400.0916 | 4956.0693 | 3966.5387 | 2213.2713 | 1898.241 | 1108.1351 | 89.56 | 101.44 | 105 | 5.1005 | 100.09 | 102.85 | 104.81 | 151 | 160.38 | 152.51
90 | 2 | 35 | 65968.8543 | 13286.7482 | 7341.5276 | 4921.0147 | 3933.4798 | 2213.2713 | 1898.241 | 1089.0351 | 97.61 | 111 | 109 | 13.4815 | 110.05 | 112.33 | 114.88 | 142.36 | 150.92 | 144.19
91 | 2 | 36 | 67188.2853 | 13769.174 | 7583.1856 | 5084.726 | 4026.9875 | 2228.2563 | 1898.241 | 1037.3815 | 128.02 | 154.48 | 141 | 41.2224 | 162.09 | 176.23 | 157.35 | 126.1 | 128.92 | 122.97
92 | 2 | 37 | 66124.6263 | 13037.5061 | 7325.8169 | 4901.9025 | 3949.1407 | 2030.1089 | 1689.9261 | 1089.0351 | 96.82 | 110.6 | 109 | 12.4302 | 109.69 | 114.08 | 115.38 | 141.52 | 146.74 | 146.57
93 | 2 | 38 | 66138.6621 | 13353.6638 | 7372.1518 | 4952.8844 | 3962.833 | 2030.1089 | 1689.9261 | 1089.0351 | 104.06 | 121.58 | 130 | 19.787 | 125.65 | 127.97 | 129.47 | 142.17 | 151.25 | 143.71
94 | 2 | 39 | 66680.0099 | 13286.7482 | 7477.9133 | 4990.358 | 3971.8592 | 2213.2713 | 1898.241 | 1089.0351 | 90.82 | 102.98 | 144 | 5.2588 | 103.49 | 104.61 | 107.31 | 152.03 | 161.74 | 152.65
95 | 2 | 40 | 66732.3177 | 13353.6638 | 7451.8847 | 5031.1805 | 4015.324 | 2213.2713 | 1898.241 | 1089.0351 | 133.71 | 157.52 | 147 | 48.0514 | 160.08 | 169.91 | 162.75 | 111.15 | 119.5 | 115.01
96 | 2 | 41 | 66912.6745 | 13037.5061 | 7489.3228 | 5013.7369 | 4009.1291 | 2030.1089 | 1689.9261 | 1089.0351 | 108.29 | 124.27 | 126 | 22.5737 | 125.36 | 127.77 | 129.17 | 134.19 | 144.1 | 136.56
97 | 2 | 42 | 66148.8107 | 12829.602 | 7360.9081 | 4895.0758 | 3961.8105 | 2030.1089 | 1694.9703 | 1097.6592 | 103.57 | 119.43 | 100 | 19.3428 | 121.52 | 123.83 | 126.08 | 139.17 | 148.3 | 142.28
98 | 2 | 43 | 66709.0838 | 12693.87 | 7460.5324 | 5006.329 | 4018.3775 | 2008.7275 | 1694.9703 | 1036.6419 | 112.8 | 130.74 | 153 | 26.4756 | 132.48 | 136.85 | 136.27 | 131.79 | 140.08 | 135.02
99 | 2 | 44 | 65296.6271 | 12642.3431 | 7225.1692 | 4845.8212 | 3897.5448 | 2030.1089 | 1605.5235 | 1089.0351 | 102.9 | 117.77 | 104 | 21.5292 | 116.18 | 119.91 | 121.13 | 131.45 | 139.17 | 135.15
100 | 2 | 45 | 66798.4706 | 13286.7482 | 7507.4994 | 5020.9374 | 4003.9592 | 2213.2713 | 1898.241 | 1097.6592 | 112.53 | 131.7 | 166 | 25.8369 | 134.29 | 141.14 | 139.27 | 130.63 | 135.8 | 137.51
101 | 2 | 46 | 66760.0153 | 13037.5061 | 7500.7512 | 5067.4195 | 3998.7064 | 2030.1089 | 1689.9261 | 1097.6592 | 120.87 | 137.97 | 153 | 35.6066 | 135 | 142.3 | 140.51 | 115.25 | 122.31 | 120.23
102 | 2 | 47 | 66948.1665 | 13769.174 | 7489.9593 | 5024.68 | 4002.3686 | 2228.2563 | 1780.7756 | 1076.53 | 108.6 | 125.56 | 133 | 22.5236 | 126.8 | 131.18 | 129.41 | 134.21 | 141.51 | 136.49
103 | 2 | 48 | 66834.1572 | 13286.7482 | 7519.813 | 5056.6879 | 4019.6072 | 2213.2713 | 1898.241 | 1097.6592 | 106.63 | 124.73 | 156 | 20.5065 | 126.84 | 135.49 | 130.33 | 136.98 | 140.53 | 141.9
104 | 2 | 49 | 66774.5076 | 13037.5061 | 7492.1126 | 5052.9326 | 4005.9787 | 2008.7275 | 1689.9261 | 1062.9874 | 108.11 | 123.77 | 125 | 22.6981 | 122.49 | 126.71 | 126.69 | 130.39 | 135.14 | 134.47
105 | 2 | 50 | 66626.1328 | 13353.6638 | 7403.8068 | 4963.699 | 3991.1194 | 2213.2713 | 1898.241 | 1037.3815 | 125.77 | 144.56 | 169 | 39.3947 | 146.25 | 151.75 | 148.23 | 114.03 | 121.1 | 118.07
106 | 2 | 51 | 66362.0753 | 13286.7482 | 7383.0364 | 4944.6659 | 3954.3565 | 2213.2713 | 1898.241 | 1070.5058 | 94.41 | 107.42 | 112 | 9.2264 | 106.64 | 110.9 | 110.89 | 146.98 | 155.26 | 149.15
107 | 2 | 52 | 66188.0741 | 13286.7482 | 7372.3067 | 4940.3603 | 3962.7693 | 2213.2713 | 1898.241 | 1076.53 | 114.74 | 134.01 | 144 | 30.0104 | 135.59 | 141.47 | 139.22 | 124.29 | 127.96 | 130.69
108 | 2 | 53 | 65939.668 | 13286.7482 | 7371.7784 | 4917.6127 | 3944.6317 | 2213.2713 | 1898.241 | 1076.53 | 101.77 | 113.8 | 88 | 17.8383 | 109.22 | 110.49 | 114.39 | 130.94 | 139.85 | 134.5
109 | 2 | 54 | 66422.3449 | 13968.8733 | 7433.4699 | 5013.9627 | 3958.0747 | 2249.4819 | 1924.4082 | 1149.2899 | 100.72 | 117.22 | 100 | 16.4402 | 119.06 | 124.21 | 121.37 | 141.48 | 147.23 | 144.25
110 | 2 | 55 | 66246.0273 | 13353.6638 | 7435.985 | 5009.1531 | 4017.22 | 2030.1089 | 1689.9261 | 1089.0351 | 93.16 | 105.57 | 83 | 9.5194 | 105.1 | 107.06 | 109.69 | 146.84 | 156.57 | 148.36
111 | 3 | 1 | 66985.6741 | 13286.7482 | 7506.5908 | 4997.7531 | 4012.5195 | 2213.2713 | 1898.241 | 1076.53 | 117.76 | 138.8 | 197 | 29.9179 | 144.39 | 150.11 | 147.75 | 133.59 | 140.11 | 136.01
112 | 3 | 2 | 65901.1266 | 12441.9747 | 7335.5588 | 4864.7108 | 3952.6931 | 2030.1089 | 1478.9874 | 1089.0351 | 116.96 | 138.64 | 172 | 31.7073 | 145.23 | 146.27 | 147.49 | 132.56 | 141.11 | 133.44
113 | 3 | 3 | 66548.7746 | 13769.174 | 7366.7326 | 4905.1114 | 3964.7009 | 2228.2563 | 1780.7756 | 1089.0351 | 126.8 | 149.51 | 111 | 41.5851 | 158 | 159.88 | 159.99 | 123.97 | 134.62 | 125.06
114 | 3 | 4 | 66471.3776 | 12405.4632 | 7379.9723 | 4920.3525 | 3962.0129 | 2008.7275 | 1679.5978 | 1011.8366 | 105.77 | 119.51 | 169 | 19.8702 | 117.95 | 121.31 | 122.65 | 133.12 | 138.86 | 136.49
115 | 3 | 5 | 66130.8565 | 13286.7482 | 7404.4072 | 4903.0573 | 3974.0077 | 2213.2713 | 1898.241 | 1089.0351 | 117.46 | 135.53 | 170 | 31.9385 | 137.11 | 139.16 | 141.02 | 123.23 | 133.42 | 125.73
116 | 3 | 6 | 66672.2707 | 12693.87 | 7403.8954 | 4953.3378 | 4011.5713 | 2008.0742 | 1560.6562 | 1076.53 | 102.06 | 116.74 | 141 | 15.9979 | 117 | 120.06 | 121.89 | 140.16 | 149.45 | 143.31
117 | 3 | 7 | 66930.8864 | 13353.6638 | 7549.6575 | 5043.3279 | 4019.7677 | 2213.2713 | 1898.241 | 1076.53 | 114.17 | 131.91 | 156 | 27.1689 | 133.22 | 137 | 135.62 | 128.62 | 137.65 | 130.19
118 | 3 | 8 | 66765.0173 | 13286.7482 | 7504.5126 | 5003.1968 | 4030.1688 | 2213.2713 | 1898.241 | 1089.0351 | 121.81 | 145.82 | 176 | 34.9993 | 155.42 | 157.31 | 158.85 | 132.48 | 137.38 | 134.81
119 | 3 | 9 | 66971.9041 | 13037.5061 | 7530.1091 | 5021.5618 | 4005.1863 | 2008.7275 | 1689.9261 | 1076.53 | 124.84 | 148.27 | 148 | 37.959 | 156.16 | 159.27 | 155.95 | 128.51 | 134.98 | 126.82
120 | 3 | 10 | 66407.6942 | 13286.7482 | 7447.5274 | 5007.7605 | 3998.8211 | 2213.2713 | 1898.241 | 1089.0351 | 113.16 | 134.27 | 159 | 27.4712 | 138.84 | 143.58 | 142.84 | 133.31 | 141.09 | 136.18
121 | 3 | 11 | 66204.6756 | 13037.5061 | 7384.991 | 4947.1038 | 3972.7474 | 2030.1089 | 1694.9703 | 1089.0351 | 111.84 | 129.47 | 148 | 25.8468 | 130.42 | 133.53 | 135.36 | 131.78 | 137.96 | 135.15
122 | 3 | 12 | 66564.9437 | 13286.7482 | 7423.4011 | 4947.2739 | 3997.6737 | 2213.2713 | 1898.241 | 1076.53 | 111.92 | 131.09 | 174 | 24.4738 | 135.82 | 137.47 | 140.01 | 136.69 | 144.58 | 139.02
123 | 3 | 13 | 66816.0132 | 13286.7482 | 7488.7499 | 5012.2259 | 4029.1242 | 2213.2713 | 1898.241 | 1089.0351 | 126.22 | 150.76 | 168 | 39.2704 | 159.75 | 163.05 | 164.12 | 125.93 | 132.92 | 130.5
124 | 3 | 14 | 66156.8727 | 13353.6638 | 7334.9182 | 4875.876 | 3948.174 | 2030.1089 | 1689.9261 | 1089.0351 | 98.37 | 113.54 | 148 | 13.3671 | 114.79 | 117.9 | 118.89 | 144.99 | 154.19 | 146.86
125 | 3 | 15 | 66212.0974 | 13286.7482 | 7388.6525 | 4914.3797 | 3974.9195 | 2213.2713 | 1898.241 | 1089.0351 | 111.52 | 131.78 | 126 | 26.5575 | 136.73 | 137.68 | 139.81 | 134.8 | 141.16 | 135.5
126 | 3 | 16 | 66724.4521 | 13769.174 | 7469.7288 | 5000.784 | 3994.0726 | 2228.2563 | 1898.241 | 1089.0351 | 103.42 | 117.72 | 167 | 16.9028 | 117.39 | 120.48 | 121.33 | 137.17 | 145.43 | 140.3
127 | 3 | 17 | 66315.6986 | 13286.7482 | 7413.3021 | 4929.0074 | 3977.0633 | 2213.2713 | 1898.241 | 1076.53 | 118.59 | 140.52 | 195 | 32.4675 | 146.74 | 150.83 | 148.86 | 129.3 | 135.36 | 132.02
128 | 3 | 18 | 66016.6746 | 12405.4632 | 7304.7104 | 4846.5085 | 3935.9554 | 2030.1089 | 1679.5978 | 1089.0351 | 98.93 | 114.33 | 109 | 15.4384 | 116.71 | 118.49 | 120.56 | 144.73 | 154.31 | 144.83
129 | 3 | 19 | 66305.4583 | 13263.409 | 7386.0557 | 4956.1365 | 3962.5355 | 2067.2202 | 1899.0885 | 1097.6592 | 116.99 | 134.38 | 184 | 31.3571 | 134.35 | 137.83 | 139.43 | 122.22 | 129.55 | 126.41
130 | 3 | 20 | 66252.4266 | 13769.174 | 7395.2847 | 4934.4751 | 3982.2884 | 2228.2563 | 1780.7756 | 1089.0351 | 111.73 | 132.58 | 177 | 25.074 | 139.07 | 140.87 | 140.32 | 140.24 | 148.89 | 138.27
131 | 3 | 21 | 67088.2433 | 12743.4217 | 7531.396 | 5068.6096 | 3997.494 | 2008.7275 | 1694.9703 | 1076.53 | 118.87 | 139.34 | 181 | 31.9273 | 144.7 | 147.55 | 144.29 | 129.46 | 133.7 | 127.96
132 | 3 | 22 | 66250.6931 | 13286.7482 | 7379.0181 | 4892.5781 | 3986.3161 | 2213.2713 | 1898.241 | 1089.0351 | 118.36 | 137.29 | 125 | 33.5888 | 140.9 | 142.94 | 144.15 | 126.11 | 135.16 | 127.78
133 | 3 | 23 | 66150.4305 | 13037.5061 | 7330.8824 | 4863.1631 | 3961.7268 | 2030.1089 | 1689.9261 | 1089.0351 | 136.46 | 161.86 | 162 | 51.4866 | 168.83 | 174.24 | 172.32 | 108.23 | 114.13 | 114.24
134 | 3 | 24 | 66105.5251 | 13286.7482 | 7384.6292 | 4915.2679 | 3944.3696 | 2213.2713 | 1898.241 | 1037.3815 | 105.71 | 122.01 | 105 | 22.0885 | 121.89 | 125.5 | 127.37 | 132.26 | 137.69 | 136.75
135 | 3 | 25 | 66724.2964 | 13353.6638 | 7419.2244 | 4952.6895 | 3984.6004 | 2030.1089 | 1594.0465 | 1089.0351 | 111.7 | 127.23 | 163 | 25.4468 | 126.82 | 129.21 | 132.04 | 128.76 | 139.25 | 131.7
136 | 3 | 26 | 65864.6619 | 12352.3979 | 7277.2877 | 4848.2229 | 3920.0707 | 2030.1089 | 1635.906 | 1089.0351 | 99.75 | 113.27 | 123 | 16.4052 | 112.83 | 114.13 | 116.65 | 139.17 | 149.9 | 139.88
137 | 3 | 27 | 66016.9199 | 13037.5061 | 7357.5737 | 4905.7385 | 3944.7722 | 2030.1089 | 1689.9261 | 1097.6592 | 121.31 | 142.75 | 155 | 36.5016 | 148.34 | 149.28 | 151.93 | 124.32 | 131.52 | 126.36
138 | 3 | 28 | 66723.3401 | 13286.7482 | 7519.0168 | 5048.4512 | 4003.4898 | 2213.2713 | 1898.241 | 1089.0351 | 130.51 | 156.9 | 177 | 44.7271 | 166.7 | 169.13 | 170.72 | 123.61 | 131.98 | 124.78
139 | 3 | 29 | 66547.0529 | 13286.7482 | 7433.0579 | 4993.2161 | 3978.6032 | 2213.2713 | 1898.241 | 1062.9874 | 99.25 | 114.42 | 123 | 14.1475 | 116.05 | 118.42 | 119.89 | 143.56 | 150.15 | 145.52
140 | 3 | 30 | 66431.6512 | 12965.7085 | 7399.8213 | 4961.6464 | 3973.9634 | 2008.7275 | 1679.5978 | 1070.5058 | 105.31 | 123.49 | 140 | 19.2484 | 124.93 | 132.25 | 129.31 | 137.09 | 141.83 | 143.19
141 | 3 | 31 | 66475.0477 | 13037.5061 | 7467.4231 | 5026.1374 | 4000.1736 | 2008.7275 | 1689.9261 | 1028.3028 | 101.93 | 116.67 | 141 | 16.4709 | 116.37 | 119.05 | 120.24 | 139.37 | 146.13 | 141.18
142 | 3 | 32 | 66166.3874 | 13286.7482 | 7406.031 | 4943.9792 | 3975.2046 | 2213.2713 | 1898.241 | 1070.5058 | 108.83 | 127.46 | 164 | 23.0965 | 128.2 | 134.84 | 131.55 | 131.6 | 136.34 | 136.47
143 | 3 | 33 | 66136.7308 | 13286.7482 | 7358.8132 | 4946.2465 | 3945.4733 | 2213.2713 | 1898.241 | 1076.53 | 96.05 | 109.45 | 99 | 12.3918 | 108.49 | 112.88 | 112.67 | 143.84 | 151.43 | 145.35
144 | 3 | 34 | 66275.3644 | 13353.6638 | 7400.0916 | 4956.0693 | 3966.5387 | 2213.2713 | 1898.241 | 1108.1351 | 116.69 | 137.41 | 179 | 31.7664 | 140.73 | 143.26 | 145.36 | 128.39 | 135.85 | 131.62
145 | 3 | 35 | 65968.8543 | 13286.7482 | 7341.5276 | 4921.0147 | 3933.4798 | 2213.2713 | 1898.241 | 1089.0351 | 101.58 | 117.36 | 158 | 17.2898 | 117.46 | 122.97 | 122.77 | 137.85 | 144.78 | 142.66
146 | 3 | 36 | 67188.2853 | 13769.174 | 7583.1856 | 5084.726 | 4026.9875 | 2228.2563 | 1898.241 | 1037.3815 | 130.9 | 158.55 | 171 | 43.8566 | 168.71 | 179.22 | 165.97 | 122.72 | 122.03 | 123.46
147 | 3 | 37 | 66124.6263 | 13037.5061 | 7325.8169 | 4901.9025 | 3949.1407 | 2030.1089 | 1689.9261 | 1089.0351 | 103.95 | 121.22 | 106 | 19.6002 | 124.89 | 127.52 | 128.73 | 140.23 | 146.77 | 142.55
148 | 3 | 38 | 66138.6621 | 13353.6638 | 7372.1518 | 4952.8844 | 3962.833 | 2030.1089 | 1689.9261 | 1089.0351 | 116.22 | 137.48 | 146 | 31.221 | 141.24 | 145.54 | 144.57 | 130.03 | 133.28 | 132.59
149 | 3 | 39 | 66680.0099 | 13286.7482 | 7477.9133 | 4990.358 | 3971.8592 | 2213.2713 | 1898.241 | 1089.0351 | 103.27 | 118.37 | 160 | 17.6102 | 119.15 | 120.44 | 123.39 | 139.04 | 146.2 | 140.56
150 | 3 | 40 | 66732.3177 | 13353.6638 | 7451.8847 | 5031.1805 | 4015.324 | 2213.2713 | 1898.241 | 1089.0351 | 113.1 | 131.11 | 155 | 27.3717 | 131.64 | 138.2 | 136.32 | 130.17 | 136.98 | 134.03
151 | 3 | 41 | 66912.6745 | 13037.5061 | 7489.3228 | 5013.7369 | 4009.1291 | 2030.1089 | 1689.9261 | 1089.0351 | 118.93 | 138.34 | 167 | 32.0161 | 141.27 | 144.47 | 144.6 | 126.27 | 134.52 | 128.29
152 | 3 | 42 | 66148.8107 | 12829.602 | 7360.9081 | 4895.0758 | 3961.8105 | 2030.1089 | 1694.9703 | 1097.6592 | 115.91 | 136.43 | 118 | 31.6421 | 138.47 | 150.14 | 140 | 129.07 | 137.02 | 129.36
153 | 3 | 43 | 66709.0838 | 12693.87 | 7460.5324 | 5006.329 | 4018.3775 | 2008.7275 | 1694.9703 | 1036.6419 | 129.82 | 151.94 | 181 | 42.4464 | 155.53 | 159.41 | 159.41 | 117.14 | 123.66 | 121.14
154 | 3 | 44 | 65296.6271 | 12642.3431 | 7225.1692 | 4845.8212 | 3897.5448 | 2030.1089 | 1605.5235 | 1089.0351 | 101.25 | 115.46 | 96 | 19.97 | 114.11 | 116.6 | 118.46 | 134.26 | 142.48 | 136.91
155 | 3 | 45 | 66798.4706 | 13286.7482 | 7507.4994 | 5020.9374 | 4003.9592 | 2213.2713 | 1898.241 | 1097.6592 | 135.53 | 159.76 | 210 | 48.4359 | 165.24 | 168.49 | 172.53 | 112.98 | 120.71 | 120.07
156 | 3 | 46 | 66760.0153 | 13037.5061 | 7500.7512 | 5067.4195 | 3998.7064 | 2030.1089 | 1689.9261 | 1097.6592 | 105.7 | 122.88 | 150 | 20.9952 | 124.96 | 130.1 | 128.38 | 137.97 | 146.39 | 139.21
157 | 3 | 47 | 66948.1665 | 13769.174 | 7489.9593 | 5024.68 | 4002.3686 | 2228.2563 | 1780.7756 | 1076.53 | 118.92 | 138.04 | 153 | 32.2676 | 140.74 | 143.89 | 144.87 | 126.01 | 129.61 | 129.39
158 | 3 | 48 | 66834.1572 | 13286.7482 | 7519.813 | 5056.6879 | 4019.6072 | 2213.2713 | 1898.241 | 1097.6592 | 122.24 | 146.09 | 153 | 36.2227 | 152.62 | 160.61 | 153.66 | 128.06 | 132.09 | 130.34
159 | 3 | 49 | 66774.5076 | 13037.5061 | 7492.1126 | 5052.9326 | 4005.9787 | 2008.7275 | 1689.9261 | 1062.9874 | 113.49 | 129.16 | 134 | 27.6956 | 126.46 | 130.03 | 132 | 122.54 | 129.09 | 127.6
160 | 3 | 50 | 66626.1328 | 13353.6638 | 7403.8068 | 4963.699 | 3991.1194 | 2213.2713 | 1898.241 | 1037.3815 | 119.1 | 139.38 | 127 | 32.7334 | 143.86 | 149.81 | 142.69 | 124.83 | 126.36 | 125.72
161 | 3 | 51 | 66362.0753 | 13286.7482 | 7383.0364 | 4944.6659 | 3954.3565 | 2213.2713 | 1898.241 | 1070.5058 | 118.55 | 138.55 | 120 | 33.6782 | 142.69 | 144.3 | 146.3 | 126.9 | 135.61 | 128.47
162 | 3 | 52 | 66188.0741 | 13286.7482 | 7372.3067 | 4940.3603 | 3962.7693 | 2213.2713 | 1898.241 | 1076.53 | 122.09 | 145.57 | 151 | 37.5821 | 150.95 | 156.8 | 153.49 | 121.81 | 122.82 | 127.19
163 | 3 | 53 | 65939.668 | 13286.7482 | 7371.7784 | 4917.6127 | 3944.6317 | 2213.2713 | 1898.241 | 1076.53 | 125.38 | 145.65 | 150 | 40.8579 | 147.82 | 148.81 | 151.85 | 115.57 | 126.77 | 118.59
164 | 3 | 54 | 66422.3449 | 13968.8733 | 7433.4699 | 5013.9627 | 3958.0747 | 2249.4819 | 1924.4082 | 1149.2899 | 117.16 | 136.95 | 168 | 31.8859 | 135.81 | 143 | 138.76 | 121.81 | 124.79 | 126.12
165 | 3 | 55 | 66246.0273 | 13353.6638 | 7435.985 | 5009.1531 | 4017.22 | 2030.1089 | 1689.9261 | 1089.0351 | 118.6 | 142.31 | 127 | 33.6641 | 150.5 | 154.11 | 154.56 | 133.54 | 141.54 | 135.82
166 | 4 | 1 | 66985.6741 | 13286.7482 | 7506.5908 | 4997.7531 | 4012.5195 | 2213.2713 | 1898.241 | 1076.53 | 104.77 | 121.47 | 129 | 17.7092 | 123.8 | 128.44 | 127.55 | 139.65 | 145.19 | 143.2
167 | 4 | 2 | 65901.1266 | 12441.9747 | 7335.5588 | 4864.7108 | 3952.6931 | 2030.1089 | 1478.9874 | 1089.0351 | 88.97 | 100.53 | 88 | 4.7701 | 99.47 | 100.39 | 103.82 | 151.85 | 161.2 | 152.32
168 | 4 | 3 | 66548.7746 | 13769.174 | 7366.7326 | 4905.1114 | 3964.7009 | 2228.2563 | 1780.7756 | 1089.0351 | 97.01 | 110.59 | 94 | 12.9395 | 111.78 | 113.41 | 116.83 | 144.9 | 154.09 | 146.63
169 | 4 | 4 | 66471.3776 | 12405.4632 | 7379.9723 | 4920.3525 | 3962.0129 | 2008.7275 | 1679.5978 | 1011.8366 | 95.66 | 108.03 | 126 | 10.9194 | 107.89 | 109.68 | 112.22 | 145.22 | 153.6 | 147.02
170 | 4 | 5 | 66130.8565 | 13286.7482 | 7404.4072 | 4903.0573 | 3974.0077 | 2213.2713 | 1898.241 | 1089.0351 | 107.37 | 127.18 | 130 | 22.9898 | 133.54 | 136.38 | 137.01 | 140.24 | 149.16 | 141.46
171 | 4 | 6 | 66672.2707 | 12693.87 | 7403.8954 | 4953.3378 | 4011.5713 | 2008.0742 | 1560.6562 | 1076.53 | 99.34 | 113.73 | 105 | 14.4213 | 113.97 | 117.57 | 119.17 | 141.62 | 149.55 | 145.13
172 | 4 | 7 | 66930.8864 | 13353.6638 | 7549.6575 | 5043.3279 | 4019.7677 | 2213.2713 | 1898.241 | 1076.53 | 100.03 | 116.07 | 97 | 13.9915 | 117.16 | 124.92 | 120.05 | 145.42 | 155.35 | 146.43
173 | 4 | 8 | 66765.0173 | 13286.7482 | 7504.5126 | 5003.1968 | 4030.1688 | 2213.2713 | 1898.241 | 1089.0351 | 108.65 | 128.75 | 111 | 23.2107 | 134.53 | 138.77 | 137.15 | 138.56 | 143.47 | 141.74
174 | 4 | 9 | 66971.9041 | 13037.5061 | 7530.1091 | 5021.5618 | 4005.1863 | 2008.7275 | 1689.9261 | 1076.53 | 114.62 | 132.21 | 162 | 27.6929 | 133.65 | 136.36 | 137.73 | 128.86 | 133.81 | 131.58
175 | 4 | 10 | 66407.6942 | 13286.7482 | 7447.5274 | 5007.7605 | 3998.8211 | 2213.2713 | 1898.241 | 1089.0351 | 93.42 | 106.53 | 90 | 9.2833 | 107.16 | 109.43 | 110.06 | 147.79 | 155.48 | 147.82
176 | 4 | 11 | 66204.6756 | 13037.5061 | 7384.991 | 4947.1038 | 3972.7474 | 2030.1089 | 1694.9703 | 1089.0351 | 102.27 | 118.45 | 105 | 17.367 | 118.91 | 124.06 | 123.62 | 139.99 | 147.16 | 143.71
177 | 4 | 12 | 66564.9437 | 13286.7482 | 7423.4011 | 4947.2739 | 3997.6737 | 2213.2713 | 1898.241 | 1076.53 | 93.68 | 106.37 | 94 | 7.6681 | 106.71 | 108.93 | 110.78 | 149.13 | 158.14 | 150.48
178 | 4 | 13 | 66816.0132 | 13286.7482 | 7488.7499 | 5012.2259 | 4029.1242 | 2213.2713 | 1898.241 | 1089.0351 | 106.57 | 124.52 | 120 | 21.1493 | 127.99 | 131.83 | 131.95 | 138.25 | 144.52 | 141.56
179 | 4 | 14 | 66156.8727 | 13353.6638 | 7334.9182 | 4875.876 | 3948.174 | 2030.1089 | 1689.9261 | 1089.0351 | 94.11 | 107.05 | 106 | 9.9768 | 107.52 | 109.19 | 111.28 | 147.23 | 155.94 | 148.23
180 | 4 | 15 | 66212.0974 | 13286.7482 | 7388.6525 | 4914.3797 | 3974.9195 | 2213.2713 | 1898.241 | 1089.0351 | 95.15 | 108.65 | 99 | 10.9974 | 108.03 | 111.67 | 112.45 | 143.84 | 150.5 | 146.41
181 | 4 | 16 | 66724.4521 | 13769.174 | 7469.7288 | 5000.784 | 3994.0726 | 2228.2563 | 1898.241 | 1089.0351 | 102.16 | 116.87 | 135 | 16.795 | 118.26 | 120.81 | 121.7 | 140.34 | 148.71 | 141.84
182 | 4 | 17 | 66315.6986 | 13286.7482 | 7413.3021 | 4929.0074 | 3977.0633 | 2213.2713 | 1898.241 | 1076.53 | 107.08 | 124.32 | 176 | 21.1915 | 126.67 | 128.73 | 130.01 | 138.52 | 145.48 | 140.02
183 | 4 | 18 | 66016.6746 | 12405.4632 | 7304.7104 | 4846.5085 | 3935.9554 | 2030.1089 | 1679.5978 | 1089.0351 | 105.9 | 123 | 122 | 22.5715 | 125.61 | 128.15 | 129.52 | 137.59 | 146.19 | 138.29
184 | 4 | 19 | 66305.4583 | 13263.409 | 7386.0557 | 4956.1365 | 3962.5355 | 2067.2202 | 1899.0885 | 1097.6592 | 96.2 | 110.05 | 119 | 11.5869 | 109.36 | 113.72 | 113.65 | 143.34 | 149.54 | 146.62
185 | 4 | 20 | 66252.4266 | 13769.174 | 7395.2847 | 4934.4751 | 3982.2884 | 2228.2563 | 1780.7756 | 1089.0351 | 97.99 | 112.57 | 168 | 12.0412 | 113.54 | 114.71 | 117.65 | 146.69 | 156.32 | 147.49
186 | 4 | 21 | 67088.2433 | 12743.4217 | 7531.396 | 5068.6096 | 3997.494 | 2008.7275 | 1694.9703 | 1076.53 | 92.74 | 104.54 | 110 | 6.812 | 103.19 | 105.96 | 107.7 | 148.14 | 155.63 | 150
187 | 4 | 22 | 66250.6931 | 13286.7482 | 7379.0181 | 4892.5781 | 3986.3161 | 2213.2713 | 1898.241 | 1089.0351 | 97.78 | 112.16 | 97 | 13.4719 | 113.78 | 116.39 | 117.15 | 145.62 | 154.28 | 146.34
188 | 4 | 23 | 66150.4305 | 13037.5061 | 7330.8824 | 4863.1631 | 3961.7268 | 2030.1089 | 1689.9261 | 1089.0351 | 86.94 | 97.89 | 95 | 3.3214 | 96.53 | 99.13 | 101.23 | 152.11 | 161.75 | 153.5
189 | 4 | 24 | 66105.5251 | 13286.7482 | 7384.6292 | 4915.2679 | 3944.3696 | 2213.2713 | 1898.241 | 1037.3815 | 89.39 | 101.4 | 75 | 6.4535 | 100.13 | 103.38 | 104.12 | 149.05 | 157.12 | 150.49
190 | 4 | 25 | 66724.2964 | 13353.6638 | 7419.2244 | 4952.6895 | 3984.6004 | 2030.1089 | 1594.0465 | 1089.0351 | 93.69 | 106.42 | 109 | 7.7339 | 105.75 | 109.41 | 109.8 | 149.16 | 158.68 | 149.86
191 | 4 | 26 | 65864.6619 | 12352.3979 | 7277.2877 | 4848.2229 | 3920.0707 | 2030.1089 | 1635.906 | 1089.0351 | 90.87 | 103.1 | 95 | 7.9472 | 103.01 | 103.87 | 107.17 | 149.63 | 159.73 | 149.94
192 | 4 | 27 | 66016.9199 | 13037.5061 | 7357.5737 | 4905.7385 | 3944.7722 | 2030.1089 | 1689.9261 | 1097.6592 | 96.92 | 111.2 | 107 | 12.873 | 111.81 | 113.32 | 116.66 | 145.14 | 152.24 | 147.36
193 | 4 | 28 | 66723.3401 | 13286.7482 | 7519.0168 | 5048.4512 | 4003.4898 | 2213.2713 | 1898.241 | 1089.0351 | 95.14 | 109.45 | 101 | 9.8924 | 110.27 | 114.85 | 113.01 | 148.09 | 156.37 | 148.77
194 | 4 | 29 | 66547.0529 | 13286.7482 | 7433.0579 | 4993.2161 | 3978.6032 | 2213.2713 | 1898.241 | 1062.9874 | 95.07 | 107.87 | 91 | 11.0427 | 106.85 | 110 | 110.88 | 143.48 | 148.81 | 145.68
195 | 4 | 30 | 66431.6512 | 12965.7085 | 7399.8213 | 4961.6464 | 3973.9634 | 2008.7275 | 1679.5978 | 1070.5058 | 113.23 | 133.46 | 172 | 27.1966 | 135.97 | 143.17 | 140.13 | 128.9 | 131.3 | 135.49
196 | 4 | 31 | 66475.0477 | 13037.5061 | 7467.4231 | 5026.1374 | 4000.1736 | 2008.7275 | 1689.9261 | 1028.3028 | 95.44 | 108.99 | 104 | 10.6234 | 107.54 | 111.89 | 112.09 | 143.99 | 151.21 | 146.59
197 | 4 | 32 | 66166.3874 | 13286.7482 | 7406.031 | 4943.9792 | 3975.2046 | 2213.2713 | 1898.241 | 1070.5058 | 108.43 | 128.46 | 110 | 23.4837 | 133.51 | 138.87 | 134.37 | 138.49 | 146.12 | 139.71
198 | 4 | 33 | 66136.7308 | 13286.7482 | 7358.8132 | 4946.2465 | 3945.4733 | 2213.2713 | 1898.241 | 1076.53 | 90.41 | 101.55 | 57 | 7.1542 | 99.03 | 102.09 | 103.08 | 147.84 | 155.36 | 148.33
199 | 4 | 34 | 66275.3644 | 13353.6638 | 7400.0916 | 4956.0693 | 3966.5387 | 2213.2713 | 1898.241 | 1108.1351 | 98.72 | 114.39 | 113 | 14.5945 | 114.7 | 118.46 | 119.42 | 144.22 | 153.7 | 146.09
200 | 4 | 35 | 65968.8543 | 13286.7482 | 7341.5276 | 4921.0147 | 3933.4798 | 2213.2713 | 1898.241 | 1089.0351 | 97.09 | 111.13 | 89 | 13.8026 | 111.53 | 112.77 | 116.51 | 143.08 | 152.13 | 145.28
201 | 4 | 36 | 67188.2853 | 13769.174 | 7583.1856 | 5084.726 | 4026.9875 | 2228.2563 | 1898.241 | 1037.3815 | 103.91 | 119.38 | 107 | 17.4053 | 119.48 | 125.74 | 123.56 | 140.03 | 148.01 | 142.49
202 | 4 | 37 | 66124.6263 | 13037.5061 | 7325.8169 | 4901.9025 | 3949.1407 | 2030.1089 | 1689.9261 | 1089.0351 | 95.36 | 109.43 | 56 | 12.0263 | 110.35 | 113.67 | 115.12 | 144.21 | 150.46 | 147.55
203 | 4 | 38 | 66138.6621 | 13353.6638 | 7372.1518 | 4952.8844 | 3962.833 | 2030.1089 | 1689.9261 | 1089.0351 | 104.4 | 120.1 | 107 | 20.0933 | 119.22 | 124.11 | 122.89 | 135.71 | 141 | 137.93
204 | 4 | 39 | 66680.0099 | 13286.7482 | 7477.9133 | 4990.358 | 3971.8592 | 2213.2713 | 1898.241 | 1089.0351 | 96.3 | 110.17 | 128 | 10.8825 | 110.92 | 112.62 | 115.29 | 145.95 | 154.14 | 148.36
205 | 4 | 40 | 66732.3177 | 13353.6638 | 7451.8847 | 5031.1805 | 4015.324 | 2213.2713 | 1898.241 | 1089.0351 | 120.96 | 142.51 | 153 | 34.9135 | 144.43 | 156.76 | 147.66 | 126.46 | 131.2 | 129.45
206 | 4 | 41 | 66912.6745 | 13037.5061 | 7489.3228 | 5013.7369 | 4009.1291 | 2030.1089 | 1689.9261 | 1089.0351 | 103.04 | 117.47 | 150 | 16.833 | 116.4 | 120.02 | 120.69 | 138.52 | 145.84 | 140.23
207 | 4 | 42 | 66148.8107 | 12829.602 | 7360.9081 | 4895.0758 | 3961.8105 | 2030.1089 | 1694.9703 | 1097.6592 | 95.52 | 109.7 | 74 | 12.0464 | 109.66 | 116.33 | 112.53 | 146.52 | 156.87 | 146.22
208 | 4 | 43 | 66709.0838 | 12693.87 | 7460.5324 | 5006.329 | 4018.3775 | 2008.7275 | 1694.9703 | 1036.6419 | 98.15 | 111.83 | 86 | 12.9186 | 111.65 | 114.69 | 115.52 | 143.86 | 151.66 | 145.17
209 | 4 | 44 | 65296.6271 | 12642.3431 | 7225.1692 | 4845.8212 | 3897.5448 | 2030.1089 | 1605.5235 | 1089.0351 | 88.88 | 101.96 | 73 | 8.7384 | 101.36 | 104.63 | 106.06 | 147.92 | 155.48 | 150.18
210 | 4 | 45 | 66798.4706 | 13286.7482 | 7507.4994 | 5020.9374 | 4003.9592 | 2213.2713 | 1898.241 | 1097.6592 | 107.89 | 124.26 | 107 | 22.1102 | 125.32 | 127.4 | 129.55 | 135.83 | 139.78 | 138.24
211 | 4 | 46 | 66760.0153 | 13037.5061 | 7500.7512 | 5067.4195 | 3998.7064 | 2030.1089 | 1689.9261 | 1097.6592 | 103.25 | 118.31 | 138 | 18.1349 | 117.09 | 122.01 | 122.13 | 138.22 | 144.69 | 140.35
212 | 4 | 47 | 66948.1665 | 13769.174 | 7489.9593 | 5024.68 | 4002.3686 | 2228.2563 | 1780.7756 | 1076.53 | 91.33 | 102.85 | 103 | 5.9693 | 101.53 | 104.35 | 104.53 | 148.61 | 156.26 | 149.4
213 | 4 | 48 | 66834.1572 | 13286.7482 | 7519.813 | 5056.6879 | 4019.6072 | 2213.2713 | 1898.241 | 1097.6592 | 109.46 | 127.89 | 123 | 23.8703 | 130.28 | 136.83 | 133.84 | 134.74 | 141.77 | 138.27
214 | 4 | 49 | 66774.5076 | 13037.5061 | 7492.1126 | 5052.9326 | 4005.9787 | 2008.7275 | 1689.9261 | 1062.9874 | 98.71 | 113.26 | 106 | 13.351 | 112.71 | 117.23 | 116.89 | 142.26 | 148.98 | 145.34
215 | 4 | 50 | 66626.1328 | 13353.6638 | 7403.8068 | 4963.699 | 3991.1194 | 2213.2713 | 1898.241 | 1037.3815 | 105.39 | 122.02 | 124 | 19.3354 | 125.91 | 131.03 | 126.89 | 139.88 | 146.84 | 140.36
216 | 4 | 51 | 66362.0753 | 13286.7482 | 7383.0364 | 4944.6659 | 3954.3565 | 2213.2713 | 1898.241 | 1070.5058 | 102.88 | 117.72 | 136 | 18.0528 | 117.87 | 120.92 | 122.54 | 139 | 145.61 | 141.74
217 | 4 | 52 | 66188.0741 | 13286.7482 | 7372.3067 | 4940.3603 | 3962.7693 | 2213.2713 | 1898.241 | 1076.53 | 94.28 | 108.63 | 87 | 10.6643 | 108.89 | 112.85 | 113.21 | 146.86 | 156.04 | 149.46
218 | 4 | 53 | 65939.668 | 13286.7482 | 7371.7784 | 4917.6127 | 3944.6317 | 2213.2713 | 1898.241 | 1076.53 | 85.3 | 95.75 | 81 | 2.2765 | 93.17 | 95.18 | 97.77 | 152.07 | 161.68 | 153.55
219 | 4 | 54 | 66422.3449 | 13968.8733 | 7433.4699 | 5013.9627 | 3958.0747 | 2249.4819 | 1924.4082 | 1149.2899 | 120.41 | 146.37 | 97 | 35.9323 | 146.64 | 155.15 | 149.51 | 121.02 | 119.4 | 128.11
220 | 4 | 55 | 66246.0273 | 13353.6638 | 7435.985 | 5009.1531 | 4017.22 | 2030.1089 | 1689.9261 | 1089.0351 | 103.43 | 120.89 | 75 | 19.8956 | 120.62 | 129.58 | 124.87 | 135.99 | 141.22 | 140.63
221 | 5 | 1 | 66985.6741 | 13286.7482 | 7506.5908 | 4997.7531 | 4012.5195 | 2213.2713 | 1898.241 | 1076.53 | 109.53 | 128.43 | 162 | 21.8704 | 133.72 | 138.47 | 136.6 | 140.06 | 146.72 | 142.33
222 | 5 | 2 | 65901.1266 | 12441.9747 | 7335.5588 | 4864.7108 | 3952.6931 | 2030.1089 | 1478.9874 | 1089.0351 | 110.44 | 128.08 | 131 | 25.6561 | 130.46 | 131.85 | 134.42 | 132.57 | 142.72 | 134.81
223 | 5 | 3 | 66548.7746 | 13769.174 | 7366.7326 | 4905.1114 | 3964.7009 | 2228.2563 | 1780.7756 | 1089.0351 | 109.28 | 127.07 | 116 | 24.3915 | 132.53 | 134.24 | 136.21 | 138.14 | 146.69 | 138.79
224 | 5 | 4 | 66471.3776 | 12405.4632 | 7379.9723 | 4920.3525 | 3962.0129 | 2008.7275 | 1679.5978 | 1011.8366 | 110.24 | 123.51 | 150 | 24.8228 | 121.28 | 123.12 | 126.19 | 125.52 | 129.52 | 128.96
225 | 5 | 5 | 66130.8565 | 13286.7482 | 7404.4072 | 4903.0573 | 3974.0077 | 2213.2713 | 1898.241 | 1089.0351 | 106.33 | 122.3 | 171 | 20.9887 | 123.13 | 126.95 | 126.17 | 134.63 | 144.41 | 136.7
226 | 5 | 6 | 66672.2707 | 12693.87 | 7403.8954 | 4953.3378 | 4011.5713 | 2008.0742 | 1560.6562 | 1076.53 | 110.03 | 127.1 | 146 | 24.3717 | 129.51 | 132.33 | 133.92 | 133.09 | 141.23 | 135.67
227 | 5 | 7 | 66930.8864 | 13353.6638 | 7549.6575 | 5043.3279 | 4019.7677 | 2213.2713 | 1898.241 | 1076.53 | 111.71 | 129.52 | 164 | 24.7975 | 128.88 | 135.31 | 134.05 | 130.24 | 135.58 | 134.56
228 | 5 | 8 | 66765.0173 | 13286.7482 | 7504.5126 | 5003.1968 | 4030.1688 | 2213.2713 | 1898.241 | 1089.0351 | 121.52 | 144.59 | 191 | 34.5647 | 150.51 | 154.92 | 154.1 | 127.96 | 129.44 | 131.39
229 | 5 | 9 | 66971.9041 | 13037.5061 | 7530.1091 | 5021.5618 | 4005.1863 | 2008.7275 | 1689.9261 | 1076.53 | 101.26 | 115.65 | 120 | 14.1942 | 116.32 | 118.72 | 120.55 | 141.64 | 149.92 | 144.05
230 | 5 | 10 | 66407.6942 | 13286.7482 | 7447.5274 | 5007.7605 | 3998.8211 | 2213.2713 | 1898.241 | 1089.0351 | 98.93 | 114.38 | 107 | 14.4047 | 116.25 | 118.49 | 120.77 | 144.14 | 151.71 | 146.25
231 | 5 | 11 | 66204.6756 | 13037.5061 | 7384.991 | 4947.1038 | 3972.7474 | 2030.1089 | 1694.9703 | 1089.0351 | 118.3 | 137.13 | 156 | 32.7278 | 137 | 140.21 | 144.44 | 122.01 | 128.23 | 129.58
232 | 5 | 12 | 66564.9437 | 13286.7482 | 7423.4011 | 4947.2739 | 3997.6737 | 2213.2713 | 1898.241 | 1076.53 | 111.25 | 127.34 | 112 | 24.2557 | 128.83 | 129.54 | 133.91 | 131.48 | 136.7 | 134.51
233 | 5 | 13 | 66816.0132 | 13286.7482 | 7488.7499 | 5012.2259 | 4029.1242 | 2213.2713 | 1898.241 | 1089.0351 | 110.24 | 131.17 | 138 | 23.8115 | 138.92 | 142.33 | 142.49 | 140.95 | 148.07 | 143.34
234 | 5 | 14 | 66156.8727 | 13353.6638 | 7334.9182 | 4875.876 | 3948.174 | 2030.1089 | 1689.9261 | 1089.0351 | 128.56 | 153.22 | 151 | 43.8833 | 161.52 | 164.17 | 165.95 | 118.8 | 127.62 | 122.46
235 | 5 | 15 | 66212.0974 | 13286.7482 | 7388.6525 | 4914.3797 | 3974.9195 | 2213.2713 | 1898.241 | 1089.0351 | 95.13 | 109.76 | 103 | 10.6395 | 111.76 | 114.5 | 115.48 | 148.03 | 156.29 | 149.53
236 | 5 | 16 | 66724.4521 | 13769.174 | 7469.7288 | 5000.784 | 3994.0726 | 2228.2563 | 1898.241 | 1089.0351 | 112.03 | 129.88 | 180 | 25.561 | 132.13 | 137.16 | 135.17 | 132.91 | 140.09 | 135.02
237 | 5 | 17 | 66315.6986 | 13286.7482 | 7413.3021 | 4929.0074 | 3977.0633 | 2213.2713 | 1898.241 | 1076.53 | 101.77 | 116.32 | 157 | 16.0572 | 116.28 | 119.02 | 120.11 | 139.39 | 148.63 | 141.8
238 | 5 | 18 | 66016.6746 | 12405.4632 | 7304.7104 | 4846.5085 | 3935.9554 | 2030.1089 | 1679.5978 | 1089.0351 | 106.52 | 122.6 | 120 | 22.2908 | 124.44 | 125.89 | 129.63 | 135.48 | 145.45 | 137.57
239 | 5 | 19 | 66305.4583 | 13263.409 | 7386.0557 | 4956.1365 | 3962.5355 | 2067.2202 | 1899.0885 | 1097.6592 | 121.55 | 140.5 | 165 | 35.8636 | 138.71 | 146.52 | 141.93 | 115.66 | 120.74 | 119.7
240 | 5 | 20 | 66252.4266 | 13769.174 | 7395.2847 | 4934.4751 | 3982.2884 | 2228.2563 | 1780.7756 | 1089.0351 | 116.7 | 139.08 | 194 | 29.9969 | 147.32 | 148.2 | 151.4 | 135.96 | 145.14 | 137.34
241 | 5 | 21 | 67088.2433 | 12743.4217 | 7531.396 | 5068.6096 | 3997.494 | 2008.7275 | 1694.9703 | 1076.53 | 109.76 | 126.97 | 194 | 22.6973 | 128.46 | 130.9 | 133.9 | 132.89 | 136.73 | 137.66
242 | 5 | 22 | 66250.6931 | 13286.7482 | 7379.0181 | 4892.5781 | 3986.3161 | 2213.2713 | 1898.241 | 1089.0351 | 108.72 | 124.18 | 137 | 23.1616 | 124.89 | 126.37 | 128.88 | 133.25 | 142.39 | 134.86
243 | 5 | 23 | 66150.4305 | 13037.5061 | 7330.8824 | 4863.1631 | 3961.7268 | 2030.1089 | 1689.9261 | 1089.0351 | 114.04 | 133.2 | 171 | 29.0288 | 134.89 | 141.46 | 141.41 | 124.8 | 130.47 | 132.49
244 | 5 | 24 | 66105.5251 | 13286.7482 | 7384.6292 | 4915.2679 | 3944.3696 | 2213.2713 | 1898.241 | 1037.3815 | 89.93 | 101.2 | 70 | 7.0547 | 99.14 | 101.32 | 103.56 | 146.88 | 156.59 | 148.62
245 | 5 | 25 | 66724.2964 | 13353.6638 | 7419.2244 | 4952.6895 | 3984.6004 | 2030.1089 | 1594.0465 | 1089.0351 | 95.98 | 107.74 | 150 | 9.7986 | 106.6 | 107.86 | 110.94 | 144.58 | 152.84 | 146.27
246 | 5 | 26 | 65864.6619 | 12352.3979 | 7277.2877 | 4848.2229 | 3920.0707 | 2030.1089 | 1635.906 | 1089.0351 | 90.67 | 103.46 | 109 | 8.2777 | 104.57 | 105.67 | 108.17 | 151.08 | 161.58 | 150.93
247 | 5 | 27 | 66016.9199 | 13037.5061 | 7357.5737 | 4905.7385 | 3944.7722 | 2030.1089 | 1689.9261 | 1097.6592 | 114.31 | 134.87 | 170 | 29.4791 | 139.68 | 141.58 | 144.63 | 132.61 | 138.98 | 135.9
248 | 5 | 28 | 66723.3401 | 13286.7482 | 7519.0168 | 5048.4512 | 4003.4898 | 2213.2713 | 1898.241 | 1089.0351 | 109.32 | 126.77 | 148 | 23.5202 | 127.86 | 129.96 | 133.57 | 133.76 | 142.86 | 137.59
249 | 5 | 29 | 66547.0529 | 13286.7482 | 7433.0579 | 4993.2161 | 3978.6032 | 2213.2713 | 1898.241 | 1062.9874 | 105.78 | 123.18 | 122 | 20.746 | 125.54 | 129.59 | 131.04 | 136.07 | 142.09 | 141.22
250 | 5 | 30 | 66431.6512 | 12965.7085 | 7399.8213 | 4961.6464 | 3973.9634 | 2008.7275 | 1679.5978 | 1070.5058 | 111.79 | 131.12 | 181 | 25.3055 | 131.19 | 139.37 | 137.17 | 126.04 | 124.65 | 136.51
251 | 5 | 31 | 66475.0477 | 13037.5061 | 7467.4231 | 5026.1374 | 4000.1736 | 2008.7275 | 1689.9261 | 1028.3028 | 92.94 | 105.99 | 126 | 8.1901 | 105.15 | 107.18 | 109.89 | 147.79 | 157.06 | 149.18
252 | 5 | 32 | 66166.3874 | 13286.7482 | 7406.031 | 4943.9792 | 3975.2046 | 2213.2713 | 1898.241 | 1070.5058 | 98.84 | 114.39 | 156 | 13.6432 | 115.2 | 120.17 | 118.33 | 142.74 | 150.09 | 145.28
253 | 5 | 33 | 66136.7308 | 13286.7482 | 7358.8132 | 4946.2465 | 3945.4733 | 2213.2713 | 1898.241 | 1076.53 | 89.93 | 100.02 | 62 | 6.4094 | 96.78 | 98.25 | 101.7 | 146.64 | 155.14 | 148.22
254 | 5 | 34 | 66275.3644 | 13353.6638 | 7400.0916 | 4956.0693 | 3966.5387 | 2213.2713 | 1898.241 | 1108.1351 | 105.17 | 122.38 | 146 | 20.2638 | 125.37 | 126.55 | 130.86 | 138.85 | 147.44 | 141.44
255 | 5 | 35 | 65968.8543 | 13286.7482 | 7341.5276 | 4921.0147 | 3933.4798 | 2213.2713 | 1898.241 | 1089.0351 | 107.96 | 126.51 | 140 | 23.6598 | 131.19 | 133.08 | 135.23 | 138.6 | 145.26 | 139.48
256 | 5 | 36 | 67188.2853 | 13769.174 | 7583.1856 | 5084.726 | 4026.9875 | 2228.2563 | 1898.241 | 1037.3815 | 106.51 | 123.01 | 157 | 19.5524 | 123.6 | 130.22 | 126.54 | 137.2 | 141.7 | 139.91
257 | 5 | 37 | 66124.6263 | 13037.5061 | 7325.8169 | 4901.9025 | 3949.1407 | 2030.1089 | 1689.9261 | 1089.0351 | 95.44 | 109.64 | 66 | 11.5 | 111.02 | 113.94 | 115.93 | 146.09 | 153.3 | 149.05
258 | 5 | 38 | 66138.6621 | 13353.6638 | 7372.1518 | 4952.8844 | 3962.833 | 2030.1089 | 1689.9261 | 1089.0351 | 117.76 | 139.96 | 152 | 33.1511 | 146.53 | 150.05 | 150.77 | 129.71 | 136.3 | 133.5
259 | 5 | 39 | 66680.0099 | 13286.7482 | 7477.9133 | 4990.358 | 3971.8592 | 2213.2713 | 1898.241 | 1089.0351 | 120.39 | 141.55 | 190 | 34.164 | 147.23 | 150.34 | 152.21 | 127.09 | 134.12 | 130.82
260 | 5 | 40 | 66732.3177 | 13353.6638 | 7451.8847 | 5031.1805 | 4015.324 | 2213.2713 | 1898.241 | 1089.0351 | 130.23 | 156.05 | 154 | 44.6308 | 163.77 | 170.92 | 167.6 | 122.42 | 129.48 | 125.73
261 | 5 | 41 | 66912.6745 | 13037.5061 | 7489.3228 | 5013.7369 | 4009.1291 | 2030.1089 | 1689.9261 | 1089.0351 | 107.29 | 123.59 | 137 | 21.3113 | 124.57 | 127.26 | 129.39 | 134.3 | 142.8 | 137.67
262 | 5 | 42 | 66148.8107 | 12829.602 | 7360.9081 | 4895.0758 | 3961.8105 | 2030.1089 | 1694.9703 | 1097.6592 | 105.82 | 123.58 | 109 | 21.1062 | 128.37 | 130.29 | 132.49 | 140.56 | 149.59 | 142.57
263 | 5 | 43 | 66709.0838 | 12693.87 | 7460.5324 | 5006.329 | 4018.3775 | 2008.7275 | 1694.9703 | 1036.6419 | 115.18 | 132.48 | 136 | 28.6285 | 132.59 | 138.64 | 136.57 | 125.34 | 132.61 | 129.88
264 | 5 | 44 | 65296.6271 | 12642.3431 | 7225.1692 | 4845.8212 | 3897.5448 | 2030.1089 | 1605.5235 | 1089.0351 | 90.61 | 102.48 | 64 | 9.6621 | 99.48 | 103.23 | 104.58 | 145.27 | 153.6 | 146.94
265 | 5 | 45 | 66798.4706 | 13286.7482 | 7507.4994 | 5020.9374 | 4003.9592 | 2213.2713 | 1898.241 | 1097.6592 | 118.34 | 138.67 | 170 | 31.802 | 142.39 | 145.92 | 147.43 | 129.27 | 135.15 | 134.12
266 | 5 | 46 | 66760.0153 | 13037.5061 | 7500.7512 | 5067.4195 | 3998.7064 | 2030.1089 | 1689.9261 | 1097.6592 | 113.04 | 133.1 | 162 | 27.7913 | 138.63 | 141.39 | 142.57 | 135.39 | 141.31 | 136.98
267 | 5 | 47 | 66948.1665 | 13769.174 | 7489.9593 | 5024.68 | 4002.3686 | 2228.2563 | 1780.7756 | 1076.53 | 102.58 | 116.17 | 110 | 17.0145 | 114.75 | 117.02 | 119.53 | 136.42 | 140.9 | 139.33
268 | 5 | 48 | 66834.1572 | 13286.7482 | 7519.813 | 5056.6879 | 4019.6072 | 2213.2713 | 1898.241 | 1097.6592 | 108.13 | 127.09 | 162 | 22.0068 | 129.73 | 138.72 | 131.5 | 137.25 | 143.17 | 139.37
269 | 5 | 49 | 66774.5076 | 13037.5061 | 7492.1126 | 5052.9326 | 4005.9787 | 2008.7275 | 1689.9261 | 1062.9874 | 110.4 | 128.06 | 174 | 24.1697 | 129.06 | 133.75 | 132.69 | 131.93 | 135.48 | 135.53
270 | 5 | 50 | 66626.1328 | 13353.6638 | 7403.8068 | 4963.699 | 3991.1194 | 2213.2713 | 1898.241 | 1037.3815 | 105.59 | 122.27 | 98 | 19.4825 | 125.17 | 130.62 | 125.01 | 137.66 | 141.41 | 138.62
271 | 5 | 51 | 66362.0753 | 13286.7482 | 7383.0364 | 4944.6659 | 3954.3565 | 2213.2713 | 1898.241 | 1070.5058 | 91.04 | 102.15 | 95 | 5.9827 | 100.82 | 102.1 | 104.69 | 149.25 | 157.78 | 149.83
272 | 5 | 52 | 66188.0741 | 13286.7482 | 7372.3067 | 4940.3603 | 3962.7693 | 2213.2713 | 1898.241 | 1076.53 | 117.92 | 139.15 | 139 | 33.1212 | 143.13 | 147.07 | 147.6 | 126.97 | 134.75 | 131.42
273 | 5 | 53 | 65939.668 | 13286.7482 | 7371.7784 | 4917.6127 | 3944.6317 | 2213.2713 | 1898.241 | 1076.53 | 105.32 | 118.46 | 117 | 21.4141 | 113.91 | 114.74 | 120.03 | 126.9 | 135.72 | 131.09
274 | 5 | 54 | 66422.3449 | 13968.8733 | 7433.4699 | 5013.9627 | 3958.0747 | 2249.4819 | 1924.4082 | 1149.2899 | 123.69 | 150.08 | 139 | 38.6607 | 151.28 | 160.46 | 154.65 | 118.07 | 118.81 | 126.4
275 | 5 | 55 | 66246.0273 | 13353.6638 | 7435.985 | 5009.1531 | 4017.22 | 2030.1089 | 1689.9261 | 1089.0351 | 103.77 | 121.05 | 103 | 19.3651 | 122.87 | 127.83 | 128.06 | 139.15 | 146.15 | 143.44
276 | 6 | 1 | 66985.6741 | 13286.7482 | 7506.5908 | 4997.7531 | 4012.5195 | 2213.2713 | 1898.241 | 1076.53 | 113.74 | 133.99 | 166 | 26.651 | 139.62 | 143.81 | 143.25 | 135.58 | 140.69 | 138.02
277 | 6 | 2 | 65901.1266 | 12441.9747 | 7335.5588 | 4864.7108 | 3952.6931 | 2030.1089 | 1478.9874 | 1089.0351 | 113.48 | 136.73 | 137 | 29.3105 | 147.99 | 148.11 | 149.89 | 141.76 | 151.92 | 140.9
278 | 6 | 3 | 66548.7746 | 13769.174 | 7366.7326 | 4905.1114 | 3964.7009 | 2228.2563 | 1780.7756 | 1089.0351 | 110.16 | 129.58 | 142 | 25.6111 | 135.64 | 138.44 | 139.6 | 140 | 151.27 | 142.19
279 | 6 | 4 | 66471.3776 | 12405.4632 | 7379.9723 | 4920.3525 | 3962.0129 | 2008.7275 | 1679.5978 | 1011.8366 | 106.7 | 123.13 | 140 | 21.0059 | 124.41 | 128.61 | 128.26 | 137.85 | 143.37 | 139.28
280 | 6 | 5 | 66130.8565 | 13286.7482 | 7404.4072 | 4903.0573 | 3974.0077 | 2213.2713 | 1898.241 | 1089.0351 | 125.35 | 151.96 | 135 | 40.7862 | 164.02 | 167.24 | 166.13 | 128.36 | 135.03 | 129.19
281 | 6 | 6 | 66672.2707 | 12693.87 | 7403.8954 | 4953.3378 | 4011.5713 | 2008.0742 | 1560.6562 | 1076.53 | 104.66 | 121.01 | 139 | 18.9365 | 122.1 | 125.79 | 127.01 | 138.85 | 146.52 | 142.74
282 | 6 | 7 | 66930.8864 | 13353.6638 | 7549.6575 | 5043.3279 | 4019.7677 | 2213.2713 | 1898.241 | 1076.53 | 106.43 | 124.14 | 132 | 20.0613 | 124.31 | 130.48 | 128.75 | 137.65 | 145.56 | 140.42
283 | 6 | 8 | 66765.0173 | 13286.7482 | 7504.5126 | 5003.1968 | 4030.1688 | 2213.2713 | 1898.241 | 1089.0351 | 112.87 | 133.52 | 153 | 26.1094 | 140.26 | 142.05 | 143.49 | 138.33 | 144.28 | 139.79
284 | 6 | 9 | 66971.9041 | 13037.5061 | 7530.1091 | 5021.5618 | 4005.1863 | 2008.7275 | 1689.9261 | 1076.53 | 95.63 | 107.34 | 117 | 9.6779 | 106.45 | 107.43 | 110.36 | 144.67 | 154.86 | 146
285 | 6 | 10 | 66407.6942 | 13286.7482 | 7447.5274 | 5007.7605 | 3998.8211 | 2213.2713 | 1898.241 | 1089.0351 | 101 | 118.9 | 109 | 16.1894 | 122.59 | 127.34 | 125.16 | 146.43 | 153.75 | 147.68
286 | 6 | 11 | 66204.6756 | 13037.5061 | 7384.991 | 4947.1038 | 3972.7474 | 2030.1089 | 1694.9703 | 1089.0351 | 117.9 | 140.27 | 164 | 32.6274 | 145.32 | 150.52 | 150.94 | 131.26 | 136.74 | 135.6
287 | 6 | 12 | 66564.9437 | 13286.7482 | 7423.4011 | 4947.2739 | 3997.6737 | 2213.2713 | 1898.241 | 1076.53 | 106.66 | 123.29 | 139 | 19.9757 | 126.89 | 128.62 | 130.41 | 140.11 | 147.67 | 141.44
288 | 6 | 13 | 66816.0132 | 13286.7482 | 7488.7499 | 5012.2259 | 4029.1242 | 2213.2713 | 1898.241 | 1089.0351 | 104.82 | 122.42 | 103 | 19.1545 | 125.83 | 129.84 | 129.54 | 139.97 | 146.41 | 143.19
289 | 6 | 14 | 66156.8727 | 13353.6638 | 7334.9182 | 4875.876 | 3948.174 | 2030.1089 | 1689.9261 | 1089.0351 | 109.39 | 128.53 | 115 | 25.1616 | 134.61 | 136.24 | 137.78 | 138.15 | 146.55 | 139.44
290 | 6 | 15 | 66212.0974 | 13286.7482 | 7388.6525 | 4914.3797 | 3974.9195 | 2213.2713 | 1898.241 | 1089.0351 | 110.69 | 131.07 | 116 | 25.8218 | 136.19 | 140.13 | 139.33 | 136.67 | 143.01 | 139.25
291 | 6 | 16 | 66724.4521 | 13769.174 | 7469.7288 | 5000.784 | 3994.0726 | 2228.2563 | 1898.241 | 1089.0351 | 106.49 | 123.54 | 154 | 20.1397 | 126.79 | 129.6 | 129.89 | 139.2 | 147.26 | 141.34
292 | 6 | 17 | 66315.6986 | 13286.7482 | 7413.3021 | 4929.0074 | 3977.0633 | 2213.2713 | 1898.241 | 1076.53 | 95.94 | 108.99 | 117 | 11.0434 | 108.15 | 109.66 | 112.46 | 144.57 | 154.06 | 146.42
293 | 6 | 18 | 66016.6746 | 12405.4632 | 7304.7104 | 4846.5085 | 3935.9554 | 2030.1089 | 1679.5978 | 1089.0351 | 108.9 | 129.88 | 120 | 25.2738 | 138.91 | 140.12 | 142.68 | 142.88 | 152.21 | 143.06
294 | 6 | 19 | 66305.4583 | 13263.409 | 7386.0557 | 4956.1365 | 3962.5355 | 2067.2202 | 1899.0885 | 1097.6592 | 111.25 | 130.35 | 149 | 26.4484 | 131.92 | 137.79 | 136.55 | 133.27 | 140.12 | 136.73
295 | 6 | 20 | 66252.4266 | 13769.174 | 7395.2847 | 4934.4751 | 3982.2884 | 2228.2563 | 1780.7756 | 1089.0351 | 109.03 | 129.55 | 188 | 22.7748 | 135.59 | 137.51 | 138.43 | 142.11 | 151.23 | 142.38
296 | 6 | 21 | 67088.2433 | 12743.4217 | 7531.396 | 5068.6096 | 3997.494 | 2008.7275 | 1694.9703 | 1076.53 | 100.63 | 114.74 | 127 | 14.1282 | 115.31 | 119.22 | 116.93 | 143.58 | 150.12 | 142.92
297 | 6 | 22 | 66250.6931 | 13286.7482 | 7379.0181 | 4892.5781 | 3986.3161 | 2213.2713 | 1898.241 | 1089.0351 | 112.83 | 134.54 | 141 | 27.2061 | 142.01 | 144.39 | 147.03 | 140.69 | 152.03 | 143.75
298 | 6 | 23 | 66150.4305 | 13037.5061 | 7330.8824 | 4863.1631 | 3961.7268 | 2030.1089 | 1689.9261 | 1089.0351 | 93.01 | 106.21 | 141 | 8.6961 | 106.37 | 108.78 | 110.98 | 149.14 | 158.3 | 150.68
299 | 6 | 24 | 66105.5251 | 13286.7482 | 7384.6292 | 4915.2679 | 3944.3696 | 2213.2713 | 1898.241 | 1037.3815 | 96.34 | 109.12 | 129 | 12.9246 | 107.58 | 110.23 | 112 | 141.43 | 149.93 | 143.55
300 | 6 | 25 | 66724.2964 | 13353.6638 | 7419.2244 | 4952.6895 | 3984.6004 | 2030.1089 | 1594.0465 | 1089.0351 | 115.09 | 133.45 | 118 | 29.0508 | 136.09 | 139.74 | 141.97 | 130.16 | 137.8 | 133.84
301 | 6 | 26 | 65864.6619 | 12352.3979 | 7277.2877 | 4848.2229 | 3920.0707 | 2030.1089 | 1635.906 | 1089.0351 | 96.05 | 108.72 | 100 | 13.3328 | 107.66 | 109.6 | 110.97 | 143.14 | 149.84 | 142.99
302 | 6 | 27 | 66016.9199 | 13037.5061 | 7357.5737 | 4905.7385 | 3944.7722 | 2030.1089 | 1689.9261 | 1097.6592 | 104.36 | 121.38 | 119 | 19.9978 | 123.24 | 126.83 | 127.7 | 137.39 | 144.24 | 141
303 | 6 | 28 | 66723.3401 | 13286.7482 | 7519.0168 | 5048.4512 | 4003.4898 | 2213.2713 | 1898.241 | 1089.0351 | 104.44 | 122.28 | 134 | 19.1652 | 125.9 | 130.27 | 129.18 | 141.69 | 148.17 | 143.88
304 | 6 | 29 | 66547.0529 | 13286.7482 | 7433.0579 | 4993.2161 | 3978.6032 | 2213.2713 | 1898.241 | 1062.9874 | 97.66 | 112.57 | 87 | 13.1824 | 114.18 | 116.17 | 118.31 | 145.54 | 154.76 | 146.77
305 | 6 | 30 | 66431.6512 | 12965.7085 | 7399.8213 | 4961.6464 | 3973.9634 | 2008.7275 | 1679.5978 | 1070.5058 | 116.57 | 138.38 | 186 | 30.1108 | 143.01 | 150.88 | 147.19 | 130.31 | 134.28 | 136.83
306 | 6 | 31 | 66475.0477 | 13037.5061 | 7467.4231 | 5026.1374 | 4000.1736 | 2008.7275 | 1689.9261 | 1028.3028 | 96.42 | 110.63 | 115 | 11.7578 | 109.23 | 114.49 | 113.71 | 142.83 | 148.98 | 146.1
307 | 6 | 32 | 66166.3874 | 13286.7482 | 7406.031 | 4943.9792 | 3975.2046 | 2213.2713 | 1898.241 | 1070.5058 | 101.49 | 118.81 | 95 | 16.7279 | 120.37 | 126.01 | 122.95 | 140.79 | 147.8 | 143.29
308 | 6 | 33 | 66136.7308 | 13286.7482 | 7358.8132 | 4946.2465 | 3945.4733 | 2213.2713 | 1898.241 | 1076.53 | 93.77 | 106.47 | 99 | 10.1608 | 104.38 | 108.58 | 110.55 | 146.17 | 153.29 | 148.95
309 | 6 | 34 | 66275.3644 | 13353.6638 | 7400.0916 | 4956.0693 | 3966.5387 | 2213.2713 | 1898.241 | 1108.1351 | 109.1 | 128.23 | 145 | 24.294 | 131.46 | 135.18 | 135.35 | 137.93 | 144.19 | 139.93
310 | 6 | 35 | 65968.8543 | 13286.7482 | 7341.5276 | 4921.0147 | 3933.4798 | 2213.2713 | 1898.241 | 1089.0351 | 99.38 | 113.95 | 134 | 15.6055 | 113.86 | 115.72 | 119.76 | 140.68 | 147.26 | 143.74
311 | 6 | 36 | 67188.2853 | 13769.174 | 7583.1856 | 5084.726 | 4026.9875 | 2228.2563 | 1898.241 | 1037.3815 | 112.15 | 132.34 | 136 | 25.4558 | 136.6 | 146.47 | 137.64 | 139.27 | 148.16 | 138.99
312 | 6 | 37 | 66124.6263 | 13037.5061 | 7325.8169 | 4901.9025 | 3949.1407 | 2030.1089 | 1689.9261 | 1089.0351 | 117.48 | 140.68 | 118 | 33.3887 | 146.9 | 153.98 | 150.7 | 132.15 | 137.72 | 135.15
313 | 6 | 38 | 66138.6621 | 13353.6638 | 7372.1518 | 4952.8844 | 3962.833 | 2030.1089 | 1689.9261 | 1089.0351 | 119.02 | 142.49 | 137 | 34.1953 | 148.42 | 154.5 | 150.47 | 131.16 | 135.51 | 132
314 | 6 | 39 | 66680.0099 | 13286.7482 | 7477.9133 | 4990.358 | 3971.8592 | 2213.2713 | 1898.241 | 1089.0351 | 111.29 | 131.18 | 162 | 25.3789 | 135.89 | 139.84 | 138.7 | 135.92 | 140.04 | 137.79
315 | 6 | 40 | 66732.3177 | 13353.6638 | 7451.8847 | 5031.1805 | 4015.324 | 2213.2713 | 1898.241 | 1089.0351 | 109 | 126.01 | 143 | 23.1805 | 124.78 | 133.74 | 129.51 | 134.25 | 141.23 | 137.25
316 | 6 | 41 | 66912.6745 | 13037.5061 | 7489.3228 | 5013.7369 | 4009.1291 | 2030.1089 | 1689.9261 | 1089.0351 | 101.41 | 116.84 | 157 | 15.2643 | 118.79 | 121.05 | 122.92 | 144.23 | 152.81 | 145.31
317 | 6 | 42 | 66148.8107 | 12829.602 | 7360.9081 | 4895.0758 | 3961.8105 | 2030.1089 | 1694.9703 | 1097.6592 | 107.3 | 126.9 | 118 | 22.8849 | 133.67 | 138.56 | 134.53 | 143.16 | 152.05 | 141.56
318 | 6 | 43 | 66709.0838 | 12693.87 | 7460.5324 | 5006.329 | 4018.3775 | 2008.7275 | 1694.9703 | 1036.6419 | 95.78 | 108.53 | 133 | 10.0986 | 106.99 | 110.43 | 111.54 | 143 | 148.55 | 146.52
319 | 6 | 44 | 65296.6271 | 12642.3431 | 7225.1692 | 4845.8212 | 3897.5448 | 2030.1089 | 1605.5235 | 1089.0351 | 97.64 | 113.29 | 115 | 15.8943 | 114.31 | 117.11 | 119.53 | 143.69 | 151.51 | 146.57
320 | 6 | 45 | 66798.4706 | 13286.7482 | 7507.4994 | 5020.9374 | 4003.9592 | 2213.2713 | 1898.241 | 1097.6592 | 132.78 | 157.29 | 170 | 45.8001 | 163.65 | 168 | 169.57 | 116.53 | 123.32 | 124.27
321 | 6 | 46 | 66760.0153 | 13037.5061 | 7500.7512 | 5067.4195 | 3998.7064 | 2030.1089 | 1689.9261 | 1097.6592 | 126.53 | 152.68 | 156 | 40.854 | 160.96 | 168.22 | 162.73 | 128.6 | 136.2 | 128.18
322 | 6 | 47 | 66948.1665 | 13769.174 | 7489.9593 | 5024.68 | 4002.3686 | 2228.2563 | 1780.7756 | 1076.53 | 98.63 | 112.23 | 110 | 13.1965 | 112.63 | 114.83 | 116.26 | 144.16 | 151.6 | 145.46
323 | 6 | 48 | 66834.1572 | 13286.7482 | 7519.813 | 5056.6879 | 4019.6072 | 2213.2713 | 1898.241 | 1097.6592 | 112.02 | 132.43 | 134 | 26.6073 | 135.68 | 144.55 | 138.3 | 134.07 | 136.19 | 137.71
324 | 6 | 49 | 66774.5076 | 13037.5061 | 7492.1126 | 5052.9326 | 4005.9787 | 2008.7275 | 1689.9261 | 1062.9874 | 125.84 | 149.07 | 182 | 39.52 | 152.31 | 158.2 | 157.69 | 121.25 | 123.07 | 126.02
325 | 6 | 50 | 66626.1328 | 13353.6638 | 7403.8068 | 4963.699 | 3991.1194 | 2213.2713 | 1898.241 | 1037.3815 | 111.63 | 127.01 | 139 | 25.2445 | 127.45 | 131.6 | 130.27 | 129.9 | 136.14 | 131.98
326 | 6 | 51 | 66362.0753 | 13286.7482 | 7383.0364 | 4944.6659 | 3954.3565 | 2213.2713 | 1898.241 | 1070.5058 | 118.75 | 141.17 | 118 | 33.9191 | 144.09 | 156.82 | 146.54 | 130.39 | 138.8 | 131.08
327 | 6 | 52 | 66188.0741 | 13286.7482 | 7372.3067 | 4940.3603 | 3962.7693 | 2213.2713 | 1898.241 | 1076.53 | 104.24 | 121.76 | 115 | 20.0044 | 124.02 | 127.02 | 127.85 | 140.12 | 148.64 | 142.06
328 | 6 | 53 | 65939.668 | 13286.7482 | 7371.7784 | 4917.6127 | 3944.6317 | 2213.2713 | 1898.241 | 1076.53 | 93.03 | 106.73 | 98 | 9.9259 | 106.65 | 108.72 | 111.06 | 147.74 | 157.69 | 149.38
329 | 6 | 54 | 66422.3449 | 13968.8733 | 7433.4699 | 5013.9627 | 3958.0747 | 2249.4819 | 1924.4082 | 1149.2899 | 109.19 | 130.41 | 124 | 24.9846 | 131.88 | 138.02 | 135.94 | 134.64 | 137.84 | 139.93
330 | 6 | 55 | 66246.0273 | 13353.6638 | 7435.985 | 5009.1531 | 4017.22 | 2030.1089 | 1689.9261 | 1089.0351 | 121.62 | 146.75 | 121 | 37.2654 | 150.88 | 160.14 | 156.23 | 126.53 | 132.71 | 133
331 | 7 | 1 | 66985.6741 | 13286.7482 | 7506.5908 | 4997.7531 | 4012.5195 | 2213.2713 | 1898.241 | 1076.53 | 112.71 | 129.79 | 161 | 25.4158 | 131.76 | 134.57 | 135.69 | 131.49 | 139.39 | 134.41
332 | 7 | 2 | 65901.1266 | 12441.9747 | 7335.5588 | 4864.7108 | 3952.6931 | 2030.1089 | 1478.9874 | 1089.0351 | 109.38 | 127.57 | 131 | 24.9142 | 130.8 | 132.39 | 135.31 | 134.35 | 143.85 | 137
333 | 7 | 3 | 66548.7746 | 13769.174 | 7366.7326 | 4905.1114 | 3964.7009 | 2228.2563 | 1780.7756 | 1089.0351 | 100.62 | 113.3 | 98 | 16.3461 | 113.03 | 114.46 | 116.87 | 138.98 | 148.69 | 140.22
334 | 7 | 4 | 66471.3776 | 12405.4632 | 7379.9723 | 4920.3525 | 3962.0129 | 2008.7275 | 1679.5978 | 1011.8366 | 108.58 | 123.27 | 134 | 23.9491 | 122.01 | 123.29 | 128.27 | 128.49 | 131.8 | 132.45
335 | 7 | 5 | 66130.8565 | 13286.7482 | 7404.4072 | 4903.0573 | 3974.0077 | 2213.2713 | 1898.241 | 1089.0351 | 109.66 | 124.24 | 173 | 24.8723 | 122.29 | 123.54 | 127.21 | 126.34 | 136.05 | 129.26
336 | 7 | 6 | 66672.2707 | 12693.87 | 7403.8954 | 4953.3378 | 4011.5713 | 2008.0742 | 1560.6562 | 1076.53 | 102.35 | 116.18 | 129 | 16.9575 | 114.82 | 117.72 | 120.19 | 137.61 | 145.03 | 140.26
337 | 7 | 7 | 66930.8864 | 13353.6638 | 7549.6575 | 5043.3279 | 4019.7677 | 2213.2713 | 1898.241 | 1076.53 | 136.05 | 160.97 | 144 | 49.7739 | 164.73 | 172.51 | 169.21 | 108.97 | 116.18 | 113.37
338 | 7 | 8 | 66765.0173 | 13286.7482 | 7504.5126 | 5003.1968 | 4030.1688 | 2213.2713 | 1898.241 | 1089.0351 | 120.78 | 144.11 | 130 | 34.9029 | 152.8 | 154.6 | 157.98 | 131.69 | 140.5 | 135.07
339 | 7 | 9 | 66971.9041 | 13037.5061 | 7530.1091 | 5021.5618 | 4005.1863 | 2008.7275 | 1689.9261 | 1076.53 | 127.67 | 147.58 | 180 | 40.8532 | 148.82 | 152.36 | 152.98 | 114.67 | 119.67 | 117.22
340 | 7 | 10 | 66407.6942 | 13286.7482 | 7447.5274 | 5007.7605 | 3998.8211 | 2213.2713 | 1898.241 | 1089.0351 | 96.42 | 110.06 | 125 | 11.8724 | 109.21 | 113.04 | 112.87 | 143.92 | 151.59 | 144.83
341 | 7 | 11 | 66204.6756 | 13037.5061 | 7384.991 | 4947.1038 | 3972.7474 | 2030.1089 | 1694.9703 | 1089.0351 | 93.65 | 106.49 | 100 | 8.7579 | 106.06 | 107.95 | 111.06 | 148.29 | 158.28 | 150.47
342 | 7 | 12 | 66564.9437 | 13286.7482 | 7423.4011 | 4947.2739 | 3997.6737 | 2213.2713 | 1898.241 | 1076.53 | 115.61 | 137.12 | 170 | 29.5361 | 145.36 | 149.11 | 148.1 | 136.39 | 145.79 | 138.21
343 | 7 | 13 | 66816.0132 | 13286.7482 | 7488.7499 | 5012.2259 | 4029.1242 | 2213.2713 | 1898.241 | 1089.0351 | 126.82 | 151.4 | 134 | 41.0952 | 161.23 | 163.03 | 164.44 | 125.11 | 133.04 | 127.81
344 | 7 | 14 | 66156.8727 | 13353.6638 | 7334.9182 | 4875.876 | 3948.174 | 2030.1089 | 1689.9261 | 1089.0351 | 107.68 | 125.28 | 120 | 23.4955 | 127.72 | 130.71 | 132.16 | 135.93 | 145.31 | 138.1
345 | 7 | 15 | 66212.0974 | 13286.7482 | 7388.6525 | 4914.3797 | 3974.9195 | 2213.2713 | 1898.241 | 1089.0351 | 116.59 | 136.14 | 142 | 32.2217 | 138.09 | 143.86 | 143.07 | 125.02 | 130.97 | 128.05
346 | 7 | 16 | 66724.4521 | 13769.174 | 7469.7288 | 5000.784 | 3994.0726 | 2228.2563 | 1898.241 | 1089.0351 | 112.46 | 127.36 | 168 | 26.8349 | 125.93 | 128.49 | 130.26 | 124.77 | 134.34 | 127.94
347 | 7 | 17 | 66315.6986 | 13286.7482 | 7413.3021 | 4929.0074 | 3977.0633 | 2213.2713 | 1898.241 | 1076.53 | 110.14 | 127.39 | 153 | 24.5039 | 128.68 | 132.7 | 131.55 | 130.68 | 137.55 | 133.38
348 | 7 | 18 | 66016.6746 | 12405.4632 | 7304.7104 | 4846.5085 | 3935.9554 | 2030.1089 | 1679.5978 | 1089.0351 | 98.44 | 113.6 | 105 | 15.0283 | 116.11 | 118.17 | 119.75 | 145.62 | 154.09 | 145.51
349 | 7 | 19 | 66305.4583 | 13263.409 | 7386.0557 | 4956.1365 | 3962.5355 | 2067.2202 | 1899.0885 | 1097.6592 | 111.2 | 128.25 | 145 | 26.6424 | 127.85 | 133.45 | 131.7 | 127.65 | 134.59 | 131.16
350 | 7 | 20 | 66252.4266 | 13769.174 | 7395.2847 | 4934.4751 | 3982.2884 | 2228.2563 | 1780.7756 | 1089.0351 | 106.39 | 125.5 | 160 | 20.7052 | 129.14 | 134.52 | 131.9 | 140.27 | 148.59 | 141.08
351 | 7 | 21 | 67088.2433 | 12743.4217 | 7531.396 | 5068.6096 | 3997.494 | 2008.7275 | 1694.9703 | 1076.53 | 115.37 | 131.13 | 163 | 29.1952 | 130.88 | 132.06 | 135.66 | 123.78 | 133.45 | 126.26
352 | 7 | 22 | 66250.6931 | 13286.7482 | 7379.0181 | 4892.5781 | 3986.3161 | 2213.2713 | 1898.241 | 1089.0351 | 111.75 | 131.93 | 110 | 27.3801 | 138.12 | 140.5 | 140.36 | 137.63 | 148.1 | 137.57
353 | 7 | 23 | 66150.4305 | 13037.5061 | 7330.8824 | 4863.1631 | 3961.7268 | 2030.1089 | 1689.9261 | 1089.0351 | 97.6 | 112.81 | 132 | 13.5437 | 114.38 | 118.73 | 119.11 | 144.51 | 153.78 | 147.5
354 | 7 | 24 | 66105.5251 | 13286.7482 | 7384.6292 | 4915.2679 | 3944.3696 | 2213.2713 | 1898.241 | 1037.3815 | 102.82 | 117.99 | 112 | 19.8483 | 118.45 | 120.53 | 122.44 | 136.81 | 146.37 | 138.58
355 | 7 | 25 | 66724.2964 | 13353.6638 | 7419.2244 | 4952.6895 | 3984.6004 | 2030.1089 | 1594.0465 | 1089.0351 | 102.82 | 116.67 | 147 | 16.7885 | 116.6 | 118.56 | 120.94 | 139.5 | 148.18 | 141.38
356 | 7 | 26 | 65864.6619 | 12352.3979 | 7277.2877 | 4848.2229 | 3920.0707 | 2030.1089 | 1635.906 | 1089.0351 | 105.53 | 121.84 | 106 | 23.429 | 124.37 | 125.2 | 125.37 | 135.77 | 144.56 | 133.94
357 | 7 | 27 | 66016.9199 | 13037.5061 | 7357.5737 | 4905.7385 | 3944.7722 | 2030.1089 | 1689.9261 | 1097.6592 | 119.27 | 141.35 | 138 | 35.334 | 147.57 | 150.65 | 150.66 | 127.55 | 134.16 | 130.56
358 | 7 | 28 | 66723.3401 | 13286.7482 | 7519.0168 | 5048.4512 | 4003.4898 | 2213.2713 | 1898.241 | 1089.0351 | 119.36 | 142.11 | 173 | 34.1898 | 150.3 | 153.57 | 153.1 | 130.74 | 139.4 | 132.78
359 | 7 | 29 | 66547.0529 | 13286.7482 | 7433.0579 | 4993.2161 | 3978.6032 | 2213.2713 | 1898.241 | 1062.9874 | 118.12 | 136.8 | 130 | 33.5692 | 139.1 | 139.32 | 145.37 | 122.47 | 129.54 | 125.96
360 | 7 | 30 | 66431.6512 | 12965.7085 | 7399.8213 | 4961.6464 | 3973.9634 | 2008.7275 | 1679.5978 | 1070.5058 | 108.74 | 126.12 | 153 | 23.6851 | 124.82 | 130.71 | 131.1 | 126.52 | 128.54 | 134.85
361 | 7 | 31 | 66475.0477 | 13037.5061 | 7467.4231 | 5026.1374 | 4000.1736 | 2008.7275 | 1689.9261 | 1028.3028 | 115.87 | 134.86 | 137 | 31.4631 | 137.14 | 141.7 | 139.59 | 127.4 | 136.64 | 128.91
362 | 7 | 32 | 66166.3874 | 13286.7482 | 7406.031 | 4943.9792 | 3975.2046 | 2213.2713 | 1898.241 | 1070.5058 | 117.54 | 138.78 | 139 | 33.1085 | 143.95 | 146.56 | 148.49 | 126.75 | 134.04 | 130.44
363 | 7 | 33 | 66136.7308 | 13286.7482 | 7358.8132 | 4946.2465 | 3945.4733 | 2213.2713 | 1898.241 | 1076.53 | 106.84 | 122.98 | 121 | 23.1908 | 124.17 | 126.58 | 128.24 | 134.94 | 144.9 | 136.81
364 | 7 | 34 | 66275.3644 | 13353.6638 | 7400.0916 | 4956.0693 | 3966.5387 | 2213.2713 | 1898.241 | 1108.1351 | 131.17 | 158.49 | 165 | 47.3079 | 169.31 | 173.41 | 174.45 | 121.16 | 131.95 | 125.95
365 | 7 | 35 | 65968.8543 | 13286.7482 | 7341.5276 | 4921.0147 | 3933.4798 | 2213.2713 | 1898.241 | 1089.0351 | 123.65 | 144.17 | 162 | 39.7201 | 144.53 | 147.19 | 151.05 | 115.3 | 121.81 | 120.34
366 | 7 | 36 | 67188.2853 | 13769.174 | 7583.1856 | 5084.726 | 4026.9875 | 2228.2563 | 1898.241 | 1037.3815 | 115.19 | 135.09 | 123 | 29.0243 | 141.08 | 147.79 | 139.64 | 134.85 | 142.01 | 133.18
367 | 7 | 37 | 66124.6263 | 13037.5061 | 7325.8169 | 4901.9025 | 3949.1407 | 2030.1089 | 1689.9261 | 1089.0351 | 89.3 | 100.64 | 81 | 6.2391 | 99.27 | 101.88 | 104.2 | 148.13 | 155.62 | 150.71
368 | 7 | 38 | 66138.6621 | 13353.6638 | 7372.1518 | 4952.8844 | 3962.833 | 2030.1089 | 1689.9261 | 1089.0351 | 103.59 | 119.61 | 144 | 19.1244 | 118.48 | 126.67 | 121.38 | 138.86 | 147.54 | 139.04
369 | 7 | 39 | 66680.0099 | 13286.7482 | 7477.9133 | 4990.358 | 3971.8592 | 2213.2713 | 1898.241 | 1089.0351 | 122.15 | 144.32 | 192 | 35.9669 | 151.5 | 154.63 | 155.37 | 127.13 | 133.1 | 129.58
370 | 7 | 40 | 66732.3177 | 13353.6638 | 7451.8847 | 5031.1805 | 4015.324 | 2213.2713 | 1898.241 | 1089.0351 | 121.87 | 141.48 | 183 | 36.6514 | 140.5 | 150.62 | 145.71 | 119.27 | 126.34 | 123.83
371 | 7 | 41 | 66912.6745 | 13037.5061 | 7489.3228 | 5013.7369 | 4009.1291 | 2030.1089 | 1689.9261 | 1089.0351 | 122.21 | 143.88 | 149 | 36.1954 | 147.31 | 152.43 | 151.74 | 121.23 | 126.72 | 126.07
372 | 7 | 42 | 66148.8107 | 12829.602 | 7360.9081 | 4895.0758 | 3961.8105 | 2030.1089 | 1694.9703 | 1097.6592 | 115.06 | 136.35 | 137 | 31.1523 | 140.18 | 151.29 | 143 | 133.22 | 145.89 | 134.05
373 | 7 | 43 | 66709.0838 | 12693.87 | 7460.5324 | 5006.329 | 4018.3775 | 2008.7275 | 1694.9703 | 1036.6419 | 109.63 | 126.58 | 132 | 23.5454 | 127.09 | 133.59 | 132.11 | 133.58 | 142.11 | 136.76
374 | 7 | 44 | 65296.6271 | 12642.3431 | 7225.1692 | 4845.8212 | 3897.5448 | 2030.1089 | 1605.5235 | 1089.0351 | 88.12 | 99.41 | 89 | 7.5001 | 96.6 | 99.35 | 101.6 | 146.28 | 154.35 | 148.69
375 | 7 | 45 | 66798.4706 | 13286.7482 | 7507.4994 | 5020.9374 | 4003.9592 | 2213.2713 | 1898.241 | 1097.6592 | 103.96 | 118.7 | 157 | 17.8034 | 118.98 | 122.12 | 123.53 | 137.3 | 144.43 | 141.17
376 | 7 | 46 | 66760.0153 | 13037.5061 | 7500.7512 | 5067.4195 | 3998.7064 | 2030.1089 | 1689.9261 | 1097.6592 | 111.89 | 129.42 | 138 | 27.7512 | 130.07 | 136.36 | 134.46 | 129.06 | 137.37 | 131.8
377 | 7 | 47 | 66948.1665 | 13769.174 | 7489.9593 | 5024.68 | 4002.3686 | 2228.2563 | 1780.7756 | 1076.53 | 108.26 | 125.2 | 139 | 22.3281 | 126.73 | 130.36 | 129.47 | 136.44 | 140.5 | 138.05
378 | 7 | 48 | 66834.1572 | 13286.7482 | 7519.813 | 5056.6879 | 4019.6072 | 2213.2713 | 1898.241 | 1097.6592 | 124.79 | 147.41 | 172 | 39.602 | 153.43 | 160.01 | 156.08 | 121.73 | 127.53 | 126.12
379 | 7 | 49 | 66774.5076 | 13037.5061 | 7492.1126 | 5052.9326 | 4005.9787 | 2008.7275 | 1689.9261 | 1062.9874 | 107.08 | 123 | 147 | 21.7135 | 123.25 | 125.49 | 129.45 | 133.88 | 141.17 | 138.17
380 | 7 | 50 | 66626.1328 | 13353.6638 | 7403.8068 | 4963.699 | 3991.1194 | 2213.2713 | 1898.241 | 1037.3815 | 109.75 | 126.09 | 152 | 24.2999 | 126.89 | 131.84 | 129.68 | 131.28 | 137.17 | 133.26
381 | 7 | 51 | 66362.0753 | 13286.7482 | 7383.0364 | 4944.6659 | 3954.3565 | 2213.2713 | 1898.241 | 1070.5058 | 107.9 | 126.37 | 120 | 23.1664 | 131.86 | 134.51 | 131.61 | 140.35 | 148.57 | 138.09
382 | 7 | 52 | 66188.0741 | 13286.7482 | 7372.3067 | 4940.3603 | 3962.7693 | 2213.2713 | 1898.241 | 1076.53 | 109.45 | 125.12 | 138 | 25.4342 | 124.72 | 125.74 | 130.08 | 129.25 | 137.51 | 132.03
383 | 7 | 53 | 65939.668 | 13286.7482 | 7371.7784 | 4917.6127 | 3944.6317 | 2213.2713 | 1898.241 | 1076.53 | 105.16 | 120.1 | 130 | 21.8198 | 117.9 | 121.11 | 123.51 | 130.13 | 138.07 | 134.73
384 | 7 | 54 | 66422.3449 | 13968.8733 | 7433.4699 | 5013.9627 | 3958.0747 | 2249.4819 | 1924.4082 | 1149.2899 | 118.31 | 140.39 | 73 | 34.3363 | 138.29 | 144.45 | 144.19 | 117.2 | 120.16 | 126.13
385 | 7 | 55 | 66246.0273 | 13353.6638 | 7435.985 | 5009.1531 | 4017.22 | 2030.1089 | 1689.9261 | 1089.0351 | 121.16 | 144.86 | 133 | 37.2263 | 151.48 | 157.09 | 156.29 | 125.32 | 130.04 | 130.68
386 | 8 | 1 | 66985.6741 | 13286.7482 | 7506.5908 | 4997.7531 | 4012.5195 | 2213.2713 | 1898.241 | 1076.53 | 106.16 | 123.5 | 149 | 19.0819 | 128.12 | 135.31 | 128.45 | 140.56 | 145.46 | 141.71
387 | 8 | 2 | 65901.1266 | 12441.9747 | 7335.5588 | 4864.7108 | 3952.6931 | 2030.1089 | 1478.9874 | 1089.0351 | 84.71 | 95.32 | 78 | 1.1221 | 93.87 | 94.7 | 98.25 | 155.18 | 165.47 | 155.32
388 | 8 | 3 | 66548.7746 | 13769.174 | 7366.7326 | 4905.1114 | 3964.7009 | 2228.2563 | 1780.7756 | 1089.0351 | 110.25 | 127.28 | 122 | 26.1233 | 130.93 | 132.59 | 136.11 | 133.01 | 143.37 | 135.43
389 | 8 | 4 | 66471.3776 | 12405.4632 | 7379.9723 | 4920.3525 | 3962.0129 | 2008.7275 | 1679.5978 | 1011.8366 | 96.79 | 109.16 | 94 | 12.1603 | 108.2 | 109.79 | 113.66 | 142.02 | 148.8 | 145.01
390 | 8 | 5 | 66130.8565 | 13286.7482 | 7404.4072 | 4903.0573 | 3974.0077 | 2213.2713 | 1898.241 | 1089.0351 | 111.25 | 131.57 | 138 | 26.7044 | 137.26 | 142.79 | 139.72 | 134.09 | 140.54 | 136.92
391 | 8 | 6 | 66672.2707 | 12693.87 | 7403.8954 | 4953.3378 | 4011.5713 | 2008.0742 | 1560.6562 | 1076.53 | 102.21 | 116.95 | 107 | 17.7377 | 116.94 | 120.37 | 122.24 | 137.06 | 144.43 | 141.14
392 | 8 | 7 | 66930.8864 | 13353.6638 | 7549.6575 | 5043.3279 | 4019.7677 | 2213.2713 | 1898.241 | 1076.53 | 114.33 | 134.18 | 113 | 28.7531 | 136.63 | 143.79 | 140.63 | 130.24 | 139.18 | 132.86
393 | 8 | 8 | 66765.0173 | 13286.7482 | 7504.5126 | 5003.1968 | 4030.1688 | 2213.2713 | 1898.241 | 1089.0351 | 105.42 | 122.51 | 156 | 19.524 | 125.21 | 127.69 | 130.12 | 140.03 | 146.94 | 143.38
394 | 8 | 9 | 66971.9041 | 13037.5061 | 7530.1091 | 5021.5618 | 4005.1863 | 2008.7275 | 1689.9261 | 1076.53 | 101.32 | 114.99 | 140 | 15.0276 | 115.35 | 115.78 | 119.72 | 140.73 | 148.76 | 142.16
395 | 8 | 10 | 66407.6942 | 13286.7482 | 7447.5274 | 5007.7605 | 3998.8211 | 2213.2713 | 1898.241 | 1089.0351 | 97.45 | 112.22 | 95 | 13.5382 | 113.3 | 115.96 | 117.27 | 143.13 | 151.09 | 144.75
396 | 8 | 11 | 66204.6756 | 13037.5061 | 7384.991 | 4947.1038 | 3972.7474 | 2030.1089 | 1694.9703 | 1089.0351 | 107.88 | 126.14 | 117 | 23.1255 | 128.26 | 130.98 | 133.68 | 136.76 | 142.89 | 140.71
397 | 8 | 12 | 66564.9437 | 13286.7482 | 7423.4011 | 4947.2739 | 3997.6737 | 2213.2713 | 1898.241 | 1076.53 | 99.99 | 114.53 | 125 | 14.5314 | 115.51 | 117.21 | 120.96 | 143.07 | 152.14 | 145.64
398 | 8 | 13 | 66816.0132 | 13286.7482 | 7488.7499 | 5012.2259 | 4029.1242 | 2213.2713 | 1898.241 | 1089.0351 | 110.33 | 132 | 94 | 25.1933 | 139.9 | 147.21 | 141.12 | 139.29 | 143.9 | 141.47
399 | 8 | 14 | 66156.8727 | 13353.6638 | 7334.9182 | 4875.876 | 3948.174 | 2030.1089 | 1689.9261 | 1089.0351 | 93.73 | 107.45 | 112 | 9.862 | 108.56 | 110.5 | 112.79 | 148.98 | 158.64 | 149.49
400 | 8 | 15 | 66212.0974 | 13286.7482 | 7388.6525 | 4914.3797 | 3974.9195 | 2213.2713 | 1898.241 | 1089.0351 | 107.09 | 126.58 | 111 | 22.9816 | 131.4 | 136.81 | 133.91 | 137.8 | 144.57 | 139.77
401 | 8 | 16 | 66724.4521 | 13769.174 | 7469.7288 | 5000.784 | 3994.0726 | 2228.2563 | 1898.241 | 1089.0351 | 119.09 | 141.03 | 165 | 33.2631 | 147.4 | 153.4 | 149.44 | 129.14 | 136.22 | 131.77
402 | 8 | 17 | 66315.6986 | 13286.7482 | 7413.3021 | 4929.0074 | 3977.0633 | 2213.2713 | 1898.241 | 1076.53 | 114.51 | 133.39 | 142 | 29.6253 | 136.97 | 140.16 | 140.08 | 126.86 | 133.38 | 129.18
403 | 8 | 18 | 66016.6746 | 12405.4632 | 7304.7104 | 4846.5085 | 3935.9554 | 2030.1089 | 1679.5978 | 1089.0351 | 94.35 | 107.05 | 126 | 11.2087 | 106.69 | 107.76 | 111.51 | 145.03 | 155.02 | 145.98
404 | 8 | 19 | 66305.4583 | 13263.409 | 7386.0557 | 4956.1365 | 3962.5355 | 2067.2202 | 1899.0885 | 1097.6592 | 104.88 | 120.98 | 115 | 21.1948 | 122.13 | 126.05 | 125.3 | 136.51 | 145.13 | 138.36
405 | 8 | 20 | 66252.4266 | 13769.174 | 7395.2847 | 4934.4751 | 3982.2884 | 2228.2563 | 1780.7756 | 1089.0351 | 99.99 | 116.24 | 123 | 15.0695 | 118.32 | 120.95 | 122.54 | 144.18 | 153.45 | 146.18
406 | 8 | 21 | 67088.2433 | 12743.4217 | 7531.396 | 5068.6096 | 3997.494 | 2008.7275 | 1694.9703 | 1076.53 | 104.16 | 117.86 | 177 | 18.0419 | 116.36 | 118.84 | 122.02 | 134.44 | 140.21 | 138.35
407 | 8 | 22 | 66250.6931 | 13286.7482 | 7379.0181 | 4892.5781 | 3986.3161 | 2213.2713 | 1898.241 | 1089.0351 | 98.94 | 113.02 | 108 | 14.7122 | 113.98 | 116.63 | 116.84 | 142.7 | 148.89 | 143.06
408 | 8 | 23 | 66150.4305 | 13037.5061 | 7330.8824 | 4863.1631 | 3961.7268 | 2030.1089 | 1689.9261 | 1089.0351 | 108.54 | 127.26 | 123 | 24.3513 | 130.5 | 134.1 | 137.11 | 134.67 | 143.19 | 140.21
409 | 8 | 24 | 66105.5251 | 13286.7482 | 7384.6292 | 4915.2679 | 3944.3696 | 2213.2713 | 1898.241 | 1037.3815 | 93.31 | 104.56 | 100 | 10.3038 | 101.88 | 103.6 | 107.1 | 142.13 | 152.22 | 144.69
410 | 8 | 25 | 66724.2964 | 13353.6638 | 7419.2244 | 4952.6895 | 3984.6004 | 2030.1089 | 1594.0465 | 1089.0351 | 112.52 | 127.81 | 119 | 27.2409 | 128.84 | 128.96 | 132.01 | 127.94 | 137.69 | 129.74
411 | 8 | 26 | 65864.6619 | 12352.3979 | 7277.2877 | 4848.2229 | 3920.0707 | 2030.1089 | 1635.906 | 1089.0351 | 91.42 | 103.19 | 103 | 8.9311 | 102.05 | 103.13 | 106.36 | 147.17 | 156.34 | 147.65
412 | 8 | 27 | 66016.9199 | 13037.5061 | 7357.5737 | 4905.7385 | 3944.7722 | 2030.1089 | 1689.9261 | 1097.6592 | 108.42 | 127.35 | 147 | 24.5346 | 131.23 | 134.16 | 134.65 | 136.73 | 142.78 | 139
413 | 8 | 28 | 66723.3401 | 13286.7482 | 7519.0168 | 5048.4512 | 4003.4898 | 2213.2713 | 1898.241 | 1089.0351 | 96.94 | 112.56 | 124 | 12.1865 | 114.85 | 118.13 | 118.4 | 147.28 | 155.52 | 149.06
414 | 8 | 29 | 66547.0529 | 13286.7482 | 7433.0579 | 4993.2161 | 3978.6032 | 2213.2713 | 1898.241 | 1062.9874 | 97.09 | 109.4 | 101 | 12.8149 | 107.58 | 109.07 | 112.67 | 140.28 | 149.53 | 142.79
415 | 8 | 30 | 66431.6512 | 12965.7085 | 7399.8213 | 4961.6464 | 3973.9634 | 2008.7275 | 1679.5978 | 1070.5058 | 111.15 | 130.37 | 149 | 25.628 | 132.74 | 140.04 | 137.76 | 130.84 | 134.82 | 137.56
416 | 8 | 31 | 66475.0477 | 13037.5061 | 7467.4231 | 5026.1374 | 4000.1736 | 2008.7275 | 1689.9261 | 1028.3028 | 89.36 | 100.99 | 83 | 5.1461 | 99.55 | 101.67 | 104.32 | 149.42 | 157.62 | 151.61
417 | 8 | 32 | 66166.3874 | 13286.7482 | 7406.031 | 4943.9792 | 3975.2046 | 2213.2713 | 1898.241 | 1070.5058 | 105.84 | 125.21 | 162 | 21.384 | 128.43 | 133.57 | 131.81 | 139.25 | 147.99 | 142.12
418 | 8 | 33 | 66136.7308 | 13286.7482 | 7358.8132 | 4946.2465 | 3945.4733 | 2213.2713 | 1898.241 | 1076.53 | 91.01 | 102.27 | 70 | 7.8959 | 100.69 | 102.27 | 104.73 | 147.68 | 155.48 | 148.29
419 | 8 | 34 | 66275.3644 | 13353.6638 | 7400.0916 | 4956.0693 | 3966.5387 | 2213.2713 | 1898.241 | 1108.1351 | 102.42 | 118.3 | 106 | 18.6824 | 118.9 | 123.45 | 123.29 | 138.37 | 146.71 | 140.55
420 | 8 | 35 | 65968.8543 | 13286.7482 | 7341.5276 | 4921.0147 | 3933.4798 | 2213.2713 | 1898.241 | 1089.0351 | 116.39 | 138.62 | 107 | 33.6587 | 143.97 | 149.41 | 148.34 | 125.3 | 128.99 | 130.32
421 | 8 | 36 | 67188.2853 | 13769.174 | 7583.1856 | 5084.726 | 4026.9875 | 2228.2563 | 1898.241 | 1037.3815 | 106.74 | 124.23 | 133 | 20.3353 | 126.89 | 133.79 | 125.85 | 140.3 | 144.11 | 138.32
422 | 8 | 37 | 66124.6263 | 13037.5061 | 7325.8169 | 4901.9025 | 3949.1407 | 2030.1089 | 1689.9261 | 1089.0351 | 113.22 | 132.7 | 124 | 29.4232 | 137.11 | 140.26 | 141.64 | 130.7 | 136.54 | 135.19
423 | 8 | 38 | 66138.6621 | 13353.6638 | 7372.1518 | 4952.8844 | 3962.833 | 2030.1089 | 1689.9261 | 1089.0351 | 97.29 | 111.45 | 94 | 13.5593 | 111.4 | 113.17 | 115.26 | 143.11 | 147.7 | 144.74
424 | 8 | 39 | 66680.0099 | 13286.7482 | 7477.9133 | 4990.358 | 3971.8592 | 2213.2713 | 1898.241 | 1089.0351 | 100.55 | 115.04 | 161 | 15.2325 | 115.56 | 117.12 | 120.71 | 140.81 | 147.3 | 143.66
425 | 8 | 40 | 66732.3177 | 13353.6638 | 7451.8847 | 5031.1805 | 4015.324 | 2213.2713 | 1898.241 | 1089.0351 | 112.2 | 131.4 | 123 | 26.8137 | 132.04 | 143.5 | 134.98 | 132.63 | 138.73 | 134.75
426 | 8 | 41 | 66912.6745 | 13037.5061 | 7489.3228 | 5013.7369 | 4009.1291 | 2030.1089 | 1689.9261 | 1089.0351 | 104.25 | 122.32 | 156 | 18.0887 | 125.03 | 131.58 | 128.69 | 140.91 | 148.29 | 144.65
427 | 8 | 42 | 66148.8107 | 12829.602 | 7360.9081 | 4895.0758 | 3961.8105 | 2030.1089 | 1694.9703 | 1097.6592 | 98.38 | 113.46 | 77 | 15.2985 | 113.73 | 121.12 | 116.44 | 143.99 | 154.83 | 143.36
428 | 8 | 43 | 66709.0838 | 12693.87 | 7460.5324 | 5006.329 | 4018.3775 | 2008.7275 | 1694.9703 | 1036.6419 | 98.35 | 110.32 | 102 | 13.121 | 108.26 | 109.65 | 113.05 | 139.21 | 144.98 | 141.87
429 | 8 | 44 | 65296.6271 | 12642.3431 | 7225.1692 | 4845.8212 | 3897.5448 | 2030.1089 | 1605.5235 | 1089.0351 | 103.12 | 118.99 | 128 | 21.9764 | 119.59 | 121.6 | 123.47 | 135.24 | 143.17 | 136.99
430 | 8 | 45 | 66798.4706 | 13286.7482 | 7507.4994 | 5020.9374 | 4003.9592 | 2213.2713 | 1898.241 | 1097.6592 | 129.1 | 151.86 | 175 | 43.3155 | 156.8 | 160.36 | 161.36 | 118.06 | 123.36 | 123.06
431 | 8 | 46 | 66760.0153 | 13037.5061 | 7500.7512 | 5067.4195 | 3998.7064 | 2030.1089 | 1689.9261 | 1097.6592 | 108.9 | 125.21 | 130 | 24.6639 | 124.92 | 127.59 | 130.39 | 131.74 | 136.57 | 134.15
432 | 8 | 47 | 66948.1665 | 13769.174 | 7489.9593 | 5024.68 | 4002.3686 | 2228.2563 | 1780.7756 | 1076.53 | 99.59 | 114.68 | 104 | 14.3234 | 116.68 | 119.81 | 118.31 | 146.25 | 154.65 | 145.22
433 | 8 | 48 | 66834.1572 | 13286.7482 | 7519.813 | 5056.6879 | 4019.6072 | 2213.2713 | 1898.241 | 1097.6592 | 105.27 | 122.81 | 157 | 19.7594 | 124.4 | 132.22 | 127.22 | 139.02 | 144.67 | 141.49
434 | 8 | 49 | 66774.5076 | 13037.5061 | 7492.1126 | 5052.9326 | 4005.9787 | 2008.7275 | 1689.9261 | 1062.9874 | 110.58 | 128.11 | 154 | 25.3592 | 126.75 | 131.89 | 132.54 | 128.97 | 132.88 | 134.76
435 | 8 | 50 | 66626.1328 | 13353.6638 | 7403.8068 | 4963.699 | 3991.1194 | 2213.2713 | 1898.241 | 1037.3815 | 109.49 | 129.87 | 101 | 23.9495 | 137.78 | 146.58 | 135.68 | 139.29 | 143.47 | 139.78
436 | 8 | 51 | 66362.0753 | 13286.7482 | 7383.0364 | 4944.6659 | 3954.3565 | 2213.2713 | 1898.241 | 1070.5058 | 102.65 | 119.56 | 115 | 18.0328 | 121.35 | 127.85 | 123.2 | 143.24 | 150.53 | 142.82
437 | 8 | 52 | 66188.0741 | 13286.7482 | 7372.3067 | 4940.3603 | 3962.7693 | 2213.2713 | 1898.241 | 1076.53 | 110.79 | 128.84 | 107 | 27.5789 | 130.07 | 132.96 | 135.92 | 129.09 | 138.34 | 134.05
438 | 8 | 53 | 65939.668 | 13286.7482 | 7371.7784 | 4917.6127 | 3944.6317 | 2213.2713 | 1898.241 | 1076.53 | 92.32 | 104.1 | 107 | 9.3875 | 101.47 | 102.83 | 106.11 | 144.42 | 153.01 | 146.21
439 | 8 | 54 | 66422.3449 | 13968.8733 | 7433.4699 | 5013.9627 | 3958.0747 | 2249.4819 | 1924.4082 | 1149.2899 | 105.41 | 123.88 | 83 | 21.3739 | 123.36 | 130.22 | 127.64 | 133.44 | 134.45 | 139.54
440 | 8 | 55 | 66246.0273 | 13353.6638 | 7435.985 | 5009.1531 | 4017.22 | 2030.1089 | 1689.9261 | 1089.0351 | 101.19 | 117.77 | 83 | 17.5766 | 116.68 | 123.76 | 120.67 | 137.62 | 144.41 | 141.59
441 | 9 | 1 | 66985.6741 | 13286.7482 | 7506.5908 | 4997.7531 | 4012.5195 | 2213.2713 | 1898.241 | 1076.53 | 110.56 | 127.83 | 121 | 23.6315 | 131.33 | 135.76 | 131.57 | 133.98 | 140.87 | 133.86
442 | 9 | 2 | 65901.1266 | 12441.9747 | 7335.5588 | 4864.7108 | 3952.6931 | 2030.1089 | 1478.9874 | 1089.0351 | 99.76 | 116.97 | 112 | 15.6475 | 121.71 | 122.08 | 125.62 | 147.66 | 157.71 | 147.84
443 | 9 | 3 | 66548.7746 | 13769.174 | 7366.7326 | 4905.1114 | 3964.7009 | 2228.2563 | 1780.7756 | 1089.0351 | 112.27 | 128.75 | 130 | 27.4073 | 129.71 | 133.62 | 131.5 | 130.2 | 136.71 | 129.64
444 | 9 | 4 | 66471.3776 | 12405.4632 | 7379.9723 | 4920.3525 | 3962.0129 | 2008.7275 | 1679.5978 | 1011.8366 | 95.56 | 106.97 | 132 | 10.8553 | 104.9 | 106.81 | 109.51 | 142.83 | 148.11 | 144.78
445 | 9 | 5 | 66130.8565 | 13286.7482 | 7404.4072 | 4903.0573 | 3974.0077 | 2213.2713 | 1898.241 | 1089.0351 | 113.79 | 134.52 | 161 | 28.6604 | 140.46 | 145.36 | 142.59 | 133.46 | 141.89 | 135.11
446 | 9 | 6 | 66672.2707 | 12693.87 | 7403.8954 | 4953.3378 | 4011.5713 | 2008.0742 | 1560.6562 | 1076.53 | 99.38 | 111.74 | 117 | 14.3632 | 109.41 | 112.18 | 114.37 | 138.51 | 146.39 | 141.07
447 | 9 | 7 | 66930.8864 | 13353.6638 | 7549.6575 | 5043.3279 | 4019.7677 | 2213.2713 | 1898.241 | 1076.53 | 103.07 | 118.24 | 131 | 17.1272 | 117.28 | 123.94 | 121.27 | 137.93 | 147.29 | 140.34
448 | 9 | 8 | 66765.0173 | 13286.7482 | 7504.5126 | 5003.1968 | 4030.1688 | 2213.2713 | 1898.241 | 1089.0351 | 115.2 | 133.71 | 146 | 29.088 | 136.14 | 138.22 | 140.23 | 128.07 | 134.37 | 130.84
449 | 9 | 9 | 66971.9041 | 13037.5061 | 7530.1091 | 5021.5618 | 4005.1863 | 2008.7275 | 1689.9261 | 1076.53 | 104.83 | 120.74 | 124 | 18.8636 | 123.15 | 123.7 | 127.08 | 138.45 | 146.81 | 139.6
450 | 9 | 10 | 66407.6942 | 13286.7482 | 7447.5274 | 5007.7605 | 3998.8211 | 2213.2713 | 1898.241 | 1089.0351 | 104.53 | 122.82 | 112 | 19.8464 | 126.57 | 131.92 | 128.88 | 140.98 | 147.21 | 142.34
451 | 9 | 11 | 66204.6756 | 13037.5061 | 7384.991 | 4947.1038 | 3972.7474 | 2030.1089 | 1694.9703 | 1089.0351 | 116.87 | 135.91 | 156 | 31.9266 | 136.85 | 139.33 | 143.4 | 124.52 | 131.99 | 130.55
452 | 9 | 12 | 66564.9437 | 13286.7482 | 7423.4011 | 4947.2739 | 3997.6737 | 2213.2713 | 1898.241 | 1076.53 | 97.01 | 111.05 | 154 | 10.2306 | 112.54 | 116.06 | 115.72 | 147.44 | 155.32 | 148.9
453 | 9 | 13 | 66816.0132 | 13286.7482 | 7488.7499 | 5012.2259 | 4029.1242 | 2213.2713 | 1898.241 | 1089.0351 | 111.72 | 132.27 | 102 | 26.4178 | 139.62 | 143.57 | 142.22 | 137.22 | 144.73 | 139.3
454 | 9 | 14 | 66156.8727 | 13353.6638 | 7334.9182 | 4875.876 | 3948.174 | 2030.1089 | 1689.9261 | 1089.0351 | 98.64 | 111.79 | 95 | 15.1449 | 110.58 | 112.37 | 115.21 | 139.38 | 146.26 | 141
455 | 9 | 15 | 66212.0974 | 13286.7482 | 7388.6525 | 4914.3797 | 3974.9195 | 2213.2713 | 1898.241 | 1089.0351 | 95.19 | 110.71 | 72 | 11.1727 | 113.66 | 118.06 | 115.59 | 148.4 | 155.85 | 149.03
456 | 9 | 16 | 66724.4521 | 13769.174 | 7469.7288 | 5000.784 | 3994.0726 | 2228.2563 | 1898.241 | 1089.0351 | 106.14 | 122.53 | 172 | 20.2049 | 123.9 | 126.97 | 126.14 | 136.33 | 140.73 | 137.7
457 | 9 | 17 | 66315.6986 | 13286.7482 | 7413.3021 | 4929.0074 | 3977.0633 | 2213.2713 | 1898.241 | 1076.53 | 91.89 | 104.24 | 127 | 7.3572 | 103.57 | 106.29 | 107.25 | 147.73 | 155.49 | 149.27
458 | 9 | 18 | 66016.6746 | 12405.4632 | 7304.7104 | 4846.5085 | 3935.9554 | 2030.1089 | 1679.5978 | 1089.0351 | 98.84 | 114.6 | 97 | 16.0514 | 116.57 | 118.8 | 120.96 | 142.55 | 149.52 | 144.31
459 | 9 | 19 | 66305.4583 | 13263.409 | 7386.0557 | 4956.1365 | 3962.5355 | 2067.2202 | 1899.0885 | 1097.6592 | 102.92 | 116.79 | 154 | 18.2889 | 113.84 | 119.08 | 119.3 | 132.97 | 140.02 | 137.84
460 | 9 | 20 | 66252.4266 | 13769.174 | 7395.2847 | 4934.4751 | 3982.2884 | 2228.2563 | 1780.7756 | 1089.0351 | 92.7 | 105.23 | 139 | 7.4544 | 104.55 | 105.44 | 109.19 | 148.71 | 158.21 | 149.59
461 | 9 | 21 | 67088.2433 | 12743.4217 | 7531.396 | 5068.6096 | 3997.494 | 2008.7275 | 1694.9703 | 1076.53 | 104.39 | 118.67 | 142 | 18.0045 | 118.39 | 121.45 | 121.26 | 136.1 | 142.87 | 137.7
462 | 9 | 22 | 66250.6931 | 13286.7482 | 7379.0181 | 4892.5781 | 3986.3161 | 2213.2713 | 1898.241 | 1089.0351 | 107.83 | 127.07 | 134 | 22.7483 | 132.58 | 136.34 | 135.35 | 142.48 | 153.82 | 142.81
463 | 9 | 23 | 66150.4305 | 13037.5061 | 7330.8824 | 4863.1631 | 3961.7268 | 2030.1089 | 1689.9261 | 1089.0351 | 98.21 | 114.2 | 91 | 14.5293 | 116.89 | 120.52 | 120.36 | 144.43 | 152.25 | 146.05
464 | 9 | 24 | 66105.5251 | 13286.7482 | 7384.6292 | 4915.2679 | 3944.3696 | 2213.2713 | 1898.241 | 1037.3815 | 95.32 | 109.92 | 97 | 12.199 | 108.76 | 114.33 | 114.68 | 142.28 | 149.65 | 147.57
465 | 9 | 25 | 66724.2964 | 13353.6638 | 7419.2244 | 4952.6895 | 3984.6004 | 2030.1089 | 1594.0465 | 1089.0351 | 102.71 | 117.76 | 134 | 17.4116 | 119.03 | 121.89 | 122.99 | 139.83 | 147.45 | 141.94
466 | 9 | 26 | 65864.6619 | 12352.3979 | 7277.2877 | 4848.2229 | 3920.0707 | 2030.1089 | 1635.906 | 1089.0351 | 101.34 | 115.64 | 82 | 18.9546 | 116.31 | 117.76 | 120.1 | 137.26 | 144.42 | 138.5
467 | 9 | 27 | 66016.9199 | 13037.5061 | 7357.5737 | 4905.7385 | 3944.7722 | 2030.1089 | 1689.9261 | 1097.6592 | 94.46 | 108.29 | 118 | 10.5851 | 108.14 | 110.39 | 113.02 | 146.53 | 154.65 | 149.03
468 | 9 | 28 | 66723.3401 | 13286.7482 | 7519.0168 | 5048.4512 | 4003.4898 | 2213.2713 | 1898.241 | 1089.0351 | 101.85 | 117.47 | 134 | 16.1799 | 118.15 | 123.23 | 119.27 | 142.41 | 147.73 | 141.41
469 | 9 | 29 | 66547.0529 | 13286.7482 | 7433.0579 | 4993.2161 | 3978.6032 | 2213.2713 | 1898.241 | 1062.9874 | 95.96 | 108.98 | 90 | 11.3005 | 107.77 | 111.67 | 111.84 | 143.22 | 149.36 | 145.54
470 | 9 | 30 | 66431.6512 | 12965.7085 | 7399.8213 | 4961.6464 | 3973.9634 | 2008.7275 | 1679.5978 | 1070.5058 | 106.66 | 124.75 | 157 | 20.9896 | 126.72 | 132.05 | 131.23 | 136.62 | 141.95 | 141.13
471 | 9 | 31 | 66475.0477 | 13037.5061 | 7467.4231 | 5026.1374 | 4000.1736 | 2008.7275 | 1689.9261 | 1028.3028 | 105.18 | 121.54 | 117 | 20.1756 | 120.44 | 126.29 | 124.97 | 134.44 | 139.96 | 138.32
472 | 9 | 32 | 66166.3874 | 13286.7482 | 7406.031 | 4943.9792 | 3975.2046 | 2213.2713 | 1898.241 | 1070.5058 | 102.54 | 120.07 | 122 | 18.526 | 120.13 | 125.71 | 123.82 | 136.27 | 141.54 | 140.27
473 | 9 | 33 | 66136.7308 | 13286.7482 | 7358.8132 | 4946.2465 | 3945.4733 | 2213.2713 | 1898.241 | 1076.53 | 84.98 | 94.79 | 53 | 2.1158 | 92.47 | 93.88 | 97.09 | 152.74 | 162.03 | 153.6
474 | 9 | 34 | 66275.3644 | 13353.6638 | 7400.0916 | 4956.0693 | 3966.5387 | 2213.2713 | 1898.241 | 1108.1351 | 105.66 | 124.23 | 138 | 21.8169 | 128.13 | 131.59 | 130.27 | 140.03 | 148.29 | 139.67
475 | 9 | 35 | 65968.8543 | 13286.7482 | 7341.5276 | 4921.0147 | 3933.4798 | 2213.2713 | 1898.241 | 1089.0351 | 99.04 | 112.5 | 129 | 15.4407 | 111.48 | 112.92 | 115.78 | 140.23 | 147.22 | 141.26
476 | 9 | 36 | 67188.2853 | 13769.174 | 7583.1856 | 5084.726 | 4026.9875 | 2228.2563 | 1898.241 | 1037.3815 | 111.76 | 133.25 | 128 | 25.7704 | 139.24 | 148.99 | 135.92 | 140.23 | 145.17 | 136.84
477 | 9 | 37 | 66124.6263 | 13037.5061 | 7325.8169 | 4901.9025 | 3949.1407 | 2030.1089 | 1689.9261 | 1089.0351 | 95.59 | 109.42 | 87 | 11.2276 | 109.18 | 112.88 | 113.86 | 144.97 | 152.48 | 148.11
478 | 9 | 38 | 66138.6621 | 13353.6638 | 7372.1518 | 4952.8844 | 3962.833 | 2030.1089 | 1689.9261 | 1089.0351 | 103.47 | 116.55 | 119 | 19.7312 | 114.46 | 115.64 | 119.13 | 131.47 | 134.71 | 134.93
479 | 9 | 39 | 66680.0099 | 13286.7482 | 7477.9133 | 4990.358 | 3971.8592 | 2213.2713 | 1898.241 | 1089.0351 | 105.22 | 122.14 | 152 | 19.5492 | 126.03 | 127.27 | 130.21 | 140.68 | 147.65 | 142.4
480 | 9 | 40 | 66732.3177 | 13353.6638 | 7451.8847 | 5031.1805 | 4015.324 | 2213.2713 | 1898.241 | 1089.0351 | 115.36 | 135.9 | 118 | 29.7962 | 136.75 | 149.68 | 139.9 | 129.96 | 135.64 | 133.09
481 | 9 | 41 | 66912.6745 | 13037.5061 | 7489.3228 | 5013.7369 | 4009.1291 | 2030.1089 | 1689.9261 | 1089.0351 | 109.83 | 129.63 | 156 | 24.0153 | 132.45 | 140.18 | 136.32 | 134.59 | 142.15 | 138.7
482 | 9 | 42 | 66148.8107 | 12829.602 | 7360.9081 | 4895.0758 | 3961.8105 | 2030.1089 | 1694.9703 | 1097.6592 | 113.08 | 133.72 | 121 | 28.639 | 138.03 | 147.52 | 139.88 | 133.67 | 142.52 | 134.62
483 | 9 | 43 | 66709.0838 | 12693.87 | 7460.5324 | 5006.329 | 4018.3775 | 2008.7275 | 1694.9703 | 1036.6419 | 102.28 | 117.41 | 113 | 16.5059 | 116.65 | 122.21 | 121.79 | 139.56 | 147.19 | 142.81
484 | 9 | 44 | 65296.6271 | 12642.3431 | 7225.1692 | 4845.8212 | 3897.5448 | 2030.1089 | 1605.5235 | 1089.0351 | 93.97 | 106.91 | 110 | 12.7728 | 104.03 | 108.18 | 109.28 | 140.96 | 147.1 | 144.06
485 | 9 | 45 | 66798.4706 | 13286.7482 | 7507.4994 | 5020.9374 | 4003.9592 | 2213.2713 | 1898.241 | 1097.6592 | 120.57 | 142.99 | 130 | 34.8508 | 148.91 | 155.74 | 152.69 | 129.22 | 132.65 | 132.98
486 | 9 | 46 | 66760.0153 | 13037.5061 | 7500.7512 | 5067.4195 | 3998.7064 | 2030.1089 | 1689.9261 | 1097.6592 | 96.84 | 109.78 | 139 | 12.4422 | 108.88 | 111.16 | 113.53 | 143.13 | 150.79 | 145.16
487 | 9 | 47 | 66948.1665 | 13769.174 | 7489.9593 | 5024.68 | 4002.3686 | 2228.2563 | 1780.7756 | 1076.53 | 101.92 | 117.83 | 102 | 16.4699 | 116.59 | 123.41 | 121.37 | 137.97 | 142.76 | 142.78
488 | 9 | 48 | 66834.1572 | 13286.7482 | 7519.813 | 5056.6879 | 4019.6072 | 2213.2713 | 1898.241 | 1097.6592 | 118.77 | 143.03 | 140 | 33.7844 | 150.35 | 162.43 | 147.96 | 132.26 | 134.33 | 131.67
489 | 9 | 49 | 66774.5076 | 13037.5061 | 7492.1126 | 5052.9326 | 4005.9787 | 2008.7275 | 1689.9261 | 1062.9874 | 113.93 | 132.39 | 135 | 28.6752 | 132.43 | 138.68 | 138.84 | 125.31 | 130.39 | 132.65
490 | 9 | 50 | 66626.1328 | 13353.6638 | 7403.8068 | 4963.699 | 3991.1194 | 2213.2713 | 1898.241 | 1037.3815 | 106.36 | 122.75 | 116 | 20.8024 | 124.42 | 130.29 | 125.69 | 135.39 | 140.68 | 137.26
491 | 9 | 51 | 66362.0753 | 13286.7482 | 7383.0364 | 4944.6659 | 3954.3565 | 2213.2713 | 1898.241 | 1070.5058 | 110.74 | 127.56 | 152 | 25.6786 | 126.99 | 133.96 | 130.38 | 130.43 | 137.24 | 132.57
492 | 9 | 52 | 66188.0741 | 13286.7482 | 7372.3067 | 4940.3603 | 3962.7693 | 2213.2713 | 1898.241 | 1076.53 | 118.87 | 136.78 | 128 | 34.9623 | 134.04 | 137.65 | 139.18 | 114.04 | 120.38 | 119.7
493 | 9 | 53 | 65939.668 | 13286.7482 | 7371.7784 | 4917.6127 | 3944.6317 | 2213.2713 | 1898.241 | 1076.53 | 105 | 119.14 | 137 | 21.2495 | 114.66 | 118.65 | 120.73 | 127.27 | 134.73 | 132.9
494 | 9 | 54 | 66422.3449 | 13968.8733 | 7433.4699 | 5013.9627 | 3958.0747 | 2249.4819 | 1924.4082 | 1149.2899 | 112.28 | 132.16 | 98 | 27.7482 | 134.24 | 140.28 | 134.29 | 126.88 | 124.48 | 130.99
495 | 9 | 55 | 66246.0273 | 13353.6638 | 7435.985 | 5009.1531 | 4017.22 | 2030.1089 | 1689.9261 | 1089.0351 | 105.73 | 123.84 | 89 | 21.3221 | 125.5 | 132.9 | 126.89 | 138.66 | 144.69 | 139.2
496 | 10 | 1 | 66985.6741 | 13286.7482 | 7506.5908 | 4997.7531 | 4012.5195 | 2213.2713 | 1898.241 | 1076.53 | 124.09 | 148.54 | 122 | 36.5682 | 158.06 | 162.84 | 162.03 | 129.2 | 137.27 | 132.43
497 | 10 | 2 | 65901.1266 | 12441.9747 | 7335.5588 | 4864.7108 | 3952.6931 | 2030.1089 | 1478.9874 | 1089.0351 | 115.39 | 137.04 | 125 | 30.9309 | 144.15 | 145.58 | 147.73 | 133.42 | 144.85 | 134.09
498 | 10 | 3 | 66548.7746 | 13769.174 | 7366.7326 | 4905.1114 | 3964.7009 | 2228.2563 | 1780.7756 | 1089.0351 | 107.74 | 123.15 | 86 | 23.675 | 124.1 | 127 | 129.43 | 131.21 | 138.97 | 135.44
499 | 10 | 4 | 66471.3776 | 12405.4632 | 7379.9723 | 4920.3525 | 3962.0129 | 2008.7275 | 1679.5978 | 1011.8366 | 100.15 | 112.25 | 107 | 14.4222 | 109.21 | 111.44 | 114.27 | 137.07 | 145 | 140.31
500 | 10 | 5 | 66130.8565 | 13286.7482 | 7404.4072 | 4903.0573 | 3974.0077 | 2213.2713 | 1898.241 | 1089.0351 | 126.93 | 150.35 | 149 | 42.1743 | 156.71 | 160.34 | 159.77 | 118.11 | 127.09 | 120.81
501 | 10 | 6 | 66672.2707 | 12693.87 | 7403.8954 | 4953.3378 | 4011.5713 | 2008.0742 | 1560.6562 | 1076.53 | 99.51 | 113.34 | 103 | 14.3088 | 113.87 | 116.58 | 118.31 | 141.92 | 151.37 | 144.29
502 | 10 | 7 | 66930.8864 | 13353.6638 | 7549.6575 | 5043.3279 | 4019.7677 | 2213.2713 | 1898.241 | 1076.53 | 110.67 | 127.48 | 141 | 23.7104 | 126.85 | 132.38 | 132.32 | 130.12 | 138.01 | 134.6
503 | 10 | 8 | 66765.0173 | 13286.7482 | 7504.5126 | 5003.1968 | 4030.1688 | 2213.2713 | 1898.241 | 1089.0351 | 124.73 | 150.21 | 108 | 38.9561 | 160.44 | 162.29 | 163.89 | 129.74 | 140.81 | 130.91
504 | 10 | 9 | 66971.9041 | 13037.5061 | 7530.1091 | 5021.5618 | 4005.1863 | 2008.7275 | 1689.9261 | 1076.53 | 102.86 | 118.85 | 111 | 16.1405 | 121.17 | 122.86 | 125.62 | 142.31 | 152.74 | 143.57
505 | 10 | 10 | 66407.6942 | 13286.7482 | 7447.5274 | 5007.7605 | 3998.8211 | 2213.2713 | 1898.241 | 1089.0351 | 112.46 | 135.19 | 114 | 27.2729 | 142.48 | 148.01 | 143.47 | 136.48 | 141.48 | 138.24
506 | 10 | 11 | 66204.6756 | 13037.5061 | 7384.991 | 4947.1038 | 3972.7474 | 2030.1089 | 1694.9703 | 1089.0351 | 106.52 | 123.33 | 142 | 20.7669 | 125.3 | 127.06 | 130.11 | 137.71 | 146.89 | 140.45
507 | 10 | 12 | 66564.9437 | 13286.7482 | 7423.4011 | 4947.2739 | 3997.6737 | 2213.2713 | 1898.241 | 1076.53 | 122.21 | 145.98 | 139 | 34.9856 | 153.68 | 157.57 | 158.25 | 129.25 | 136.21 | 133.07
508 | 10 | 13 | 66816.0132 | 13286.7482 | 7488.7499 | 5012.2259 | 4029.1242 | 2213.2713 | 1898.241 | 1089.0351 | 115.05 | 135.99 | 141 | 28.6072 | 141.42 | 144.06 | 146.28 | 131.3 | 135.4 | 136.15
509 | 10 | 14 | 66156.8727 | 13353.6638 | 7334.9182 | 4875.876 | 3948.174 | 2030.1089 | 1689.9261 | 1089.0351 | 95.01 | 109.59 | 91 | 10.4501 | 111.81 | 114.2 | 115.88 | 149.41 | 158.72 | 150.3
510 | 10 | 15 | 66212.0974 | 13286.7482 | 7388.6525 | 4914.3797 | 3974.9195 | 2213.2713 | 1898.241 | 1089.0351 | 107.33 | 127.8 | 102 | 23.1052 | 133.5 | 137.48 | 136.45 | 139.63 | 148.02 | 140.88
511 | 10 | 16 | 66724.4521 | 13769.174 | 7469.7288 | 5000.784 | 3994.0726 | 2228.2563 | 1898.241 | 1089.0351 | 121.52 | 143.15 | 167 | 34.4506 | 148.97 | 154.53 | 150.56 | 126.53 | 133.9 | 129.47
512 | 10 | 17 | 66315.6986 | 13286.7482 | 7413.3021 | 4929.0074 | 3977.0633 | 2213.2713 | 1898.241 | 1076.53 | 130.95 | 159.59 | 176 | 44.695 | 171.63 | 174.31 | 172.46 | 126.3 | 137.18 | 125.7
513 | 10 | 18 | 66016.6746 | 12405.4632 | 7304.7104 | 4846.5085 | 3935.9554 | 2030.1089 | 1679.5978 | 1089.0351 | 101.98 | 116.25 | 97 | 18.2039 | 115.81 | 117.3 | 120.76 | 136.72 | 146.37 | 139.13
514 | 10 | 19 | 66305.4583 | 13263.409 | 7386.0557 | 4956.1365 | 3962.5355 | 2067.2202 | 1899.0885 | 1097.6592 | 113.6 | 133.51 | 142 | 28.4973 | 135.63 | 143.49 | 140.59 | 128.92 | 132.01 | 134.75
515 | 10 | 20 | 66252.4266 | 13769.174 | 7395.2847 | 4934.4751 | 3982.2884 | 2228.2563 | 1780.7756 | 1089.0351 | 120.34 | 144.08 | 167 | 33.7836 | 152 | 154.33 | 157.03 | 131.27 | 139.1 | 134.29
516 | 10 | 21 | 67088.2433 | 12743.4217 | 7531.396 | 5068.6096 | 3997.494 | 2008.7275 | 1694.9703 | 1076.53 | 119.63 | 140.03 | 128 | 33.2126 | 143.39 | 149.97 | 145.11 | 126.09 | 132.41 | 127.05
517 | 10 | 22 | 66250.6931 | 13286.7482 | 7379.0181 | 4892.5781 | 3986.3161 | 2213.2713 | 1898.241 | 1089.0351 | 108.25 | 126.07 | 104 | 23.7329 | 129.79 | 131.24 | 134.18 | 137.03 | 148.43 | 138.83
518 | 10 | 23 | 66150.4305 | 13037.5061 | 7330.8824 | 4863.1631 | 3961.7268 | 2030.1089 | 1689.9261 | 1089.0351 | 115.44 | 138.02 | 146 | 30.0387 | 145.89 | 148.75 | 148.96 | 134.74 | 141.91 | 136.48
519 | 10 | 24 | 66105.5251 | 13286.7482 | 7384.6292 | 4915.2679 | 3944.3696 | 2213.2713 | 1898.241 | 1037.3815 | 123.18 | 145.94 | 105 | 39.2373 | 150.48 | 157.06 | 154.61 | 119.93 | 128.41 | 123.92
520 | 10 | 25 | 66724.2964 | 13353.6638 | 7419.2244 | 4952.6895 | 3984.6004 | 2030.1089 | 1594.0465 | 1089.0351 | 141.63 | 171.59 | 160 | 54.9794 | 181.63 | 187.94 | 187.35 | 112.18 | 120.89 | 118.63
521 | 10 | 26 | 65864.6619 | 12352.3979 | 7277.2877 | 4848.2229 | 3920.0707 | 2030.1089 | 1635.906 | 1089.0351 | 89.93 | 99.94 | 70 | 7.4166 | 97.39 | 98.41 | 101.23 | 146.14 | 156.56 | 146.41
522 | 10 | 27 | 66016.9199 | 13037.5061 | 7357.5737 | 4905.7385 | 3944.7722 | 2030.1089 | 1689.9261 | 1097.6592 | 99.25 | 114.85 | 119 | 15.0656 | 116.26 | 118.96 | 121.19 | 142.67 | 151.24 | 145.62
523 | 10 | 28 | 66723.3401 | 13286.7482 | 7519.0168 | 5048.4512 | 4003.4898 | 2213.2713 | 1898.241 | 1089.0351 | 112.44 | 133.58 | 143 | 27.0528 | 138.5 | 143.95 | 142.25 | 135.64 | 144.6 | 138.48
524 | 10 | 29 | 66547.0529 | 13286.7482 | 7433.0579 | 4993.2161 | 3978.6032 | 2213.2713 | 1898.241 | 1062.9874 | 113.73 | 131.39 | 128 | 27.9173 | 132.64 | 135.05 | 138.66 | 127.57 | 133.93 | 131.98
525 | 10 | 30 | 66431.6512 | 12965.7085 | 7399.8213 | 4961.6464 | 3973.9634 | 2008.7275 | 1679.5978 | 1070.5058 | 122.87 | 147.6 | 165 | 36.4036 | 154.38 | 158.9 | 160.72 | 125.76 | 130.96 | 133.17
526 | 10 | 31 | 66475.0477 | 13037.5061 | 7467.4231 | 5026.1374 | 4000.1736 | 2008.7275 | 1689.9261 | 1028.3028 | 111.76 | 133.5 | 114 | 26.4028 | 138.82 | 143.49 | 143.03 | 136.53 | 144.3 | 139.73
527 | 10 | 32 | 66166.3874 | 13286.7482 | 7406.031 | 4943.9792 | 3975.2046 | 2213.2713 | 1898.241 | 1070.5058 | 127.95 | 156.53 | 123 | 42.8155 | 168.73 | 175.2 | 170.82 | 126.94 | 134.5 | 130.49
528 | 10 | 33 | 66136.7308 | 13286.7482 | 7358.8132 | 4946.2465 | 3945.4733 | 2213.2713 | 1898.241 | 1076.53 | 103.01 | 121.09 | 115 | 19.3325 | 123.75 | 130.78 | 126.69 | 139.9 | 146.79 | 142.7
529 | 10 | 34 | 66275.3644 | 13353.6638 | 7400.0916 | 4956.0693 | 3966.5387 | 2213.2713 | 1898.241 | 1108.1351 | 114.17 | 135.99 | 112 | 29.6947 | 141.42 | 147.86 | 144.33 | 134.24 | 143.81 | 135.36
530 | 10 | 35 | 65968.8543 | 13286.7482 | 7341.5276 | 4921.0147 | 3933.4798 | 2213.2713 | 1898.241 | 1089.0351 | 110.47 | 131.49 | 106 | 26.6209 | 138.19 | 139.53 | 142.9 | 137.64 | 147.35 | 139.15
531 | 10 | 36 | 67188.2853 | 13769.174 | 7583.1856 | 5084.726 | 4026.9875 | 2228.2563 | 1898.241 | 1037.3815 | 115.7 | 133.91 | 103 | 29.7013 | 136.2 | 142.66 | 138.51 | 128.53 | 138.54 | 129.27
532 | 10 | 37 | 66124.6263 | 13037.5061 | 7325.8169 | 4901.9025 | 3949.1407 | 2030.1089 | 1689.9261 | 1089.0351 | 96.98 | 109.96 | 85 | 12.8433 | 108.9 | 111.74 | 113.55 | 141.19 | 148.1 | 144.04
533 | 10 | 38 | 66138.6621 | 13353.6638 | 7372.1518 | 4952.8844 | 3962.833 | 2030.1089 | 1689.9261 | 1089.0351 | 123.66 | 149.7 | 134 | 38.667 | 160.09 | 162.82 | 163.87 | 128.44 | 134.03 | 131.74
534 | 10 | 39 | 66680.0099 | 13286.7482 | 7477.9133 | 4990.358 | 3971.8592 | 2213.2713 | 1898.241 | 1089.0351 | 124.88 | 150.05 | 169 | 38.8482 | 159.24 | 161.23 | 161.45 | 126.57 | 132.52 | 128.12
535 | 10 | 40 | 66732.3177 | 13353.6638 | 7451.8847 | 5031.1805 | 4015.324 | 2213.2713 | 1898.241 | 1089.0351 | 131.34 | 158.48 | 189 | 44.6124 | 165.33 | 177.55 | 169.4 | 121.23 | 127.39 | 127.6
536 | 10 | 41 | 66912.6745 | 13037.5061 | 7489.3228 | 5013.7369 | 4009.1291 | 2030.1089 | 1689.9261 | 1089.0351 | 111.36 | 128.79 | 126 | 25.1556 | 129.72 | 133.49 | 133.88 | 132.19 | 140.69 | 133.84
537 | 10 | 42 | 66148.8107 | 12829.602 | 7360.9081 | 4895.0758 | 3961.8105 | 2030.1089 | 1694.9703 | 1097.6592 | 98.66 | 114.17 | 98 | 13.8442 | 115 | 121.45 | 119.02 | 144.25 | 152.82 | 146.4
538 | 10 | 43 | 66709.0838 | 12693.87 | 7460.5324 | 5006.329 | 4018.3775 | 2008.7275 | 1694.9703 | 1036.6419 | 110.92 | 129.18 | 118 | 24.645 | 132.33 | 134.84 | 136.45 | 134.25 | 141.33 | 136.83
539 | 10 | 44 | 65296.6271 | 12642.3431 | 7225.1692 | 4845.8212 | 3897.5448 | 2030.1089 | 1605.5235 | 1089.0351 | 100.66 | 117.48 | 75 | 19.5875 | 119.14 | 123.61 | 123.87 | 139.32 | 148.68 | 143.04
540 | 10 | 45 | 66798.4706 | 13286.7482 | 7507.4994 | 5020.9374 | 4003.9592 | 2213.2713 | 1898.241 | 1097.6592 | 115.13 | 135.29 | 116 | 29.2429 | 139.5 | 144.51 | 144.54 | 130.85 | 137.5 | 136.19
541 | 10 | 46 | 66760.0153 | 13037.5061 | 7500.7512 | 5067.4195 | 3998.7064 | 2030.1089 | 1689.9261 | 1097.6592 | 120.35 | 142.34 | 166 | 35.1132 | 147.11 | 153.4 | 150.9 | 125.97 | 133.41 | 130.46
542 | 10 | 47 | 66948.1665 | 13769.174 | 7489.9593 | 5024.68 | 4002.3686 | 2228.2563 | 1780.7756 | 1076.53 | 100.95 | 115.65 | 107 | 15.2056 | 116.23 | 119.39 | 120.62 | 141.19 | 150.48 | 143.65
543 | 10 | 48 | 66834.1572 | 13286.7482 | 7519.813 | 5056.6879 | 4019.6072 | 2213.2713 | 1898.241 | 1097.6592 | 113.51 | 134.41 | 130 | 28.1566 | 138.73 | 146.5 | 142.3 | 132.43 | 139.79 | 135.65
544 | 10 | 49 | 66774.5076 | 13037.5061 | 7492.1126 | 5052.9326 | 4005.9787 | 2008.7275 | 1689.9261 | 1062.9874 | 114.99 | 134.36 | 136 | 29.3609 | 136.81 | 141.07 | 141.46 | 128.5 | 135.16 | 132.84
545 | 10 | 50 | 66626.1328 | 13353.6638 | 7403.8068 | 4963.699 | 3991.1194 | 2213.2713 | 1898.241 | 1037.3815 | 118.08 | 138.33 | 154 | 31.5412 | 143.17 | 148.93 | 145.57 | 127.7 | 135.16 | 130.59
546 | 10 | 51 | 66362.0753 | 13286.7482 | 7383.0364 | 4944.6659 | 3954.3565 | 2213.2713 | 1898.241 | 1070.5058 | 115.2 | 135.97 | 168 | 29.5435 | 140.02 | 147.4 | 141.44 | 133.04 | 141.14 | 133.24
547 | 10 | 52 | 66188.0741 | 13286.7482 | 7372.3067 | 4940.3603 | 3962.7693 | 2213.2713 | 1898.241 | 1076.53 | 110.26 | 130.31 | 116 | 25.7978 | 133.49 | 140.96 | 136.05 | 133.84 | 140.59 | 137.52
548 | 10 | 53 | 65939.668 | 13286.7482 | 7371.7784 | 4917.6127 | 3944.6317 | 2213.2713 | 1898.241 | 1076.53 | 97.96 | 109.66 | 102 | 14.2544 | 105.14 | 106.89 | 109.66 | 134.98 | 143.35 | 137.86
549 | 10 | 54 | 66422.3449 | 13968.8733 | 7433.4699 | 5013.9627 | 3958.0747 | 2249.4819 | 1924.4082 | 1149.2899 | 106.47 | 125.6 | 94 | 22.3424 | 127.9 | 134.55 | 129.62 | 135.29 | 139.86 | 139.02
550 | 10 | 55 | 66246.0273 | 13353.6638 | 7435.985 | 5009.1531 | 4017.22 | 2030.1089 | 1689.9261 | 1089.0351 | 105.55 | 123.46 | 92 | 21.4862 | 123.97 | 131.18 | 128.72 | 137.42 | 144.01 | 141.04
551 | 11 | 1 | 66985.6741 | 13286.7482 | 7506.5908 | 4997.7531 | 4012.5195 | 2213.2713 | 1898.241 | 1076.53 | 98.75 | 111.81 | 199 | 10.4766 | 112.49 | 115.4 | 115.56 | 145.75 | 153.64 | 146.93
552 | 11 | 2 | 65901.1266 | 12441.9747 | 7335.5588 | 4864.7108 | 3952.6931 | 2030.1089 | 1478.9874 | 1089.0351 | 101.25 | 117.53 | 172 | 15.8232 | 120.93 | 121.59 | 124.7 | 145.19 | 155.68 | 145.54
553 | 11 | 3 | 66548.7746 | 13769.174 | 7366.7326 | 4905.1114 | 3964.7009 | 2228.2563 | 1780.7756 | 1089.0351 | 102.91 | 118.03 | 126 | 18.2443 | 121.51 | 122.66 | 124.77 | 141.69 | 152.01 | 142.01
554 | 11 | 4 | 66471.3776 | 12405.4632 | 7379.9723 | 4920.3525 | 3962.0129 | 2008.7275 | 1679.5978 | 1011.8366 | 98.54 | 111.06 | 107 | 13.5665 | 110.19 | 111.14 | 115.03 | 141.49 | 149.59 | 143.7
555 | 11 | 5 | 66130.8565 | 13286.7482 | 7404.4072 | 4903.0573 | 3974.0077 | 2213.2713 | 1898.241 | 1089.0351 | 98.23 | 112.22 | 142 | 13.207 | 112.93 | 113.84 | 117.76 | 143.42 | 153.78 | 144.74
556 | 11 | 6 | 66672.2707 | 12693.87 | 7403.8954 | 4953.3378 | 4011.5713 | 2008.0742 | 1560.6562 | 1076.53 | 102.75 | 116.11 | 148 | 16.7125 | 114.19 | 118.19 | 119.59 | 135.78 | 142.97 | 139.5
557 | 11 | 7 | 66930.8864 | 13353.6638 | 7549.6575 | 5043.3279 | 4019.7677 | 2213.2713 | 1898.241 | 1076.53 | 110.62 | 129.62 | 169 | 23.4651 | 131.02 | 139.29 | 135.32 | 134.65 | 142.92 | 138.42
558 | 11 | 8 | 66765.0173 | 13286.7482 | 7504.5126 | 5003.1968 | 4030.1688 | 2213.2713 | 1898.241 | 1089.0351 | 112.16 | 131.7 | 167 | 25.6151 | 135.48 | 138.12 | 140.27 | 134.2 | 140.77 | 137.72
559 | 11 | 9 | 66971.9041 | 13037.5061 | 7530.1091 | 5021.5618 | 4005.1863 | 2008.7275 | 1689.9261 | 1076.53 | 107.28 | 122.63 | 164 | 20.3388 | 123.04 | 125.63 | 127.11 | 136.09 | 146.36 | 137.94
560 | 11 | 10 | 66407.6942 | 13286.7482 | 7447.5274 | 5007.7605 | 3998.8211 | 2213.2713 | 1898.241 | 1089.0351 | 103.88 | 120.41 | 117 | 18.9688 | 121.88 | 124.67 | 125.69 | 138.56 | 145.52 | 141.03
561 | 11 | 11 | 66204.6756 | 13037.5061 | 7384.991 | 4947.1038 | 3972.7474 | 2030.1089 | 1694.9703 | 1089.0351 | 104.25 | 119.75 | 143 | 18.8128 | 120.04 | 123.19 | 124.66 | 137.47 | 146.51 | 140.01
562 | 11 | 12 | 66564.9437 | 13286.7482 | 7423.4011 | 4947.2739 | 3997.6737 | 2213.2713 | 1898.241 | 1076.53 | 110.75 | 127.31 | 187 | 23.362 | 129.26 | 131.09 | 133.28 | 134.06 | 141.37 | 135.97
563 | 11 | 13 | 66816.0132 | 13286.7482 | 7488.7499 | 5012.2259 | 4029.1242 | 2213.2713 | 1898.241 | 1089.0351 | 104.98 | 121.26 | 144 | 18.694 | 122.42 | 126.12 | 127.47 | 136.65 | 142.19 | 141.49
564 | 11 | 14 | 66156.8727 | 13353.6638 | 7334.9182 | 4875.876 | 3948.174 | 2030.1089 | 1689.9261 | 1089.0351 | 100.25 | 115.13 | 139 | 15.746 | 116.56 | 118.12 | 121.13 | 141.96 | 151.82 | 143.76
565 | 11 | 15 | 66212.0974 | 13286.7482 | 7388.6525 | 4914.3797 | 3974.9195 | 2213.2713 | 1898.241 | 1089.0351 | 107.87 | 124.53 | 143 | 23.0019 | 126.55 | 127.32 | 132.06 | 133.42 | 140.91 | 136.86
566 | 11 | 16 | 66724.4521 | 13769.174 | 7469.7288 | 5000.784 | 3994.0726 | 2228.2563 | 1898.241 | 1089.0351 | 107.47 | 121.77 | 183 | 21.2493 | 121.69 | 123.54 | 125.13 | 132.25 | 141.35 | 134.27
567 | 11 | 17 | 66315.6986 | 13286.7482 | 7413.3021 | 4929.0074 | 3977.0633 | 2213.2713 | 1898.241 | 1076.53 | 122.96 | 142.76 | 202 | 36.6655 | 145.21 | 148.04 | 151.22 | 118.27 | 125.53 | 123.63
568 | 11 | 18 | 66016.6746 | 12405.4632 | 7304.7104 | 4846.5085 | 3935.9554 | 2030.1089 | 1679.5978 | 1089.0351 | 108.17 | 127.92 | 124 | 23.7776 | 135.09 | 137.3 | 139.14 | 141.97 | 152.65 | 142.66
569 | 11 | 19 | 66305.4583 | 13263.409 | 7386.0557 | 4956.1365 | 3962.5355 | 2067.2202 | 1899.0885 | 1097.6592 | 115.88 | 134.94 | 164 | 30.7925 | 135.36 | 140.28 | 140.77 | 124.25 | 129.51 | 130.5
570 | 11 | 20 | 66252.4266 | 13769.174 | 7395.2847 | 4934.4751 | 3982.2884 | 2228.2563 | 1780.7756 | 1089.0351 | 109.4 | 127.67 | 222 | 22.8346 | 130.87 | 131.41 | 135.54 | 137.86 | 145.95 | 139.47
571 | 11 | 21 | 67088.2433 | 12743.4217 | 7531.396 | 5068.6096 | 3997.494 | 2008.7275 | 1694.9703 | 1076.53 | 103.14 | 116.13 | 178 | 16.2004 | 114.61 | 117.36 | 117.45 | 137.37 | 143.85 | 138.11
572 | 11 | 22 | 66250.6931 | 13286.7482 | 7379.0181 | 4892.5781 | 3986.3161 | 2213.2713 | 1898.241 | 1089.0351 | 87.81 | 98.11 | 70 | 3.2169 | 96.41 | 97.44 | 100.57 | 151.77 | 162.3 | 152.01
573 | 11 | 23 | 66150.4305 | 13037.5061 | 7330.8824 | 4863.1631 | 3961.7268 | 2030.1089 | 1689.9261 | 1089.0351 | 103.81 | 118.85 | 169 | 18.8541 | 119 | 121.15 | 125.34 | 135.58 | 144.25 | 139.64
574 | 11 | 24 | 66105.5251 | 13286.7482 | 7384.6292 | 4915.2679 | 3944.3696 | 2213.2713 | 1898.241 | 1037.3815 | 88.96 | 99.79 | 99 | 5.3 | 97.29 | 99.25 | 102.53 | 148.05 | 157.33 | 150.54
575 | 11 | 25 | 66724.2964 | 13353.6638 | 7419.2244 | 4952.6895 | 3984.6004 | 2030.1089 | 1594.0465 | 1089.0351 | 96.45 | 108.21 | 157 | 10.1209 | 106.37 | 108.47 | 110.55 | 143.7 | 151.96 | 145.13
576 | 11 | 26 | 65864.6619 | 12352.3979 | 7277.2877 | 4848.2229 | 3920.0707 | 2030.1089 | 1635.906 | 1089.0351 | 94.74 | 106.52 | 79 | 11.7089 | 105.88 | 107.14 | 109.18 | 144.21 | 153.36 | 144.18
577 | 11 | 27 | 66016.9199 | 13037.5061 | 7357.5737 | 4905.7385 | 3944.7722 | 2030.1089 | 1689.9261 | 1097.6592 | 111.21 | 131.01 | 138 | 26.9566 | 136 | 137.79 | 140.61 | 135.82 | 144.01 | 138.76
578 | 11 | 28 | 66723.3401 | 13286.7482 | 7519.0168 | 5048.4512 | 4003.4898 | 2213.2713 | 1898.241 | 1089.0351 | 116.74 | 136.56 | 170 | 31.2111 | 140.37 | 143.64 | 144.41 | 128.6 | 136.68 | 131.61
579 | 11 | 29 | 66547.0529 | 13286.7482 | 7433.0579 | 4993.2161 | 3978.6032 | 2213.2713 | 1898.241 | 1062.9874 | 90.4 | 101.04 | 104 | 5.4904 | 99.17 | 100.3 | 103.33 | 148.6 | 158.27 | 149.49
580 | 11 | 30 | 66431.6512 | 12965.7085 | 7399.8213 | 4961.6464 | 3973.9634 | 2008.7275 | 1679.5978 | 1070.5058 | 119.16 | 141.81 | 187 | 32.7952 | 146.93 | 153.58 | 149.96 | 127.67 | 133.21 | 132.42
581 | 11 | 31 | 66475.0477 | 13037.5061 | 7467.4231 | 5026.1374 | 4000.1736 | 2008.7275 | 1689.9261 | 1028.3028 | 93.57 | 105.99 | 106 | 8.5881 | 104.87 | 107.05 | 108.94 | 146.72 | 155.81 | 147.69
582 | 11 | 32 | 66166.3874 | 13286.7482 | 7406.031 | 4943.9792 | 3975.2046 | 2213.2713 | 1898.241 | 1070.5058 | 107.73 | 125.54 | 133 | 22.6521 | 127.01 | 130.7 | 130.8 | 133.99 | 141.33 | 137.37
583 | 11 | 33 | 66136.7308 | 13286.7482 | 7358.8132 | 4946.2465 | 3945.4733 | 2213.2713 | 1898.241 | 1076.53 | 95.03 | 108.2 | 106 | 11.3186 | 107.59 | 110.43 | 112.12 | 144.83 | 152.66 | 146.46
584 | 11 | 34 | 66275.3644 | 13353.6638 | 7400.0916 | 4956.0693 | 3966.5387 | 2213.2713 | 1898.241 | 1108.1351 | 91.67 | 103.39 | 105 | 7.968 | 101.5 | 103.14 | 105.96 | 146.67 | 156.7 | 147.7
585 | 11 | 35 | 65968.8543 | 13286.7482 | 7341.5276 | 4921.0147 | 3933.4798 | 2213.2713 | 1898.241 | 1089.0351 | 104.79 | 120.97 | 144 | 20.2004 | 121.96 | 124.79 | 126.6 | 135.98 | 140.97 | 139.14
586 | 11 | 36 | 67188.2853 | 13769.174 | 7583.1856 | 5084.726 | 4026.9875 | 2228.2563 | 1898.241 | 1037.3815 | 112.99 | 131.93 | 103 | 26.5343 | 135.76 | 143.55 | 135.85 | 135.57 | 143.24 | 134.24
587 | 11 | 37 | 66124.6263 | 13037.5061 | 7325.8169 | 4901.9025 | 3949.1407 | 2030.1089 | 1689.9261 | 1089.0351 | 105.52 | 123.17 | 119 | 21.2066 | 126.1 | 130.37 | 131.31 | 137.09 | 142.35 | 141.59
588 | 11 | 38 | 66138.6621 | 13353.6638 | 7372.1518 | 4952.8844 | 3962.833 | 2030.1089 | 1689.9261 | 1089.0351 | 117.9 | 137.28 | 128 | 32.9686 | 140.36 | 142.97 | 143.54 | 125.77 | 131 | 128.34
589 | 11 | 39 | 66680.0099 | 13286.7482 | 7477.9133 | 4990.358 | 3971.8592 | 2213.2713 | 1898.241 | 1089.0351 | 89.16 | 99.98 | 127 | 3.2001 | 98.61 | 99.84 | 102.96 | 151.56 | 160.57 | 153.05
590 | 11 | 40 | 66732.3177 | 13353.6638 | 7451.8847 | 5031.1805 | 4015.324 | 2213.2713 | 1898.241 | 1089.0351 | 118.58 | 138.69 | 153 | 32.6746 | 140.08 | 148.46 | 144.46 | 125.02 | 130.32 | 130.39
591 | 11 | 41 | 66912.6745 | 13037.5061 | 7489.3228 | 5013.7369 | 4009.1291 | 2030.1089 | 1689.9261 | 1089.0351 | 121.18 | 142.31 | 167 | 34.955 | 148.01 | 150.82 | 151.44 | 127.15 | 136.83 | 128.84
592 | 11 | 42 | 66148.8107 | 12829.602 | 7360.9081 | 4895.0758 | 3961.8105 | 2030.1089 | 1694.9703 | 1097.6592 | 96.38 | 110.18 | 123 | 11.7947 | 111.22 | 114.97 | 114.41 | 146.58 | 156.3 | 147.12
593 | 11 | 43 | 66709.0838 | 12693.87 | 7460.5324 | 5006.329 | 4018.3775 | 2008.7275 | 1694.9703 | 1036.6419 | 115.86 | 134.88 | 157 | 29.7995 | 137.59 | 140.78 | 142.46 | 127.7 | 133.73 | 133.35
594 | 11 | 44 | 65296.6271 | 12642.3431 | 7225.1692 | 4845.8212 | 3897.5448 | 2030.1089 | 1605.5235 | 1089.0351 | 95.14 | 108.52 | 99 | 14.0336 | 107.37 | 108.8 | 112.2 | 142.41 | 149.8 | 143.78
595 | 11 | 45 | 66798.4706 | 13286.7482 | 7507.4994 | 5020.9374 | 4003.9592 | 2213.2713 | 1898.241 | 1097.6592 | 110.9 | 128.84 | 160 | 24.8964 | 132.07 | 133.8 | 135.62 | 134.39 | 139.82 | 136.62
596 | 11 | 46 | 66760.0153 | 13037.5061 | 7500.7512 | 5067.4195 | 3998.7064 | 2030.1089 | 1689.9261 | 1097.6592 | 100.43 | 115.61 | 148 | 15.2852 | 115.36 | 119.82 | 119.24 | 141.85 | 147.9 | 143.73
597 | 11 | 47 | 66948.1665 | 13769.174 | 7489.9593 | 5024.68 | 4002.3686 | 2228.2563 | 1780.7756 | 1076.53 | 103.61 | 117.77 | 112 | 18.0632 | 117.14 | 118.44 | 121.89 | 136 | 142.47 | 139.36
598 | 11 | 48 | 66834.1572 | 13286.7482 | 7519.813 | 5056.6879 | 4019.6072 | 2213.2713 | 1898.241 | 1097.6592 | 116.85 | 136.42 | 169 | 31.0275 | 137.85 | 144.7 | 141.58 | 127.26 | 134.28 | 130.67
599 | 11 | 49 | 66774.5076 | 13037.5061 | 7492.1126 | 5052.9326 | 4005.9787 | 2008.7275 | 1689.9261 | 1062.9874 | 114.12 | 131.85 | 155 | 28.7518 | 132.15 | 135.2 | 136.6 | 126.86 | 132.83 | 130.46
600 | 11 | 50 | 66626.1328 | 13353.6638 | 7403.8068 | 4963.699 | 3991.1194 | 2213.2713 | 1898.241 | 1037.3815 | 128.01 | 150.74 | 162 | 41.7035 | 157.79 | 164.08 | 157.24 | 118.77 | 125.22 | 120.57
601 | 11 | 51 | 66362.0753 | 13286.7482 | 7383.0364 | 4944.6659 | 3954.3565 | 2213.2713 | 1898.241 | 1070.5058 | 101.49 | 117.15 | 122 | 16.621 | 119.79 | 121.32 | 123.85 | 143.65 | 153.09 | 145.8
602 | 11 | 52 | 66188.0741 | 13286.7482 | 7372.3067 | 4940.3603 | 3962.7693 | 2213.2713 | 1898.241 | 1076.53 | 101.13 | 114.89 | 124 | 17.1683 | 113.24 | 116.13 | 117.79 | 137.03 | 145.23 | 139.48
603 | 11 | 53 | 65939.668 | 13286.7482 | 7371.7784 | 4917.6127 | 3944.6317 | 2213.2713 | 1898.241 | 1076.53 | 114.04 | 133 | 132 | 29.5584 | 134.76 | 136.2 | 138.67 | 128.92 | 137.79 | 131.3
604 | 11 | 54 | 66422.3449 | 13968.8733 | 7433.4699 | 5013.9627 | 3958.0747 | 2249.4819 | 1924.4082 | 1149.2899 | 97.78 | 113.26 | 112 | 13.3027 | 114.59 | 119.57 | 116.57 | 145.2 | 152.41 | 146.35
605 | 11 | 55 | 66246.0273 | 13353.6638 | 7435.985 | 5009.1531 | 4017.22 | 2030.1089 | 1689.9261 | 1089.0351 | 97.97 | 113.48 | 73 | 14.2273 | 114.76 | 118.49 | 119.05 | 144.77 | 153.06 | 146.81

## SA
Summary of results for 605 market simulations for 2026-27 - South Australia
Simulation number | Unplanned outage set | Weather set | Energy and demand (as generated) |  |  |  | Spot Price (nominal at the regional reference node) |  |  |  |  | Hedged price (nominal at the regional reference node)
|  |  | Annual regional energy (GWh) | Annual regional peak demand (MW) | Annual energy - SAPN (GWh) | Annual peak demand - SAPN (MW) | Annual regional time weighted spot price ($/MWh) | Annual regional Demand weighted spot price ($/MWh) | Number of hours spot prices above $300 | Contribution of spot prices above $300 to annual average spot price ($/MWh) | Annual Demand weighted spot price - SAPN ($/MWh) | Annual hedged price - SAPN ($/MWh)
1 | 1 | 1 | 11769.1234 | 3276.5667 | 3265.4648 | 1308.9667 | 77.87 | 99.13 | 179 | 4.7523 | 100.56 | 160.06
2 | 1 | 2 | 11596.8339 | 3276.5667 | 3206.1748 | 1308.9667 | 75.38 | 95.54 | 132 | 4.2965 | 95.52 | 160.94
3 | 1 | 3 | 11762.0425 | 3016.2127 | 3244.7119 | 1253.1944 | 82.96 | 109.25 | 157 | 13.5135 | 116.45 | 155.7
4 | 1 | 4 | 11895.977 | 3276.5667 | 3280.885 | 1411.57 | 81.27 | 105.29 | 163 | 9.448 | 111.86 | 154.79
5 | 1 | 5 | 11538.93 | 3457.7229 | 3188.1457 | 1470.3608 | 83.9 | 116.04 | 150 | 14.8079 | 127.58 | 156.76
6 | 1 | 6 | 11841.8928 | 3016.4819 | 3239.8972 | 1253.1944 | 90.39 | 120.35 | 162 | 19.1981 | 131.58 | 147.09
7 | 1 | 7 | 11652.0046 | 3276.5667 | 3242.572 | 1308.9667 | 92.26 | 122.54 | 165 | 20.3737 | 130.86 | 146.65
8 | 1 | 8 | 11616.8242 | 3016.2127 | 3186.7337 | 1440.5147 | 104.43 | 134.28 | 148 | 34.6555 | 141.31 | 128.89
9 | 1 | 9 | 11766.0549 | 3016.4819 | 3266.9392 | 1249.2975 | 81.84 | 104.29 | 158 | 8.2313 | 106.06 | 151.58
10 | 1 | 10 | 11544.6567 | 3052.6584 | 3127.3278 | 1283.1376 | 69.76 | 87.24 | 140 | 2.5569 | 86.62 | 162.34
11 | 1 | 11 | 11821.4982 | 3457.7229 | 3255.5813 | 1470.3608 | 89.89 | 123.7 | 149 | 18.3629 | 137.5 | 153.86
12 | 1 | 12 | 11694.8311 | 3457.7229 | 3217.1572 | 1470.3608 | 94.65 | 126.72 | 188 | 23.1131 | 137.47 | 145.74
13 | 1 | 13 | 11788.9454 | 3457.7229 | 3262.0339 | 1470.3608 | 95.74 | 136.16 | 181 | 22.9963 | 154.72 | 150.84
14 | 1 | 14 | 11553.8518 | 2893.7405 | 3168.6034 | 1253.1944 | 74.44 | 94.19 | 148 | 4.3329 | 94.16 | 159.83
15 | 1 | 15 | 11666.7525 | 3191.6893 | 3239.9088 | 1411.57 | 81.01 | 107.25 | 119 | 10.6353 | 113.98 | 155.79
16 | 1 | 16 | 11541.2434 | 3169.3982 | 3147.7515 | 1411.57 | 72.41 | 91.7 | 141 | 2.8868 | 92.3 | 163.36
17 | 1 | 17 | 11508.8222 | 3016.4819 | 3157.2511 | 1249.2975 | 84.04 | 111.13 | 175 | 15.4078 | 116.35 | 153.86
18 | 1 | 18 | 11607.1032 | 3016.2127 | 3202.3463 | 1242.4007 | 80.05 | 103.83 | 150 | 11.8125 | 108.58 | 156.59
19 | 1 | 19 | 11779.3776 | 3276.5667 | 3235.2631 | 1411.57 | 89.19 | 123.78 | 174 | 19.6697 | 137.88 | 144.55
20 | 1 | 20 | 11611.5051 | 3276.5667 | 3204.8474 | 1308.9667 | 92.13 | 121.68 | 180 | 21.2279 | 130.33 | 152.44
21 | 1 | 21 | 11559.8263 | 2997.4484 | 3167.1336 | 1232.1221 | 80.08 | 102.02 | 204 | 10.6811 | 103.28 | 145.89
22 | 1 | 22 | 11653.2666 | 2916.2418 | 3205.1671 | 1230.3578 | 82.98 | 107.11 | 137 | 13.3229 | 110.41 | 154.39
23 | 1 | 23 | 11690.7034 | 3457.7229 | 3200.0675 | 1470.3608 | 85.12 | 112.88 | 177 | 14.7199 | 121.36 | 153.38
24 | 1 | 24 | 11525.4052 | 3223.8958 | 3148.8791 | 1414.9904 | 75.54 | 98.75 | 145 | 7.7885 | 100.7 | 158.4
25 | 1 | 25 | 11889.0117 | 3457.7229 | 3286.0177 | 1470.3608 | 92.01 | 124.54 | 179 | 19.0185 | 135.64 | 145.2
26 | 1 | 26 | 11536.1197 | 2542.0351 | 3132.7578 | 1037.9575 | 68.4 | 85.72 | 114 | 1.9129 | 85.13 | 162.87
27 | 1 | 27 | 11680.0968 | 3457.7229 | 3226.7933 | 1470.3608 | 95.51 | 131.95 | 166 | 24.5896 | 145.34 | 144.36
28 | 1 | 28 | 11652.8353 | 3276.5667 | 3228.9506 | 1308.9667 | 80.56 | 105.7 | 146 | 10.853 | 109.93 | 150.04
29 | 1 | 29 | 11747.9405 | 3457.7229 | 3236.8507 | 1470.3608 | 90.61 | 129.02 | 128 | 21.0148 | 145.74 | 151.82
30 | 1 | 30 | 11903.3394 | 3457.7229 | 3310.8845 | 1470.3608 | 135.02 | 213.19 | 209 | 62.5242 | 260.61 | 103.92
31 | 1 | 31 | 11996.525 | 3457.7229 | 3342.7266 | 1470.3608 | 99.46 | 144.77 | 198 | 26.9459 | 168.67 | 145.62
32 | 1 | 32 | 11495.608 | 3223.8958 | 3114.4592 | 1414.9904 | 89.34 | 118.98 | 189 | 20.957 | 126.4 | 150.69
33 | 1 | 33 | 11726.2565 | 3223.8958 | 3225.7252 | 1414.9904 | 74.81 | 95.06 | 174 | 5.1769 | 97.27 | 159.9
34 | 1 | 34 | 11719.559 | 3471.5133 | 3254.76 | 1435.2666 | 87.64 | 121.69 | 157 | 19.1667 | 134.76 | 148.03
35 | 1 | 35 | 11569.6856 | 3276.5667 | 3165.9526 | 1308.9667 | 73.53 | 92.24 | 148 | 6.1978 | 92.79 | 157.52
36 | 1 | 36 | 11745.6554 | 3223.8958 | 3262.7967 | 1440.5147 | 81.87 | 107.42 | 133 | 10.8387 | 112.12 | 150.79
37 | 1 | 37 | 11814.3172 | 3457.7229 | 3234.2044 | 1470.3608 | 95.04 | 137.31 | 157 | 24.3285 | 159.18 | 149.29
38 | 1 | 38 | 11870.0475 | 3276.5667 | 3301.4405 | 1411.57 | 85.77 | 115.64 | 123 | 15.8815 | 125.85 | 149.32
39 | 1 | 39 | 11688.2791 | 3457.7229 | 3238.8377 | 1470.3608 | 85.79 | 117.06 | 184 | 13.7901 | 128.17 | 157.71
40 | 1 | 40 | 12001.6541 | 3276.5667 | 3296.2378 | 1308.9667 | 120.06 | 175.22 | 151 | 48.1652 | 206.24 | 122.37
41 | 1 | 41 | 11810.9083 | 3276.5667 | 3266.2816 | 1308.9667 | 81.42 | 103.11 | 162 | 8.8808 | 106.56 | 156.01
42 | 1 | 42 | 11756.4122 | 3457.7229 | 3223.5192 | 1470.3608 | 92.85 | 125.86 | 173 | 21.3864 | 137.59 | 145.48
43 | 1 | 43 | 11888.6447 | 3457.7229 | 3329.6155 | 1470.3608 | 105.37 | 157.16 | 168 | 32.0872 | 186.3 | 144.13
44 | 1 | 44 | 11717.6394 | 3471.5133 | 3207.7327 | 1470.3608 | 94.15 | 137.37 | 105 | 28.651 | 160.07 | 141.16
45 | 1 | 45 | 11617.8575 | 3457.7229 | 3198.5721 | 1470.3608 | 81.01 | 108.37 | 138 | 11.9072 | 116.13 | 157.17
46 | 1 | 46 | 11888.1827 | 3276.5667 | 3307.1285 | 1411.57 | 87.76 | 121.36 | 158 | 17.7213 | 136.37 | 153.28
47 | 1 | 47 | 11869.409 | 3276.5667 | 3275.7771 | 1411.57 | 79.51 | 101.96 | 137 | 7.949 | 106.14 | 157.72
48 | 1 | 48 | 11879.8326 | 3457.7229 | 3312.1062 | 1470.3608 | 86.53 | 116.96 | 154 | 15.9517 | 127.49 | 151.9
49 | 1 | 49 | 11900.2914 | 3276.5667 | 3304.2929 | 1414.9904 | 96.93 | 132.03 | 167 | 25.8107 | 144.98 | 141.38
50 | 1 | 50 | 11675.9668 | 3016.2127 | 3214.5906 | 1253.1944 | 76.81 | 99.52 | 114 | 7.4761 | 104.74 | 159.39
51 | 1 | 51 | 11579.3895 | 3016.2127 | 3162.6967 | 1242.4007 | 81.02 | 107.11 | 137 | 11.3533 | 112 | 153.09
52 | 1 | 52 | 11641.7225 | 3016.2127 | 3201.5894 | 1242.4007 | 80.9 | 108.43 | 100 | 13.3158 | 116.39 | 148.29
53 | 1 | 53 | 11622.4692 | 3276.5667 | 3203.9097 | 1308.9667 | 74.33 | 93.65 | 136 | 5.8902 | 92.96 | 157.06
54 | 1 | 54 | 11874.0164 | 3249.8834 | 3304.8476 | 1486.8583 | 87.53 | 120.13 | 110 | 18.3813 | 131.97 | 141.68
55 | 1 | 55 | 11817.1289 | 3471.5133 | 3207.309 | 1470.3608 | 86.75 | 120.56 | 107 | 16.9924 | 134.83 | 156.96
56 | 2 | 1 | 11769.1234 | 3276.5667 | 3265.4648 | 1308.9667 | 79.1 | 100.82 | 164 | 5.6529 | 102.73 | 160.29
57 | 2 | 2 | 11596.8339 | 3276.5667 | 3206.1748 | 1308.9667 | 76.07 | 96.11 | 157 | 4.9132 | 95.76 | 159.53
58 | 2 | 3 | 11762.0425 | 3016.2127 | 3244.7119 | 1253.1944 | 80.07 | 106.48 | 132 | 10.7164 | 114.47 | 157.93
59 | 2 | 4 | 11895.977 | 3276.5667 | 3280.885 | 1411.57 | 88.03 | 118.27 | 165 | 16.1657 | 129.82 | 147.03
60 | 2 | 5 | 11538.93 | 3457.7229 | 3188.1457 | 1470.3608 | 87.92 | 125.67 | 159 | 19.2426 | 141.83 | 153.8
61 | 2 | 6 | 11841.8928 | 3016.4819 | 3239.8972 | 1253.1944 | 90.21 | 121.29 | 175 | 19.2096 | 133.21 | 143.06
62 | 2 | 7 | 11652.0046 | 3276.5667 | 3242.572 | 1308.9667 | 84.85 | 112.01 | 156 | 13.4073 | 118.08 | 153.69
63 | 2 | 8 | 11616.8242 | 3016.2127 | 3186.7337 | 1440.5147 | 84.41 | 111.58 | 132 | 15.2695 | 118.79 | 153.04
64 | 2 | 9 | 11766.0549 | 3016.4819 | 3266.9392 | 1249.2975 | 82.51 | 105.3 | 145 | 9.1549 | 108.55 | 153.9
65 | 2 | 10 | 11544.6567 | 3052.6584 | 3127.3278 | 1283.1376 | 69.59 | 86.99 | 144 | 2.5502 | 86.36 | 162.12
66 | 2 | 11 | 11821.4982 | 3457.7229 | 3255.5813 | 1470.3608 | 90.6 | 125.03 | 148 | 18.6154 | 139.19 | 152.62
67 | 2 | 12 | 11694.8311 | 3457.7229 | 3217.1572 | 1470.3608 | 93 | 124.22 | 182 | 21.6956 | 134.88 | 145.36
68 | 2 | 13 | 11788.9454 | 3457.7229 | 3262.0339 | 1470.3608 | 100.43 | 146.56 | 172 | 28.2587 | 170.34 | 146.55
69 | 2 | 14 | 11553.8518 | 2893.7405 | 3168.6034 | 1253.1944 | 74.93 | 94.96 | 146 | 4.6453 | 94.77 | 158.14
70 | 2 | 15 | 11666.7525 | 3191.6893 | 3239.9088 | 1411.57 | 82.1 | 110.6 | 125 | 12.3623 | 119.6 | 155.03
71 | 2 | 16 | 11541.2434 | 3169.3982 | 3147.7515 | 1411.57 | 77.69 | 100.73 | 154 | 7.7577 | 105.09 | 159.99
72 | 2 | 17 | 11508.8222 | 3016.4819 | 3157.2511 | 1249.2975 | 74.41 | 95.24 | 158 | 5.6447 | 95.85 | 160.56
73 | 2 | 18 | 11607.1032 | 3016.2127 | 3202.3463 | 1242.4007 | 82.11 | 107.66 | 156 | 13.4064 | 113.84 | 154.57
74 | 2 | 19 | 11779.3776 | 3276.5667 | 3235.2631 | 1411.57 | 93.85 | 132.86 | 177 | 24.3815 | 150.91 | 140.75
75 | 2 | 20 | 11611.5051 | 3276.5667 | 3204.8474 | 1308.9667 | 75.16 | 95.09 | 210 | 4.2082 | 96.57 | 162.2
76 | 2 | 21 | 11559.8263 | 2997.4484 | 3167.1336 | 1232.1221 | 71.66 | 88.66 | 162 | 2.8981 | 88.09 | 160.49
77 | 2 | 22 | 11653.2666 | 2916.2418 | 3205.1671 | 1230.3578 | 78.88 | 101.22 | 117 | 9.5936 | 103.97 | 157.05
78 | 2 | 23 | 11690.7034 | 3457.7229 | 3200.0675 | 1470.3608 | 84.67 | 112.62 | 154 | 14.6924 | 121.32 | 151.99
79 | 2 | 24 | 11525.4052 | 3223.8958 | 3148.8791 | 1414.9904 | 72.65 | 92.34 | 167 | 4.3426 | 90.71 | 158.07
80 | 2 | 25 | 11889.0117 | 3457.7229 | 3286.0177 | 1470.3608 | 81.64 | 106.12 | 159 | 9.1004 | 111.38 | 155.46
81 | 2 | 26 | 11536.1197 | 2542.0351 | 3132.7578 | 1037.9575 | 68.92 | 86.35 | 118 | 2.1655 | 85.71 | 162.51
82 | 2 | 27 | 11680.0968 | 3457.7229 | 3226.7933 | 1470.3608 | 80.62 | 106.6 | 157 | 9.9894 | 112.16 | 154.91
83 | 2 | 28 | 11652.8353 | 3276.5667 | 3228.9506 | 1308.9667 | 78.8 | 102.67 | 156 | 8.9739 | 106.22 | 152.91
84 | 2 | 29 | 11747.9405 | 3457.7229 | 3236.8507 | 1470.3608 | 75.52 | 95.44 | 125 | 6.48 | 96.2 | 157.04
85 | 2 | 30 | 11903.3394 | 3457.7229 | 3310.8845 | 1470.3608 | 138.83 | 214.96 | 232 | 65.9177 | 264 | 107.34
86 | 2 | 31 | 11996.525 | 3457.7229 | 3342.7266 | 1470.3608 | 106.5 | 160.68 | 192 | 34.0129 | 192.87 | 143.36
87 | 2 | 32 | 11495.608 | 3223.8958 | 3114.4592 | 1414.9904 | 80.22 | 104.34 | 204 | 11.8928 | 108.02 | 153.26
88 | 2 | 33 | 11726.2565 | 3223.8958 | 3225.7252 | 1414.9904 | 77.65 | 101.7 | 146 | 9.0302 | 107.65 | 158.03
89 | 2 | 34 | 11719.559 | 3471.5133 | 3254.76 | 1435.2666 | 73.91 | 95.72 | 165 | 5.9004 | 99.28 | 160.18
90 | 2 | 35 | 11569.6856 | 3276.5667 | 3165.9526 | 1308.9667 | 72.61 | 90.58 | 161 | 4.8449 | 90.26 | 158.42
91 | 2 | 36 | 11745.6554 | 3223.8958 | 3262.7967 | 1440.5147 | 79.85 | 102.13 | 133 | 9.4577 | 104.77 | 154.71
92 | 2 | 37 | 11814.3172 | 3457.7229 | 3234.2044 | 1470.3608 | 100.88 | 151.19 | 144 | 30.47 | 180.57 | 146.37
93 | 2 | 38 | 11870.0475 | 3276.5667 | 3301.4405 | 1411.57 | 91.94 | 125.79 | 133 | 21.3629 | 139.57 | 145.37
94 | 2 | 39 | 11688.2791 | 3457.7229 | 3238.8377 | 1470.3608 | 90.37 | 127.3 | 188 | 18.5562 | 143.28 | 153.89
95 | 2 | 40 | 12001.6541 | 3276.5667 | 3296.2378 | 1308.9667 | 103.15 | 145.37 | 110 | 32.046 | 168.98 | 141.09
96 | 2 | 41 | 11810.9083 | 3276.5667 | 3266.2816 | 1308.9667 | 79.7 | 102.16 | 147 | 7.2829 | 106.17 | 157.88
97 | 2 | 42 | 11756.4122 | 3457.7229 | 3223.5192 | 1470.3608 | 92.87 | 124.61 | 164 | 22.0887 | 133.46 | 143.82
98 | 2 | 43 | 11888.6447 | 3457.7229 | 3329.6155 | 1470.3608 | 97.94 | 140.91 | 203 | 25.2373 | 161.82 | 146.02
99 | 2 | 44 | 11717.6394 | 3471.5133 | 3207.7327 | 1470.3608 | 91.58 | 134.51 | 95 | 26.1131 | 156.44 | 143.26
100 | 2 | 45 | 11617.8575 | 3457.7229 | 3198.5721 | 1470.3608 | 89.74 | 121.18 | 162 | 20.5686 | 130.94 | 145.84
101 | 2 | 46 | 11888.1827 | 3276.5667 | 3307.1285 | 1411.57 | 90.73 | 125.11 | 178 | 20.4519 | 140.3 | 151.02
102 | 2 | 47 | 11869.409 | 3276.5667 | 3275.7771 | 1411.57 | 88.07 | 116.66 | 121 | 16.5234 | 127.31 | 150.66
103 | 2 | 48 | 11879.8326 | 3457.7229 | 3312.1062 | 1470.3608 | 85.76 | 118.15 | 145 | 15.3394 | 130.77 | 152.92
104 | 2 | 49 | 11900.2914 | 3276.5667 | 3304.2929 | 1414.9904 | 101.79 | 147.94 | 180 | 30.8225 | 171.23 | 138.46
105 | 2 | 50 | 11675.9668 | 3016.2127 | 3214.5906 | 1253.1944 | 85.91 | 117.59 | 131 | 16.4475 | 130.83 | 155.34
106 | 2 | 51 | 11579.3895 | 3016.2127 | 3162.6967 | 1242.4007 | 76.3 | 97.64 | 158 | 6.4847 | 99 | 157.58
107 | 2 | 52 | 11641.7225 | 3016.2127 | 3201.5894 | 1242.4007 | 72.04 | 91.57 | 101 | 4.3515 | 92.22 | 159.77
108 | 2 | 53 | 11622.4692 | 3276.5667 | 3203.9097 | 1308.9667 | 71.22 | 88.72 | 131 | 2.3267 | 86.91 | 159.66
109 | 2 | 54 | 11874.0164 | 3249.8834 | 3304.8476 | 1486.8583 | 95.37 | 136.1 | 110 | 26.6838 | 154.9 | 138.4
110 | 2 | 55 | 11817.1289 | 3471.5133 | 3207.309 | 1470.3608 | 76.66 | 98.91 | 94 | 7.7447 | 102.65 | 158.89
111 | 3 | 1 | 11769.1234 | 3276.5667 | 3265.4648 | 1308.9667 | 89.62 | 120.66 | 205 | 16.3972 | 130.33 | 152.92
112 | 3 | 2 | 11596.8339 | 3276.5667 | 3206.1748 | 1308.9667 | 79.97 | 104 | 157 | 8.7829 | 106.77 | 157.03
113 | 3 | 3 | 11762.0425 | 3016.2127 | 3244.7119 | 1253.1944 | 77.17 | 101.04 | 135 | 8.1108 | 106.74 | 159.3
114 | 3 | 4 | 11895.977 | 3276.5667 | 3280.885 | 1411.57 | 83.2 | 107.42 | 190 | 11.3273 | 112.97 | 150.8
115 | 3 | 5 | 11538.93 | 3457.7229 | 3188.1457 | 1470.3608 | 79.49 | 105.94 | 160 | 10.5165 | 112.62 | 158.08
116 | 3 | 6 | 11841.8928 | 3016.4819 | 3239.8972 | 1253.1944 | 87.89 | 117.94 | 150 | 16.2687 | 129.06 | 147.27
117 | 3 | 7 | 11652.0046 | 3276.5667 | 3242.572 | 1308.9667 | 82.19 | 109.18 | 132 | 10.9875 | 114.76 | 153.52
118 | 3 | 8 | 11616.8242 | 3016.2127 | 3186.7337 | 1440.5147 | 97.75 | 133.9 | 165 | 28.0822 | 149.41 | 147.41
119 | 3 | 9 | 11766.0549 | 3016.4819 | 3266.9392 | 1249.2975 | 76.52 | 95.44 | 163 | 3.3534 | 95.33 | 158.91
120 | 3 | 10 | 11544.6567 | 3052.6584 | 3127.3278 | 1283.1376 | 73 | 92.8 | 164 | 5.9529 | 93.52 | 156.19
121 | 3 | 11 | 11821.4982 | 3457.7229 | 3255.5813 | 1470.3608 | 96.01 | 138.8 | 148 | 24.5379 | 159.83 | 150.21
122 | 3 | 12 | 11694.8311 | 3457.7229 | 3217.1572 | 1470.3608 | 90.07 | 123.1 | 193 | 19.2258 | 135.87 | 150.44
123 | 3 | 13 | 11788.9454 | 3457.7229 | 3262.0339 | 1470.3608 | 95.59 | 135.32 | 182 | 23.2403 | 152.54 | 145.1
124 | 3 | 14 | 11553.8518 | 2893.7405 | 3168.6034 | 1253.1944 | 75.23 | 95.74 | 151 | 5.5784 | 95.88 | 156.11
125 | 3 | 15 | 11666.7525 | 3191.6893 | 3239.9088 | 1411.57 | 86.47 | 116.88 | 131 | 16.8389 | 127.99 | 152.11
126 | 3 | 16 | 11541.2434 | 3169.3982 | 3147.7515 | 1411.57 | 72.3 | 91.22 | 152 | 2.6652 | 91.53 | 163.42
127 | 3 | 17 | 11508.8222 | 3016.4819 | 3157.2511 | 1249.2975 | 82.62 | 109.67 | 166 | 13.8225 | 114.85 | 150.29
128 | 3 | 18 | 11607.1032 | 3016.2127 | 3202.3463 | 1242.4007 | 75.97 | 97.36 | 148 | 8.3257 | 100.82 | 158.56
129 | 3 | 19 | 11779.3776 | 3276.5667 | 3235.2631 | 1411.57 | 92.05 | 128.73 | 174 | 22.3232 | 144.57 | 141.71
130 | 3 | 20 | 11611.5051 | 3276.5667 | 3204.8474 | 1308.9667 | 79.61 | 101.33 | 203 | 8.5598 | 104.55 | 158.9
131 | 3 | 21 | 11559.8263 | 2997.4484 | 3167.1336 | 1232.1221 | 73.4 | 90.9 | 187 | 4.4925 | 90.35 | 157.4
132 | 3 | 22 | 11653.2666 | 2916.2418 | 3205.1671 | 1230.3578 | 73.38 | 93.72 | 111 | 4.3579 | 94.61 | 159.67
133 | 3 | 23 | 11690.7034 | 3457.7229 | 3200.0675 | 1470.3608 | 86.99 | 114.53 | 182 | 16.5755 | 122.19 | 147.62
134 | 3 | 24 | 11525.4052 | 3223.8958 | 3148.8791 | 1414.9904 | 80.5 | 105.49 | 176 | 12.7948 | 107.61 | 152.02
135 | 3 | 25 | 11889.0117 | 3457.7229 | 3286.0177 | 1470.3608 | 81.26 | 105.59 | 164 | 9.0984 | 110.44 | 154.5
136 | 3 | 26 | 11536.1197 | 2542.0351 | 3132.7578 | 1037.9575 | 68.78 | 85.96 | 116 | 2.0007 | 85.16 | 162.43
137 | 3 | 27 | 11680.0968 | 3457.7229 | 3226.7933 | 1470.3608 | 91.83 | 123.21 | 163 | 21.2376 | 133.45 | 143.55
138 | 3 | 28 | 11652.8353 | 3276.5667 | 3228.9506 | 1308.9667 | 73.38 | 92.35 | 157 | 4.4379 | 92.94 | 159.78
139 | 3 | 29 | 11747.9405 | 3457.7229 | 3236.8507 | 1470.3608 | 81.61 | 108.88 | 137 | 11.9129 | 115.85 | 155.93
140 | 3 | 30 | 11903.3394 | 3457.7229 | 3310.8845 | 1470.3608 | 118.02 | 179.31 | 188 | 46.3253 | 215.17 | 123.41
141 | 3 | 31 | 11996.525 | 3457.7229 | 3342.7266 | 1470.3608 | 85.69 | 115.6 | 190 | 13.5961 | 126.31 | 152.62
142 | 3 | 32 | 11495.608 | 3223.8958 | 3114.4592 | 1414.9904 | 80.72 | 107.7 | 187 | 12.3544 | 113.24 | 151.17
143 | 3 | 33 | 11726.2565 | 3223.8958 | 3225.7252 | 1414.9904 | 76.19 | 98.7 | 133 | 7.5098 | 103.39 | 158.85
144 | 3 | 34 | 11719.559 | 3471.5133 | 3254.76 | 1435.2666 | 84.69 | 120.41 | 171 | 16.7775 | 136.69 | 157.8
145 | 3 | 35 | 11569.6856 | 3276.5667 | 3165.9526 | 1308.9667 | 77.78 | 98.13 | 172 | 10.3987 | 99.87 | 153.15
146 | 3 | 36 | 11745.6554 | 3223.8958 | 3262.7967 | 1440.5147 | 85.43 | 111.11 | 137 | 15.3668 | 116.27 | 147.22
147 | 3 | 37 | 11814.3172 | 3457.7229 | 3234.2044 | 1470.3608 | 107.9 | 162.33 | 165 | 37.3746 | 195.16 | 139.77
148 | 3 | 38 | 11870.0475 | 3276.5667 | 3301.4405 | 1411.57 | 90.51 | 125.35 | 108 | 20.2375 | 140.13 | 146.37
149 | 3 | 39 | 11688.2791 | 3457.7229 | 3238.8377 | 1470.3608 | 80.64 | 106.46 | 200 | 9.0831 | 112.66 | 158.34
150 | 3 | 40 | 12001.6541 | 3276.5667 | 3296.2378 | 1308.9667 | 106.85 | 152.31 | 127 | 35.3817 | 176.66 | 131.18
151 | 3 | 41 | 11810.9083 | 3276.5667 | 3266.2816 | 1308.9667 | 91.19 | 121.03 | 163 | 19.0446 | 132.48 | 151.31
152 | 3 | 42 | 11756.4122 | 3457.7229 | 3223.5192 | 1470.3608 | 86.84 | 115.51 | 164 | 16.2504 | 123.72 | 152.3
153 | 3 | 43 | 11888.6447 | 3457.7229 | 3329.6155 | 1470.3608 | 97.62 | 138.78 | 195 | 24.3714 | 158.02 | 144.66
154 | 3 | 44 | 11717.6394 | 3471.5133 | 3207.7327 | 1470.3608 | 84.4 | 114.88 | 98 | 18.9722 | 125.74 | 147.74
155 | 3 | 45 | 11617.8575 | 3457.7229 | 3198.5721 | 1470.3608 | 80.98 | 108.75 | 131 | 12.3858 | 115.54 | 150.07
156 | 3 | 46 | 11888.1827 | 3276.5667 | 3307.1285 | 1411.57 | 90.5 | 126.46 | 171 | 21.0334 | 143.05 | 149.4
157 | 3 | 47 | 11869.409 | 3276.5667 | 3275.7771 | 1411.57 | 82.8 | 109.03 | 120 | 11.2938 | 116.81 | 153.44
158 | 3 | 48 | 11879.8326 | 3457.7229 | 3312.1062 | 1470.3608 | 82.55 | 108.97 | 161 | 12.0552 | 115.88 | 152.52
159 | 3 | 49 | 11900.2914 | 3276.5667 | 3304.2929 | 1414.9904 | 104.2 | 152.11 | 161 | 33.402 | 178.35 | 138.47
160 | 3 | 50 | 11675.9668 | 3016.2127 | 3214.5906 | 1253.1944 | 80.67 | 106.48 | 131 | 11.2639 | 114.15 | 157.25
161 | 3 | 51 | 11579.3895 | 3016.2127 | 3162.6967 | 1242.4007 | 74.34 | 95.43 | 143 | 5.1374 | 97.31 | 161.18
162 | 3 | 52 | 11641.7225 | 3016.2127 | 3201.5894 | 1242.4007 | 75.79 | 99.31 | 95 | 8.7691 | 102.48 | 153.28
163 | 3 | 53 | 11622.4692 | 3276.5667 | 3203.9097 | 1308.9667 | 72.48 | 90.73 | 127 | 3.784 | 89.51 | 158.78
164 | 3 | 54 | 11874.0164 | 3249.8834 | 3304.8476 | 1486.8583 | 87.41 | 121.65 | 116 | 18.5701 | 136.64 | 146.59
165 | 3 | 55 | 11817.1289 | 3471.5133 | 3207.309 | 1470.3608 | 85.39 | 112.17 | 119 | 15.9274 | 119.45 | 150.94
166 | 4 | 1 | 11769.1234 | 3276.5667 | 3265.4648 | 1308.9667 | 76.79 | 97.15 | 176 | 3.8304 | 98 | 160.78
167 | 4 | 2 | 11596.8339 | 3276.5667 | 3206.1748 | 1308.9667 | 77.13 | 97.97 | 165 | 6.118 | 98.05 | 156.3
168 | 4 | 3 | 11762.0425 | 3016.2127 | 3244.7119 | 1253.1944 | 83.66 | 110.56 | 157 | 14.3474 | 118.77 | 154.22
169 | 4 | 4 | 11895.977 | 3276.5667 | 3280.885 | 1411.57 | 95.38 | 132.77 | 188 | 24.0078 | 151.91 | 141.43
170 | 4 | 5 | 11538.93 | 3457.7229 | 3188.1457 | 1470.3608 | 87.31 | 119.01 | 165 | 18.4962 | 130.58 | 153.23
171 | 4 | 6 | 11841.8928 | 3016.4819 | 3239.8972 | 1253.1944 | 82.89 | 108.64 | 161 | 11.966 | 116.49 | 152.87
172 | 4 | 7 | 11652.0046 | 3276.5667 | 3242.572 | 1308.9667 | 77.52 | 99.54 | 148 | 5.931 | 101.38 | 159.55
173 | 4 | 8 | 11616.8242 | 3016.2127 | 3186.7337 | 1440.5147 | 91.54 | 122.91 | 162 | 21.9096 | 134.63 | 151.04
174 | 4 | 9 | 11766.0549 | 3016.4819 | 3266.9392 | 1249.2975 | 99.33 | 134.43 | 173 | 25.654 | 147.95 | 136.88
175 | 4 | 10 | 11544.6567 | 3052.6584 | 3127.3278 | 1283.1376 | 77.08 | 97.6 | 149 | 9.983 | 98.84 | 152.36
176 | 4 | 11 | 11821.4982 | 3457.7229 | 3255.5813 | 1470.3608 | 82.79 | 111.66 | 144 | 11.0303 | 120.63 | 157.81
177 | 4 | 12 | 11694.8311 | 3457.7229 | 3217.1572 | 1470.3608 | 80.14 | 103.51 | 166 | 9.628 | 107.62 | 153.46
178 | 4 | 13 | 11788.9454 | 3457.7229 | 3262.0339 | 1470.3608 | 89.71 | 124.99 | 166 | 17.888 | 138.63 | 150.62
179 | 4 | 14 | 11553.8518 | 2893.7405 | 3168.6034 | 1253.1944 | 76.71 | 96.62 | 167 | 6.7105 | 95.76 | 153.77
180 | 4 | 15 | 11666.7525 | 3191.6893 | 3239.9088 | 1411.57 | 94.94 | 137.96 | 128 | 25.2588 | 159.93 | 145.63
181 | 4 | 16 | 11541.2434 | 3169.3982 | 3147.7515 | 1411.57 | 73.46 | 93.52 | 146 | 4.1207 | 95.21 | 162.1
182 | 4 | 17 | 11508.8222 | 3016.4819 | 3157.2511 | 1249.2975 | 79.4 | 102.45 | 176 | 10.5345 | 104.3 | 154.66
183 | 4 | 18 | 11607.1032 | 3016.2127 | 3202.3463 | 1242.4007 | 76.97 | 98.38 | 167 | 8.6497 | 101.51 | 157.1
184 | 4 | 19 | 11779.3776 | 3276.5667 | 3235.2631 | 1411.57 | 86.14 | 117.48 | 175 | 16.4196 | 128.99 | 147.72
185 | 4 | 20 | 11611.5051 | 3276.5667 | 3204.8474 | 1308.9667 | 78.99 | 100.36 | 195 | 8.1087 | 102.89 | 158.58
186 | 4 | 21 | 11559.8263 | 2997.4484 | 3167.1336 | 1232.1221 | 74.91 | 94.77 | 175 | 5.7496 | 96.69 | 157.79
187 | 4 | 22 | 11653.2666 | 2916.2418 | 3205.1671 | 1230.3578 | 75.27 | 95.37 | 140 | 5.911 | 96.1 | 159.22
188 | 4 | 23 | 11690.7034 | 3457.7229 | 3200.0675 | 1470.3608 | 103.35 | 157.93 | 166 | 32.9876 | 191.07 | 144.57
189 | 4 | 24 | 11525.4052 | 3223.8958 | 3148.8791 | 1414.9904 | 71.75 | 91.46 | 151 | 3.7478 | 90.53 | 160.89
190 | 4 | 25 | 11889.0117 | 3457.7229 | 3286.0177 | 1470.3608 | 78.81 | 100.86 | 166 | 6.3611 | 104.16 | 157.48
191 | 4 | 26 | 11536.1197 | 2542.0351 | 3132.7578 | 1037.9575 | 73.67 | 92.95 | 119 | 7.1931 | 94.34 | 158.08
192 | 4 | 27 | 11680.0968 | 3457.7229 | 3226.7933 | 1470.3608 | 79.93 | 105.82 | 163 | 9.2564 | 111.58 | 157.14
193 | 4 | 28 | 11652.8353 | 3276.5667 | 3228.9506 | 1308.9667 | 76.64 | 97.88 | 165 | 6.9805 | 99.97 | 156.89
194 | 4 | 29 | 11747.9405 | 3457.7229 | 3236.8507 | 1470.3608 | 78.23 | 103.29 | 135 | 9.0564 | 108.57 | 155.4
195 | 4 | 30 | 11903.3394 | 3457.7229 | 3310.8845 | 1470.3608 | 148.44 | 235.18 | 256 | 75.7257 | 292.82 | 103.73
196 | 4 | 31 | 11996.525 | 3457.7229 | 3342.7266 | 1470.3608 | 109.08 | 165.54 | 204 | 37.0828 | 199.2 | 138.69
197 | 4 | 32 | 11495.608 | 3223.8958 | 3114.4592 | 1414.9904 | 78.79 | 103.03 | 193 | 10.8715 | 106.33 | 151.9
198 | 4 | 33 | 11726.2565 | 3223.8958 | 3225.7252 | 1414.9904 | 74.15 | 94.01 | 154 | 5.5122 | 96.06 | 158.81
199 | 4 | 34 | 11719.559 | 3471.5133 | 3254.76 | 1435.2666 | 75.19 | 99.14 | 157 | 7.1137 | 104.68 | 159.92
200 | 4 | 35 | 11569.6856 | 3276.5667 | 3165.9526 | 1308.9667 | 73.5 | 92.1 | 158 | 5.8312 | 92.36 | 158.01
201 | 4 | 36 | 11745.6554 | 3223.8958 | 3262.7967 | 1440.5147 | 76.95 | 99.07 | 134 | 6.7546 | 101.67 | 157.75
202 | 4 | 37 | 11814.3172 | 3457.7229 | 3234.2044 | 1470.3608 | 101.6 | 148.01 | 155 | 31.6253 | 173.14 | 139.24
203 | 4 | 38 | 11870.0475 | 3276.5667 | 3301.4405 | 1411.57 | 99.24 | 143.34 | 113 | 29.1116 | 165.47 | 135.03
204 | 4 | 39 | 11688.2791 | 3457.7229 | 3238.8377 | 1470.3608 | 81.42 | 109.16 | 167 | 9.6702 | 117.03 | 158.95
205 | 4 | 40 | 12001.6541 | 3276.5667 | 3296.2378 | 1308.9667 | 115.66 | 163.4 | 148 | 44.0663 | 186.87 | 120.14
206 | 4 | 41 | 11810.9083 | 3276.5667 | 3266.2816 | 1308.9667 | 81.83 | 104.89 | 173 | 9.577 | 110.06 | 156.12
207 | 4 | 42 | 11756.4122 | 3457.7229 | 3223.5192 | 1470.3608 | 77.42 | 100.51 | 135 | 7.1008 | 104.91 | 158.56
208 | 4 | 43 | 11888.6447 | 3457.7229 | 3329.6155 | 1470.3608 | 86.81 | 118.71 | 174 | 14.0825 | 130.21 | 154.48
209 | 4 | 44 | 11717.6394 | 3471.5133 | 3207.7327 | 1470.3608 | 90.9 | 136.26 | 96 | 25.5076 | 162.85 | 149.63
210 | 4 | 45 | 11617.8575 | 3457.7229 | 3198.5721 | 1470.3608 | 73.61 | 93.13 | 143 | 5.2859 | 93.97 | 158.91
211 | 4 | 46 | 11888.1827 | 3276.5667 | 3307.1285 | 1411.57 | 97.61 | 136.25 | 192 | 27.4856 | 154.86 | 148.25
212 | 4 | 47 | 11869.409 | 3276.5667 | 3275.7771 | 1411.57 | 80.12 | 103.71 | 140 | 8.4318 | 109.27 | 156.42
213 | 4 | 48 | 11879.8326 | 3457.7229 | 3312.1062 | 1470.3608 | 83.98 | 112.77 | 141 | 13.5848 | 122.31 | 153.43
214 | 4 | 49 | 11900.2914 | 3276.5667 | 3304.2929 | 1414.9904 | 104.2 | 152.12 | 174 | 33.9685 | 177.55 | 131.69
215 | 4 | 50 | 11675.9668 | 3016.2127 | 3214.5906 | 1253.1944 | 87.11 | 114.07 | 150 | 17.5151 | 121.92 | 148.3
216 | 4 | 51 | 11579.3895 | 3016.2127 | 3162.6967 | 1242.4007 | 82.89 | 110.36 | 164 | 13.0689 | 116.71 | 152.39
217 | 4 | 52 | 11641.7225 | 3016.2127 | 3201.5894 | 1242.4007 | 77.19 | 101.16 | 85 | 9.5511 | 105.65 | 157.98
218 | 4 | 53 | 11622.4692 | 3276.5667 | 3203.9097 | 1308.9667 | 70.58 | 88.04 | 124 | 2.1372 | 86.14 | 159.79
219 | 4 | 54 | 11874.0164 | 3249.8834 | 3304.8476 | 1486.8583 | 92.82 | 132.38 | 109 | 24.2515 | 151.1 | 139.55
220 | 4 | 55 | 11817.1289 | 3471.5133 | 3207.309 | 1470.3608 | 105.08 | 157.66 | 125 | 35.7944 | 188.93 | 142.18
221 | 5 | 1 | 11769.1234 | 3276.5667 | 3265.4648 | 1308.9667 | 89.38 | 119.64 | 191 | 16.3554 | 129.51 | 155.28
222 | 5 | 2 | 11596.8339 | 3276.5667 | 3206.1748 | 1308.9667 | 76.63 | 99.22 | 139 | 5.7049 | 101.24 | 158.51
223 | 5 | 3 | 11762.0425 | 3016.2127 | 3244.7119 | 1253.1944 | 78.6 | 103.77 | 138 | 9.4533 | 111.04 | 159.14
224 | 5 | 4 | 11895.977 | 3276.5667 | 3280.885 | 1411.57 | 91.5 | 123.55 | 178 | 19.7598 | 137.58 | 146.14
225 | 5 | 5 | 11538.93 | 3457.7229 | 3188.1457 | 1470.3608 | 73.83 | 96.63 | 145 | 5.5822 | 100.27 | 161.11
226 | 5 | 6 | 11841.8928 | 3016.4819 | 3239.8972 | 1253.1944 | 91.87 | 121.8 | 161 | 21.5233 | 133.9 | 146.61
227 | 5 | 7 | 11652.0046 | 3276.5667 | 3242.572 | 1308.9667 | 79.35 | 104.05 | 141 | 8.4368 | 108.68 | 158.51
228 | 5 | 8 | 11616.8242 | 3016.2127 | 3186.7337 | 1440.5147 | 77.61 | 98.84 | 150 | 7.8628 | 101.52 | 158.91
229 | 5 | 9 | 11766.0549 | 3016.4819 | 3266.9392 | 1249.2975 | 85.28 | 109.98 | 144 | 11.9088 | 114.38 | 150.05
230 | 5 | 10 | 11544.6567 | 3052.6584 | 3127.3278 | 1283.1376 | 73.72 | 93.6 | 157 | 6.5178 | 94.7 | 156.78
231 | 5 | 11 | 11821.4982 | 3457.7229 | 3255.5813 | 1470.3608 | 99.23 | 144.53 | 156 | 27.6699 | 167.65 | 146.14
232 | 5 | 12 | 11694.8311 | 3457.7229 | 3217.1572 | 1470.3608 | 93.57 | 126.05 | 188 | 22.2795 | 137.76 | 145.43
233 | 5 | 13 | 11788.9454 | 3457.7229 | 3262.0339 | 1470.3608 | 92.12 | 126.66 | 159 | 19.871 | 139.46 | 147.43
234 | 5 | 14 | 11553.8518 | 2893.7405 | 3168.6034 | 1253.1944 | 83.71 | 107.75 | 151 | 13.3619 | 110.78 | 149.31
235 | 5 | 15 | 11666.7525 | 3191.6893 | 3239.9088 | 1411.57 | 82.9 | 114.05 | 119 | 13.2887 | 125.39 | 154.6
236 | 5 | 16 | 11541.2434 | 3169.3982 | 3147.7515 | 1411.57 | 74.98 | 95.68 | 133 | 5.4545 | 97.97 | 162.03
237 | 5 | 17 | 11508.8222 | 3016.4819 | 3157.2511 | 1249.2975 | 76.6 | 101.32 | 142 | 8.4518 | 105.94 | 156.18
238 | 5 | 18 | 11607.1032 | 3016.2127 | 3202.3463 | 1242.4007 | 76.86 | 99.88 | 160 | 8.341 | 104.13 | 158.96
239 | 5 | 19 | 11779.3776 | 3276.5667 | 3235.2631 | 1411.57 | 97.43 | 138.91 | 170 | 27.3747 | 160.8 | 145.04
240 | 5 | 20 | 11611.5051 | 3276.5667 | 3204.8474 | 1308.9667 | 98.6 | 131.04 | 195 | 27.6909 | 142.38 | 147.73
241 | 5 | 21 | 11559.8263 | 2997.4484 | 3167.1336 | 1232.1221 | 80.23 | 102.4 | 199 | 10.7344 | 104 | 146.6
242 | 5 | 22 | 11653.2666 | 2916.2418 | 3205.1671 | 1230.3578 | 79.31 | 102.5 | 146 | 9.6253 | 105.63 | 157.1
243 | 5 | 23 | 11690.7034 | 3457.7229 | 3200.0675 | 1470.3608 | 107.16 | 160.68 | 172 | 36.777 | 192.92 | 137.06
244 | 5 | 24 | 11525.4052 | 3223.8958 | 3148.8791 | 1414.9904 | 72.45 | 93.23 | 157 | 4.7932 | 93.57 | 160.51
245 | 5 | 25 | 11889.0117 | 3457.7229 | 3286.0177 | 1470.3608 | 86.32 | 113.76 | 185 | 13.8239 | 120.41 | 146.28
246 | 5 | 26 | 11536.1197 | 2542.0351 | 3132.7578 | 1037.9575 | 68.97 | 86.5 | 120 | 2.3052 | 86.02 | 162.54
247 | 5 | 27 | 11680.0968 | 3457.7229 | 3226.7933 | 1470.3608 | 84 | 114.59 | 161 | 13.1809 | 124.03 | 153.84
248 | 5 | 28 | 11652.8353 | 3276.5667 | 3228.9506 | 1308.9667 | 76.24 | 97.29 | 151 | 7.0563 | 98.91 | 155.88
249 | 5 | 29 | 11747.9405 | 3457.7229 | 3236.8507 | 1470.3608 | 92.4 | 128.63 | 140 | 23.0346 | 141.7 | 140.42
250 | 5 | 30 | 11903.3394 | 3457.7229 | 3310.8845 | 1470.3608 | 152.16 | 251.88 | 206 | 80.2822 | 319.69 | 97.53
251 | 5 | 31 | 11996.525 | 3457.7229 | 3342.7266 | 1470.3608 | 97.27 | 138.65 | 196 | 24.715 | 159.41 | 148.43
252 | 5 | 32 | 11495.608 | 3223.8958 | 3114.4592 | 1414.9904 | 82.35 | 110.86 | 166 | 13.8794 | 118 | 150.21
253 | 5 | 33 | 11726.2565 | 3223.8958 | 3225.7252 | 1414.9904 | 85.25 | 117.25 | 155 | 16.3451 | 130.87 | 156.19
254 | 5 | 34 | 11719.559 | 3471.5133 | 3254.76 | 1435.2666 | 92.94 | 131.33 | 190 | 24.2823 | 149.86 | 151.85
255 | 5 | 35 | 11569.6856 | 3276.5667 | 3165.9526 | 1308.9667 | 78.84 | 100.88 | 161 | 10.6186 | 103.12 | 150.23
256 | 5 | 36 | 11745.6554 | 3223.8958 | 3262.7967 | 1440.5147 | 73.17 | 92.15 | 123 | 3.2144 | 91.96 | 159.69
257 | 5 | 37 | 11814.3172 | 3457.7229 | 3234.2044 | 1470.3608 | 101.08 | 151.22 | 143 | 30.5104 | 179.96 | 145.83
258 | 5 | 38 | 11870.0475 | 3276.5667 | 3301.4405 | 1411.57 | 95.15 | 132.84 | 125 | 25.0619 | 150.2 | 142.97
259 | 5 | 39 | 11688.2791 | 3457.7229 | 3238.8377 | 1470.3608 | 89.77 | 120.3 | 204 | 17.9632 | 129.59 | 149.21
260 | 5 | 40 | 12001.6541 | 3276.5667 | 3296.2378 | 1308.9667 | 108.27 | 156.6 | 138 | 36.7748 | 184.34 | 137.69
261 | 5 | 41 | 11810.9083 | 3276.5667 | 3266.2816 | 1308.9667 | 80.33 | 100.27 | 163 | 7.7248 | 102.36 | 155.75
262 | 5 | 42 | 11756.4122 | 3457.7229 | 3223.5192 | 1470.3608 | 84.43 | 111.14 | 148 | 13.7104 | 118.26 | 151.48
263 | 5 | 43 | 11888.6447 | 3457.7229 | 3329.6155 | 1470.3608 | 95.37 | 136.86 | 193 | 22.9132 | 157.09 | 150.25
264 | 5 | 44 | 11717.6394 | 3471.5133 | 3207.7327 | 1470.3608 | 75.95 | 104.63 | 83 | 10.6214 | 115.81 | 159.24
265 | 5 | 45 | 11617.8575 | 3457.7229 | 3198.5721 | 1470.3608 | 85.81 | 115.11 | 133 | 17.2955 | 123.25 | 151.37
266 | 5 | 46 | 11888.1827 | 3276.5667 | 3307.1285 | 1411.57 | 96.27 | 134.61 | 179 | 26.2059 | 154.28 | 149.79
267 | 5 | 47 | 11869.409 | 3276.5667 | 3275.7771 | 1411.57 | 88.99 | 119.85 | 140 | 17.3634 | 130.86 | 145.83
268 | 5 | 48 | 11879.8326 | 3457.7229 | 3312.1062 | 1470.3608 | 81.26 | 107.43 | 147 | 10.802 | 114.75 | 155.48
269 | 5 | 49 | 11900.2914 | 3276.5667 | 3304.2929 | 1414.9904 | 114.4 | 170.53 | 171 | 43.9665 | 202.46 | 124.04
270 | 5 | 50 | 11675.9668 | 3016.2127 | 3214.5906 | 1253.1944 | 82.32 | 111.19 | 118 | 13.0763 | 121.73 | 157.6
271 | 5 | 51 | 11579.3895 | 3016.2127 | 3162.6967 | 1242.4007 | 72.24 | 91.17 | 125 | 2.9392 | 91.42 | 162.63
272 | 5 | 52 | 11641.7225 | 3016.2127 | 3201.5894 | 1242.4007 | 82.56 | 107.37 | 87 | 15.3384 | 111.79 | 152.69
273 | 5 | 53 | 11622.4692 | 3276.5667 | 3203.9097 | 1308.9667 | 70.94 | 88.63 | 136 | 2.2541 | 86.85 | 159.78
274 | 5 | 54 | 11874.0164 | 3249.8834 | 3304.8476 | 1486.8583 | 88.19 | 122.48 | 100 | 19.4187 | 134.51 | 140.62
275 | 5 | 55 | 11817.1289 | 3471.5133 | 3207.309 | 1470.3608 | 95.1 | 134.5 | 125 | 25.4202 | 152.15 | 146.31
276 | 6 | 1 | 11769.1234 | 3276.5667 | 3265.4648 | 1308.9667 | 84.78 | 109.87 | 190 | 11.9561 | 115.03 | 157.1
277 | 6 | 2 | 11596.8339 | 3276.5667 | 3206.1748 | 1308.9667 | 76.61 | 97.58 | 152 | 5.6944 | 98.36 | 160.35
278 | 6 | 3 | 11762.0425 | 3016.2127 | 3244.7119 | 1253.1944 | 76.1 | 97.77 | 140 | 6.5581 | 101.2 | 159.26
279 | 6 | 4 | 11895.977 | 3276.5667 | 3280.885 | 1411.57 | 90.61 | 121.73 | 184 | 18.5632 | 134.53 | 145.97
280 | 6 | 5 | 11538.93 | 3457.7229 | 3188.1457 | 1470.3608 | 83.21 | 112.31 | 164 | 14.5956 | 121.57 | 155.43
281 | 6 | 6 | 11841.8928 | 3016.4819 | 3239.8972 | 1253.1944 | 89.45 | 120.53 | 165 | 18.2877 | 131.78 | 144.55
282 | 6 | 7 | 11652.0046 | 3276.5667 | 3242.572 | 1308.9667 | 80.08 | 104.54 | 127 | 9.2514 | 108.6 | 156.98
283 | 6 | 8 | 11616.8242 | 3016.2127 | 3186.7337 | 1440.5147 | 85.96 | 111.97 | 157 | 15.8366 | 117.24 | 149.59
284 | 6 | 9 | 11766.0549 | 3016.4819 | 3266.9392 | 1249.2975 | 76.47 | 95.96 | 147 | 3.4671 | 96.45 | 159.37
285 | 6 | 10 | 11544.6567 | 3052.6584 | 3127.3278 | 1283.1376 | 72.77 | 91.6 | 150 | 5.5048 | 92.56 | 160.12
286 | 6 | 11 | 11821.4982 | 3457.7229 | 3255.5813 | 1470.3608 | 98.74 | 142.63 | 133 | 27.2808 | 165.07 | 150.65
287 | 6 | 12 | 11694.8311 | 3457.7229 | 3217.1572 | 1470.3608 | 85.87 | 114.45 | 171 | 14.4868 | 124.03 | 154.79
288 | 6 | 13 | 11788.9454 | 3457.7229 | 3262.0339 | 1470.3608 | 92.89 | 130.18 | 168 | 20.9135 | 145.63 | 148.73
289 | 6 | 14 | 11553.8518 | 2893.7405 | 3168.6034 | 1253.1944 | 74.43 | 94.02 | 130 | 4.4721 | 94.33 | 161.02
290 | 6 | 15 | 11666.7525 | 3191.6893 | 3239.9088 | 1411.57 | 91.27 | 126.92 | 121 | 21.3279 | 141.07 | 144.65
291 | 6 | 16 | 11541.2434 | 3169.3982 | 3147.7515 | 1411.57 | 77.04 | 100.42 | 153 | 7.3267 | 105.23 | 160.07
292 | 6 | 17 | 11508.8222 | 3016.4819 | 3157.2511 | 1249.2975 | 72.82 | 93.92 | 155 | 4.6629 | 95.11 | 160.69
293 | 6 | 18 | 11607.1032 | 3016.2127 | 3202.3463 | 1242.4007 | 79.86 | 106.46 | 153 | 11.846 | 114.66 | 158.49
294 | 6 | 19 | 11779.3776 | 3276.5667 | 3235.2631 | 1411.57 | 95.59 | 137.7 | 162 | 24.9942 | 159.54 | 147.57
295 | 6 | 20 | 11611.5051 | 3276.5667 | 3204.8474 | 1308.9667 | 77.03 | 98.35 | 171 | 6.0967 | 101.15 | 161.96
296 | 6 | 21 | 11559.8263 | 2997.4484 | 3167.1336 | 1232.1221 | 72.07 | 89.26 | 169 | 2.9577 | 88.74 | 160.71
297 | 6 | 22 | 11653.2666 | 2916.2418 | 3205.1671 | 1230.3578 | 79.13 | 102.13 | 132 | 9.3535 | 105.34 | 157.26
298 | 6 | 23 | 11690.7034 | 3457.7229 | 3200.0675 | 1470.3608 | 81.33 | 108.93 | 158 | 11.0926 | 117.95 | 155.84
299 | 6 | 24 | 11525.4052 | 3223.8958 | 3148.8791 | 1414.9904 | 74.96 | 97.66 | 163 | 7.1817 | 99.1 | 157.71
300 | 6 | 25 | 11889.0117 | 3457.7229 | 3286.0177 | 1470.3608 | 101.34 | 141.24 | 160 | 28.6835 | 157.89 | 138.18
301 | 6 | 26 | 11536.1197 | 2542.0351 | 3132.7578 | 1037.9575 | 68.95 | 86.42 | 115 | 2.2336 | 85.87 | 162.55
302 | 6 | 27 | 11680.0968 | 3457.7229 | 3226.7933 | 1470.3608 | 89.41 | 123.6 | 155 | 18.6556 | 136.39 | 151.03
303 | 6 | 28 | 11652.8353 | 3276.5667 | 3228.9506 | 1308.9667 | 74.06 | 93.38 | 139 | 4.5938 | 94.33 | 160.09
304 | 6 | 29 | 11747.9405 | 3457.7229 | 3236.8507 | 1470.3608 | 80.35 | 107.7 | 128 | 11.5177 | 115.59 | 156.71
305 | 6 | 30 | 11903.3394 | 3457.7229 | 3310.8845 | 1470.3608 | 131.2 | 206.31 | 214 | 58.9656 | 254.61 | 115.68
306 | 6 | 31 | 11996.525 | 3457.7229 | 3342.7266 | 1470.3608 | 97.36 | 138.24 | 192 | 24.7831 | 157.8 | 143.39
307 | 6 | 32 | 11495.608 | 3223.8958 | 3114.4592 | 1414.9904 | 81 | 108.85 | 172 | 12.8058 | 114.35 | 149.49
308 | 6 | 33 | 11726.2565 | 3223.8958 | 3225.7252 | 1414.9904 | 79.69 | 105.29 | 160 | 10.752 | 112.45 | 156.83
309 | 6 | 34 | 11719.559 | 3471.5133 | 3254.76 | 1435.2666 | 82.38 | 113.87 | 166 | 14.1439 | 126.1 | 156.92
310 | 6 | 35 | 11569.6856 | 3276.5667 | 3165.9526 | 1308.9667 | 81.16 | 104.99 | 176 | 12.8593 | 109.17 | 151.6
311 | 6 | 36 | 11745.6554 | 3223.8958 | 3262.7967 | 1440.5147 | 74.46 | 94.39 | 127 | 4.4166 | 94.98 | 158.67
312 | 6 | 37 | 11814.3172 | 3457.7229 | 3234.2044 | 1470.3608 | 104.09 | 153.27 | 151 | 33.6958 | 180.84 | 141.77
313 | 6 | 38 | 11870.0475 | 3276.5667 | 3301.4405 | 1411.57 | 113.51 | 169.57 | 113 | 43.3178 | 202.64 | 125.44
314 | 6 | 39 | 11688.2791 | 3457.7229 | 3238.8377 | 1470.3608 | 80.52 | 106.27 | 176 | 8.6312 | 112.56 | 159.41
315 | 6 | 40 | 12001.6541 | 3276.5667 | 3296.2378 | 1308.9667 | 95.26 | 132.59 | 114 | 23.2698 | 150.91 | 148.18
316 | 6 | 41 | 11810.9083 | 3276.5667 | 3266.2816 | 1308.9667 | 78.59 | 98.39 | 155 | 6.271 | 100.7 | 157.75
317 | 6 | 42 | 11756.4122 | 3457.7229 | 3223.5192 | 1470.3608 | 85.04 | 112.37 | 149 | 14.3402 | 120.04 | 154.57
318 | 6 | 43 | 11888.6447 | 3457.7229 | 3329.6155 | 1470.3608 | 101.77 | 149.31 | 185 | 29.1432 | 174.54 | 142.98
319 | 6 | 44 | 11717.6394 | 3471.5133 | 3207.7327 | 1470.3608 | 80.55 | 111.26 | 109 | 14.8857 | 123.94 | 154.71
320 | 6 | 45 | 11617.8575 | 3457.7229 | 3198.5721 | 1470.3608 | 81.72 | 111.38 | 134 | 12.8596 | 121.14 | 155.81
321 | 6 | 46 | 11888.1827 | 3276.5667 | 3307.1285 | 1411.57 | 98.97 | 138.35 | 170 | 28.6879 | 157.17 | 141.67
322 | 6 | 47 | 11869.409 | 3276.5667 | 3275.7771 | 1411.57 | 91.07 | 125.92 | 132 | 19.4735 | 141.82 | 146.48
323 | 6 | 48 | 11879.8326 | 3457.7229 | 3312.1062 | 1470.3608 | 88.42 | 122.05 | 151 | 18.2562 | 135.45 | 147.75
324 | 6 | 49 | 11900.2914 | 3276.5667 | 3304.2929 | 1414.9904 | 109.17 | 161.3 | 183 | 38.1776 | 190.75 | 136.37
325 | 6 | 50 | 11675.9668 | 3016.2127 | 3214.5906 | 1253.1944 | 82.2 | 109.76 | 131 | 12.4151 | 119.02 | 156.77
326 | 6 | 51 | 11579.3895 | 3016.2127 | 3162.6967 | 1242.4007 | 89.84 | 123.57 | 135 | 20.7509 | 134.25 | 144.22
327 | 6 | 52 | 11641.7225 | 3016.2127 | 3201.5894 | 1242.4007 | 76.7 | 99.41 | 98 | 9.0527 | 101.85 | 154.68
328 | 6 | 53 | 11622.4692 | 3276.5667 | 3203.9097 | 1308.9667 | 74.15 | 93.42 | 134 | 5.5855 | 92.6 | 157.36
329 | 6 | 54 | 11874.0164 | 3249.8834 | 3304.8476 | 1486.8583 | 87.86 | 122.21 | 98 | 19.5537 | 136.66 | 145.79
330 | 6 | 55 | 11817.1289 | 3471.5133 | 3207.309 | 1470.3608 | 87.63 | 119.91 | 102 | 17.9836 | 131.3 | 149.67
331 | 7 | 1 | 11769.1234 | 3276.5667 | 3265.4648 | 1308.9667 | 83.99 | 108.25 | 177 | 11.2316 | 112.17 | 154.18
332 | 7 | 2 | 11596.8339 | 3276.5667 | 3206.1748 | 1308.9667 | 84.69 | 112.66 | 160 | 13.4438 | 119.06 | 152.83
333 | 7 | 3 | 11762.0425 | 3016.2127 | 3244.7119 | 1253.1944 | 78.37 | 104.08 | 121 | 9.3474 | 111.14 | 159.41
334 | 7 | 4 | 11895.977 | 3276.5667 | 3280.885 | 1411.57 | 94.9 | 129.59 | 163 | 23.2074 | 146.11 | 146.66
335 | 7 | 5 | 11538.93 | 3457.7229 | 3188.1457 | 1470.3608 | 76.42 | 101.35 | 158 | 7.5654 | 106.55 | 160.09
336 | 7 | 6 | 11841.8928 | 3016.4819 | 3239.8972 | 1253.1944 | 86.14 | 114.65 | 165 | 15.0862 | 124.82 | 150.28
337 | 7 | 7 | 11652.0046 | 3276.5667 | 3242.572 | 1308.9667 | 79.37 | 101.9 | 150 | 8.5108 | 104.33 | 155.87
338 | 7 | 8 | 11616.8242 | 3016.2127 | 3186.7337 | 1440.5147 | 93.14 | 124.47 | 155 | 23.1794 | 134.79 | 147.9
339 | 7 | 9 | 11766.0549 | 3016.4819 | 3266.9392 | 1249.2975 | 84.96 | 109.13 | 185 | 11.648 | 113.43 | 151.53
340 | 7 | 10 | 11544.6567 | 3052.6584 | 3127.3278 | 1283.1376 | 74.22 | 93.42 | 163 | 7.0989 | 94.51 | 158.3
341 | 7 | 11 | 11821.4982 | 3457.7229 | 3255.5813 | 1470.3608 | 89.28 | 126 | 128 | 18.3055 | 142.79 | 155.97
342 | 7 | 12 | 11694.8311 | 3457.7229 | 3217.1572 | 1470.3608 | 89.98 | 119.04 | 194 | 18.9473 | 128.11 | 149.61
343 | 7 | 13 | 11788.9454 | 3457.7229 | 3262.0339 | 1470.3608 | 96.62 | 133.51 | 167 | 24.8552 | 149.61 | 145.79
344 | 7 | 14 | 11553.8518 | 2893.7405 | 3168.6034 | 1253.1944 | 72.96 | 92.03 | 132 | 3.2132 | 91.2 | 160.1
345 | 7 | 15 | 11666.7525 | 3191.6893 | 3239.9088 | 1411.57 | 91.85 | 125.36 | 140 | 22.2498 | 138.12 | 145.62
346 | 7 | 16 | 11541.2434 | 3169.3982 | 3147.7515 | 1411.57 | 85.67 | 119.56 | 138 | 16.6649 | 134.66 | 152.09
347 | 7 | 17 | 11508.8222 | 3016.4819 | 3157.2511 | 1249.2975 | 77.47 | 101.29 | 182 | 8.5698 | 104.09 | 155.35
348 | 7 | 18 | 11607.1032 | 3016.2127 | 3202.3463 | 1242.4007 | 74.21 | 96.54 | 146 | 6.6283 | 100.27 | 160.66
349 | 7 | 19 | 11779.3776 | 3276.5667 | 3235.2631 | 1411.57 | 88.25 | 121.81 | 184 | 17.9303 | 136.4 | 149.1
350 | 7 | 20 | 11611.5051 | 3276.5667 | 3204.8474 | 1308.9667 | 79.13 | 100.45 | 186 | 8.1048 | 103.48 | 158.91
351 | 7 | 21 | 11559.8263 | 2997.4484 | 3167.1336 | 1232.1221 | 71.97 | 88.88 | 187 | 3.1752 | 88.41 | 160.04
352 | 7 | 22 | 11653.2666 | 2916.2418 | 3205.1671 | 1230.3578 | 76.5 | 97.29 | 113 | 7.2124 | 99.03 | 158.86
353 | 7 | 23 | 11690.7034 | 3457.7229 | 3200.0675 | 1470.3608 | 109.96 | 164.33 | 167 | 39.6482 | 196.7 | 132.44
354 | 7 | 24 | 11525.4052 | 3223.8958 | 3148.8791 | 1414.9904 | 80.49 | 106.53 | 146 | 12.9558 | 111.17 | 155.48
355 | 7 | 25 | 11889.0117 | 3457.7229 | 3286.0177 | 1470.3608 | 81.69 | 106.95 | 161 | 9.4804 | 113.73 | 156.66
356 | 7 | 26 | 11536.1197 | 2542.0351 | 3132.7578 | 1037.9575 | 68.08 | 85.38 | 107 | 1.9249 | 84.58 | 162.64
357 | 7 | 27 | 11680.0968 | 3457.7229 | 3226.7933 | 1470.3608 | 87.05 | 117.56 | 159 | 16.1652 | 126.9 | 149.6
358 | 7 | 28 | 11652.8353 | 3276.5667 | 3228.9506 | 1308.9667 | 76 | 96.12 | 135 | 6.7159 | 97.77 | 158.51
359 | 7 | 29 | 11747.9405 | 3457.7229 | 3236.8507 | 1470.3608 | 87.78 | 116.5 | 134 | 18.4686 | 125.77 | 151.29
360 | 7 | 30 | 11903.3394 | 3457.7229 | 3310.8845 | 1470.3608 | 126.42 | 198.64 | 184 | 54.6016 | 243.53 | 116.65
361 | 7 | 31 | 11996.525 | 3457.7229 | 3342.7266 | 1470.3608 | 99.49 | 141.98 | 212 | 27.0223 | 163.8 | 144.13
362 | 7 | 32 | 11495.608 | 3223.8958 | 3114.4592 | 1414.9904 | 86.33 | 114.52 | 193 | 18.0627 | 122.41 | 149.56
363 | 7 | 33 | 11726.2565 | 3223.8958 | 3225.7252 | 1414.9904 | 80.48 | 107.44 | 140 | 11.5546 | 116.19 | 157.67
364 | 7 | 34 | 11719.559 | 3471.5133 | 3254.76 | 1435.2666 | 83.72 | 112.8 | 176 | 15.4273 | 122.47 | 155.36
365 | 7 | 35 | 11569.6856 | 3276.5667 | 3165.9526 | 1308.9667 | 79.71 | 101.19 | 173 | 12.0626 | 103.53 | 150.95
366 | 7 | 36 | 11745.6554 | 3223.8958 | 3262.7967 | 1440.5147 | 77.35 | 98.65 | 128 | 7.1129 | 100.78 | 157.49
367 | 7 | 37 | 11814.3172 | 3457.7229 | 3234.2044 | 1470.3608 | 100.43 | 149.1 | 156 | 30.0645 | 177.17 | 145.72
368 | 7 | 38 | 11870.0475 | 3276.5667 | 3301.4405 | 1411.57 | 84.56 | 115.85 | 83 | 14.9958 | 127.55 | 148.92
369 | 7 | 39 | 11688.2791 | 3457.7229 | 3238.8377 | 1470.3608 | 94.18 | 127.68 | 209 | 22.3671 | 139.99 | 147.5
370 | 7 | 40 | 12001.6541 | 3276.5667 | 3296.2378 | 1308.9667 | 102.18 | 143.88 | 126 | 30.9342 | 164.64 | 136.91
371 | 7 | 41 | 11810.9083 | 3276.5667 | 3266.2816 | 1308.9667 | 84.48 | 108.82 | 180 | 11.8475 | 115.38 | 154.12
372 | 7 | 42 | 11756.4122 | 3457.7229 | 3223.5192 | 1470.3608 | 81.68 | 104.14 | 124 | 11.1389 | 107.12 | 154.7
373 | 7 | 43 | 11888.6447 | 3457.7229 | 3329.6155 | 1470.3608 | 106.05 | 156.7 | 181 | 33.1213 | 185.12 | 141.47
374 | 7 | 44 | 11717.6394 | 3471.5133 | 3207.7327 | 1470.3608 | 78.37 | 109.2 | 109 | 12.827 | 122.22 | 157.26
375 | 7 | 45 | 11617.8575 | 3457.7229 | 3198.5721 | 1470.3608 | 79.04 | 105.01 | 138 | 10.7067 | 111.24 | 156.07
376 | 7 | 46 | 11888.1827 | 3276.5667 | 3307.1285 | 1411.57 | 81.58 | 109.37 | 151 | 12.1521 | 118.84 | 155.87
377 | 7 | 47 | 11869.409 | 3276.5667 | 3275.7771 | 1411.57 | 89.01 | 119 | 149 | 17.0474 | 129.18 | 145.36
378 | 7 | 48 | 11879.8326 | 3457.7229 | 3312.1062 | 1470.3608 | 86.54 | 116.76 | 134 | 16.4938 | 126.94 | 149.83
379 | 7 | 49 | 11900.2914 | 3276.5667 | 3304.2929 | 1414.9904 | 103.6 | 146.03 | 187 | 32.6392 | 166.04 | 136.19
380 | 7 | 50 | 11675.9668 | 3016.2127 | 3214.5906 | 1253.1944 | 87.45 | 118.5 | 151 | 17.9649 | 129.42 | 151.04
381 | 7 | 51 | 11579.3895 | 3016.2127 | 3162.6967 | 1242.4007 | 78.07 | 103.02 | 129 | 8.8288 | 109.12 | 160.25
382 | 7 | 52 | 11641.7225 | 3016.2127 | 3201.5894 | 1242.4007 | 76.95 | 97.4 | 100 | 9.3615 | 98.51 | 154.36
383 | 7 | 53 | 11622.4692 | 3276.5667 | 3203.9097 | 1308.9667 | 76.37 | 96.31 | 143 | 8.0968 | 96.1 | 154.72
384 | 7 | 54 | 11874.0164 | 3249.8834 | 3304.8476 | 1486.8583 | 91.55 | 130.46 | 95 | 23.4199 | 149.02 | 141.02
385 | 7 | 55 | 11817.1289 | 3471.5133 | 3207.309 | 1470.3608 | 100.28 | 140.23 | 121 | 31.1394 | 158.25 | 136.53
386 | 8 | 1 | 11769.1234 | 3276.5667 | 3265.4648 | 1308.9667 | 77.37 | 98.18 | 172 | 4.4742 | 99.43 | 159.63
387 | 8 | 2 | 11596.8339 | 3276.5667 | 3206.1748 | 1308.9667 | 73.21 | 92.44 | 140 | 2.8291 | 91.88 | 161.68
388 | 8 | 3 | 11762.0425 | 3016.2127 | 3244.7119 | 1253.1944 | 85 | 113.94 | 142 | 15.9651 | 124.27 | 154.44
389 | 8 | 4 | 11895.977 | 3276.5667 | 3280.885 | 1411.57 | 87.17 | 114.94 | 185 | 15.4889 | 124.41 | 147.97
390 | 8 | 5 | 11538.93 | 3457.7229 | 3188.1457 | 1470.3608 | 87.53 | 123.43 | 159 | 18.6384 | 138.35 | 153.95
391 | 8 | 6 | 11841.8928 | 3016.4819 | 3239.8972 | 1253.1944 | 89.18 | 120.88 | 173 | 19.2771 | 133.74 | 144.29
392 | 8 | 7 | 11652.0046 | 3276.5667 | 3242.572 | 1308.9667 | 90.47 | 121.98 | 141 | 19.6848 | 131.94 | 146.68
393 | 8 | 8 | 11616.8242 | 3016.2127 | 3186.7337 | 1440.5147 | 86.54 | 111.42 | 153 | 16.9435 | 115.31 | 146.07
394 | 8 | 9 | 11766.0549 | 3016.4819 | 3266.9392 | 1249.2975 | 79.82 | 99.76 | 137 | 6.8136 | 101.19 | 157.19
395 | 8 | 10 | 11544.6567 | 3052.6584 | 3127.3278 | 1283.1376 | 75.36 | 95.18 | 175 | 8.3541 | 97.01 | 157.55
396 | 8 | 11 | 11821.4982 | 3457.7229 | 3255.5813 | 1470.3608 | 86.07 | 116.82 | 138 | 14.794 | 127.05 | 152.99
397 | 8 | 12 | 11694.8311 | 3457.7229 | 3217.1572 | 1470.3608 | 85.57 | 113.15 | 158 | 14.9456 | 121.91 | 152.06
398 | 8 | 13 | 11788.9454 | 3457.7229 | 3262.0339 | 1470.3608 | 89.8 | 127.88 | 162 | 18.2546 | 144.38 | 153.34
399 | 8 | 14 | 11553.8518 | 2893.7405 | 3168.6034 | 1253.1944 | 71.53 | 89.92 | 117 | 2.609 | 89.33 | 162.05
400 | 8 | 15 | 11666.7525 | 3191.6893 | 3239.9088 | 1411.57 | 85.39 | 117.71 | 137 | 16.0234 | 130.47 | 152.26
401 | 8 | 16 | 11541.2434 | 3169.3982 | 3147.7515 | 1411.57 | 81.35 | 108.93 | 136 | 12.2419 | 117.98 | 155.97
402 | 8 | 17 | 11508.8222 | 3016.4819 | 3157.2511 | 1249.2975 | 88.16 | 115.09 | 177 | 19.866 | 122.32 | 149.24
403 | 8 | 18 | 11607.1032 | 3016.2127 | 3202.3463 | 1242.4007 | 82.8 | 109.17 | 166 | 14.521 | 115.93 | 151.92
404 | 8 | 19 | 11779.3776 | 3276.5667 | 3235.2631 | 1411.57 | 86.29 | 116.95 | 178 | 16.7743 | 126.62 | 144.01
405 | 8 | 20 | 11611.5051 | 3276.5667 | 3204.8474 | 1308.9667 | 81.46 | 106.52 | 183 | 11.5014 | 112.67 | 156.67
406 | 8 | 21 | 11559.8263 | 2997.4484 | 3167.1336 | 1232.1221 | 80.18 | 101.57 | 201 | 11.4079 | 103.77 | 149.58
407 | 8 | 22 | 11653.2666 | 2916.2418 | 3205.1671 | 1230.3578 | 76.73 | 97.68 | 122 | 7.6513 | 98.17 | 153.64
408 | 8 | 23 | 11690.7034 | 3457.7229 | 3200.0675 | 1470.3608 | 93.9 | 127.5 | 179 | 23.8195 | 141.97 | 144.57
409 | 8 | 24 | 11525.4052 | 3223.8958 | 3148.8791 | 1414.9904 | 79.6 | 104.19 | 156 | 12.0327 | 106.47 | 153.85
410 | 8 | 25 | 11889.0117 | 3457.7229 | 3286.0177 | 1470.3608 | 74.6 | 92 | 139 | 2.6228 | 91.66 | 158.95
411 | 8 | 26 | 11536.1197 | 2542.0351 | 3132.7578 | 1037.9575 | 72.38 | 91.22 | 128 | 5.9096 | 91.98 | 159.05
412 | 8 | 27 | 11680.0968 | 3457.7229 | 3226.7933 | 1470.3608 | 93.68 | 133.5 | 154 | 22.9152 | 149.79 | 143.79
413 | 8 | 28 | 11652.8353 | 3276.5667 | 3228.9506 | 1308.9667 | 75.13 | 94.96 | 147 | 5.7931 | 95.66 | 155.76
414 | 8 | 29 | 11747.9405 | 3457.7229 | 3236.8507 | 1470.3608 | 79.41 | 104.3 | 121 | 9.8611 | 109.77 | 156.14
415 | 8 | 30 | 11903.3394 | 3457.7229 | 3310.8845 | 1470.3608 | 141.48 | 217.42 | 214 | 69.2148 | 266.13 | 104.37
416 | 8 | 31 | 11996.525 | 3457.7229 | 3342.7266 | 1470.3608 | 93.33 | 132.6 | 198 | 21.1483 | 151.67 | 149.82
417 | 8 | 32 | 11495.608 | 3223.8958 | 3114.4592 | 1414.9904 | 80.63 | 105.92 | 188 | 12.6462 | 110.09 | 150
418 | 8 | 33 | 11726.2565 | 3223.8958 | 3225.7252 | 1414.9904 | 89.12 | 120.31 | 139 | 20.383 | 131.83 | 152.43
419 | 8 | 34 | 11719.559 | 3471.5133 | 3254.76 | 1435.2666 | 81.29 | 105.49 | 170 | 12.966 | 110.17 | 149.74
420 | 8 | 35 | 11569.6856 | 3276.5667 | 3165.9526 | 1308.9667 | 79.8 | 101.66 | 163 | 12.3277 | 104.41 | 149.86
421 | 8 | 36 | 11745.6554 | 3223.8958 | 3262.7967 | 1440.5147 | 73.21 | 92.1 | 130 | 3.1912 | 91.86 | 159.66
422 | 8 | 37 | 11814.3172 | 3457.7229 | 3234.2044 | 1470.3608 | 105.98 | 156.3 | 162 | 35.54 | 183.94 | 137.89
423 | 8 | 38 | 11870.0475 | 3276.5667 | 3301.4405 | 1411.57 | 110.97 | 167.9 | 105 | 41.056 | 202.83 | 129.85
424 | 8 | 39 | 11688.2791 | 3457.7229 | 3238.8377 | 1470.3608 | 90.62 | 124.73 | 207 | 19.0187 | 137.67 | 150.36
425 | 8 | 40 | 12001.6541 | 3276.5667 | 3296.2378 | 1308.9667 | 110.86 | 159.33 | 146 | 39.5067 | 184.26 | 129.67
426 | 8 | 41 | 11810.9083 | 3276.5667 | 3266.2816 | 1308.9667 | 81.14 | 101.88 | 168 | 9.2128 | 104.19 | 155.22
427 | 8 | 42 | 11756.4122 | 3457.7229 | 3223.5192 | 1470.3608 | 76.66 | 96.01 | 136 | 5.9972 | 95.7 | 153.91
428 | 8 | 43 | 11888.6447 | 3457.7229 | 3329.6155 | 1470.3608 | 103.92 | 155.56 | 165 | 31.2504 | 184.36 | 145.37
429 | 8 | 44 | 11717.6394 | 3471.5133 | 3207.7327 | 1470.3608 | 81.51 | 112.89 | 96 | 16.2198 | 125.24 | 149.74
430 | 8 | 45 | 11617.8575 | 3457.7229 | 3198.5721 | 1470.3608 | 88 | 116.43 | 139 | 19.5644 | 123.09 | 146.75
431 | 8 | 46 | 11888.1827 | 3276.5667 | 3307.1285 | 1411.57 | 95.46 | 132.29 | 160 | 25.4267 | 149.76 | 149.8
432 | 8 | 47 | 11869.409 | 3276.5667 | 3275.7771 | 1411.57 | 81.85 | 108.6 | 113 | 10.756 | 117.43 | 157.97
433 | 8 | 48 | 11879.8326 | 3457.7229 | 3312.1062 | 1470.3608 | 87.68 | 124.03 | 151 | 18.2381 | 140.47 | 152.93
434 | 8 | 49 | 11900.2914 | 3276.5667 | 3304.2929 | 1414.9904 | 94.1 | 130.24 | 167 | 23.6282 | 145.42 | 142.52
435 | 8 | 50 | 11675.9668 | 3016.2127 | 3214.5906 | 1253.1944 | 77.47 | 101.69 | 117 | 8.764 | 108.17 | 159.1
436 | 8 | 51 | 11579.3895 | 3016.2127 | 3162.6967 | 1242.4007 | 86.14 | 117.02 | 140 | 16.8503 | 125.94 | 148.03
437 | 8 | 52 | 11641.7225 | 3016.2127 | 3201.5894 | 1242.4007 | 81.01 | 104.62 | 90 | 14.0133 | 106.88 | 146.95
438 | 8 | 53 | 11622.4692 | 3276.5667 | 3203.9097 | 1308.9667 | 71.04 | 88.49 | 119 | 2.035 | 86.42 | 159.82
439 | 8 | 54 | 11874.0164 | 3249.8834 | 3304.8476 | 1486.8583 | 83.37 | 111.69 | 104 | 14.8669 | 118.92 | 143.4
440 | 8 | 55 | 11817.1289 | 3471.5133 | 3207.309 | 1470.3608 | 85.12 | 118.8 | 107 | 16.0855 | 132.21 | 153.85
441 | 9 | 1 | 11769.1234 | 3276.5667 | 3265.4648 | 1308.9667 | 92.73 | 121.85 | 168 | 19.4821 | 128.84 | 151.74
442 | 9 | 2 | 11596.8339 | 3276.5667 | 3206.1748 | 1308.9667 | 74.56 | 94.23 | 157 | 3.5162 | 93.87 | 161.35
443 | 9 | 3 | 11762.0425 | 3016.2127 | 3244.7119 | 1253.1944 | 82.91 | 110.49 | 133 | 13.4863 | 119.04 | 154.95
444 | 9 | 4 | 11895.977 | 3276.5667 | 3280.885 | 1411.57 | 90.77 | 120.89 | 180 | 18.6754 | 133.23 | 146.53
445 | 9 | 5 | 11538.93 | 3457.7229 | 3188.1457 | 1470.3608 | 77.22 | 102.89 | 149 | 8.6724 | 108.67 | 159.36
446 | 9 | 6 | 11841.8928 | 3016.4819 | 3239.8972 | 1253.1944 | 86.49 | 115.15 | 163 | 15.3054 | 125.5 | 148.68
447 | 9 | 7 | 11652.0046 | 3276.5667 | 3242.572 | 1308.9667 | 81.78 | 109.18 | 131 | 10.7658 | 115.81 | 154.72
448 | 9 | 8 | 11616.8242 | 3016.2127 | 3186.7337 | 1440.5147 | 92.69 | 121.22 | 149 | 23.0334 | 129.24 | 146.63
449 | 9 | 9 | 11766.0549 | 3016.4819 | 3266.9392 | 1249.2975 | 82.85 | 106.22 | 141 | 9.8933 | 110.07 | 153.19
450 | 9 | 10 | 11544.6567 | 3052.6584 | 3127.3278 | 1283.1376 | 73.07 | 91.76 | 153 | 5.7618 | 92.53 | 159.68
451 | 9 | 11 | 11821.4982 | 3457.7229 | 3255.5813 | 1470.3608 | 92.78 | 129.74 | 145 | 21.6002 | 146 | 152.5
452 | 9 | 12 | 11694.8311 | 3457.7229 | 3217.1572 | 1470.3608 | 89.05 | 120.77 | 195 | 17.3303 | 132.16 | 152.13
453 | 9 | 13 | 11788.9454 | 3457.7229 | 3262.0339 | 1470.3608 | 86.73 | 119.33 | 136 | 15.5807 | 130.6 | 152.05
454 | 9 | 14 | 11553.8518 | 2893.7405 | 3168.6034 | 1253.1944 | 77.1 | 98.08 | 130 | 7.6062 | 99.12 | 155.98
455 | 9 | 15 | 11666.7525 | 3191.6893 | 3239.9088 | 1411.57 | 80.57 | 109.23 | 110 | 11.0677 | 118.15 | 155.58
456 | 9 | 16 | 11541.2434 | 3169.3982 | 3147.7515 | 1411.57 | 75.09 | 97.64 | 119 | 5.9546 | 101.74 | 160.69
457 | 9 | 17 | 11508.8222 | 3016.4819 | 3157.2511 | 1249.2975 | 86.68 | 115.43 | 166 | 17.9094 | 123.02 | 149.29
458 | 9 | 18 | 11607.1032 | 3016.2127 | 3202.3463 | 1242.4007 | 80.14 | 106.4 | 152 | 12.1617 | 114.02 | 158.14
459 | 9 | 19 | 11779.3776 | 3276.5667 | 3235.2631 | 1411.57 | 96.6 | 139.2 | 175 | 26.9009 | 160.71 | 141.54
460 | 9 | 20 | 11611.5051 | 3276.5667 | 3204.8474 | 1308.9667 | 84.35 | 108.48 | 186 | 12.9884 | 112.99 | 155.71
461 | 9 | 21 | 11559.8263 | 2997.4484 | 3167.1336 | 1232.1221 | 71.77 | 88.73 | 177 | 3.0708 | 88.23 | 160.24
462 | 9 | 22 | 11653.2666 | 2916.2418 | 3205.1671 | 1230.3578 | 76.31 | 97.01 | 117 | 6.7648 | 98.33 | 159.21
463 | 9 | 23 | 11690.7034 | 3457.7229 | 3200.0675 | 1470.3608 | 86.79 | 119.13 | 152 | 16.5474 | 132.3 | 150.04
464 | 9 | 24 | 11525.4052 | 3223.8958 | 3148.8791 | 1414.9904 | 72.12 | 92.47 | 143 | 4.488 | 92.1 | 160.1
465 | 9 | 25 | 11889.0117 | 3457.7229 | 3286.0177 | 1470.3608 | 78.93 | 101.63 | 133 | 7.1128 | 105.96 | 157.35
466 | 9 | 26 | 11536.1197 | 2542.0351 | 3132.7578 | 1037.9575 | 71.16 | 89.58 | 107 | 4.709 | 89.9 | 160.31
467 | 9 | 27 | 11680.0968 | 3457.7229 | 3226.7933 | 1470.3608 | 90.22 | 123.71 | 152 | 19.6257 | 135.03 | 147.32
468 | 9 | 28 | 11652.8353 | 3276.5667 | 3228.9506 | 1308.9667 | 72.87 | 91.46 | 140 | 3.5607 | 91.62 | 159.9
469 | 9 | 29 | 11747.9405 | 3457.7229 | 3236.8507 | 1470.3608 | 75.2 | 96.54 | 114 | 5.8727 | 98.66 | 158.47
470 | 9 | 30 | 11903.3394 | 3457.7229 | 3310.8845 | 1470.3608 | 111.99 | 166.69 | 188 | 39.6828 | 197.09 | 130.13
471 | 9 | 31 | 11996.525 | 3457.7229 | 3342.7266 | 1470.3608 | 96.93 | 138.35 | 189 | 24.7003 | 159.04 | 144.47
472 | 9 | 32 | 11495.608 | 3223.8958 | 3114.4592 | 1414.9904 | 90.5 | 123.68 | 173 | 22.6168 | 132.81 | 140.64
473 | 9 | 33 | 11726.2565 | 3223.8958 | 3225.7252 | 1414.9904 | 79.37 | 104.17 | 140 | 10.7079 | 110.96 | 156.9
474 | 9 | 34 | 11719.559 | 3471.5133 | 3254.76 | 1435.2666 | 88.34 | 120.06 | 157 | 20.2462 | 131.38 | 153.12
475 | 9 | 35 | 11569.6856 | 3276.5667 | 3165.9526 | 1308.9667 | 72.15 | 90.09 | 146 | 4.5018 | 89.23 | 157.62
476 | 9 | 36 | 11745.6554 | 3223.8958 | 3262.7967 | 1440.5147 | 73.38 | 92.14 | 131 | 3.1889 | 91.71 | 159.57
477 | 9 | 37 | 11814.3172 | 3457.7229 | 3234.2044 | 1470.3608 | 93.62 | 133.55 | 132 | 23.3536 | 152.71 | 145.49
478 | 9 | 38 | 11870.0475 | 3276.5667 | 3301.4405 | 1411.57 | 114.24 | 173.44 | 94 | 44.1856 | 209.27 | 123.13
479 | 9 | 39 | 11688.2791 | 3457.7229 | 3238.8377 | 1470.3608 | 82.83 | 110.5 | 187 | 11.0486 | 118.51 | 157.78
480 | 9 | 40 | 12001.6541 | 3276.5667 | 3296.2378 | 1308.9667 | 104.11 | 147.91 | 133 | 32.6766 | 171.49 | 137.59
481 | 9 | 41 | 11810.9083 | 3276.5667 | 3266.2816 | 1308.9667 | 78.39 | 98.16 | 171 | 6.1312 | 100.29 | 157.47
482 | 9 | 42 | 11756.4122 | 3457.7229 | 3223.5192 | 1470.3608 | 78.77 | 102.15 | 135 | 8.1176 | 106.53 | 157.68
483 | 9 | 43 | 11888.6447 | 3457.7229 | 3329.6155 | 1470.3608 | 107.78 | 157.37 | 181 | 34.6148 | 184.92 | 142.8
484 | 9 | 44 | 11717.6394 | 3471.5133 | 3207.7327 | 1470.3608 | 77.89 | 107.37 | 97 | 12.1012 | 118.5 | 155.92
485 | 9 | 45 | 11617.8575 | 3457.7229 | 3198.5721 | 1470.3608 | 76.16 | 96.43 | 141 | 7.3124 | 97.65 | 157.93
486 | 9 | 46 | 11888.1827 | 3276.5667 | 3307.1285 | 1411.57 | 88.07 | 121.8 | 156 | 17.9831 | 136.36 | 154.51
487 | 9 | 47 | 11869.409 | 3276.5667 | 3275.7771 | 1411.57 | 84.42 | 112.56 | 130 | 12.4721 | 121.91 | 154.84
488 | 9 | 48 | 11879.8326 | 3457.7229 | 3312.1062 | 1470.3608 | 83.48 | 113.4 | 129 | 13.6229 | 124.21 | 155.03
489 | 9 | 49 | 11900.2914 | 3276.5667 | 3304.2929 | 1414.9904 | 111.83 | 161.61 | 167 | 41.1176 | 187.9 | 131.76
490 | 9 | 50 | 11675.9668 | 3016.2127 | 3214.5906 | 1253.1944 | 86.69 | 119.52 | 129 | 17.3586 | 134.16 | 155.51
491 | 9 | 51 | 11579.3895 | 3016.2127 | 3162.6967 | 1242.4007 | 79.47 | 104.67 | 120 | 10.3201 | 109.5 | 154.25
492 | 9 | 52 | 11641.7225 | 3016.2127 | 3201.5894 | 1242.4007 | 92.82 | 123.91 | 101 | 25.1512 | 132.02 | 141.3
493 | 9 | 53 | 11622.4692 | 3276.5667 | 3203.9097 | 1308.9667 | 70.82 | 88.2 | 116 | 2.0085 | 86.09 | 159.76
494 | 9 | 54 | 11874.0164 | 3249.8834 | 3304.8476 | 1486.8583 | 85.64 | 118.47 | 97 | 17.2822 | 130.38 | 144.78
495 | 9 | 55 | 11817.1289 | 3471.5133 | 3207.309 | 1470.3608 | 76.9 | 99.77 | 127 | 7.7537 | 103.48 | 159.19
496 | 10 | 1 | 11769.1234 | 3276.5667 | 3265.4648 | 1308.9667 | 90.75 | 124.22 | 147 | 18.2943 | 136.73 | 153.2
497 | 10 | 2 | 11596.8339 | 3276.5667 | 3206.1748 | 1308.9667 | 72.85 | 91.87 | 119 | 2.1864 | 91.16 | 162.4
498 | 10 | 3 | 11762.0425 | 3016.2127 | 3244.7119 | 1253.1944 | 84.93 | 114.74 | 132 | 16.1048 | 125.95 | 154.95
499 | 10 | 4 | 11895.977 | 3276.5667 | 3280.885 | 1411.57 | 81.57 | 106.06 | 167 | 10.1809 | 112.6 | 154.21
500 | 10 | 5 | 11538.93 | 3457.7229 | 3188.1457 | 1470.3608 | 88.62 | 127.15 | 147 | 20.3202 | 143.96 | 152.69
501 | 10 | 6 | 11841.8928 | 3016.4819 | 3239.8972 | 1253.1944 | 89.5 | 118.78 | 162 | 18.6905 | 129.2 | 146.43
502 | 10 | 7 | 11652.0046 | 3276.5667 | 3242.572 | 1308.9667 | 83.97 | 110.16 | 129 | 12.718 | 115.39 | 152.02
503 | 10 | 8 | 11616.8242 | 3016.2127 | 3186.7337 | 1440.5147 | 79.97 | 103.74 | 125 | 10.7914 | 108.8 | 157.45
504 | 10 | 9 | 11766.0549 | 3016.4819 | 3266.9392 | 1249.2975 | 79.55 | 99.41 | 137 | 6.5613 | 100.64 | 157.28
505 | 10 | 10 | 11544.6567 | 3052.6584 | 3127.3278 | 1283.1376 | 72.4 | 91.73 | 148 | 5.3493 | 92.19 | 157.26
506 | 10 | 11 | 11821.4982 | 3457.7229 | 3255.5813 | 1470.3608 | 91.42 | 128.36 | 141 | 20.2684 | 145.19 | 155.24
507 | 10 | 12 | 11694.8311 | 3457.7229 | 3217.1572 | 1470.3608 | 97.14 | 137.36 | 168 | 25.8553 | 155.6 | 140.89
508 | 10 | 13 | 11788.9454 | 3457.7229 | 3262.0339 | 1470.3608 | 98.71 | 142.69 | 167 | 26.4659 | 164.01 | 145.96
509 | 10 | 14 | 11553.8518 | 2893.7405 | 3168.6034 | 1253.1944 | 74.83 | 94.55 | 129 | 5.0896 | 94.98 | 160.26
510 | 10 | 15 | 11666.7525 | 3191.6893 | 3239.9088 | 1411.57 | 89.14 | 123.83 | 107 | 19.611 | 138.33 | 150.59
511 | 10 | 16 | 11541.2434 | 3169.3982 | 3147.7515 | 1411.57 | 75.89 | 98.23 | 144 | 6.0061 | 101.97 | 161.08
512 | 10 | 17 | 11508.8222 | 3016.4819 | 3157.2511 | 1249.2975 | 86.24 | 115.21 | 176 | 17.6008 | 122.56 | 149.65
513 | 10 | 18 | 11607.1032 | 3016.2127 | 3202.3463 | 1242.4007 | 83.44 | 113.38 | 149 | 15.677 | 124.41 | 156.72
514 | 10 | 19 | 11779.3776 | 3276.5667 | 3235.2631 | 1411.57 | 88.08 | 121.22 | 155 | 18.4252 | 133.8 | 146.65
515 | 10 | 20 | 11611.5051 | 3276.5667 | 3204.8474 | 1308.9667 | 86.49 | 112.71 | 189 | 15.602 | 119.33 | 153.73
516 | 10 | 21 | 11559.8263 | 2997.4484 | 3167.1336 | 1232.1221 | 76.05 | 96.13 | 173 | 7.1076 | 96.83 | 152.49
517 | 10 | 22 | 11653.2666 | 2916.2418 | 3205.1671 | 1230.3578 | 73.09 | 92.63 | 102 | 4.5442 | 93.47 | 160.9
518 | 10 | 23 | 11690.7034 | 3457.7229 | 3200.0675 | 1470.3608 | 82.57 | 109.75 | 162 | 12.1657 | 118.3 | 154.09
519 | 10 | 24 | 11525.4052 | 3223.8958 | 3148.8791 | 1414.9904 | 76.7 | 101.54 | 139 | 9.118 | 104.45 | 155.08
520 | 10 | 25 | 11889.0117 | 3457.7229 | 3286.0177 | 1470.3608 | 91.28 | 121.6 | 168 | 19.1409 | 129.87 | 143.22
521 | 10 | 26 | 11536.1197 | 2542.0351 | 3132.7578 | 1037.9575 | 68.27 | 85.52 | 101 | 1.7619 | 84.68 | 162.83
522 | 10 | 27 | 11680.0968 | 3457.7229 | 3226.7933 | 1470.3608 | 82.81 | 111.6 | 150 | 12.2473 | 119.56 | 154.17
523 | 10 | 28 | 11652.8353 | 3276.5667 | 3228.9506 | 1308.9667 | 74.82 | 95.81 | 134 | 5.3874 | 97.43 | 157.44
524 | 10 | 29 | 11747.9405 | 3457.7229 | 3236.8507 | 1470.3608 | 91.42 | 126.97 | 135 | 21.808 | 140.57 | 147.76
525 | 10 | 30 | 11903.3394 | 3457.7229 | 3310.8845 | 1470.3608 | 134.09 | 203.62 | 217 | 61.6144 | 244.45 | 111.2
526 | 10 | 31 | 11996.525 | 3457.7229 | 3342.7266 | 1470.3608 | 105.97 | 159.76 | 170 | 33.68 | 191.62 | 143.77
527 | 10 | 32 | 11495.608 | 3223.8958 | 3114.4592 | 1414.9904 | 91.07 | 122.52 | 173 | 22.5943 | 132.49 | 145.02
528 | 10 | 33 | 11726.2565 | 3223.8958 | 3225.7252 | 1414.9904 | 75.22 | 97.43 | 125 | 6.76 | 101.7 | 159.55
529 | 10 | 34 | 11719.559 | 3471.5133 | 3254.76 | 1435.2666 | 83.42 | 114.15 | 157 | 15.1872 | 125.4 | 157.05
530 | 10 | 35 | 11569.6856 | 3276.5667 | 3165.9526 | 1308.9667 | 75.38 | 95.2 | 158 | 7.8782 | 96.86 | 157.27
531 | 10 | 36 | 11745.6554 | 3223.8958 | 3262.7967 | 1440.5147 | 75.48 | 96.64 | 112 | 5.2893 | 98.55 | 159.08
532 | 10 | 37 | 11814.3172 | 3457.7229 | 3234.2044 | 1470.3608 | 92.87 | 133.87 | 130 | 22.9124 | 155.25 | 150.91
533 | 10 | 38 | 11870.0475 | 3276.5667 | 3301.4405 | 1411.57 | 103.24 | 152.28 | 102 | 33.0926 | 180.44 | 137.01
534 | 10 | 39 | 11688.2791 | 3457.7229 | 3238.8377 | 1470.3608 | 89.15 | 126 | 178 | 17.901 | 141.7 | 153.25
535 | 10 | 40 | 12001.6541 | 3276.5667 | 3296.2378 | 1308.9667 | 120.5 | 177.72 | 140 | 48.9915 | 214.68 | 128.1
536 | 10 | 41 | 11810.9083 | 3276.5667 | 3266.2816 | 1308.9667 | 84.86 | 109.24 | 164 | 12.4786 | 114.5 | 152.22
537 | 10 | 42 | 11756.4122 | 3457.7229 | 3223.5192 | 1470.3608 | 79.36 | 104.76 | 124 | 9.5361 | 110.47 | 154.36
538 | 10 | 43 | 11888.6447 | 3457.7229 | 3329.6155 | 1470.3608 | 99.95 | 145.2 | 186 | 27.1142 | 168.52 | 146.3
539 | 10 | 44 | 11717.6394 | 3471.5133 | 3207.7327 | 1470.3608 | 104.9 | 155.96 | 89 | 39.2651 | 184.4 | 132.65
540 | 10 | 45 | 11617.8575 | 3457.7229 | 3198.5721 | 1470.3608 | 85.87 | 118.51 | 123 | 17.3645 | 129.55 | 149.34
541 | 10 | 46 | 11888.1827 | 3276.5667 | 3307.1285 | 1411.57 | 94.15 | 131.03 | 163 | 24.2503 | 148.65 | 150.41
542 | 10 | 47 | 11869.409 | 3276.5667 | 3275.7771 | 1411.57 | 76.8 | 97.62 | 119 | 5.1879 | 100.58 | 158.63
543 | 10 | 48 | 11879.8326 | 3457.7229 | 3312.1062 | 1470.3608 | 94.94 | 135.67 | 130 | 24.8873 | 154.8 | 146.92
544 | 10 | 49 | 11900.2914 | 3276.5667 | 3304.2929 | 1414.9904 | 102.19 | 146.1 | 164 | 31.7477 | 168.73 | 143.8
545 | 10 | 50 | 11675.9668 | 3016.2127 | 3214.5906 | 1253.1944 | 80.98 | 107.65 | 122 | 11.8709 | 115.77 | 155.79
546 | 10 | 51 | 11579.3895 | 3016.2127 | 3162.6967 | 1242.4007 | 89.29 | 121.25 | 172 | 19.6964 | 130.8 | 145.55
547 | 10 | 52 | 11641.7225 | 3016.2127 | 3201.5894 | 1242.4007 | 77.21 | 99.45 | 74 | 9.4736 | 101.01 | 152.36
548 | 10 | 53 | 11622.4692 | 3276.5667 | 3203.9097 | 1308.9667 | 70.54 | 87.94 | 116 | 1.8919 | 85.87 | 159.99
549 | 10 | 54 | 11874.0164 | 3249.8834 | 3304.8476 | 1486.8583 | 78.46 | 103.66 | 94 | 10.0813 | 108.62 | 149.99
550 | 10 | 55 | 11817.1289 | 3471.5133 | 3207.309 | 1470.3608 | 87.55 | 120.08 | 108 | 18.5216 | 131 | 146.12
551 | 11 | 1 | 11769.1234 | 3276.5667 | 3265.4648 | 1308.9667 | 82.27 | 107.5 | 195 | 8.8224 | 112.73 | 158.93
552 | 11 | 2 | 11596.8339 | 3276.5667 | 3206.1748 | 1308.9667 | 81.13 | 104.3 | 160 | 9.7912 | 107.14 | 157.64
553 | 11 | 3 | 11762.0425 | 3016.2127 | 3244.7119 | 1253.1944 | 77.94 | 101.45 | 153 | 8.1511 | 106.87 | 159.07
554 | 11 | 4 | 11895.977 | 3276.5667 | 3280.885 | 1411.57 | 81.62 | 104.44 | 193 | 9.5553 | 109.19 | 152.77
555 | 11 | 5 | 11538.93 | 3457.7229 | 3188.1457 | 1470.3608 | 74.62 | 96.31 | 171 | 5.7738 | 98.87 | 160.83
556 | 11 | 6 | 11841.8928 | 3016.4819 | 3239.8972 | 1253.1944 | 95.06 | 129.76 | 185 | 23.276 | 144.72 | 142.51
557 | 11 | 7 | 11652.0046 | 3276.5667 | 3242.572 | 1308.9667 | 78.39 | 101.04 | 145 | 6.6725 | 103.57 | 158.24
558 | 11 | 8 | 11616.8242 | 3016.2127 | 3186.7337 | 1440.5147 | 86.06 | 115.34 | 151 | 15.9545 | 125.84 | 156.49
559 | 11 | 9 | 11766.0549 | 3016.4819 | 3266.9392 | 1249.2975 | 79.54 | 100.55 | 156 | 6.071 | 101.96 | 155.14
560 | 11 | 10 | 11544.6567 | 3052.6584 | 3127.3278 | 1283.1376 | 76.97 | 98.87 | 162 | 9.6094 | 101.3 | 153.94
561 | 11 | 11 | 11821.4982 | 3457.7229 | 3255.5813 | 1470.3608 | 99.75 | 146.38 | 167 | 27.7739 | 170.97 | 147.6
562 | 11 | 12 | 11694.8311 | 3457.7229 | 3217.1572 | 1470.3608 | 95.58 | 134.92 | 175 | 23.8819 | 153.8 | 149.88
563 | 11 | 13 | 11788.9454 | 3457.7229 | 3262.0339 | 1470.3608 | 95.83 | 134.48 | 185 | 23.5309 | 149.25 | 138.5
564 | 11 | 14 | 11553.8518 | 2893.7405 | 3168.6034 | 1253.1944 | 75.49 | 95.51 | 151 | 4.8682 | 95.58 | 158.95
565 | 11 | 15 | 11666.7525 | 3191.6893 | 3239.9088 | 1411.57 | 94.84 | 134.17 | 122 | 24.7088 | 152.82 | 146.31
566 | 11 | 16 | 11541.2434 | 3169.3982 | 3147.7515 | 1411.57 | 78.16 | 100.75 | 142 | 7.9726 | 104.75 | 159.2
567 | 11 | 17 | 11508.8222 | 3016.4819 | 3157.2511 | 1249.2975 | 95.11 | 131.33 | 164 | 25.9959 | 145.44 | 139.06
568 | 11 | 18 | 11607.1032 | 3016.2127 | 3202.3463 | 1242.4007 | 78.31 | 100.45 | 172 | 9.5217 | 104.69 | 158.4
569 | 11 | 19 | 11779.3776 | 3276.5667 | 3235.2631 | 1411.57 | 83.92 | 113.72 | 165 | 14.0843 | 124.49 | 151.88
570 | 11 | 20 | 11611.5051 | 3276.5667 | 3204.8474 | 1308.9667 | 83.56 | 107.3 | 232 | 12.2515 | 111.96 | 156.41
571 | 11 | 21 | 11559.8263 | 2997.4484 | 3167.1336 | 1232.1221 | 75.96 | 95.32 | 185 | 6.7464 | 95.67 | 153.4
572 | 11 | 22 | 11653.2666 | 2916.2418 | 3205.1671 | 1230.3578 | 71.19 | 89.26 | 116 | 2.046 | 88.62 | 161.84
573 | 11 | 23 | 11690.7034 | 3457.7229 | 3200.0675 | 1470.3608 | 89.46 | 121.37 | 169 | 19.1715 | 134.34 | 149.18
574 | 11 | 24 | 11525.4052 | 3223.8958 | 3148.8791 | 1414.9904 | 77.16 | 101.16 | 163 | 9.0253 | 103.27 | 153.48
575 | 11 | 25 | 11889.0117 | 3457.7229 | 3286.0177 | 1470.3608 | 85.16 | 113.59 | 196 | 12.527 | 122.8 | 153.57
576 | 11 | 26 | 11536.1197 | 2542.0351 | 3132.7578 | 1037.9575 | 69.31 | 86.81 | 127 | 2.2489 | 86.17 | 162.39
577 | 11 | 27 | 11680.0968 | 3457.7229 | 3226.7933 | 1470.3608 | 93.28 | 127.88 | 160 | 22.4599 | 140.32 | 147.53
578 | 11 | 28 | 11652.8353 | 3276.5667 | 3228.9506 | 1308.9667 | 76.9 | 98.62 | 142 | 6.8708 | 100.61 | 155
579 | 11 | 29 | 11747.9405 | 3457.7229 | 3236.8507 | 1470.3608 | 75.17 | 95.31 | 130 | 5.4777 | 96.32 | 158.36
580 | 11 | 30 | 11903.3394 | 3457.7229 | 3310.8845 | 1470.3608 | 137.82 | 213.91 | 212 | 65.1075 | 263.31 | 103.3
581 | 11 | 31 | 11996.525 | 3457.7229 | 3342.7266 | 1470.3608 | 103.05 | 151.77 | 175 | 30.617 | 179.11 | 143.13
582 | 11 | 32 | 11495.608 | 3223.8958 | 3114.4592 | 1414.9904 | 93.48 | 130.54 | 180 | 25.3697 | 144.22 | 136.03
583 | 11 | 33 | 11726.2565 | 3223.8958 | 3225.7252 | 1414.9904 | 77.1 | 100.71 | 160 | 8.2095 | 106.02 | 158.98
584 | 11 | 34 | 11719.559 | 3471.5133 | 3254.76 | 1435.2666 | 84.4 | 119.84 | 179 | 15.5893 | 136.38 | 159.12
585 | 11 | 35 | 11569.6856 | 3276.5667 | 3165.9526 | 1308.9667 | 76.21 | 95.58 | 190 | 8.0514 | 96.49 | 155.5
586 | 11 | 36 | 11745.6554 | 3223.8958 | 3262.7967 | 1440.5147 | 76.89 | 99.67 | 115 | 6.7363 | 103.08 | 159.05
587 | 11 | 37 | 11814.3172 | 3457.7229 | 3234.2044 | 1470.3608 | 109.86 | 164.75 | 165 | 39.2321 | 197.88 | 136.04
588 | 11 | 38 | 11870.0475 | 3276.5667 | 3301.4405 | 1411.57 | 108.65 | 161.58 | 114 | 38.4063 | 192.19 | 130.13
589 | 11 | 39 | 11688.2791 | 3457.7229 | 3238.8377 | 1470.3608 | 77.5 | 99.78 | 192 | 5.9064 | 103.09 | 160.03
590 | 11 | 40 | 12001.6541 | 3276.5667 | 3296.2378 | 1308.9667 | 109.48 | 158.62 | 143 | 37.4947 | 187.28 | 135.05
591 | 11 | 41 | 11810.9083 | 3276.5667 | 3266.2816 | 1308.9667 | 86.32 | 113.76 | 179 | 13.5464 | 122.97 | 155.6
592 | 11 | 42 | 11756.4122 | 3457.7229 | 3223.5192 | 1470.3608 | 79.64 | 104.19 | 145 | 9.2466 | 109.59 | 156.96
593 | 11 | 43 | 11888.6447 | 3457.7229 | 3329.6155 | 1470.3608 | 122.69 | 191.61 | 179 | 49.5591 | 234.99 | 131.56
594 | 11 | 44 | 11717.6394 | 3471.5133 | 3207.7327 | 1470.3608 | 83.41 | 119.3 | 91 | 17.8531 | 135.91 | 152.78
595 | 11 | 45 | 11617.8575 | 3457.7229 | 3198.5721 | 1470.3608 | 91.16 | 123.63 | 150 | 22.3913 | 133.7 | 142.85
596 | 11 | 46 | 11888.1827 | 3276.5667 | 3307.1285 | 1411.57 | 97.46 | 140.79 | 184 | 26.9039 | 164.4 | 147
597 | 11 | 47 | 11869.409 | 3276.5667 | 3275.7771 | 1411.57 | 87.66 | 118.05 | 151 | 15.3491 | 129.29 | 149.43
598 | 11 | 48 | 11879.8326 | 3457.7229 | 3312.1062 | 1470.3608 | 82.78 | 108.83 | 151 | 12.1796 | 115.95 | 152.55
599 | 11 | 49 | 11900.2914 | 3276.5667 | 3304.2929 | 1414.9904 | 86.71 | 117.35 | 169 | 15.8642 | 128.48 | 151.26
600 | 11 | 50 | 11675.9668 | 3016.2127 | 3214.5906 | 1253.1944 | 83.83 | 109.05 | 146 | 13.9527 | 115.72 | 153.17
601 | 11 | 51 | 11579.3895 | 3016.2127 | 3162.6967 | 1242.4007 | 76.25 | 98.09 | 146 | 6.6555 | 100.34 | 158.03
602 | 11 | 52 | 11641.7225 | 3016.2127 | 3201.5894 | 1242.4007 | 78.88 | 103.51 | 89 | 12.0448 | 107.86 | 155.38
603 | 11 | 53 | 11622.4692 | 3276.5667 | 3203.9097 | 1308.9667 | 75.23 | 94.87 | 123 | 6.3825 | 94.37 | 156.72
604 | 11 | 54 | 11874.0164 | 3249.8834 | 3304.8476 | 1486.8583 | 83.52 | 113.61 | 100 | 14.7691 | 123.21 | 146.87
605 | 11 | 55 | 11817.1289 | 3471.5133 | 3207.309 | 1470.3608 | 92.63 | 124.96 | 101 | 22.9521 | 136.81 | 149.97