## Mapping
Asset class (PTRM) | Asset Class (RFM) | RIN category | Minor project | Business cases | 2023-27 programs | Commissioning | Minor Project List with Duplicated
Pipelines | Pipelines | Replacement | ILI | Pipeline Integrity | Minor Projects | As incurred | Minor Projects
Compressors | Compressors | Expansion | Validation dig | SIB | Pipeline Integrity | 2027-28 | Pipeline Integrity
Regulators and meters | Regulators and meters | Non-network | CP | DN250 | DN250 Supply Security Project | 2028-29 | DN250 Supply Security Project
Easements | Easements | Capitalised network overheads | Valve replacement | Environment | Valve Upgrade | 2029-30 | Valve Upgrade
Communications | Communications | Capitalised corporate overheads | ILI upgrade | Tools | Bulimba Creek Strain | 2030-31 | Bulimba Creek Strain
Capitalised AA costs | Capitalised AA costs | Other capex | Security | Site equipment | Gowrie Creek | 2031-32 | Gowrie Creek
Group IT | Group IT | Capital contributions included in the above | AC mitigation | Gas Instruments | Pipeline Relocation |  | Pipeline Relocation
SIB Capex | SIB Capex |  | Suspension | Other | Dalby Communication Relocation |  | Dalby Communication Relocation
Pipeline Integrity | Building Installations |  | Gowrie Creek |  | Access Arrangement |  | Access Arrangement
Building installation | In-house software |  | SIB |  | Property Leases |  | Property Leases
In-house software |  |  | Other |  | Vehicle Leases |  | Vehicle Leases
|  |  | Station painting |  | Group IT |  | Group IT
|  |  | Flow computer & RTU upgrades |  | Corporate |  | Corporate
|  |  | Earthing upgrades |  | Main Switchboard Replacement |  | Group IT
|  |  | Calibrators |  | Environment |  | Property Leases
|  |  | Gas specification metering |  | PIG Trap |  | Vehicle Leases
|  |  | Turbine meter upgrade |  | Ellengrove Safety |  | Access Arrangement
|  |  | Safety digs |  |  |  | Pipeline Integrity
|  |  | Ellengrove Reliability |  |  |  | DN250 Supply Security Project
|  |  | Mgmt tool |  |  |  | Main Switchboard Replacement
|  |  | Enhanced Methane Survey |  |  |  | Environment
PIG Trap
Minor Projects
Ellengrove Safety

## I ¦ Inflation
Roma to Brisbane Pipeline (RBP) 2027-32 access arrangement
Capex model - Inflation
Inflation
| Quarter | Index Numbers All groups CPI Australia | Inflation
| 2021-03-01 | 81.87
| 2021-06-01 | 82.47
| 2021-09-01 | 83.17
| 2021-12-01 | 84.23
| 2022-03-01 | 86.05 | 5.106%
| 2022-06-01 | 87.59 | 6.208%
| 2022-09-01 | 89.2 | 7.25%
| 2022-12-01 | 90.85 | 7.859%
| 2023-03-01 | 92.08 | 7.008%
| 2023-06-01 | 92.87 | 6.028%
| 2023-09-01 | 93.94 | 5.314%
| 2023-12-01 | 94.78 | 4.326%
| 2024-03-01 | 95.68 | 3.91%
| 2024-06-01 | 96.41 | 3.812%
| 2024-09-01 | 96.62 | 2.853%
| 2024-12-01 | 96.81 | 2.142%
| 2025-03-01 | 97.7 | 2.111%
| 2025-06-01 | 98.43 | 2.095%
| 2025-09-01 | 99.73 | 3.219%
| 2025-12-01 | 100.32 | 3.626%
| 2026-03-01 | 101.7373
| 2026-06-01 | 103.1546 | 4.8%
| 2026-09-01 | 103.7437
| 2026-12-01 | 104.3328 | 4%
| 2027-03-01 | 104.9816
| 2027-06-01 | 105.6304 | 2.4%
Convert real (mid-year) to nominal
| Timing | FY25 | FY 26 | FY 27 | Timing | 2024-25 | 2025-26 | 2026-27
| Index | 96.81 | 100.32 | 104.3328 | FY 25 | 100% | 103.6% | 107.8%
[5 empty] | FY 26 | 96.5% | 100% | 104%
[5 empty] | FY 27 | 92.79% | 96.15% | 100%
Convert to real June 2027 (for PTRM)
| Timing | FY 26 | FY 27 | Timing | FY 26 | FY 27
| September | 99.73 | 103.7437 | September | 105.9% | 101.8%
| Mid-year | 100.32 | 104.3328 | Mid-year | 105.3% | 101.2%
| March | 101.7373 | 104.9816 | March | 103.8% | 100.6%
| End-year | 103.1546 | 105.6304 | End-year | 102.4% | 100%
Convert FY22 (March) to nominal
| Timing | 2021-22 | 2022-23 | 2023-24 | 2024-25 | 2025-26 | 2026-27
| Index | 86.05 | 92.08 | 95.68 | 97.7 | 101.7373 | 104.9816
| Factor | 100% | 107% | 111.2% | 113.5% | 118.2% | 122%
Labour cost escalation |  |  | 2025-26 | 2026-27 | 2027-28 | 2028-29 | 2029-30 | 2030-31 | 2031-32
| WPI |  |  | 0.9825% | 0.3794% | 0.5129% | 0.8505% | 1.14% | 0.6831%
| Labour Index |  | 100% | 101% | 101.4% | 101.9% | 102.8% | 103.9% | 104.6%
AER inflation forecast
| Year | 2028-06-01 | 2025-26: 2029-06-01; 2026-27: 2030-06-01; 2027-28: 2031-06-01; 2028-29: 2032-06-01
| RBA forecast | 2.6% | 2025-26: 2.575%; 2026-27: 2.55%; 2027-28: 2.525%; 2028-29: 2.5%
|  | 1.026 | 2025-26: 1.0257; 2026-27: 1.0255; 2027-28: 1.0252; 2028-29: 1.025
| Inflation rate | 2.55%
Convert real June 2027 to nominal (Using AER inflation forecast)
| Year | 2027-06-01 | 2028-06-01 | 2029-06-01 | 2030-06-01 | 2031-06-01 | 2032-06-01
| Expected inflation |  | 2.55% | 2.55% | 2.55% | 2.55% | 2.55%
| Index | 105.6304 | 108.3239 | 111.0862 | 113.9189 | 116.8238 | 119.8028
| Factor | 100% | 102.5% | 105.2% | 107.8% | 110.6% | 113.4%
Convert nominal to Real 2027
| Year | 2022-06-01 | 2023-06-01 | 2024-06-01 | 2025-06-01 | 2026-06-01 | 2027-06-01
| Index | 87.59 | 92.87 | 96.41 | 98.43 | 103.1546 | 105.6304
| Factor | 120.6% | 113.7% | 109.6% | 107.3% | 102.4% | 100%

## I ¦ Forecast 23-27
Roma to Brisbane Pipeline (RBP) 2027-32 access arrangement | [10 empty] | Total | 38951617.0604 |  |  |  | Total | 38951617.0604
Capex model - AER approved forecast (2023-27)
|  | 5 | 3 | 4 |  |  |  | 80 | 81 | 82 | 83 | 84
Historic capex - RBP and shared corporate (AER approved forecast) | [7 empty] | As incurred |  |  |  |  | As commissioned
# | Project name | Program | Asset class | Driver | Commissioned | Basis | Timing | 2022-23 | 2023-24 | 2024-25 | 2025-26 | 2026-27 | 2022-23 | 2023-24 | 2024-25 | 2025-26 | 2026-27
1 | DN250 Validation and repair Dig ILI (MFL) | Pipeline Integrity | Pipelines | Replacement | As-incurred | FY 22 | March | 2132553.5285 | 0 | 0 | 0 | 0 | 2132553.5285 | 0 | 0 | 0 | 0
2 | CP Augmentation | Pipeline Integrity | Pipelines | Replacement | As-incurred | FY 22 | March | 4089950.9122 | 1366864.0833 | 1143980.1649 | 1035574.1561 | 1270141.4548 | 4089950.9122 | 1366864.0833 | 1143980.1649 | 1035574.1561 | 1270141.4548
3 | DN250 - Supply Security Project | DN250 Supply Security Project | Pipelines | Replacement | As-incurred | FY 22 | March | 4833901.5785 | 0 | 0 | 0 | 0 | 4833901.5785 | 0 | 0 | 0 | 0
4 | SCADA Hardware Lifecycle Management | SCADA Hardware Lifecycle Management | SIB Capex | Replacement | As-incurred | FY 22 | March | 764438.9067 | 0 | 0 | 0 | 0 | 764438.9067 | 0 | 0 | 0 | 0
5 | DN300 Metro - ILI - MFL + EMAT | Pipeline Integrity | Pipelines | Replacement | As-incurred | FY 22 | March | 0 | 0 | 0 | 0 | 1171264.2409 | 0 | 0 | 0 | 0 | 1171264.2409
6 | DN300 Metro Validation dig ILI | Pipeline Integrity | Pipelines | Replacement | As-incurred | FY 22 | March | 863198.0622 | 0 | 0 | 0 | 0 | 863198.0622 | 0 | 0 | 0 | 0
7 | DN200 Lytton Lateral - ILI - MFL | Pipeline Integrity | Pipelines | Replacement | As-incurred | FY 22 | March | 0 | 0 | 0 | 0 | 245965.4906 | 0 | 0 | 0 | 0 | 245965.4906
8 | Gatton - Battery Charger Replacement | Battery Charger Replacement | Compressors | Replacement | As-incurred | FY 22 | March | 85230.7927 | 0 | 0 | 0 | 0 | 85230.7927 | 0 | 0 | 0 | 0
9 | Kogan - Battery Charger Replacement | Battery Charger Replacement | Compressors | Replacement | As-incurred | FY 22 | March | 85230.7927 | 0 | 0 | 0 | 0 | 85230.7927 | 0 | 0 | 0 | 0
10 | Oakey - Battery Charger Replacement | Battery Charger Replacement | Compressors | Replacement | As-incurred | FY 22 | March | 85230.7927 | 0 | 0 | 0 | 0 | 85230.7927 | 0 | 0 | 0 | 0
11 | Peat Lateral Liquid Removal upgrades | Liquids Removal | Pipelines | Replacement | As-incurred | FY 22 | March | 1065511.4578 | 0 | 0 | 0 | 0 | 1065511.4578 | 0 | 0 | 0 | 0
12 | Underground valves upgrades | Valve Upgrade | Pipelines | Replacement | As-incurred | FY 22 | March | 113574.0612 | 136987.891 | 0 | 0 | 0 | 113574.0612 | 136987.891 | 0 | 0 | 0
13 | Dalby CS Comms Relocation | Dalby Communication Relocation | SIB Capex | Replacement | As-incurred | FY 22 | March | 56808.6325 | 0 | 0 | 0 | 0 | 56808.6325 | 0 | 0 | 0 | 0
14 | DN400 Metro Loop - ILI - MFL | Pipeline Integrity | Pipelines | Replacement | As-incurred | FY 22 | March | 0 | 0 | 0 | 0 | 0 | 0 | 0 | 0 | 0 | 0
15 | Warrego Highway upgrade pipeline protection | Pipeline Relocation | Pipelines | Replacement | As-incurred | FY 22 | March | 0 | 341054.7587 | 0 | 0 | 0 | 0 | 341054.7587 | 0 | 0 | 0
16 | Oakey & Kogan Decommissioning | Minor Projects | Compressors | Replacement | As-incurred | FY 22 | March | 0 | 0 | 0 | 0 | 0 | 0 | 0 | 0 | 0 | 0
17 | Gas Measurement Upgrade - including shades - FEED | Minor Projects | Regulators and meters | Replacement | As-incurred | FY 22 | March | 0 | 0 | 0 | 0 | 0 | 0 | 0 | 0 | 0 | 0
18 | Group IT | Group IT | Group IT | Non-network | As-incurred | FY 22 | March | 3635346.0699 | 3654634.6869 | 2543018.3904 | 1733684.7782 | 969125.207 | 3635346.0699 | 3654634.6869 | 2543018.3904 | 1733684.7782 | 969125.207
19 | Access Arrangement | Access Arrangement | Capitalised AA costs | Non-network | As-incurred | FY 22 | March | 739883.3416 | 51723.3121 | 0 | 0 | 0 | 739883.3416 | 51723.3121 | 0 | 0 | 0
20 | Minor Projects | Minor Projects | SIB Capex | Replacement | As-incurred | FY 22 | March | 407695.2851 | 408819.2028 | 410692.4815 | 413223.939 | 414758.565 | 407695.2851 | 408819.2028 | 410692.4815 | 413223.939 | 414758.565
21 | Property leases | Property Leases | SIB Capex | Non-network | As-incurred | FY 22 | March | 0 | 0 | 601365.2026 | 0 | 1476467.5425 | 0 | 0 | 601365.2026 | 0 | 1476467.5425
22 | Motor vehicle leases | Vehicle Leases | SIB Capex | Non-network | As-incurred | FY 22 | March | 120605.0148 | 120651.5654 | 120729.1532 | 120834.0015 | 120897.5629 | 120605.0148 | 120651.5654 | 120729.1532 | 120834.0015 | 120897.5629
23 | [12 empty] | 0 | 0 | 0 | 0 | 0
24 | [12 empty] | 0 | 0 | 0 | 0 | 0
25 | [12 empty] | 0 | 0 | 0 | 0 | 0
26 | [12 empty] | 0 | 0 | 0 | 0 | 0
27 | [12 empty] | 0 | 0 | 0 | 0 | 0
28 | [12 empty] | 0 | 0 | 0 | 0 | 0
29 | [12 empty] | 0 | 0 | 0 | 0 | 0
30 | [12 empty] | 0 | 0 | 0 | 0 | 0
31 | [12 empty] | 0 | 0 | 0 | 0 | 0
32 | [12 empty] | 0 | 0 | 0 | 0 | 0
33 | [12 empty] | 0 | 0 | 0 | 0 | 0
34 | [12 empty] | 0 | 0 | 0 | 0 | 0
35 | [12 empty] | 0 | 0 | 0 | 0 | 0
36 | [12 empty] | 0 | 0 | 0 | 0 | 0
37 | [12 empty] | 0 | 0 | 0 | 0 | 0
38 | [12 empty] | 0 | 0 | 0 | 0 | 0
39 | [12 empty] | 0 | 0 | 0 | 0 | 0
40 | [12 empty] | 0 | 0 | 0 | 0 | 0
41 | [12 empty] | 0 | 0 | 0 | 0 | 0
42 | [12 empty] | 0 | 0 | 0 | 0 | 0
43 | [12 empty] | 0 | 0 | 0 | 0 | 0
44 | [12 empty] | 0 | 0 | 0 | 0 | 0
45 | [12 empty] | 0 | 0 | 0 | 0 | 0
46 | [12 empty] | 0 | 0 | 0 | 0 | 0
47 | [12 empty] | 0 | 0 | 0 | 0 | 0
48 | [12 empty] | 0 | 0 | 0 | 0 | 0
49 | [12 empty] | 0 | 0 | 0 | 0 | 0
50 | [12 empty] | 0 | 0 | 0 | 0 | 0
51 | [12 empty] | 0 | 0 | 0 | 0 | 0
52 | [12 empty] | 0 | 0 | 0 | 0 | 0
53 | [12 empty] | 0 | 0 | 0 | 0 | 0
54 | [12 empty] | 0 | 0 | 0 | 0 | 0
55 | [12 empty] | 0 | 0 | 0 | 0 | 0
56 | [12 empty] | 0 | 0 | 0 | 0 | 0
57 | [12 empty] | 0 | 0 | 0 | 0 | 0
58 | [12 empty] | 0 | 0 | 0 | 0 | 0
59 | [12 empty] | 0 | 0 | 0 | 0 | 0
60 | [12 empty] | 0 | 0 | 0 | 0 | 0
61 | [12 empty] | 0 | 0 | 0 | 0 | 0
62 | [12 empty] | 0 | 0 | 0 | 0 | 0
63 | [12 empty] | 0 | 0 | 0 | 0 | 0
64 | [12 empty] | 0 | 0 | 0 | 0 | 0
65 | [12 empty] | 0 | 0 | 0 | 0 | 0
66 | [12 empty] | 0 | 0 | 0 | 0 | 0
67 | [12 empty] | 0 | 0 | 0 | 0 | 0
68 | [12 empty] | 0 | 0 | 0 | 0 | 0
69 | [12 empty] | 0 | 0 | 0 | 0 | 0
70 | [12 empty] | 0 | 0 | 0 | 0 | 0
71 | [12 empty] | 0 | 0 | 0 | 0 | 0
72 | [12 empty] | 0 | 0 | 0 | 0 | 0
73 | [12 empty] | 0 | 0 | 0 | 0 | 0
74 | [12 empty] | 0 | 0 | 0 | 0 | 0
75 | [12 empty] | 0 | 0 | 0 | 0 | 0
76 | [12 empty] | 0 | 0 | 0 | 0 | 0
77 | [12 empty] | 0 | 0 | 0 | 0 | 0
78 | [12 empty] | 0 | 0 | 0 | 0 | 0
79 | [12 empty] | 0 | 0 | 0 | 0 | 0
80 | [12 empty] | 0 | 0 | 0 | 0 | 0
81 | [12 empty] | 0 | 0 | 0 | 0 | 0
82 | [12 empty] | 0 | 0 | 0 | 0 | 0
83 | [12 empty] | 0 | 0 | 0 | 0 | 0
84 | [12 empty] | 0 | 0 | 0 | 0 | 0
85 | [12 empty] | 0 | 0 | 0 | 0 | 0
86 | [12 empty] | 0 | 0 | 0 | 0 | 0
87 | [12 empty] | 0 | 0 | 0 | 0 | 0
88 | [12 empty] | 0 | 0 | 0 | 0 | 0
89 | [12 empty] | 0 | 0 | 0 | 0 | 0
90 | [12 empty] | 0 | 0 | 0 | 0 | 0
91 | [12 empty] | 0 | 0 | 0 | 0 | 0
92 | [12 empty] | 0 | 0 | 0 | 0 | 0
93 | [12 empty] | 0 | 0 | 0 | 0 | 0
94 | [12 empty] | 0 | 0 | 0 | 0 | 0
95 | [12 empty] | 0 | 0 | 0 | 0 | 0
96 | [12 empty] | 0 | 0 | 0 | 0 | 0
97 | [12 empty] | 0 | 0 | 0 | 0 | 0
98 | [12 empty] | 0 | 0 | 0 | 0 | 0
99 | [12 empty] | 0 | 0 | 0 | 0 | 0
100 | [12 empty] | 0 | 0 | 0 | 0 | 0
101 | [12 empty] | 0 | 0 | 0 | 0 | 0
102 | [12 empty] | 0 | 0 | 0 | 0 | 0
103 | [12 empty] | 0 | 0 | 0 | 0 | 0
104 | [12 empty] | 0 | 0 | 0 | 0 | 0
105 | [12 empty] | 0 | 0 | 0 | 0 | 0
106 | [12 empty] | 0 | 0 | 0 | 0 | 0
107 | [12 empty] | 0 | 0 | 0 | 0 | 0
108 | [12 empty] | 0 | 0 | 0 | 0 | 0
109 | [12 empty] | 0 | 0 | 0 | 0 | 0
110 | [12 empty] | 0 | 0 | 0 | 0 | 0
111 | [12 empty] | 0 | 0 | 0 | 0 | 0
112 | [12 empty] | 0 | 0 | 0 | 0 | 0
113 | [12 empty] | 0 | 0 | 0 | 0 | 0
114 | [12 empty] | 0 | 0 | 0 | 0 | 0
115 | [12 empty] | 0 | 0 | 0 | 0 | 0
116 | [12 empty] | 0 | 0 | 0 | 0 | 0
117 | [12 empty] | 0 | 0 | 0 | 0 | 0
118 | [12 empty] | 0 | 0 | 0 | 0 | 0
119 | [12 empty] | 0 | 0 | 0 | 0 | 0
120 | [12 empty] | 0 | 0 | 0 | 0 | 0
121 | [12 empty] | 0 | 0 | 0 | 0 | 0
122 | [12 empty] | 0 | 0 | 0 | 0 | 0
123 | [12 empty] | 0 | 0 | 0 | 0 | 0
124 | [12 empty] | 0 | 0 | 0 | 0 | 0
125 | [12 empty] | 0 | 0 | 0 | 0 | 0
126 | [12 empty] | 0 | 0 | 0 | 0 | 0
127 | [12 empty] | 0 | 0 | 0 | 0 | 0
128 | [12 empty] | 0 | 0 | 0 | 0 | 0
129 | [12 empty] | 0 | 0 | 0 | 0 | 0
130 | [12 empty] | 0 | 0 | 0 | 0 | 0
131 | [12 empty] | 0 | 0 | 0 | 0 | 0
132 | [12 empty] | 0 | 0 | 0 | 0 | 0
133 | [12 empty] | 0 | 0 | 0 | 0 | 0
134 | [12 empty] | 0 | 0 | 0 | 0 | 0
135 | [12 empty] | 0 | 0 | 0 | 0 | 0
136 | [12 empty] | 0 | 0 | 0 | 0 | 0
137 | [12 empty] | 0 | 0 | 0 | 0 | 0
138 | [12 empty] | 0 | 0 | 0 | 0 | 0
139 | [12 empty] | 0 | 0 | 0 | 0 | 0
140 | [12 empty] | 0 | 0 | 0 | 0 | 0
141 | [12 empty] | 0 | 0 | 0 | 0 | 0
142 | [12 empty] | 0 | 0 | 0 | 0 | 0
143 | [12 empty] | 0 | 0 | 0 | 0 | 0
144 | [12 empty] | 0 | 0 | 0 | 0 | 0
145 | [12 empty] | 0 | 0 | 0 | 0 | 0
146 | [12 empty] | 0 | 0 | 0 | 0 | 0
147 | [12 empty] | 0 | 0 | 0 | 0 | 0
148 | [12 empty] | 0 | 0 | 0 | 0 | 0
149 | [12 empty] | 0 | 0 | 0 | 0 | 0
150 | [12 empty] | 0 | 0 | 0 | 0 | 0
| TOTAL | [6 empty] | 19079159.229 | 6080735.5003 | 4819785.3926 | 3303316.8748 | 5668620.0637 | 19079159.229 | 6080735.5003 | 4819785.3926 | 3303316.8748 | 5668620.0637

## I ¦ Historic capex
Roma to Brisbane Pipeline (RBP) 2027-32 access arrangement | [8 empty] | Total | 50355693.1628 |  |  | Total | 60876793.2569 |  |  | Total | 3285923.8253 | 8418103.4131
Capex model - Historic capex
|  | 2 | 7 | 8 | 10 |  | 11 | 12 | 13 | 14 | 16 | 17 | 18 | 19 |  |  |  | 21 | 16
Historic capex - RBP and shared corporate | [6 empty] | As incurred |  |  |  | As commissioned |  |  |  | Immediate deductibles |  |  |  | Uncommissioned | Forecast in AA
# | Project no. | Project name | Program | Asset class | Driver | Basis | 2021-22 | 2022-23 | 2023-24 | 2024-25 | 2021-22 | 2022-23 | 2023-24 | 2024-25 | 2021-22 | 2022-23 | 2023-24 | 2024-25 | Capex
1 | 38275 | RBP19.SIB.12 - SCRAPER MODS | Minor Projects | SIB Capex | Replacement | Nominal | 4041.84 | 0 | -101 | 0 | 908634.99 | 0 | 0 | 0 |  |  |  | 0 | 0 | Yes
2 | 38298 | RBP18.SIB.18 TWMB STN Heater | Minor Projects | SIB Capex | Replacement | Nominal | 0 | 0 | -102.4 | 0 | 0 | 0 | 0 | 0 |  |  |  | 0 | 0 | Yes
3 | 38428 | RBP18.SIB.41 YLBA CMP RELOC | Minor Projects | Compressors | Replacement | Nominal | 0 | 0 | 0 | 0 | 34188.4 | 0 | 0 | 0 |  |  |  | 0 | 0 | Yes
4 | 38488 | RBP18.SIB.16 TWMBA Rnge Strain | Minor Projects | Pipelines | Replacement | Nominal | 0 | 0 | 0 | 0 | 635323.33 | 0 | 0 | 0 |  |  |  | 0 | 0 | Yes
5 | 38914 | RBP TIPTON TO DALBY EWA | Minor Projects | Pipelines | Replacement | Nominal | 0 | 0 | 0 | -1737.23 | 0 | 0 | 0 | 0 |  |  |  | 0 | 0 | Yes
6 | 39281 | RBP19.SIB01 LYTTON MS FC UPG | Minor Projects | Regulators and meters | Replacement | Nominal | 0 | 0 | 0 | 0 | 27802.04 | 0 | 0 | 0 |  |  |  | 0 | 0 | Yes
7 | 39514 | RBP19.SIB.07 SANDY CREEK METER | Minor Projects | SIB Capex | Replacement | Nominal | 0 | 0 | -193.99 | 0 | 0 | 0 | 0 | 0 |  |  |  | 0 | 0 | Yes
8 | 39643 | RBP19.SIB.23 RBP PEAT LATERAL | Minor Projects | Pipelines | Replacement | Nominal | 0 | 0 | 0.01 | 0 | 0 | 0 | 0 | 0 |  |  |  | 0 | 0.01 | Yes
9 | 39655 | RBP19.SIB17 RBP DN250 EMAT | Pipeline Integrity | Pipelines | Replacement | Nominal | 10 | 0 | 0.01 | 0 | 0 | 0 | 0 | 0 |  |  |  | 0 | 10.01 | Yes
10 | 39703 | RBP19.SIB.19 Wbilla Reliab UPG | Minor Projects | Regulators and meters | Replacement | Nominal | 2910.74 | 0 | 163.5 | 0 | 1436522.69 | 0 | 0 | 0 |  |  |  | 0 | 0 | Yes
11 | 40009 | RBP19.SIB.28-CP Data Loggers | Pipeline Integrity | Pipelines | Replacement | Nominal | 428 | 0 | 0 | 0 | 0 | 0 | 0 | 0 |  |  |  | 0 | 428 | Yes
12 | 40087 | RBP20.SIB.04-Pipeline Vents | Minor Projects | Pipelines | Replacement | Nominal | 108467.39 | 1880 | 0 | 0 | 1134035.82 | 0 | 0 | 0 |  |  |  | 0 | 0 | Yes
13 | 40117 | RBP19.SIB.29-Slab for MOP Upgd | Minor Projects | Pipelines | Expansion | Nominal | 0 | 0 | 0 | 0 | 0 | 0 | 0 | 91313.22 |  |  |  | 0 | 0 | Yes
14 | 40160 | RBP20.SIB.08-Peat Lateral MFL | Pipeline Integrity | Pipelines | Replacement | Nominal | 10605.46 | 0 | 0 | 0 | 10605.08 | 0 | 0 | 0 |  |  |  | 0 | 0.38 | Yes
15 | 40292 | RBP19.SIB.15.RBP CP UpgradFY20 | Pipeline Integrity | Pipelines | Replacement | Nominal | -406.8 | 0 | 0 | 0 | 3853410.74 | 0 | 0 | 0 |  |  |  | 0 | 0 | Yes
16 | 40798 | RBP20.SIB.12 Redbank Reg Stat | Minor Projects | Regulators and meters | Replacement | Nominal | 137305.27 | 0 | 0 | 0 | 0 | 165456.8 | 0 | 0 |  |  |  | 0 | 0 | Yes
17 | 40883 | RBP20.SIB.21-RBP DN400 MFL | Pipeline Integrity | Pipelines | Replacement | Nominal | 35566 | 0 | 0 | 0 | 1647104.34 | 0 | 0 | 0 |  |  |  | 0 | 0 | Yes
18 | 40913 | RBP20.SIB.14-SEA-Gibson Is MFL | Pipeline Integrity | Pipelines | Replacement | Nominal | 115146.48 | 0 | 0 | 0 | 0 | 115178.48 | 0 | 0 |  |  |  | 0 | 0 | Yes
19 | 41513 | RBP20.SIB.23.DN250.Security Su | DN250 Supply Security Project | Pipelines | Replacement | Nominal | 552255.35 | 560359.89 | 63865.73 | 7832.39 | 0 | 0 | 1821485.82 | 7832.39 |  |  |  | 0 | 0 | Yes
20 | 41731 | RBP20.SIB.15.CP Augmentation | Pipeline Integrity | Pipelines | Replacement | Nominal | 2135508.27 | 466348.56 | 16156.85 | 3714.92 | 0 | 0 | 5724040.82 | 0 |  |  |  | 0 | 0 | Yes
21 | 41787 | RBP20.SIB.01- DN250 ING STG5 | DN250 Supply Security Project | Pipelines | Replacement | Nominal | 4555.87 | 1142.4 | 0 | 0 | 1740595.07 | 0 | 0 | 0 |  |  |  | 0 | 0 | Yes
22 | 42550 | RBP DN250 Dig Ups Stage 6 | Pipeline Integrity | Pipelines | Replacement | Nominal | 1391435.72 | 0 | 0 | 0 | 2324553.71 | 0 | 0 | 0 |  |  |  | 0 | 0 | Yes
23 | 42826 | RBP.SIB.21Feed Dalby Unit2 C50 | Minor Projects | Compressors | Replacement | Nominal | 1336760.51 | -5335.24 | -28696.36 | 0 | 0 | 1626292.16 | 0 | 0 |  |  |  | 0 | 0 | Yes
24 | 42830 | RBP.SIB21.Paringa.Filter.Plat. | Minor Projects | Regulators and meters | Replacement | Nominal | 19050.6 | 0 | 0 | 0 | 0 | 30850.6 | 0 | 0 |  |  |  | 0 | 0 | Yes
25 | 42831 | RBP.21.Paint.Woodroyd Station | Minor Projects | Regulators and meters | Replacement | Nominal | 0 | 0 | 0 | 0 | 208311.27 | 0 | 0 | 0 |  |  |  | 0 | 0 | Yes
26 | 42836 | RBP.SIB.21Painting - Gibson | Minor Projects | Regulators and meters | Replacement | Nominal | 0 | 0 | 0 | 0 | 53600 | 0 | 0 | 0 |  |  |  | 0 | 0 | Yes
27 | 43264 | RBP22.SIB.DN300 Metro Emat | Pipeline Integrity | Pipelines | Other capex | Nominal | 949181.62 | 80087.38 | 0 | 0 | 0 | 1028851.31 | 0 | 0 |  |  |  | 0 | 417.69 | Yes
28 | 43293 | RBP DN250 Inte Upgrade Stage 7 | DN250 Supply Security Project | Pipelines | Replacement | Nominal | 1028216.8 | -140.76 | 0 | 0 | 1028076.04 | 0 | 0 | 0 |  |  |  | 0 | 0 | Yes
29 | 43383 | RBP.SIB21.DN400.Oaky to SB MFL | Pipeline Integrity | Pipelines | Other capex | Nominal | 168624.21 | 462561.31 | 43434.78 | 64864.51 | 0 | 0 | 0 | 739484.81 |  |  |  | 729086.86 | 0 | Yes
30 | 43709 | RBP Wallumbilla Run 4 Redirect | DN250 Supply Security Project | Pipelines | Replacement | Nominal | 7928.09 | 144483.74 | 5903.22 | -158315.05 | 0 | 0 | 0 | 0 |  |  |  | 0 | 0 | Yes
31 | 43792 | RBP.SIB.22. Painting Station | Minor Projects | SIB Capex | Replacement | Nominal | 0 | 134351.53 | 768.18 | 0 | 0 | 0 | 0 | 135119.71 |  |  |  | 768.18 | 0 | Yes
32 | 43793 | RBP.SIB.22.Paint.Condamine | Minor Projects | Compressors | Replacement | Nominal | 0 | 0 | 0 | 0 | 0 | 0 | 0 | 0 |  |  |  | 0 | 0 | Yes
33 | 43834 | RBP.SIB.22.Condamine.Carport | Minor Projects | SIB Capex | Replacement | Nominal | 21433.64 | 0 | 0 | 0 | 0 | 21433.64 | 0 | 0 |  |  |  | 0 | 0 | Yes
34 | 43956 | RBPE.22.SIB.Gatton Shed | Minor Projects | SIB Capex | Replacement | Nominal | 38110 | 0 | 0 | 0 | 0 | 0 | 0 | 38110 |  |  |  | 0 | 0 | Yes
35 | 44088 | RBP.22 - Main Switchboard | Minor Projects | Compressors | Replacement | Nominal | 4911.04 | 160067.51 | 177228.4 | 310946.74 | 0 | 0 | 0 | 649005.53 |  |  |  | 0 | 4148.16 | Yes
36 | 44106 | RBP - Toowoomba Heater Coding | DN250 Supply Security Project | Pipelines | Replacement | Nominal | 112 | 14848.76 | 0 | 0 | 0 | 0 | 0 | 0 |  |  |  | 0 | 14960.76 | Yes
37 | 44145 | RBP Inte Stage 8 Upgrade | DN250 Supply Security Project | Pipelines | Replacement | Nominal | 3577.51 | 1708717.56 | 0 | 0 | 0 | 1708413.08 | 3881.99 | 0 |  |  |  | 0 | 0 | Yes
38 | 44187 | RBP23.SIB CP Augmentation | Pipeline Integrity | Pipelines | Replacement | Nominal | 0 | 1104270.6 | 619683.52 | 590047.04 | 0 | 0 | 0 | 2314001.16 |  |  |  | 0 | 0 | Yes
39 | 44190 | SIB23.RBP Metro Vent Mod #2 | Valve Upgrade | Pipelines | Replacement | Nominal | 0 | 47970.72 | 36418.1 | 4692.04 | 0 | 0 | 0 | 0 |  |  |  | 0 | 89080.86 | Yes
40 | 44251 | RBP DN250 Supply Security Ph 2 | DN250 Supply Security Project | Pipelines | Replacement | Nominal | 0 | 1300 | 3255.49 | 0 | 0 | 0 | 0 | 0 |  |  |  | 0 | 4555.49 | Yes
41 | 44310 | RBP.23.SIB.FACILITES | Minor Projects | SIB Capex | Replacement | Nominal | 0 | 80772.19 | 0 | 0 | 0 | 0 | 0 | 0 |  |  |  | 0 | 80772.19 | Yes
42 | 44316 | RBP.23.SIB.Dalby Skid Steer | Minor Projects | SIB Capex | Replacement | Nominal | 0 | 77000 | 3200 | 0 | 0 | 0 | 0 | 0 |  |  |  | 0 | 80200 | Yes
43 | 44347 | SIB.RBP.23.DN300 EMAT Dig | Pipeline Integrity | Pipelines | Other capex | Nominal | 0 | 165611.24 | 99.75 | 408 | 0 | 0 | 0 | 0 |  |  |  | 166118.99 | 166118.99 | Yes
44 | 44507 | RBP.23.DN250 Supply Security 2 | DN250 Supply Security Project | Pipelines | Replacement | Nominal | 0 | 3413527.4 | 7979664.17 | 3445400.14 | 0 | 0 | 0 | 14838591.71 |  |  |  | 136027.13 | 0 | Yes
45 | 44781 | RBP.SIB.23.Capacity Expansion | Minor Projects | SIB Capex | Expansion | Nominal | 0 | 0 | 0 | 0 | 0 | 0 | 0 | 0 |  |  |  | 0 | 0 | Yes
46 | 44800 | RBP.23.DN300.Validation Digs | Pipeline Integrity | Pipelines | Replacement | Nominal | 0 | 17706.88 | 37915.44 | 695968.53 | 0 | 0 | 0 | 751258.86 |  |  |  | 751258.85 | 331.99 | Yes
47 | 45052 | RBP.DN300.Bulimba.Creek.Strain | Bulimba Creek Strain | Pipelines | Replacement | Nominal | 0 | 13172.45 | 398945.55 | 0 | 0 | 0 | 0 | 412118 |  |  |  | 412118 | 0
48 | 45070 | RBP.FY25.DN300.MFL Digs | Pipeline Integrity | Pipelines | Other capex | Nominal | 0 | 3124.8 | 4182 | 47393.32 | 0 | 0 | 0 | 0 |  |  |  | 7306.8 | 54700.12 | Yes
49 | 45172 | Gowrie Cr Wash Out Capex | Gowrie Creek | Pipelines | Replacement | Nominal | 0 | 163881.89 | 427145.55 | 1215456.51 | 0 | 0 | 0 | 0 |  |  |  | 22117.94 | 1806483.95
50 | 45660 | RBP.24 CP Augmentation | Pipeline Integrity | Pipelines | Replacement | Nominal | 0 | 0 | 539379.6 | 475659.78 | 0 | 0 | 0 | 0 |  |  |  | 475654.73 | 1015039.38 | Yes
51 | 45728 | RBP.24 Piping Preston Rd Pit | Minor Projects | Pipelines | Replacement | Nominal | 0 | 0 | 6286.01 | -404.45 | 0 | 0 | 0 | 0 |  |  |  | 5881.56 | 5881.56 | Yes
52 | 45818 | RBP.DN250.Redbank Relocation | Pipeline Relocation | Pipelines | Replacement | Nominal | 0 | 0 | 104570.14 | 2783.26 | 0 | 0 | 0 | 0 |  |  |  | 107353.4 | 107353.4
53 | 45871 | RBP.24 Station Pipe Painting | Minor Projects | Pipelines | Replacement | Nominal | 0 | 0 | 57309.28 | 105208.5 | 0 | 0 | 0 | 162517.78 |  |  |  | 162517.78 | 0 | Yes
54 | 45930 | RBP.24 Dalby Office Upgrade | Dalby Communication Relocation | SIB Capex | Replacement | Nominal | 0 | 0 | 25572.1 | -70.91 | 0 | 0 | 0 | 25501.19 |  |  |  | 0 | 0
55 | 46018 | RBP24 Toowoomba Retaining Wall | Minor Projects | SIB Capex | Replacement | Nominal | 0 | 0 | 51313.4 | 11378.37 | 0 | 0 | 0 | 0 |  |  |  | 62691.77 | 62691.77 | Yes
56 | 50021 | 50021 RBP250 Digups FY24 | Pipeline Integrity | Pipelines | Replacement | Nominal | 0 | 0 | 125973.81 | 86553.38 | 0 | 0 | 0 | 0 |  |  |  | 212527.19 | 212527.19 | Yes
57 | 50934 | RBP Minor Tooling - FY24/25 | Minor Projects | SIB Capex | Replacement | Nominal | 0 | 0 | 0 | 46407.1 | 0 | 0 | 0 | 46407.1 |  |  |  | 0 | 0 | Yes
58 | 51133 | RBP Access Arrangement FY27-FY32 | Access Arrangement | Capitalised AA costs | Non-network | Nominal | 0 | 0 | 0 | 59396.09 | 0 | 0 | 0 | 0 |  |  |  | 0 | 59396.09 | Yes
59 | 51139 | RBP Ellengrove SSV Modification | Valve Upgrade | Pipelines | Replacement | Nominal | 0 | 0 | 0 | 110431.09 | 0 | 0 | 0 | 110431.09 |  |  |  | 0 | 0 | Yes
60 | 51210 | RBP-Ops (FY26) DN300 Metro EMAT (2 Sections) FY25-27 | Pipeline Integrity | Pipelines | Replacement | Nominal | 0 | 0 | 0 | 10303 | 0 | 0 | 0 | 0 |  |  |  | 0 | 10303 | Yes
61 |  | Access Arangment costs | Access Arrangement | Capitalised AA costs | Non-network | Nominal | 255980.73 | 20015 | 0 | 0 | 451408.38 | 20015 | 0 | 0 |  |  |  | 0 | 0 | Yes
62 |  | RBP projects recorded as part of B014 CWIP records | Minor Projects | SIB Capex | Replacement | Nominal | 134219.65 | 67054.22 | 50043.61 | 0 | 680924.53 | 131529.65 | 0 | 0 |  |  |  | 0 | 0 | Yes
63 |  | AASB16 Share of Leased Assets - Land & Building | Property Leases | SIB Capex | Non-network | Nominal | 308696.9288 | 521850.3447 | 355608.4955 | 66542.7209 | 308696.9288 | 521850.3447 | 355608.4955 | 66542.7209 |  |  |  | 0 | 0 | Yes
64 |  | AASB16 Share of Leased Assets - Motor Vehicles | Vehicle Leases | SIB Capex | Non-network | Nominal | 0 | 138686.9152 | 181607.2868 | 300380.1034 | 0 | 138686.9152 | 181607.2868 | 300380.1034 |  |  |  | 0 | 0 | Yes
65 |  | Alarm Rationalisation | Minor Projects | SIB Capex | Non-network | Nominal | 0 | 0 | 25998.1285 | 1770.5245 | 0 | 0 | 0 | 24439.0648 |  |  |  | 0 | 3329.5882 | Yes
66 |  | Asset Information Initiative | Minor Projects | SIB Capex | Non-network | Nominal | 0 | 0 | 232688.0162 | 92708.6961 | 0 | 0 | 0 | 3995.3186 |  |  |  | 2627.6246 | 321401.3937 | Yes
67 |  | Asset Integration program | Minor Projects | SIB Capex | Non-network | Nominal | 0 | 0 | 20642.3628 | 34300.1939 | 0 | 0 | 0 | 0 |  |  |  | 0 | 54942.5567 | Yes
68 |  | Capacity Trading | Minor Projects | Group IT | Non-network | Nominal | 0 | 0 | 0 | -74.1798 | 0 | 0 | 0 | 0 |  |  |  | 0 | 0 | Yes
69 |  | Capex - Cloud - Digital workspace | Group IT | Group IT | Non-network | Nominal | 361.9927 | 0 | 0 | 0 | 16167.8686 | 0 | 0 | 0 |  |  |  | 0 | 0 | Yes
70 |  | Capex - Cloud - Info Tech | Group IT | Group IT | Non-network | Nominal | 436.3831 | 0 | 0 | 0 | 13615.541 | 0 | 0 | 0 |  |  |  | 0 | 0 | Yes
71 |  | Capex - Cloud - IT - HR People Connect | Group IT | Group IT | Non-network | Nominal | 0 | 0 | 0 | 0 | -15805.8759 | 0 | 0 | 0 |  |  |  | 0 | 15805.8759 | Yes
72 |  | Cathodic protection | Group IT | Group IT | Non-network | Nominal | 32732.7148 | -550.0016 | 3656.459 | 2155.1809 | 0 | 36965.5055 | 0 | 0 |  |  |  | 3303.3385 | 1028.8476 | Yes
73 |  | Cyber Risk Transformation | Group IT | Group IT | Non-network | Nominal | 367344.2555 | 27729.9909 | 18368.5651 | 2294.7227 | 241455.2793 | 249924.5877 | 11337.3652 | 24746.0735 |  |  |  | 0 | 0 | Yes
74 |  | Cyber/SOCI Program | Group IT | Group IT | Non-network | Nominal | 0 | 15336.6579 | 26724.3384 | 58848.7525 | 0 | 2529.0834 | 0 | 466.0289 |  |  |  | 0 | 97914.6366 | Yes
75 |  | Cybersecurity | Group IT | Group IT | Non-network | Nominal | 59663.2933 | 20645.371 | 72666.7162 | 128100.6495 | 0 | 89026.4606 | 0 | 98529.1489 |  |  |  | 534.0936 | 93520.4205 | Yes
76 |  | Data Uplift | Group IT | Group IT | Non-network | Nominal | 0 | 0 | 14969.8283 | -2459.525 | 0 | 0 | 12247.3849 | 0 |  |  |  | 0 | 262.9185 | Yes
77 |  | EAM | Group IT | Group IT | Non-network | Nominal | 0 | 0 | 0 | 0 | 0 | 0 | 0 | 0 |  |  |  | 0 | 0 | Yes
78 |  | EAP | Group IT | Group IT | Non-network | Nominal | 683.03 | 0 | 0 | 0 | 0 | 0 | 0 | 0 |  |  |  | 0 | 683.03 | Yes
79 |  | EC | Group IT | Group IT | Non-network | Nominal | 0 | 0 | 0 | 0 | 0 | 0 | 0 | 0 |  |  |  | 0 | 0 | Yes
80 |  | EDI | Group IT | Group IT | Non-network | Nominal | 51346.9479 | 2837.2685 | 0 | 0 | 36345.6634 | 93983.7613 | 0 | 0 |  |  |  | 0 | 0 | Yes
81 |  | Enterprise security | Group IT | Group IT | Non-network | Nominal | 0 | 0 | 40537.8593 | 41852.5003 | 0 | 0 | 0 | 0 |  |  |  | 0 | 82390.3596 | Yes
82 |  | Engineering Framework | Group IT | Group IT | Non-network | Nominal | 0 | 0 | 0 | 0 | 0 | 0 | 0 | 0 |  |  |  | 0 | 0 | Yes
83 |  | GIS | Group IT | Group IT | Non-network | Nominal | 8952.3977 | -410.8612 | 0 | 0 | 2987.3994 | 6425.7223 | 0 | 0 |  |  |  | 0 | 0 | Yes
84 |  | GRC Compliance | Group IT | Group IT | Non-network | Nominal | 0 | 0 | 0 | 0 | 0 | 0 | 0 | 0 |  |  |  | 0 | 0 | Yes
85 |  | Grid | Group IT | Group IT | Non-network | Nominal | 577870.5732 | 946049.4772 | 1364119.3453 | 1293714.6774 | 985049.6308 | 389985.5128 | 246934.6056 | 68.2455 |  |  |  | 0 | 2559716.0784 | Yes
86 |  | HSE | Group IT | Group IT | Non-network | Nominal | 3361.7668 | 0 | 0 | 0 | 26940.3093 | 1048.6912 | 0 | 0 |  |  |  | 0 | 0 | Yes
87 |  | HSEH | Group IT | Group IT | Non-network | Nominal | 0 | 0 | 30027.7209 | 34607.7605 | 0 | 0 | 0 | 0 |  |  |  | 0 | 64635.4815 | Yes
88 |  | IDMT | Group IT | Group IT | Non-network | Nominal | 0 | 0 | 0 | 0 | 0 | 0 | 0 | 0 |  |  |  | 0 | 0 | Yes
89 |  | Info Tech | Group IT | Group IT | Non-network | Nominal | 318527.2858 | 552281.4701 | 119431.4107 | 224005.8987 | 305903.3657 | 487687.5564 | 35828.9448 | 402599.1001 |  |  |  | 2317.6839 | 0 | Yes
90 |  | IOC | Group IT | Group IT | Non-network | Nominal | 37456.6705 | 14876.739 | 19306.5287 | 13385.76 | 19835.9492 | 48561.9134 | 17583.4934 | 2135.3945 |  |  |  | 0 | 0 | Yes
91 |  | IT - Biztalk | Group IT | Group IT | Non-network | Nominal | 262.7619 | -0.00045651 | 0.00031254 | 0 | 0 | -0.00045651 | 0 | 0 |  |  |  | 0 | 262.7622 | Yes
92 |  | IT - Enterprise Components | Group IT | Group IT | Non-network | Nominal | 0 | 0 | 0 | 0 | 0 | 0 | 0 | 0 |  |  |  | 0 | 0 | Yes
93 |  | IT - Finance | Group IT | Group IT | Non-network | Nominal | 91633.874 | -1129.5952 | 0 | 0 | 111341.9761 | 6745.9552 | 0 | 0 |  |  |  | 0 | 0 | Yes
94 |  | IT - Finance - ERP | Group IT | Group IT | Non-network | Nominal | 453117.4321 | 80343.6332 | 138176.2424 | 8371.0958 | 452035.6647 | 87.7965 | 0 | 219896.2883 |  |  |  | 1913.9759 | 7988.654 | Yes
95 |  | IT - Hardware | Group IT | Group IT | Non-network | Nominal | 47544.7619 | 77151.3377 | 41021.2611 | 47288.1708 | 64705.9356 | 73459.9541 | 43834.1969 | 44045.592 |  |  |  | 854.6467 | 0 | Yes
96 |  | IT - Historian | Group IT | Group IT | Non-network | Nominal | 8111.8048 | 0 | 0 | 0 | 0 | 0 | 0 | 0 |  |  |  | 0 | 8111.8048 | Yes
97 |  | IT - Maximo | Group IT | Group IT | Non-network | Nominal | 203847.7053 | 260984.0407 | 111542.9177 | 25495.7797 | 289757.3378 | 444559.6915 | 9257.6404 | 208849.5668 |  |  |  | 270.1623 | 0 | Yes
98 |  | IT - Network Refresh & Capacity upgrade | Group IT | Group IT | Non-network | Nominal | 0 | 0 | 0 | 0 | 0 | 0 | 0 | 0 |  |  |  | 0 | 0 | Yes
99 |  | IT - Purchase | Group IT | Group IT | Non-network | Nominal | 0 | 0 | 0 | 0 | 0 | 0 | 0 | 0 |  |  |  | 0 | 0 | Yes
100 |  | IT - Software | Group IT | Group IT | Non-network | Nominal | 14569.1996 | -1249.3015 | 1422.3673 | 295335.4775 | 21120.9125 | 13829.8689 | 0 | 670842.4005 |  |  |  | 19808.0402 | 0 | Yes
101 |  | IT - X-info | Group IT | Group IT | Non-network | Nominal | 696.959 | -798.7963 | 0 | 0 | 0 | 0 | 0 | 0 |  |  |  | 0 | 0 | Yes
102 |  | IT-Controls | Group IT | Group IT | Non-network | Nominal | 23971.4338 | 42452.7647 | 0 | 0 | 0 | 69926.8224 | 442.8325 | 0 |  |  |  | 0 | 0 | Yes
103 |  | Market | Group IT | Group IT | Non-network | Nominal | 64.7385 | 0 | 0 | 0 | 34848.6302 | 20286.9668 | 0 | 12155.9071 |  |  |  | 0 | 0 | Yes
104 |  | Mobile phones capex | Group IT | Group IT | Non-network | Nominal | -162.2888 | 0 | 0 | 0 | 6730.3245 | 0 | 0 | 0 |  |  |  | 0 | 0 | Yes
105 |  | Net zero | Group IT | SIB Capex | Non-network | Nominal | 0 | -63097.8403 | 26740.9046 | 32477.9621 | 0 | 0 | 0 | 0 |  |  |  | 0 | 0 | Yes
106 |  | Operational efficiencies | Group IT | Group IT | Non-network | Nominal | 15600.3272 | 371290.5852 | 244064.3425 | -14738.8937 | 15261.7394 | 386604.2751 | 33760.6156 | 202444.9496 |  |  |  | 1158.7166 | 0 | Yes
107 |  | Operations - Transmission | Group IT | Group IT | Non-network | Nominal | 0 | 6080.1063 | 0 | 0 | 0 | 0 | 4162.5886 | 0 |  |  |  | 0 | 1917.5177 | Yes
108 |  | Cloud - Info Tech | Group IT | Group IT | Non-network | Nominal | 64854.569 | 0 | 0 | 0 | 64840.7277 | 0 | 0 | 0 |  |  |  | 0 | 13.8414 | Yes
109 |  | Cloud - IT | Group IT | Group IT | Non-network | Nominal | 0 | 0 | 0 | 0 | 0 | 0 | 0 | 0 |  |  |  | 0 | 0 | Yes
110 |  | Cloud - IT - EPRS | Group IT | Group IT | Non-network | Nominal | 0 | 0 | 0 | 0 | 0 | 0 | 0 | 0 |  |  |  | 0 | 0 | Yes
111 |  | Cloud - IT - Finance | Group IT | Group IT | Non-network | Nominal | 0 | 0 | 0 | 0 | 0 | 0 | 0 | 0 |  |  |  | 0 | 0 | Yes
112 |  | Cloud - Sharepoint | Group IT | Group IT | Non-network | Nominal | 8417.1427 | 0 | 0 | 0 | 8417.1427 | 0 | 0 | 0 |  |  |  | 0 | 0 | Yes
113 |  | Cloud- HSE | Group IT | Group IT | Non-network | Nominal | 0 | 0 | 0 | 0 | 0 | 0 | 0 | 0 |  |  |  | 0 | 0 | Yes
114 |  | Other | Group IT | Group IT | Non-network | Nominal | 378011.8125 | 414994.2085 | 31990.9716 | 43114.2757 | 434291.9038 | 272811.2685 | 42165.7563 | 74596.3659 |  |  |  | 640.6306 | 44245.9737 | Yes
115 |  | Pipeline Integrity Data Management Tool | Group IT | Group IT | Non-network | Nominal | 0 | 0 | 0 | -79.3328 | 0 | 0 | 0 | 0 |  |  |  | 79.3328 | 0 | Yes
116 |  | PLC Code Management Tool | Minor Projects | SIB Capex | Non-network | Nominal | 0 | 0 | 15657.0521 | 24856.2334 | 0 | 0 | 15941.8362 | 0 |  |  |  | 0 | 24571.4492 | Yes
117 |  | PPM | Group IT | Group IT | Non-network | Nominal | 0 | 0 | 0 | 0 | 0 | 0 | 0 | 0 |  |  |  | 0 | 0 | Yes
118 |  | Premise - Perth Office | Property Leases | SIB Capex | Non-network | Nominal | 0 | 330.5547 | 0 | 0 | 0 | 2233.1766 | 0 | 0 |  |  |  | 0 | 0 | Yes
119 |  | Premises - 338 Turbot Street, Spring Hill. | Property Leases | SIB Capex | Non-network | Nominal | 0 | 0 | 0 | 0 | 0 | 0 | 0 | 0 |  |  |  | 0 | 0 | Yes
120 |  | Premises - Brisbane | Property Leases | SIB Capex | Non-network | Nominal | 93995.2367 | 655464.3556 | 17112.2941 | 10974.7633 | 0 | 1057389.9489 | 26529.0903 | 3361.298 |  |  |  | 441.6214 | 0 | Yes
121 |  | Premises - Fyshwick | Property Leases | SIB Capex | Non-network | Nominal | 0 | 0 | 0 | 0 | 6819.2206 | 0 | 0 | 0 |  |  |  | 0 | 0 | Yes
122 |  | Premises - Southbank Vic | Property Leases | SIB Capex | Non-network | Nominal | 1501.2417 | 2375.5902 | 18492.4861 | 11236.4049 | 1501.2417 | 2375.5902 | 0 | 27942.9891 |  |  |  | 508.2013 | 1785.9019 | Yes
123 |  | Premises - Spring Hill Office | Property Leases | SIB Capex | Non-network | Nominal | 210173.3241 | 228.2562 | 0 | 0 | 0 | 0 | 0 | 0 |  |  |  | 0 | 210401.5803 | Yes
124 |  | Premises - Sydney Office | Property Leases | SIB Capex | Non-network | Nominal | 22392.5072 | 43473.5758 | 22738.5859 | 247296.7766 | 0 | 57525.4941 | 7950.2011 | 0 |  |  |  | 0 | 270425.7503 | Yes
125 |  | Premises - WA | Property Leases | SIB Capex | Non-network | Nominal | 319199.1241 | -1103.6516 | 0 | 0 | 332757.9745 | 18676.1787 | 0 | 0 |  |  |  | 0 | 0 | Yes
126 |  | Privacy and Data | Property Leases | SIB Capex | Non-network | Nominal | 0 | 0 | 0 | -947.829 | 0 | 0 | 0 | 0 |  |  |  | 0 | 0 | Yes
127 |  | Product Build Implementation | Group IT | Group IT | Non-network | Nominal | 0 | 0 | 0 | 0 | 0 | 0 | 0 | 0 |  |  |  | 0 | 0 | Yes
128 |  | PSC / HR | Group IT | Group IT | Non-network | Nominal | 0 | 0.0091302 | -0.0062508 | 0 | 0 | 0 | 0 | 0 |  |  |  | 0 | 0.0028795 | Yes
129 |  | RBI_Assessment APA Pressure equipment | Group IT | Group IT | Non-network | Nominal | 56019.031 | 91020.5698 | 51804.1433 | 55133.5626 | 0 | 0 | 0 | 224159.843 |  |  |  | 984.9659 | 29817.4637 | Yes
130 |  | Risk and compliance | Group IT | Group IT | Non-network | Nominal | 0 | 0 | 0 | 0 | 0 | 0 | 0 | 0 |  |  |  | 0 | 0 | Yes
131 |  | SCADA | Group IT | Group IT | Non-network | Nominal | 32177.7215 | 29252.0736 | 15427.0177 | 16135.4937 | 6232.3181 | 8266.8117 | 0 | 5587.8664 |  |  |  | -948.3889 | 72905.3102 | Yes
132 |  | Server Upgrade | Group IT | Group IT | Non-network | Nominal | 0 | 0 | 0 | 0 | 0 | 0 | 0 | 0 |  |  |  | 0 | 0 | Yes
133 |  | ServiceNow Platform | Group IT | Group IT | Non-network | Nominal | 0 | 0 | 0 | 663.3458 | 0 | 0 | 0 | 0 |  |  |  | 0 | 663.3458 | Yes
134 |  | Sharepoint | Group IT | Group IT | Non-network | Nominal | 1375.9159 | 0 | 0 | 0 | 0 | 0 | 0 | 0 |  |  |  | 0 | 1375.9159 | Yes
135 |  | Site security | Minor Projects | SIB Capex | Non-network | Nominal | 0 | 12669.0687 | 30921.5655 | -10390.707 | 0 | 0 | 0 | 3170.3498 |  |  |  | 0 | 30029.5773 | Yes
136 |  | Trans Scheduling Tool | Group IT | Group IT | Non-network | Nominal | 0 | 0 | 0 | 0 | 0 | 0 | 0 | 0 |  |  |  | 0 | 0 | Yes
137 |  | Transformation & Tech | Group IT | Group IT | Non-network | Nominal | 0 | 7277.9501 | -1311.3217 | 9713.6875 | 0 | 7277.9501 | 0 | 14879.2372 |  |  |  | 0 | 0 | Yes
138 |  | Vehicle - Comms Systems | Group IT | Group IT | Non-network | Nominal | 0 | 0 | 0 | 6010.6826 | 0 | 0 | 0 | 16627.3034 |  |  |  | 0 | 0 | Yes
139 |  | Website | Group IT | Group IT | Non-network | Nominal | 0 | 0 | 628.596 | 0 | 0 | 0 | 0 | -15667.4756 |  |  |  | 0 | 16296.0716 | Yes
140 |  | Share of Corporate Capex - FY24 adjustment for Asset A100 Corporate projects omitted | Group IT | Group IT | Non-network | Nominal | 0 | 0 | 0 | 626258.3127 | 0 | 0 | 0 | 0 |  |  |  | 0 | 626258.3127 | Yes
141 | [18 empty] | 0
142 | [18 empty] | 0
143 | [18 empty] | 0
144 | [18 empty] | 0
145 | [18 empty] | 0
146 | [18 empty] | 0
147 | [18 empty] | 0
148 | [18 empty] | 0
149 | [18 empty] | 0
150 | [18 empty] | 0
| TOTAL |  |  |  |  | Nominal | 12280746.566 | 13172122.8964 | 14042166.9317 | 10860656.7687 | 19966951.5392 | 9356754.5231 | 8594600.964 | 22958486.2305 | 0 | 0 | 0 | 3285923.8253 | 8418103.4131
[7 empty] | OK | OK | OK | OK | OK | OK | OK | OK

## I ¦ Capex forecast
Roma to Brisbane Pipeline (RBP) 2027-32 access arrangement | [9 empty] | Total | 24824858.7275 |  |  |  |  | Total | 76145481.3901
Capex model - Capex forecast | [16 empty] | ERROR: Check source
Forecast Capex | [9 empty] | As incurred | [7 empty] | Components |  |  |  |  | Capitalised corporate overheads
# | Project name | Program | Minor project type | Asset class | Driver | Commissioned | Basis | Timing | Immediate deductible | 2025-26 | 2026-27 | 2027-28 | 2028-29 | 2029-30 | 2030-31 | 2031-32 | Total AA7 | Labour | Material | Contractor | Other | Total | Total
1 | Lytton Valve replacement DN300 & DN200 | SIB | Valve replacement | Pipelines | Replacement | As incurred | FY 26 | Mid-year | Yes | 0 | 0 | 0 | 0 | 0 | 100000 | 100000 | 200000 | 38.43% | 0% | 0% | 0% | 38.43% | 9%
2 | DN200 Lytton Lateral - ILI - MFL | Pipeline Integrity | ILI | Pipeline Integrity | Replacement | As incurred | FY 26 | Mid-year | No | 0 | 0 | 500000 | 0 | 0 | 0 | 0 | 500000 | 38.43% | 0% | 0% | 0% | 38.43% | 9%
3 | DN250 Peat Lateral - ILI | Pipeline Integrity | ILI | Pipeline Integrity | Replacement | As incurred | FY 26 | Mid-year | No | 0 | 0 | 0 | 600000 | 0 | 0 | 0 | 600000 | 38.43% | 0% | 0% | 0% | 38.43% | 9%
4 | DN250 Peat Lateral - Validation Dig ILI | Pipeline Integrity | Validation dig | Pipeline Integrity | Replacement | As incurred | FY 26 | Mid-year | No | 0 | 0 | 0 | 0 | 900000 | 0 | 0 | 900000 | 38.43% | 0% | 0% | 0% | 38.43% | 9%
5 | DN300 Metro - ILI - MFL + EMAT | Pipeline Integrity | ILI | Pipeline Integrity | Replacement | As incurred | FY 26 | Mid-year | No | 0 | 0 | 0 | 0 | 80000 | 1425087 | 752189 | 2257276 | 38.43% | 0% | 0% | 0% | 38.43% | 9%
6 | DN300 Metro - Validation dig ILI | Pipeline Integrity | Validation dig | Pipeline Integrity | Replacement | As incurred | FY 26 | Mid-year | No | 0 | 0 | 1600000 | 0 | 0 | 0 | 0 | 1600000 | 38.43% | 0% | 0% | 0% | 38.43% | 9%
7 | DN400 - MFL Campaign (3 sections) FY28-30 | Pipeline Integrity | ILI | Pipeline Integrity | Replacement | As incurred | FY 26 | Mid-year | No | 0 | 0 | 1000000 | 500000 | 0 | 0 | 0 | 1500000 | 38.43% | 0% | 0% | 0% | 38.43% | 9%
8 | DN400 - MFL Campaign (5 sections) FY26-28 | Pipeline Integrity | ILI | Pipeline Integrity | Replacement | As incurred | FY 26 | Mid-year | No | 0 | 0 | 323189 | 0 | 0 | 0 | 0 | 323189 | 38.43% | 0% | 0% | 0% | 38.43% | 9%
9 | DN400 - Validation Dig ILI (3 sections) | Pipeline Integrity | Validation dig | Pipeline Integrity | Replacement | As incurred | FY 26 | Mid-year | No | 0 | 0 | 0 | 850000 | 850000 | 850000 | 225000 | 2775000 | 38.43% | 0% | 0% | 0% | 38.43% | 9%
10 | DN400 - Validation Dig ILI (5 sections) | Pipeline Integrity | Validation dig | Pipeline Integrity | Replacement | As incurred | FY 26 | Mid-year | No | 0 | 0 | 0 | 850000 | 850000 | 850000 | 225000 | 2775000 | 38.43% | 0% | 0% | 0% | 38.43% | 9%
11 | CP Program | Pipeline Integrity | CP | Pipelines | Replacement | As incurred | FY 26 | Mid-year | No | 0 | 0 | 1500000 | 1500000 | 1500000 | 1500000 | 1500000 | 7500000 | 38.43% | 0% | 0% | 0% | 38.43% | 9%
12 | CP Interference (DN250) and Registration | Pipeline Integrity | CP | Pipelines | Replacement | As incurred | FY 26 | Mid-year | No | 0 | 0 | 800000 | 800000 | 800000 | 800000 | 800000 | 4000000 | 38.43% | 0% | 0% | 0% | 38.43% | 9%
13 | DN200 Lytton Lateral - Validation Dig ILI | Pipeline Integrity | Validation dig | Pipeline Integrity | Replacement | As incurred | FY 26 | Mid-year | No | 0 | 0 | 800000 | 0 | 0 | 0 | 0 | 800000 | 38.43% | 0% | 0% | 0% | 38.43% | 9%
14 | DN250 Supply Security - Phase 2a | DN250 Supply Security Project | Security | Pipelines | Replacement | As incurred | FY 26 | Mid-year | No | 0 | 0 | 3110928 | 3735101 | 0 | 0 | 0 | 6846029 | 38.43% | 0% | 0% | 0% | 38.43% | 9%
15 | DN300 Pig Receiver Safety Upgrades (SEA Compound)​ | Pipeline Integrity | ILI upgrade | Pipelines | Replacement | As incurred | FY 26 | Mid-year | No | 0 | 0 | 0 | 1830000 | 0 | 0 | 0 | 1830000 | 38.43% | 0% | 0% | 0% | 38.43% | 9%
16 | DN250 AC Mitigation (Oakey to Bellbird Park) | DN250 Supply Security Project | AC mitigation | Pipelines | Replacement | As incurred | FY 26 | Mid-year | No | 0 | 0 | 250000 | 250000 | 250000 | 250000 | 250000 | 1250000 | 38.43% | 0% | 0% | 0% | 38.43% | 9%
17 | DN250 Suspension - Phase 3 | DN250 Supply Security Project | DN250 Supply Security | Pipelines | Replacement | As incurred | FY 26 | Mid-year | No | 0 | 0 | 1046799 | 1046799 | 1010114 | 992864 | 1948928 | 6045504 | 38.43% | 0% | 0% | 0% | 38.43% | 9%
18 | Gowrie Creek flood protection | Environment | Gowrie Creek | Pipelines | Replacement | As incurred | FY 26 | Mid-year | No | 0 | 0 | 9000000 | 0 | 0 | 0 | 0 | 9000000 | 38.43% | 0% | 0% | 0% | 38.43% | 9%
19 | Station Painting | Site equipment | Station painting | Compressors | Replacement | As incurred | FY 26 | Mid-year | No | 0 | 0 | 200000 | 200000 | 200000 | 200000 | 200000 | 1000000 | 38.43% | 0% | 0% | 0% | 38.43% | 9%
20 | Replacement for Crane truck | SIB | SIB | SIB capex | Replacement | As incurred | FY 26 | Mid-year | No | 0 | 0 | 0 | 250000 | 0 | 0 | 0 | 250000 | 38.43% | 0% | 0% | 0% | 38.43% | 9%
21 | Generator Upgrades | SIB | SIB | SIB capex | Replacement | As incurred | FY 26 | Mid-year | No | 0 | 0 | 0 | 0 | 0 | 100000 | 100000 | 200000 | 38.43% | 0% | 0% | 0% | 38.43% | 9%
22 | SDV at Condamine | SIB | SIB | SIB capex | Replacement | As incurred | FY 26 | Mid-year | No | 0 | 0 | 0 | 0 | 100000 | 0 | 0 | 100000 | 38.43% | 0% | 0% | 0% | 38.43% | 9%
23 | Woodroy, Arubial & Scotia Actuators | SIB | SIB | SIB capex | Replacement | As incurred | FY 26 | Mid-year | No | 0 | 0 | 0 | 0 | 50000 | 50000 | 50000 | 150000 | 38.43% | 0% | 0% | 0% | 38.43% | 9%
24 | Controlwave Micro RTUs & Flow Computer end of Life replacement | Gas Instruments | Flow computer & RTU upgrades | Regulators and meters | Replacement | As incurred | FY 26 | Mid-year | No | 0 | 0 | 350000 | 350000 | 350000 | 350000 | 350000 | 1750000 | 38.43% | 0% | 0% | 0% | 38.43% | 9%
25 | Dalby CS Control Room footings | SIB | SIB | Compressors | Replacement | As incurred | FY 26 | Mid-year | No | 0 | 0 | 0 | 100000 | 0 | 0 | 0 | 100000 | 38.43% | 0% | 0% | 0% | 38.43% | 9%
26 | Earthing upgrades | Site equipment | Earthing upgrades | SIB capex | Replacement | As incurred | FY 26 | Mid-year | No | 0 | 0 | 200000 | 200000 | 200000 | 200000 | 200000 | 1000000 | 38.43% | 0% | 0% | 0% | 38.43% | 9%
27 | Woodroyd - GC & Moisture Analyser | Gas Instruments | Gas specification metering | Regulators and meters | Replacement | As incurred | FY 26 | Mid-year | No | 0 | 0 | 400000 | 0 | 0 | 0 | 0 | 400000 | 38.43% | 0% | 0% | 0% | 38.43% | 9%
28 | Scotia - GC & Moisture Analyser | Gas Instruments | Gas specification metering | Regulators and meters | Replacement | As incurred | FY 26 | Mid-year | No | 0 | 0 | 0 | 400000 | 0 | 0 | 0 | 400000 | 38.43% | 0% | 0% | 0% | 38.43% | 9%
29 | Ellengrove GC Upgrade | Gas Instruments | Gas specification metering | Regulators and meters | Replacement | As incurred | FY 26 | Mid-year | No | 0 | 0 | 0 | 0 | 250000 | 0 | 0 | 250000 | 38.43% | 0% | 0% | 0% | 38.43% | 9%
30 | Brightview GC Upgrade | Gas Instruments | Gas specification metering | Regulators and meters | Replacement | As incurred | FY 26 | Mid-year | No | 0 | 0 | 0 | 0 | 0 | 200000 | 0 | 200000 | 38.43% | 0% | 0% | 0% | 38.43% | 9%
31 | Redbank Plains - Turbine Meter Upgrade | Gas Instruments | Turbine meter upgrade | Regulators and meters | Replacement | As incurred | FY 26 | Mid-year | No | 0 | 0 | 0 | 0 | 0 | 0 | 140000 | 140000 | 38.43% | 0% | 0% | 0% | 38.43% | 9%
32 | Toowoomba - Turbine Meter Upgrade | Gas Instruments | Turbine meter upgrade | Regulators and meters | Replacement | As incurred | FY 26 | Mid-year | No | 0 | 0 | 0 | 0 | 0 | 0 | 200000 | 200000 | 38.43% | 0% | 0% | 0% | 38.43% | 9%
33 | Instrument Calibrators | Tools | Calibrators | SIB capex | Replacement | As incurred | FY 26 | Mid-year | No | 0 | 0 | 0 | 60000 | 0 | 0 | 0 | 60000 | 38.43% | 0% | 0% | 0% | 38.43% | 9%
34 | Safety Critical Digs (Complex) | Pipeline Integrity | Safety digs | Pipelines | Replacement | As incurred | FY 26 | Mid-year | No | 0 | 0 | 400000 | 1200000 | 400000 | 1200000 | 400000 | 3600000 | 38.43% | 0% | 0% | 0% | 38.43% | 9%
35 | Safety Critical Digs (Non-complex) | Pipeline Integrity | Safety digs | Pipelines | Replacement | As incurred | FY 26 | Mid-year | No | 0 | 0 | 225000 | 1125000 | 675000 | 675000 | 225000 | 2925000 | 38.43% | 0% | 0% | 0% | 38.43% | 9%
36 | Ellengrove Reliability | SIB | Ellengrove Reliability | Pipelines | Replacement | As incurred | FY 26 | Mid-year | No | 0 | 0 | 0 | 0 | 0 | 2000000 | 0 | 2000000 | 38.43% | 0% | 0% | 0% | 38.43% | 9%
37 | Calibration Tools Improvement | Tools | Calibrators | SIB capex | Replacement | As incurred | FY 26 | Mid-year | No | 0 | 0 | 50000 | 50000 | 50000 | 50000 | 50000 | 250000 | 38.43% | 0% | 0% | 0% | 38.43% | 9%
38 | Enhanced Methane Survey | Pipeline Integrity | Enhanced Methane Survey | Pipelines | Replacement | As incurred | FY 26 | Mid-year | No | 0 | 0 | 0 | 0 | 2500000 | 0 | 0 | 2500000 | 38.43% | 0% | 0% | 0% | 38.43% | 9%
39 | Minor Projects | SIB | SIB | SIB Capex | Replacement | As incurred | FY 27 | Mid-year | No | 0 | 0 | 334427.7475 | 334427.7475 | 334427.7475 | 334427.7475 | 334427.7475 | 1672138.7377 | 0% | 0% | 0% | 0% | 0% | 9%
40 | Corporate | Corporate | Corporate | SIB Capex | Non-network | As incurred | FY 27 | Mid-year | Yes | 146444.8686 | 146444.8686 | 146444.8686 | 146444.8686 | 146444.8686 | 146444.8686 | 146444.8686 | 732224.3429 | 0% | 0% | 0% | 0% | 0% | 9%
41 | Group IT | Group IT | Group IT | Group IT | Non-network | As incurred | FY 27 | Mid-year | Yes | 3662960.9115 | 598970.6868 | 598970.6868 | 598970.6868 | 598970.6868 | 598970.6868 | 598970.6868 | 2994853.4339 | 0% | 0% | 0% | 0% | 0% | 9%
42 | Property Leases | Property Leases | Property Leases | SIB Capex | Non-network | As incurred | FY 27 | Mid-year | Yes | 193256.8685 | 193256.8685 | 193256.8685 | 193256.8685 | 193256.8685 | 193256.8685 | 193256.8685 | 966284.3424 | 0% | 0% | 0% | 0% | 0% | 9%
43 | Vehicle Leases | Vehicle Leases | Vehicle Leases | SIB Capex | Non-network | As incurred | FY 27 | Mid-year | Yes | 206891.4351 | 206891.4351 | 206891.4351 | 206891.4351 | 206891.4351 | 206891.4351 | 206891.4351 | 1034457.1756 | 0% | 0% | 0% | 0% | 0% | 9%
44 | Access Arrangement | Access Arrangement | Access Arrangement | Capitalised AA costs | Non-network | As incurred | FY 27 | Mid-year | No | 321560 | 60000 | 0 | 0 | 79586.7213 | 413938.6364 | 75000 | 568525.3577 | 100% | 0% | 0% | 0% | 100% | 9%
45 | DN300 Metro ILI - EMAT + C-MFL | Pipeline Integrity |  | Pipelines | Replacement | As incurred | FY 26 | End-year | No | 1425087 | 715512.01 | 0 | 0 | 0 | 0 | 0 | 0 | 0% | 0% | 0% | 0% | 0% | 9%
46 | DN250 Supply Security - Phase 2a Current AA | DN250 Supply Security Project |  | Pipelines | Replacement | As incurred | FY 26 | End-year | No | 908354 | 5057569.01 | 0 | 0 | 0 | 0 | 0 | 0 | 0% | 0% | 0% | 0% | 0% | 9%
47 | DN400 - MFL Campaign (5 sections) FY2026-28 | Pipeline Integrity |  | Pipelines | Replacement | As incurred | FY 26 | End-year | No | 763762 | 2078406.95 | 0 | 0 | 0 | 0 | 0 | 0 | 0% | 0% | 0% | 0% | 0% | 9%
48 | DN300 Metro MFL Validation Digs - FY26 | Pipeline Integrity |  | Pipelines | Replacement | As incurred | FY 26 | End-year | No | 735000 | 51012 | 0 | 0 | 0 | 0 | 0 | 0 | 0% | 0% | 0% | 0% | 0% | 9%
49 | Main Switchboard Replacement (Condamine & Gatton) | Main Switchboard Replacement |  | SIB capex | Replacement | As incurred | FY 26 | End-year | No | 650000 | 267857.43 | 0 | 0 | 0 | 0 | 0 | 0 | 0% | 0% | 0% | 0% | 0% | 9%
50 | Net Zero - Valve Upgrades - RBP | Environment |  | Pipelines | Replacement | As incurred | FY 26 | End-year | No | 300000 | 0 | 0 | 0 | 0 | 0 | 0 | 0 | 0% | 0% | 0% | 0% | 0% | 9%
51 | CP - Upgrade AC Connection (Claus Rd) | Pipeline Integrity |  | Pipelines | Replacement | As incurred | FY 26 | End-year | No | 200000 | 21248.8 | 0 | 0 | 0 | 0 | 0 | 0 | 0% | 0% | 0% | 0% | 0% | 9%
52 | CP - DN400 AC Mitigation | Pipeline Integrity |  | Pipelines | Replacement | As incurred | FY 26 | End-year | No | 200000 | 112512.1 | 0 | 0 | 0 | 0 | 0 | 0 | 0% | 0% | 0% | 0% | 0% | 9%
53 | DN250 Safety Critical Dig-Ups (Brassall - Bellbird) | DN250 Supply Security Project |  | Pipelines | Replacement | As incurred | FY 26 | End-year | No | 50000 | 755666 | 0 | 0 | 0 | 0 | 0 | 0 | 0% | 0% | 0% | 0% | 0% | 9%
54 | Ellengrove Reliability - Valve Replacements and Reliability | DN250 Supply Security Project |  | Pipelines | Replacement | As incurred | FY 26 | End-year | No | 0 | 1149648.05 | 0 | 0 | 0 | 0 | 0 | 0 | 0% | 0% | 0% | 0% | 0% | 9%
55 | DN300 Pig Receiver Safety Upgrades (SEA Compound) | PIG Trap |  | Pipelines | Replacement | As incurred | FY 26 | End-year | No | 0 | 640000 | 0 | 0 | 0 | 0 | 0 | 0 | 0% | 0% | 0% | 0% | 0% | 9%
56 | DN300 Metro ILI - MFL Current Period | Pipeline Integrity |  | Pipelines | Replacement | As incurred | FY 26 | End-year | No | 0 | 1500000 | 0 | 0 | 0 | 0 | 0 | 0 | 0% | 0% | 0% | 0% | 0% | 9%
57 | DN200 Lytton Lateral - ILI - MFL (FY27) | Pipeline Integrity |  | Pipelines | Replacement | As incurred | FY 26 | End-year | No | 0 | 210000 | 0 | 0 | 0 | 0 | 0 | 0 | 0% | 0% | 0% | 0% | 0% | 9%
58 | Major Capitalisable Maintenance FY27 | Minor Projects |  | SIB capex | Replacement | As incurred | FY 26 | End-year | No | 324226.2175 | 324226.2175 | 0 | 0 | 0 | 0 | 0 | 0 | 0% | 0% | 0% | 0% | 0% | 9%
59 | Ellengrove - add BPCS loop | Ellengrove Safety |  | Regulators and meters | Replacement | As incurred | FY 26 | End-year | No | 547600 | 0 | 0 | 0 | 0 | 0 | 0 | 0 | 0% | 0% | 0% | 0% | 0% | 9%
60 | Mech - DN250 Supply Security Project Phase 2 | DN250 Supply Security Project |  | Pipelines | Replacement | As incurred | FY 26 | End-year | No | 493 | 0 | 0 | 0 | 0 | 0 | 0 | 0 | 0% | 0% | 0% | 0% | 0% | 9%
61 | CP Upgrade DN300 (Eight Mile Plains) | Pipeline Integrity |  | Pipelines | Replacement | As incurred | FY 26 | End-year | No | 100000 | 0 | 0 | 0 | 0 | 0 | 0 | 0 | 0% | 0% | 0% | 0% | 0% | 9%
62 | [11 empty] | 0 | 0 | 0 | 0 | 0 | 0 | 0% | 0% | 0% | 0% | 0% | 9%
63 | [11 empty] | 0 | 0 | 0 | 0 | 0 | 0 | 0% | 0% | 0% | 0% | 0% | 9%
64 | [11 empty] | 0 | 0 | 0 | 0 | 0 | 0 | 0% | 0% | 0% | 0% | 0% | 9%
65 | [11 empty] | 0 | 0 | 0 | 0 | 0 | 0 | 0% | 0% | 0% | 0% | 0% | 9%
66 | [11 empty] | 0 | 0 | 0 | 0 | 0 | 0 | 0% | 0% | 0% | 0% | 0% | 9%
67 | [11 empty] | 0 | 0 | 0 | 0 | 0 | 0 | 0% | 0% | 0% | 0% | 0% | 9%
68 | [11 empty] | 0 | 0 | 0 | 0 | 0 | 0 | 0% | 0% | 0% | 0% | 0% | 9%
69 | [11 empty] | 0 | 0 | 0 | 0 | 0 | 0 | 0% | 0% | 0% | 0% | 0% | 9%
70 | [11 empty] | 0 | 0 | 0 | 0 | 0 | 0 | 0% | 0% | 0% | 0% | 0% | 9%
71 | [11 empty] | 0 | 0 | 0 | 0 | 0 | 0 | 0% | 0% | 0% | 0% | 0% | 9%
72 | [11 empty] | 0 | 0 | 0 | 0 | 0 | 0 | 0% | 0% | 0% | 0% | 0% | 9%
73 | [11 empty] | 0 | 0 | 0 | 0 | 0 | 0 | 0% | 0% | 0% | 0% | 0% | 9%
74 | [11 empty] | 0 | 0 | 0 | 0 | 0 | 0 | 0% | 0% | 0% | 0% | 0% | 0%
75 | [11 empty] | 0 | 0 | 0 | 0 | 0 | 0 | 0% | 0% | 0% | 0% | 0% | 0%
76 | [11 empty] | 0 | 0 | 0 | 0 | 0 | 0 | 0% | 0% | 0% | 0% | 0% | 0%
77 | [11 empty] | 0 | 0 | 0 | 0 | 0 | 0 | 0% | 0% | 0% | 0% | 0% | 0%
78 | [11 empty] | 0 | 0 | 0 | 0 | 0 | 0 | 0% | 0% | 0% | 0% | 0% | 0%
79 | [11 empty] | 0 | 0 | 0 | 0 | 0 | 0 | 0% | 0% | 0% | 0% | 0% | 0%
80 | [11 empty] | 0 | 0 | 0 | 0 | 0 | 0 | 0% | 0% | 0% | 0% | 0% | 0%
81 | [16 empty] | 0 |  |  |  |  | 0%
82 | [16 empty] | 0 |  |  |  |  | 0%
83 | [16 empty] | 0 |  |  |  |  | 0%
84 | [16 empty] | 0 |  |  |  |  | 0%
85 | [16 empty] | 0 |  |  |  |  | 0%
86 | [16 empty] | 0 |  |  |  |  | 0%
87 | [16 empty] | 0 |  |  |  |  | 0%
88 | [16 empty] | 0 |  |  |  |  | 0%
89 | [16 empty] | 0 |  |  |  |  | 0%
90 | [16 empty] | 0 |  |  |  |  | 0%
91 | [16 empty] | 0 |  |  |  |  | 0%
92 | [16 empty] | 0 |  |  |  |  | 0%
93 | [16 empty] | 0 |  |  |  |  | 0%
94 | [16 empty] | 0 |  |  |  |  | 0%
95 | [16 empty] | 0 |  |  |  |  | 0%
96 | [16 empty] | 0 |  |  |  |  | 0%
97 | [16 empty] | 0 |  |  |  |  | 0%
98 | [16 empty] | 0 |  |  |  |  | 0%
99 | [16 empty] | 0 |  |  |  |  | 0%
100 | [16 empty] | 0 |  |  |  |  | 0%
101 | [16 empty] | 0 |  |  |  |  | 0%
102 | [16 empty] | 0 |  |  |  |  | 0%
103 | [16 empty] | 0 |  |  |  |  | 0%
104 | [16 empty] | 0 |  |  |  |  | 0%
105 | [16 empty] | 0 |  |  |  |  | 0%
106 | [16 empty] | 0 |  |  |  |  | 0%
107 | [16 empty] | 0 |  |  |  |  | 0%
108 | [16 empty] | 0 |  |  |  |  | 0%
109 | [16 empty] | 0 |  |  |  |  | 0%
110 | [16 empty] | 0 |  |  |  |  | 0%
111 | [16 empty] | 0 |  |  |  |  | 0%
112 | [16 empty] | 0 |  |  |  |  | 0%
113 | [16 empty] | 0 |  |  |  |  | 0%
114 | [16 empty] | 0 |  |  |  |  | 0%
115 | [16 empty] | 0 |  |  |  |  | 0%
116 | [16 empty] | 0 |  |  |  |  | 0%
117 | [16 empty] | 0 |  |  |  |  | 0%
118 | [16 empty] | 0 |  |  |  |  | 0%
119 | [16 empty] | 0 |  |  |  |  | 0%
120 | [16 empty] | 0 |  |  |  |  | 0%
121 | [16 empty] | 0 |  |  |  |  | 0%
122 | [16 empty] | 0 |  |  |  |  | 0%
123 | [16 empty] | 0 |  |  |  |  | 0%
124 | [16 empty] | 0 |  |  |  |  | 0%
125 | [16 empty] | 0 |  |  |  |  | 0%
126 | [16 empty] | 0 |  |  |  |  | 0%
127 | [16 empty] | 0 |  |  |  |  | 0%
128 | [16 empty] | 0 |  |  |  |  | 0%
129 | [16 empty] | 0 |  |  |  |  | 0%
130 | [16 empty] | 0 |  |  |  |  | 0%
131 | [16 empty] | 0 |  |  |  |  | 0%
132 | [16 empty] | 0 |  |  |  |  | 0%
133 | [16 empty] | 0 |  |  |  |  | 0%
134 | [16 empty] | 0 |  |  |  |  | 0%
135 | [16 empty] | 0 |  |  |  |  | 0%
136 | [16 empty] | 0 |  |  |  |  | 0%
137 | [16 empty] | 0 |  |  |  |  | 0%
138 | [16 empty] | 0 |  |  |  |  | 0%
139 | [16 empty] | 0 |  |  |  |  | 0%
140 | [16 empty] | 0 |  |  |  |  | 0%
141 | [16 empty] | 0 |  |  |  |  | 0%
142 | [16 empty] | 0 |  |  |  |  | 0%
143 | [16 empty] | 0 |  |  |  |  | 0%
144 | [16 empty] | 0 |  |  |  |  | 0%
145 | [16 empty] | 0 |  |  |  |  | 0%
146 | [16 empty] | 0 |  |  |  |  | 0%
147 | [16 empty] | 0 |  |  |  |  | 0%
148 | [16 empty] | 0 |  |  |  |  | 0%
149 | [16 empty] | 0 |  |  |  |  | 0%
150 | [16 empty] | 0 |  |  |  |  | 0%
| TOTAL | [8 empty] | 10735636.3011 | 14089222.4264 | 23235907.6065 | 17376891.6065 | 12574692.3278 | 13686881.2428 | 9271108.6065 | 76145481.3901
[10 empty] | CHECK | CHECK

## C ¦ Forecast escalation
Roma to Brisbane Pipeline (RBP) 2027-32 access arrangement | [10 empty] | Total |  | 43470982.6787
Capex model - AER forecast escalation
[8 empty] | 10 | 11 | 12 | 13 | 14
Forecast Capex | [7 empty] | Capex forecast - Inflation escalation ($nominal)
# | Project name | Program | Asset class | Driver | Commissioned | Basis | Timing | 2022-23 | 2023-24 | 2024-25 | 2025-26 | 2026-27 | Total
1 | DN250 Validation and repair Dig ILI (MFL) | Pipeline Integrity | Pipelines | Replacement | As-incurred | FY 22 | March | 2281993.3632 | 0 | 0 | 0 | 0 | 2281993.3632
2 | CP Augmentation | Pipeline Integrity | Pipelines | Replacement | As-incurred | FY 22 | March | 4376556.4206 | 1519832.1381 | 1298859.5249 | 1224364.1988 | 1549581.0722 | 9969193.3546
3 | DN250 - Supply Security Project | DN250 Supply Security Project | Pipelines | Replacement | As-incurred | FY 22 | March | 5172639.8297 | 0 | 0 | 0 | 0 | 5172639.8297
4 | SCADA Hardware Lifecycle Management | SCADA Hardware Lifecycle Management | SIB Capex | Replacement | As-incurred | FY 22 | March | 818007.374 | 0 | 0 | 0 | 0 | 818007.374
5 | DN300 Metro - ILI - MFL + EMAT | Pipeline Integrity | Pipelines | Replacement | As-incurred | FY 22 | March | 0 | 0 | 0 | 0 | 1428950.2098 | 1428950.2098
6 | DN300 Metro Validation dig ILI | Pipeline Integrity | Pipelines | Replacement | As-incurred | FY 22 | March | 923687.1304 | 0 | 0 | 0 | 0 | 923687.1304
7 | DN200 Lytton Lateral - ILI - MFL | Pipeline Integrity | Pipelines | Replacement | As-incurred | FY 22 | March | 0 | 0 | 0 | 0 | 300079.544 | 300079.544
8 | Gatton - Battery Charger Replacement | Battery Charger Replacement | Compressors | Replacement | As-incurred | FY 22 | March | 91203.3863 | 0 | 0 | 0 | 0 | 91203.3863
9 | Kogan - Battery Charger Replacement | Battery Charger Replacement | Compressors | Replacement | As-incurred | FY 22 | March | 91203.3863 | 0 | 0 | 0 | 0 | 91203.3863
10 | Oakey - Battery Charger Replacement | Battery Charger Replacement | Compressors | Replacement | As-incurred | FY 22 | March | 91203.3863 | 0 | 0 | 0 | 0 | 91203.3863
11 | Peat Lateral Liquid Removal upgrades | Liquids Removal | Pipelines | Replacement | As-incurred | FY 22 | March | 1140177.7459 | 0 | 0 | 0 | 0 | 1140177.7459
12 | Underground valves upgrades | Valve Upgrade | Pipelines | Replacement | As-incurred | FY 22 | March | 121532.8246 | 152318.4359 | 0 | 0 | 0 | 273851.2605
13 | Dalby CS Comms Relocation | Dalby Communication Relocation | SIB Capex | Replacement | As-incurred | FY 22 | March | 60789.528 | 0 | 0 | 0 | 0 | 60789.528
14 | DN400 Metro Loop - ILI - MFL | Pipeline Integrity | Pipelines | Replacement | As-incurred | FY 22 | March | 0 | 0 | 0 | 0 | 0 | 0
15 | Warrego Highway upgrade pipeline protection | Pipeline Relocation | Pipelines | Replacement | As-incurred | FY 22 | March | 0 | 379222.7695 | 0 | 0 | 0 | 379222.7695
16 | Oakey & Kogan Decommissioning | Minor Projects | Compressors | Replacement | As-incurred | FY 22 | March | 0 | 0 | 0 | 0 | 0 | 0
17 | Gas Measurement Upgrade - including shades - FEED | Minor Projects | Regulators and meters | Replacement | As-incurred | FY 22 | March | 0 | 0 | 0 | 0 | 0 | 0
18 | Group IT | Group IT | Group IT | Non-network | As-incurred | FY 22 | March | 3890094.8996 | 4063630.9918 | 2887308.5037 | 2049743.673 | 1182339.236 | 14073117.3041
19 | Access Arrangement | Access Arrangement | Capitalised AA costs | Non-network | As-incurred | FY 22 | March | 791731.0645 | 57511.7549 | 0 | 0 | 0 | 849242.8193
20 | Minor Projects | Minor Projects | SIB Capex | Replacement | As-incurred | FY 22 | March | 436264.7513 | 454570.8463 | 466294.6594 | 488556.6079 | 506008.224 | 2351695.0889
21 | Property leases | Property Leases | SIB Capex | Non-network | As-incurred | FY 22 | March | 0 | 0 | 682781.8744 | 0 | 1801300.2795 | 2484082.1539
22 | Motor vehicle leases | Vehicle Leases | SIB Capex | Non-network | As-incurred | FY 22 | March | 129056.476 | 134153.8847 | 137074.239 | 142862.6087 | 147495.8356 | 690643.0441
23 | [7 empty] | 0 | 0 | 0 | 0 | 0 | 0
24 | [7 empty] | 0 | 0 | 0 | 0 | 0 | 0
25 | [7 empty] | 0 | 0 | 0 | 0 | 0 | 0
26 | [7 empty] | 0 | 0 | 0 | 0 | 0 | 0
27 | [7 empty] | 0 | 0 | 0 | 0 | 0 | 0
28 | [7 empty] | 0 | 0 | 0 | 0 | 0 | 0
29 | [7 empty] | 0 | 0 | 0 | 0 | 0 | 0
30 | [7 empty] | 0 | 0 | 0 | 0 | 0 | 0
31 | [7 empty] | 0 | 0 | 0 | 0 | 0 | 0
32 | [7 empty] | 0 | 0 | 0 | 0 | 0 | 0
33 | [7 empty] | 0 | 0 | 0 | 0 | 0 | 0
34 | [7 empty] | 0 | 0 | 0 | 0 | 0 | 0
35 | [7 empty] | 0 | 0 | 0 | 0 | 0 | 0
36 | [7 empty] | 0 | 0 | 0 | 0 | 0 | 0
37 | [7 empty] | 0 | 0 | 0 | 0 | 0 | 0
38 | [7 empty] | 0 | 0 | 0 | 0 | 0 | 0
39 | [7 empty] | 0 | 0 | 0 | 0 | 0 | 0
40 | [7 empty] | 0 | 0 | 0 | 0 | 0 | 0
41 | [7 empty] | 0 | 0 | 0 | 0 | 0 | 0
42 | [7 empty] | 0 | 0 | 0 | 0 | 0 | 0
43 | [7 empty] | 0 | 0 | 0 | 0 | 0 | 0
44 | [7 empty] | 0 | 0 | 0 | 0 | 0 | 0
45 | [7 empty] | 0 | 0 | 0 | 0 | 0 | 0
46 | [7 empty] | 0 | 0 | 0 | 0 | 0 | 0
47 | [7 empty] | 0 | 0 | 0 | 0 | 0 | 0
48 | [7 empty] | 0 | 0 | 0 | 0 | 0 | 0
49 | [7 empty] | 0 | 0 | 0 | 0 | 0 | 0
50 | [7 empty] | 0 | 0 | 0 | 0 | 0 | 0
51 | [7 empty] | 0 | 0 | 0 | 0 | 0 | 0
52 | [7 empty] | 0 | 0 | 0 | 0 | 0 | 0
53 | [7 empty] | 0 | 0 | 0 | 0 | 0 | 0
54 | [7 empty] | 0 | 0 | 0 | 0 | 0 | 0
55 | [7 empty] | 0 | 0 | 0 | 0 | 0 | 0
56 | [7 empty] | 0 | 0 | 0 | 0 | 0 | 0
57 | [7 empty] | 0 | 0 | 0 | 0 | 0 | 0
58 | [7 empty] | 0 | 0 | 0 | 0 | 0 | 0
59 | [7 empty] | 0 | 0 | 0 | 0 | 0 | 0
60 | [7 empty] | 0 | 0 | 0 | 0 | 0 | 0
61 | [7 empty] | 0 | 0 | 0 | 0 | 0 | 0
62 | [7 empty] | 0 | 0 | 0 | 0 | 0 | 0
63 | [7 empty] | 0 | 0 | 0 | 0 | 0 | 0
64 | [7 empty] | 0 | 0 | 0 | 0 | 0 | 0
65 | [7 empty] | 0 | 0 | 0 | 0 | 0 | 0
66 | [7 empty] | 0 | 0 | 0 | 0 | 0 | 0
67 | [7 empty] | 0 | 0 | 0 | 0 | 0 | 0
68 | [7 empty] | 0 | 0 | 0 | 0 | 0 | 0
69 | [7 empty] | 0 | 0 | 0 | 0 | 0 | 0
70 | [7 empty] | 0 | 0 | 0 | 0 | 0 | 0
71 | [7 empty] | 0 | 0 | 0 | 0 | 0 | 0
72 | [7 empty] | 0 | 0 | 0 | 0 | 0 | 0
73 | [7 empty] | 0 | 0 | 0 | 0 | 0 | 0
74 | [7 empty] | 0 | 0 | 0 | 0 | 0 | 0
75 | [7 empty] | 0 | 0 | 0 | 0 | 0 | 0
76 | [7 empty] | 0 | 0 | 0 | 0 | 0 | 0
77 | [7 empty] | 0 | 0 | 0 | 0 | 0 | 0
78 | [7 empty] | 0 | 0 | 0 | 0 | 0 | 0
79 | [7 empty] | 0 | 0 | 0 | 0 | 0 | 0
80 | [7 empty] | 0 | 0 | 0 | 0 | 0 | 0
81 | [7 empty] | 0 | 0 | 0 | 0 | 0 | 0
82 | [7 empty] | 0 | 0 | 0 | 0 | 0 | 0
83 | [7 empty] | 0 | 0 | 0 | 0 | 0 | 0
84 | [7 empty] | 0 | 0 | 0 | 0 | 0 | 0
85 | [7 empty] | 0 | 0 | 0 | 0 | 0 | 0
86 | [7 empty] | 0 | 0 | 0 | 0 | 0 | 0
87 | [7 empty] | 0 | 0 | 0 | 0 | 0 | 0
88 | [7 empty] | 0 | 0 | 0 | 0 | 0 | 0
89 | [7 empty] | 0 | 0 | 0 | 0 | 0 | 0
90 | [7 empty] | 0 | 0 | 0 | 0 | 0 | 0
91 | [7 empty] | 0 | 0 | 0 | 0 | 0 | 0
92 | [7 empty] | 0 | 0 | 0 | 0 | 0 | 0
93 | [7 empty] | 0 | 0 | 0 | 0 | 0 | 0
94 | [7 empty] | 0 | 0 | 0 | 0 | 0 | 0
95 | [7 empty] | 0 | 0 | 0 | 0 | 0 | 0
96 | [7 empty] | 0 | 0 | 0 | 0 | 0 | 0
97 | [7 empty] | 0 | 0 | 0 | 0 | 0 | 0
98 | [7 empty] | 0 | 0 | 0 | 0 | 0 | 0
99 | [7 empty] | 0 | 0 | 0 | 0 | 0 | 0
100 | [7 empty] | 0 | 0 | 0 | 0 | 0 | 0
101 | [7 empty] | 0 | 0 | 0 | 0 | 0 | 0
102 | [7 empty] | 0 | 0 | 0 | 0 | 0 | 0
103 | [7 empty] | 0 | 0 | 0 | 0 | 0 | 0
104 | [7 empty] | 0 | 0 | 0 | 0 | 0 | 0
105 | [7 empty] | 0 | 0 | 0 | 0 | 0 | 0
106 | [7 empty] | 0 | 0 | 0 | 0 | 0 | 0
107 | [7 empty] | 0 | 0 | 0 | 0 | 0 | 0
108 | [7 empty] | 0 | 0 | 0 | 0 | 0 | 0
109 | [7 empty] | 0 | 0 | 0 | 0 | 0 | 0
110 | [7 empty] | 0 | 0 | 0 | 0 | 0 | 0
111 | [7 empty] | 0 | 0 | 0 | 0 | 0 | 0
112 | [7 empty] | 0 | 0 | 0 | 0 | 0 | 0
113 | [7 empty] | 0 | 0 | 0 | 0 | 0 | 0
114 | [7 empty] | 0 | 0 | 0 | 0 | 0 | 0
115 | [7 empty] | 0 | 0 | 0 | 0 | 0 | 0
116 | [7 empty] | 0 | 0 | 0 | 0 | 0 | 0
117 | [7 empty] | 0 | 0 | 0 | 0 | 0 | 0
118 | [7 empty] | 0 | 0 | 0 | 0 | 0 | 0
119 | [7 empty] | 0 | 0 | 0 | 0 | 0 | 0
120 | [7 empty] | 0 | 0 | 0 | 0 | 0 | 0
121 | [7 empty] | 0 | 0 | 0 | 0 | 0 | 0
122 | [7 empty] | 0 | 0 | 0 | 0 | 0 | 0
123 | [7 empty] | 0 | 0 | 0 | 0 | 0 | 0
124 | [7 empty] | 0 | 0 | 0 | 0 | 0 | 0
125 | [7 empty] | 0 | 0 | 0 | 0 | 0 | 0
126 | [7 empty] | 0 | 0 | 0 | 0 | 0 | 0
127 | [7 empty] | 0 | 0 | 0 | 0 | 0 | 0
128 | [7 empty] | 0 | 0 | 0 | 0 | 0 | 0
129 | [7 empty] | 0 | 0 | 0 | 0 | 0 | 0
130 | [7 empty] | 0 | 0 | 0 | 0 | 0 | 0
131 | [7 empty] | 0 | 0 | 0 | 0 | 0 | 0
132 | [7 empty] | 0 | 0 | 0 | 0 | 0 | 0
133 | [7 empty] | 0 | 0 | 0 | 0 | 0 | 0
134 | [7 empty] | 0 | 0 | 0 | 0 | 0 | 0
135 | [7 empty] | 0 | 0 | 0 | 0 | 0 | 0
136 | [7 empty] | 0 | 0 | 0 | 0 | 0 | 0
137 | [7 empty] | 0 | 0 | 0 | 0 | 0 | 0
138 | [7 empty] | 0 | 0 | 0 | 0 | 0 | 0
139 | [7 empty] | 0 | 0 | 0 | 0 | 0 | 0
140 | [7 empty] | 0 | 0 | 0 | 0 | 0 | 0
141 | [7 empty] | 0 | 0 | 0 | 0 | 0 | 0
142 | [7 empty] | 0 | 0 | 0 | 0 | 0 | 0
143 | [7 empty] | 0 | 0 | 0 | 0 | 0 | 0
144 | [7 empty] | 0 | 0 | 0 | 0 | 0 | 0
145 | [7 empty] | 0 | 0 | 0 | 0 | 0 | 0
146 | [7 empty] | 0 | 0 | 0 | 0 | 0 | 0
147 | [7 empty] | 0 | 0 | 0 | 0 | 0 | 0
148 | [7 empty] | 0 | 0 | 0 | 0 | 0 | 0
149 | [7 empty] | 0 | 0 | 0 | 0 | 0 | 0
150 | [7 empty] | 0 | 0 | 0 | 0 | 0 | 0
| TOTAL | [6 empty] | 20416141.5666 | 6761240.8212 | 5472318.8013 | 3905527.0883 | 6915754.4012 | 43470982.6787
"As incurred" or specific year

## C ¦ RFM escalation
0
Roma to Brisbane Pipeline (RBP) 2027-32 access arrangement | [8 empty] | Total | 25165931.4516 | Total | 589.5159 | [6 empty] | Total | 2264933.8306 | Total | 27431454.7982 | Total | 5660601.0977 | Total | 27431454.7982
Capex model - Actual and forecast capex (2023-27) escalation
[9 empty] | 12 | 13
Forecast Capex | [8 empty] | Inflation escalation ($nominal) |  | Labour escalation ($nominal ) |  | Capex forecast - Material escalation ($nominal) |  | Capex forecast - Contractor escalation ($nominal) |  | Capex forecast - Other escalation ($nominal) |  | Capitalised corporate overheads ($nominal) |  | Total ($nominal) |  | Immediately expensed ($nominal) |  | Forecast - As commissioned ($nominal)
# | Project name | Program | Minor project type | Asset class | Driver | Commissioned | Basis | Timing | 2025-26 | 2026-27 | 2025-26 | 2026-27 | 2025-26 | 2026-27 | 2025-26 | 2026-27 | 2025-26 | 2026-27 | 2025-26 | 2026-27 | 2025-26 | 2026-27 | 2025-26 | 2026-27 | 2025-26 | 2026-27
1 | Lytton Valve replacement DN300 & DN200 | SIB | Valve replacement | Pipelines | Replacement | As incurred | FY 26 | Mid-year | 0 | 0 | 0 | 0 | [6 empty] | 0 | 0 | 0 | 0 | 0 | 0 | 0 | 0
2 | DN200 Lytton Lateral - ILI - MFL | Pipeline Integrity | ILI | Pipeline Integrity | Replacement | As incurred | FY 26 | Mid-year | 0 | 0 | 0 | 0 | [6 empty] | 0 | 0 | 0 | 0 | 0 | 0 | 0 | 0
3 | DN250 Peat Lateral - ILI | Pipeline Integrity | ILI | Pipeline Integrity | Replacement | As incurred | FY 26 | Mid-year | 0 | 0 | 0 | 0 | [6 empty] | 0 | 0 | 0 | 0 | 0 | 0 | 0 | 0
4 | DN250 Peat Lateral - Validation Dig ILI | Pipeline Integrity | Validation dig | Pipeline Integrity | Replacement | As incurred | FY 26 | Mid-year | 0 | 0 | 0 | 0 | [6 empty] | 0 | 0 | 0 | 0 | 0 | 0 | 0 | 0
5 | DN300 Metro - ILI - MFL + EMAT | Pipeline Integrity | ILI | Pipeline Integrity | Replacement | As incurred | FY 26 | Mid-year | 0 | 0 | 0 | 0 | [6 empty] | 0 | 0 | 0 | 0 | 0 | 0 | 0 | 0
6 | DN300 Metro - Validation dig ILI | Pipeline Integrity | Validation dig | Pipeline Integrity | Replacement | As incurred | FY 26 | Mid-year | 0 | 0 | 0 | 0 | [6 empty] | 0 | 0 | 0 | 0 | 0 | 0 | 0 | 0
7 | DN400 - MFL Campaign (3 sections) FY28-30 | Pipeline Integrity | ILI | Pipeline Integrity | Replacement | As incurred | FY 26 | Mid-year | 0 | 0 | 0 | 0 | [6 empty] | 0 | 0 | 0 | 0 | 0 | 0 | 0 | 0
8 | DN400 - MFL Campaign (5 sections) FY26-28 | Pipeline Integrity | ILI | Pipeline Integrity | Replacement | As incurred | FY 26 | Mid-year | 0 | 0 | 0 | 0 | [6 empty] | 0 | 0 | 0 | 0 | 0 | 0 | 0 | 0
9 | DN400 - Validation Dig ILI (3 sections) | Pipeline Integrity | Validation dig | Pipeline Integrity | Replacement | As incurred | FY 26 | Mid-year | 0 | 0 | 0 | 0 | [6 empty] | 0 | 0 | 0 | 0 | 0 | 0 | 0 | 0
10 | DN400 - Validation Dig ILI (5 sections) | Pipeline Integrity | Validation dig | Pipeline Integrity | Replacement | As incurred | FY 26 | Mid-year | 0 | 0 | 0 | 0 | [6 empty] | 0 | 0 | 0 | 0 | 0 | 0 | 0 | 0
11 | CP Program | Pipeline Integrity | CP | Pipelines | Replacement | As incurred | FY 26 | Mid-year | 0 | 0 | 0 | 0 | [6 empty] | 0 | 0 | 0 | 0 | 0 | 0 | 0 | 0
12 | CP Interference (DN250) and Registration | Pipeline Integrity | CP | Pipelines | Replacement | As incurred | FY 26 | Mid-year | 0 | 0 | 0 | 0 | [6 empty] | 0 | 0 | 0 | 0 | 0 | 0 | 0 | 0
13 | DN200 Lytton Lateral - Validation Dig ILI | Pipeline Integrity | Validation dig | Pipeline Integrity | Replacement | As incurred | FY 26 | Mid-year | 0 | 0 | 0 | 0 | [6 empty] | 0 | 0 | 0 | 0 | 0 | 0 | 0 | 0
14 | DN250 Supply Security - Phase 2a | DN250 Supply Security Project | Security | Pipelines | Replacement | As incurred | FY 26 | Mid-year | 0 | 0 | 0 | 0 | [6 empty] | 0 | 0 | 0 | 0 | 0 | 0 | 0 | 0
15 | DN300 Pig Receiver Safety Upgrades (SEA Compound)​ | Pipeline Integrity | ILI upgrade | Pipelines | Replacement | As incurred | FY 26 | Mid-year | 0 | 0 | 0 | 0 | [6 empty] | 0 | 0 | 0 | 0 | 0 | 0 | 0 | 0
16 | DN250 AC Mitigation (Oakey to Bellbird Park) | DN250 Supply Security Project | AC mitigation | Pipelines | Replacement | As incurred | FY 26 | Mid-year | 0 | 0 | 0 | 0 | [6 empty] | 0 | 0 | 0 | 0 | 0 | 0 | 0 | 0
17 | DN250 Suspension - Phase 3 | DN250 Supply Security Project | DN250 Supply Security | Pipelines | Replacement | As incurred | FY 26 | Mid-year | 0 | 0 | 0 | 0 | [6 empty] | 0 | 0 | 0 | 0 | 0 | 0 | 0 | 0
18 | Gowrie Creek flood protection | Environment | Gowrie Creek | Pipelines | Replacement | As incurred | FY 26 | Mid-year | 0 | 0 | 0 | 0 | [6 empty] | 0 | 0 | 0 | 0 | 0 | 0 | 0 | 0
19 | Station Painting | Site equipment | Station painting | Compressors | Replacement | As incurred | FY 26 | Mid-year | 0 | 0 | 0 | 0 | [6 empty] | 0 | 0 | 0 | 0 | 0 | 0 | 0 | 0
20 | Replacement for Crane truck | SIB | SIB | SIB capex | Replacement | As incurred | FY 26 | Mid-year | 0 | 0 | 0 | 0 | [6 empty] | 0 | 0 | 0 | 0 | 0 | 0 | 0 | 0
21 | Generator Upgrades | SIB | SIB | SIB capex | Replacement | As incurred | FY 26 | Mid-year | 0 | 0 | 0 | 0 | [6 empty] | 0 | 0 | 0 | 0 | 0 | 0 | 0 | 0
22 | SDV at Condamine | SIB | SIB | SIB capex | Replacement | As incurred | FY 26 | Mid-year | 0 | 0 | 0 | 0 | [6 empty] | 0 | 0 | 0 | 0 | 0 | 0 | 0 | 0
23 | Woodroy, Arubial & Scotia Actuators | SIB | SIB | SIB capex | Replacement | As incurred | FY 26 | Mid-year | 0 | 0 | 0 | 0 | [6 empty] | 0 | 0 | 0 | 0 | 0 | 0 | 0 | 0
24 | Controlwave Micro RTUs & Flow Computer end of Life replacement | Gas Instruments | Flow computer & RTU upgrades | Regulators and meters | Replacement | As incurred | FY 26 | Mid-year | 0 | 0 | 0 | 0 | [6 empty] | 0 | 0 | 0 | 0 | 0 | 0 | 0 | 0
25 | Dalby CS Control Room footings | SIB | SIB | Compressors | Replacement | As incurred | FY 26 | Mid-year | 0 | 0 | 0 | 0 | [6 empty] | 0 | 0 | 0 | 0 | 0 | 0 | 0 | 0
26 | Earthing upgrades | Site equipment | Earthing upgrades | SIB capex | Replacement | As incurred | FY 26 | Mid-year | 0 | 0 | 0 | 0 | [6 empty] | 0 | 0 | 0 | 0 | 0 | 0 | 0 | 0
27 | Woodroyd - GC & Moisture Analyser | Gas Instruments | Gas specification metering | Regulators and meters | Replacement | As incurred | FY 26 | Mid-year | 0 | 0 | 0 | 0 | [6 empty] | 0 | 0 | 0 | 0 | 0 | 0 | 0 | 0
28 | Scotia - GC & Moisture Analyser | Gas Instruments | Gas specification metering | Regulators and meters | Replacement | As incurred | FY 26 | Mid-year | 0 | 0 | 0 | 0 | [6 empty] | 0 | 0 | 0 | 0 | 0 | 0 | 0 | 0
29 | Ellengrove GC Upgrade | Gas Instruments | Gas specification metering | Regulators and meters | Replacement | As incurred | FY 26 | Mid-year | 0 | 0 | 0 | 0 | [6 empty] | 0 | 0 | 0 | 0 | 0 | 0 | 0 | 0
30 | Brightview GC Upgrade | Gas Instruments | Gas specification metering | Regulators and meters | Replacement | As incurred | FY 26 | Mid-year | 0 | 0 | 0 | 0 | [6 empty] | 0 | 0 | 0 | 0 | 0 | 0 | 0 | 0
31 | Redbank Plains - Turbine Meter Upgrade | Gas Instruments | Turbine meter upgrade | Regulators and meters | Replacement | As incurred | FY 26 | Mid-year | 0 | 0 | 0 | 0 | [6 empty] | 0 | 0 | 0 | 0 | 0 | 0 | 0 | 0
32 | Toowoomba - Turbine Meter Upgrade | Gas Instruments | Turbine meter upgrade | Regulators and meters | Replacement | As incurred | FY 26 | Mid-year | 0 | 0 | 0 | 0 | [6 empty] | 0 | 0 | 0 | 0 | 0 | 0 | 0 | 0
33 | Instrument Calibrators | Tools | Calibrators | SIB capex | Replacement | As incurred | FY 26 | Mid-year | 0 | 0 | 0 | 0 | [6 empty] | 0 | 0 | 0 | 0 | 0 | 0 | 0 | 0
34 | Safety Critical Digs (Complex) | Pipeline Integrity | Safety digs | Pipelines | Replacement | As incurred | FY 26 | Mid-year | 0 | 0 | 0 | 0 | [6 empty] | 0 | 0 | 0 | 0 | 0 | 0 | 0 | 0
35 | Safety Critical Digs (Non-complex) | Pipeline Integrity | Safety digs | Pipelines | Replacement | As incurred | FY 26 | Mid-year | 0 | 0 | 0 | 0 | [6 empty] | 0 | 0 | 0 | 0 | 0 | 0 | 0 | 0
36 | Ellengrove Reliability | SIB | Ellengrove Reliability | Pipelines | Replacement | As incurred | FY 26 | Mid-year | 0 | 0 | 0 | 0 | [6 empty] | 0 | 0 | 0 | 0 | 0 | 0 | 0 | 0
37 | Calibration Tools Improvement | Tools | Calibrators | SIB capex | Replacement | As incurred | FY 26 | Mid-year | 0 | 0 | 0 | 0 | [6 empty] | 0 | 0 | 0 | 0 | 0 | 0 | 0 | 0
38 | Enhanced Methane Survey | Pipeline Integrity | Enhanced Methane Survey | Pipelines | Replacement | As incurred | FY 26 | Mid-year | 0 | 0 | 0 | 0 | [6 empty] | 0 | 0 | 0 | 0 | 0 | 0 | 0 | 0
39 | Minor Projects | SIB | SIB | SIB Capex | Replacement | As incurred | FY 27 | Mid-year | 0 | 0 | 0 | 0 | [6 empty] | 0 | 0 | 0 | 0 | 0 | 0 | 0 | 0
40 | Corporate | Corporate | Corporate | SIB Capex | Non-network | As incurred | FY 27 | Mid-year | 140812.3736 | 146444.8686 | 0 | 0 | [6 empty] | 12673.1136 | 13180.0382 | 153485.4873 | 159624.9067 | 153485.4873 | 159624.9067 | 153485.4873 | 159624.9067
41 | Group IT | Group IT | Group IT | Group IT | Non-network | As incurred | FY 27 | Mid-year | 3522077.7995 | 598970.6868 | 0 | 0 | [6 empty] | 316987.002 | 53907.3618 | 3839064.8014 | 652878.0486 | 3839064.8014 | 652878.0486 | 3839064.8014 | 652878.0486
42 | Property Leases | Property Leases | Property Leases | SIB Capex | Non-network | As incurred | FY 27 | Mid-year | 185823.912 | 193256.8685 | 0 | 0 | [6 empty] | 16724.1521 | 17393.1182 | 202548.0641 | 210649.9866 | 202548.0641 | 210649.9866 | 202548.0641 | 210649.9866
43 | Vehicle Leases | Vehicle Leases | Vehicle Leases | SIB Capex | Non-network | As incurred | FY 27 | Mid-year | 198934.0722 | 206891.4351 | 0 | 0 | [6 empty] | 17904.0665 | 18620.2292 | 216838.1387 | 225511.6643 | 216838.1387 | 225511.6643 | 216838.1387 | 225511.6643
44 | Access Arrangement | Access Arrangement | Access Arrangement | Capitalised AA costs | Non-network | As incurred | FY 27 | Mid-year | 309192.3077 | 60000 | 0 | 589.5159 | [6 empty] | 27827.3077 | 5400 | 337019.6154 | 65989.5159 | 0 | 0 | 337019.6154 | 65989.5159
45 | DN300 Metro ILI - EMAT + C-MFL | Pipeline Integrity |  | Pipelines | Replacement | As incurred | FY 26 | End-year | 1425087 | 744132.4904 | 0 | 0 | [6 empty] | 128257.83 | 66971.9241 | 1553344.83 | 811104.4145 | 0 | 0 | 1553344.83 | 811104.4145
46 | DN250 Supply Security - Phase 2a Current AA | DN250 Supply Security Project |  | Pipelines | Replacement | As incurred | FY 26 | End-year | 908354 | 5259871.7704 | 0 | 0 | [6 empty] | 81751.86 | 473388.4593 | 990105.86 | 5733260.2297 | 0 | 0 | 990105.86 | 5733260.2297
47 | DN400 - MFL Campaign (5 sections) FY2026-28 | Pipeline Integrity |  | Pipelines | Replacement | As incurred | FY 26 | End-year | 763762 | 2161543.228 | 0 | 0 | [6 empty] | 68738.58 | 194538.8905 | 832500.58 | 2356082.1185 | 0 | 0 | 832500.58 | 2356082.1185
48 | DN300 Metro MFL Validation Digs - FY26 | Pipeline Integrity |  | Pipelines | Replacement | As incurred | FY 26 | End-year | 735000 | 53052.48 | 0 | 0 | [6 empty] | 66150 | 4774.7232 | 801150 | 57827.2032 | 0 | 0 | 801150 | 57827.2032
49 | Main Switchboard Replacement (Condamine & Gatton) | Main Switchboard Replacement |  | SIB capex | Replacement | As incurred | FY 26 | End-year | 650000 | 278571.7272 | 0 | 0 | [6 empty] | 58500 | 25071.4554 | 708500 | 303643.1826 | 0 | 0 | 708500 | 303643.1826
50 | Net Zero - Valve Upgrades - RBP | Environment |  | Pipelines | Replacement | As incurred | FY 26 | End-year | 300000 | 0 | 0 | 0 | [6 empty] | 27000 | 0 | 327000 | 0 | 0 | 0 | 327000 | 0
51 | CP - Upgrade AC Connection (Claus Rd) | Pipeline Integrity |  | Pipelines | Replacement | As incurred | FY 26 | End-year | 200000 | 22098.752 | 0 | 0 | [6 empty] | 18000 | 1988.8877 | 218000 | 24087.6397 | 0 | 0 | 218000 | 24087.6397
52 | CP - DN400 AC Mitigation | Pipeline Integrity |  | Pipelines | Replacement | As incurred | FY 26 | End-year | 200000 | 117012.584 | 0 | 0 | [6 empty] | 18000 | 10531.1326 | 218000 | 127543.7166 | 0 | 0 | 218000 | 127543.7166
53 | DN250 Safety Critical Dig-Ups (Brassall - Bellbird) | DN250 Supply Security Project |  | Pipelines | Replacement | As incurred | FY 26 | End-year | 50000 | 785892.64 | 0 | 0 | [6 empty] | 4500 | 70730.3376 | 54500 | 856622.9776 | 0 | 0 | 54500 | 856622.9776
54 | Ellengrove Reliability - Valve Replacements and Reliability | DN250 Supply Security Project |  | Pipelines | Replacement | As incurred | FY 26 | End-year | 0 | 1195633.972 | 0 | 0 | [6 empty] | 0 | 107607.0575 | 0 | 1303241.0295 | 0 | 0 | 0 | 1303241.0295
55 | DN300 Pig Receiver Safety Upgrades (SEA Compound) | PIG Trap |  | Pipelines | Replacement | As incurred | FY 26 | End-year | 0 | 665600 | 0 | 0 | [6 empty] | 0 | 59904 | 0 | 725504 | 0 | 0 | 0 | 725504
56 | DN300 Metro ILI - MFL Current Period | Pipeline Integrity |  | Pipelines | Replacement | As incurred | FY 26 | End-year | 0 | 1560000 | 0 | 0 | [6 empty] | 0 | 140400 | 0 | 1700400 | 0 | 0 | 0 | 1700400
57 | DN200 Lytton Lateral - ILI - MFL (FY27) | Pipeline Integrity |  | Pipelines | Replacement | As incurred | FY 26 | End-year | 0 | 218400 | 0 | 0 | [6 empty] | 0 | 19656 | 0 | 238056 | 0 | 0 | 0 | 238056
58 | Major Capitalisable Maintenance FY27 | Minor Projects |  | SIB capex | Replacement | As incurred | FY 26 | End-year | 324226.2175 | 337195.2662 | 0 | 0 | [6 empty] | 29180.3596 | 30347.574 | 353406.5771 | 367542.8401 | 0 | 0 | 353406.5771 | 367542.8401
59 | Ellengrove - add BPCS loop | Ellengrove Safety |  | Regulators and meters | Replacement | As incurred | FY 26 | End-year | 547600 | 0 | 0 | 0 | [6 empty] | 49284 | 0 | 596884 | 0 | 0 | 0 | 596884 | 0
60 | Mech - DN250 Supply Security Project Phase 2 | DN250 Supply Security Project |  | Pipelines | Replacement | As incurred | FY 26 | End-year | 493 | 0 | 0 | 0 | [6 empty] | 44.37 | 0 | 537.37 | 0 | 0 | 0 | 537.37 | 0
61 | CP Upgrade DN300 (Eight Mile Plains) | Pipeline Integrity |  | Pipelines | Replacement | As incurred | FY 26 | End-year | 100000 | 0 | 0 | 0 | [6 empty] | 9000 | 0 | 109000 | 0 | 0 | 0 | 109000 | 0
62 | [8 empty] | 0 | 0 | 0 | 0 | [6 empty] | 0 | 0 | 0 | 0 | 0 | 0 | 0 | 0
63 | [8 empty] | 0 | 0 | 0 | 0 | [6 empty] | 0 | 0 | 0 | 0 | 0 | 0 | 0 | 0
64 | [8 empty] | 0 | 0 | 0 | 0 | [6 empty] | 0 | 0 | 0 | 0 | 0 | 0 | 0 | 0
65 | [8 empty] | 0 | 0 | 0 | 0 | [6 empty] | 0 | 0 | 0 | 0 | 0 | 0 | 0 | 0
66 | [8 empty] | 0 | 0 | 0 | 0 | [6 empty] | 0 | 0 | 0 | 0 | 0 | 0 | 0 | 0
67 | [8 empty] | 0 | 0 | 0 | 0 | [6 empty] | 0 | 0 | 0 | 0 | 0 | 0 | 0 | 0
68 | [8 empty] | 0 | 0 | 0 | 0 | [6 empty] | 0 | 0 | 0 | 0 | 0 | 0 | 0 | 0
69 | [8 empty] | 0 | 0 | 0 | 0 | [6 empty] | 0 | 0 | 0 | 0 | 0 | 0 | 0 | 0
70 | [8 empty] | 0 | 0 | 0 | 0 | [6 empty] | 0 | 0 | 0 | 0 | 0 | 0 | 0 | 0
71 | [8 empty] | 0 | 0 | 0 | 0 | [6 empty] | 0 | 0 | 0 | 0 | 0 | 0 | 0 | 0
72 | [8 empty] | 0 | 0 | 0 | 0 | [6 empty] | 0 | 0 | 0 | 0 | 0 | 0 | 0 | 0
73 | [8 empty] | 0 | 0 | 0 | 0 | [6 empty] | 0 | 0 | 0 | 0 | 0 | 0 | 0 | 0
74 | [8 empty] | 0 | 0 | 0 | 0 | [6 empty] | 0 | 0 | 0 | 0 | 0 | 0 | 0 | 0
75 | [8 empty] | 0 | 0 | 0 | 0 | [6 empty] | 0 | 0 | 0 | 0 | 0 | 0 | 0 | 0
76 | [8 empty] | 0 | 0 | 0 | 0 | [6 empty] | 0 | 0 | 0 | 0 | 0 | 0 | 0 | 0
77 | [8 empty] | 0 | 0 | 0 | 0 | [6 empty] | 0 | 0 | 0 | 0 | 0 | 0 | 0 | 0
78 | [8 empty] | 0 | 0 | 0 | 0 | [6 empty] | 0 | 0 | 0 | 0 | 0 | 0 | 0 | 0
79 | [8 empty] | 0 | 0 | 0 | 0 | [6 empty] | 0 | 0 | 0 | 0 | 0 | 0 | 0 | 0
80 | [8 empty] | 0 | 0 | 0 | 0 | [6 empty] | 0 | 0 | 0 | 0 | 0 | 0 | 0 | 0
81 | [8 empty] | 0 | 0 | 0 | 0 | [6 empty] | 0 | 0 | 0 | 0 | 0 | 0 | 0 | 0
82 | [8 empty] | 0 | 0 | 0 | 0 | [6 empty] | 0 | 0 | 0 | 0 | 0 | 0 | 0 | 0
83 | [8 empty] | 0 | 0 | 0 | 0 | [6 empty] | 0 | 0 | 0 | 0 | 0 | 0 | 0 | 0
84 | [8 empty] | 0 | 0 | 0 | 0 | [6 empty] | 0 | 0 | 0 | 0 | 0 | 0 | 0 | 0
85 | [8 empty] | 0 | 0 | 0 | 0 | [6 empty] | 0 | 0 | 0 | 0 | 0 | 0 | 0 | 0
86 | [8 empty] | 0 | 0 | 0 | 0 | [6 empty] | 0 | 0 | 0 | 0 | 0 | 0 | 0 | 0
87 | [8 empty] | 0 | 0 | 0 | 0 | [6 empty] | 0 | 0 | 0 | 0 | 0 | 0 | 0 | 0
88 | [8 empty] | 0 | 0 | 0 | 0 | [6 empty] | 0 | 0 | 0 | 0 | 0 | 0 | 0 | 0
89 | [8 empty] | 0 | 0 | 0 | 0 | [6 empty] | 0 | 0 | 0 | 0 | 0 | 0 | 0 | 0
90 | [8 empty] | 0 | 0 | 0 | 0 | [6 empty] | 0 | 0 | 0 | 0 | 0 | 0 | 0 | 0
91 | [8 empty] | 0 | 0 | 0 | 0 | [6 empty] | 0 | 0 | 0 | 0 | 0 | 0 | 0 | 0
92 | [8 empty] | 0 | 0 | 0 | 0 | [6 empty] | 0 | 0 | 0 | 0 | 0 | 0 | 0 | 0
93 | [8 empty] | 0 | 0 | 0 | 0 | [6 empty] | 0 | 0 | 0 | 0 | 0 | 0 | 0 | 0
94 | [8 empty] | 0 | 0 | 0 | 0 | [6 empty] | 0 | 0 | 0 | 0 | 0 | 0 | 0 | 0
95 | [8 empty] | 0 | 0 | 0 | 0 | [6 empty] | 0 | 0 | 0 | 0 | 0 | 0 | 0 | 0
96 | [8 empty] | 0 | 0 | 0 | 0 | [6 empty] | 0 | 0 | 0 | 0 | 0 | 0 | 0 | 0
97 | [8 empty] | 0 | 0 | 0 | 0 | [6 empty] | 0 | 0 | 0 | 0 | 0 | 0 | 0 | 0
98 | [8 empty] | 0 | 0 | 0 | 0 | [6 empty] | 0 | 0 | 0 | 0 | 0 | 0 | 0 | 0
99 | [8 empty] | 0 | 0 | 0 | 0 | [6 empty] | 0 | 0 | 0 | 0 | 0 | 0 | 0 | 0
100 | [8 empty] | 0 | 0 | 0 | 0 | [6 empty] | 0 | 0 | 0 | 0 | 0 | 0 | 0 | 0
101 | [8 empty] | 0 | 0 | 0 | 0 | [6 empty] | 0 | 0 | 0 | 0 | 0 | 0 | 0 | 0
102 | [8 empty] | 0 | 0 | 0 | 0 | [6 empty] | 0 | 0 | 0 | 0 | 0 | 0 | 0 | 0
103 | [8 empty] | 0 | 0 | 0 | 0 | [6 empty] | 0 | 0 | 0 | 0 | 0 | 0 | 0 | 0
104 | [8 empty] | 0 | 0 | 0 | 0 | [6 empty] | 0 | 0 | 0 | 0 | 0 | 0 | 0 | 0
105 | [8 empty] | 0 | 0 | 0 | 0 | [6 empty] | 0 | 0 | 0 | 0 | 0 | 0 | 0 | 0
106 | [8 empty] | 0 | 0 | 0 | 0 | [6 empty] | 0 | 0 | 0 | 0 | 0 | 0 | 0 | 0
107 | [8 empty] | 0 | 0 | 0 | 0 | [6 empty] | 0 | 0 | 0 | 0 | 0 | 0 | 0 | 0
108 | [8 empty] | 0 | 0 | 0 | 0 | [6 empty] | 0 | 0 | 0 | 0 | 0 | 0 | 0 | 0
109 | [8 empty] | 0 | 0 | 0 | 0 | [6 empty] | 0 | 0 | 0 | 0 | 0 | 0 | 0 | 0
110 | [8 empty] | 0 | 0 | 0 | 0 | [6 empty] | 0 | 0 | 0 | 0 | 0 | 0 | 0 | 0
111 | [8 empty] | 0 | 0 | 0 | 0 | [6 empty] | 0 | 0 | 0 | 0 | 0 | 0 | 0 | 0
112 | [8 empty] | 0 | 0 | 0 | 0 | [6 empty] | 0 | 0 | 0 | 0 | 0 | 0 | 0 | 0
113 | [8 empty] | 0 | 0 | 0 | 0 | [6 empty] | 0 | 0 | 0 | 0 | 0 | 0 | 0 | 0
114 | [8 empty] | 0 | 0 | 0 | 0 | [6 empty] | 0 | 0 | 0 | 0 | 0 | 0 | 0 | 0
115 | [8 empty] | 0 | 0 | 0 | 0 | [6 empty] | 0 | 0 | 0 | 0 | 0 | 0 | 0 | 0
116 | [8 empty] | 0 | 0 | 0 | 0 | [6 empty] | 0 | 0 | 0 | 0 | 0 | 0 | 0 | 0
117 | [8 empty] | 0 | 0 | 0 | 0 | [6 empty] | 0 | 0 | 0 | 0 | 0 | 0 | 0 | 0
118 | [8 empty] | 0 | 0 | 0 | 0 | [6 empty] | 0 | 0 | 0 | 0 | 0 | 0 | 0 | 0
119 | [8 empty] | 0 | 0 | 0 | 0 | [6 empty] | 0 | 0 | 0 | 0 | 0 | 0 | 0 | 0
120 | [8 empty] | 0 | 0 | 0 | 0 | [6 empty] | 0 | 0 | 0 | 0 | 0 | 0 | 0 | 0
121 | [8 empty] | 0 | 0 | 0 | 0 | [6 empty] | 0 | 0 | 0 | 0 | 0 | 0 | 0 | 0
122 | [8 empty] | 0 | 0 | 0 | 0 | [6 empty] | 0 | 0 | 0 | 0 | 0 | 0 | 0 | 0
123 | [8 empty] | 0 | 0 | 0 | 0 | [6 empty] | 0 | 0 | 0 | 0 | 0 | 0 | 0 | 0
124 | [8 empty] | 0 | 0 | 0 | 0 | [6 empty] | 0 | 0 | 0 | 0 | 0 | 0 | 0 | 0
125 | [8 empty] | 0 | 0 | 0 | 0 | [6 empty] | 0 | 0 | 0 | 0 | 0 | 0 | 0 | 0
126 | [8 empty] | 0 | 0 | 0 | 0 | [6 empty] | 0 | 0 | 0 | 0 | 0 | 0 | 0 | 0
127 | [8 empty] | 0 | 0 | 0 | 0 | [6 empty] | 0 | 0 | 0 | 0 | 0 | 0 | 0 | 0
128 | [8 empty] | 0 | 0 | 0 | 0 | [6 empty] | 0 | 0 | 0 | 0 | 0 | 0 | 0 | 0
129 | [8 empty] | 0 | 0 | 0 | 0 | [6 empty] | 0 | 0 | 0 | 0 | 0 | 0 | 0 | 0
130 | [8 empty] | 0 | 0 | 0 | 0 | [6 empty] | 0 | 0 | 0 | 0 | 0 | 0 | 0 | 0
131 | [8 empty] | 0 | 0 | 0 | 0 | [6 empty] | 0 | 0 | 0 | 0 | 0 | 0 | 0 | 0
132 | [8 empty] | 0 | 0 | 0 | 0 | [6 empty] | 0 | 0 | 0 | 0 | 0 | 0 | 0 | 0
133 | [8 empty] | 0 | 0 | 0 | 0 | [6 empty] | 0 | 0 | 0 | 0 | 0 | 0 | 0 | 0
134 | [8 empty] | 0 | 0 | 0 | 0 | [6 empty] | 0 | 0 | 0 | 0 | 0 | 0 | 0 | 0
135 | [8 empty] | 0 | 0 | 0 | 0 | [6 empty] | 0 | 0 | 0 | 0 | 0 | 0 | 0 | 0
136 | [8 empty] | 0 | 0 | 0 | 0 | [6 empty] | 0 | 0 | 0 | 0 | 0 | 0 | 0 | 0
137 | [8 empty] | 0 | 0 | 0 | 0 | [6 empty] | 0 | 0 | 0 | 0 | 0 | 0 | 0 | 0
138 | [8 empty] | 0 | 0 | 0 | 0 | [6 empty] | 0 | 0 | 0 | 0 | 0 | 0 | 0 | 0
139 | [8 empty] | 0 | 0 | 0 | 0 | [6 empty] | 0 | 0 | 0 | 0 | 0 | 0 | 0 | 0
140 | [8 empty] | 0 | 0 | 0 | 0 | [6 empty] | 0 | 0 | 0 | 0 | 0 | 0 | 0 | 0
141 | [8 empty] | 0 | 0 | 0 | 0 | [6 empty] | 0 | 0 | 0 | 0 | 0 | 0 | 0 | 0
142 | [8 empty] | 0 | 0 | 0 | 0 | [6 empty] | 0 | 0 | 0 | 0 | 0 | 0 | 0 | 0
143 | [8 empty] | 0 | 0 | 0 | 0 | [6 empty] | 0 | 0 | 0 | 0 | 0 | 0 | 0 | 0
144 | [8 empty] | 0 | 0 | 0 | 0 | [6 empty] | 0 | 0 | 0 | 0 | 0 | 0 | 0 | 0
145 | [8 empty] | 0 | 0 | 0 | 0 | [6 empty] | 0 | 0 | 0 | 0 | 0 | 0 | 0 | 0
146 | [8 empty] | 0 | 0 | 0 | 0 | [6 empty] | 0 | 0 | 0 | 0 | 0 | 0 | 0 | 0
147 | [8 empty] | 0 | 0 | 0 | 0 | [6 empty] | 0 | 0 | 0 | 0 | 0 | 0 | 0 | 0
148 | [8 empty] | 0 | 0 | 0 | 0 | [6 empty] | 0 | 0 | 0 | 0 | 0 | 0 | 0 | 0
149 | [8 empty] | 0 | 0 | 0 | 0 | [6 empty] | 0 | 0 | 0 | 0 | 0 | 0 | 0 | 0
150 | TOTAL | [7 empty] | 0 | 0 | 0 | 0 | [6 empty] | 0 | 0 | 0 | 0 | 0 | 0 | 0 | 0
| TOTAL | [7 empty] | 10561362.6825 | 14604568.7691 | 0 | 589.5159 | 0 | 0 | 0 | 0 | 0 | 0 | 950522.6414 | 1314411.1892 | 11511885.3239 | 15919569.4742 | 4411936.4915 | 1248664.6062 | 11511885.3239 | 15919569.4742
"As incurred" or specific year

## C ¦ PTRM escalation
Roma to Brisbane Pipeline (RBP) 2027-32 access arrangement | [13 empty] | Total | 79853472.3869 |  |  |  |  | Total | 28160198.2731 |  |  |  |  | Total | 718142.838 |  |  |  |  | Total | 28878341.1112 |  |  |  |  | Total | 0 |  |  |  |  | Total | 0 |  |  |  |  | Total | 0 |  |  |  |  | Total | 7186812.5148 |  |  |  |  | Total | 87758427.7397 |  |  |  |  | Total | 87758427.7397 |  |  |  |  | Total | 6553970.5321
Capex model - Forecast capex escalation (2027-28)
[10 empty] | 14 | 15 | 16 | 17 | 18 |  | 21 | 21 | 21 | 21 | 21 |  | 21 | 21 | 21 | 21 | 21 | [7 empty] | 22 | 22 | 22 | 22 | 22 |  | 23 | 23 | 23 | 23 | 23 |  | 24 | 24 | 24 | 24 | 24 |  | 27 | 27 | 27 | 27 | 27
Forecast Capex | [9 empty] | Capex forecast - Inflation escalation ($real June 2027) | [5 empty] | Capex forecast - Labour component ($real June 2027) | [5 empty] | Capex forecast - Labour escalation ($real June 2027) | [5 empty] | Capex forecast - Total labour component ($real June 2027) | [5 empty] | Capex forecast - Material escalation ($real June 2027) | [5 empty] | Capex forecast - Contractor escalation ($real June 2027) | [5 empty] | Capex forecast - Other escalation ($real June 2027) | [5 empty] | Capex forecast - Capitalised corporate overheads ($real June 2027) | [5 empty] | Capex forecast - Total ($real June 2027) | [5 empty] | Capex forecast - As commissioned ($real June 2027) | [5 empty] | Capex forecast - Immediately expensed ($real June 2027)
# | Project name | Program | Minor Program type | Asset class | Driver | Commissioned | Basis | Timing | Immediately deductible | 2027-28 | 2028-29 | 2029-30 | 2030-31 | 2031-32 | Total | 2027-28 | 2028-29 | 2029-30 | 2030-31 | 2031-32 | Total | 2027-28 | 2028-29 | 2029-30 | 2030-31 | 2031-32 | Total | 2027-28 | 2028-29 | 2029-30 | 2030-31 | 2031-32 | Total | 2027-28 | 2028-29 | 2029-30 | 2030-31 | 2031-32 | Total | 2027-28 | 2028-29 | 2029-30 | 2030-31 | 2031-32 | Total | 2027-28 | 2028-29 | 2029-30 | 2030-31 | 2031-32 | Total | 2027-28 | 2028-29 | 2029-30 | 2030-31 | 2031-32 | Total | 2027-28 | 2028-29 | 2029-30 | 2030-31 | 2031-32 | Total | 2027-28 | 2028-29 | 2029-30 | 2030-31 | 2031-32 | Total | 2027-28 | 2028-29 | 2029-30 | 2030-31 | 2031-32 | Total
1 | Lytton Valve replacement DN300 & DN200 | SIB | Valve replacement | Pipelines | Replacement | As incurred | FY 26 | Mid-year | Yes | 0 | 0 | 0 | 105293.4124 | 105293.4124 | 210586.8249 | 0 | 0 | 0 | 40460.2772 | 40460.2772 | 80920.5543 | 0 | 0 | 0 | 1587.2837 | 1874.5042 | 3461.7879 | 0 | 0 | 0 | 42047.5609 | 42334.7814 | 84382.3423 | [5 empty] | 0 | [5 empty] | 0 | [5 empty] | 0 | 0 | 0 | 0 | 9476.4071 | 9476.4071 | 18952.8142 | 0 | 0 | 0 | 116357.1033 | 116644.3238 | 233001.4271 | 0 | 0 | 0 | 116357.1033 | 116644.3238 | 233001.4271 | 0 | 0 | 0 | 116357.1033 | 116644.3238 | 233001.4271
2 | DN200 Lytton Lateral - ILI - MFL | Pipeline Integrity | ILI | Pipeline Integrity | Replacement | As incurred | FY 26 | Mid-year | No | 526467.0622 | 0 | 0 | 0 | 0 | 526467.0622 | 202301.3859 | 0 | 0 | 0 | 0 | 202301.3859 | 2762.7072 | 0 | 0 | 0 | 0 | 2762.7072 | 205064.093 | 0 | 0 | 0 | 0 | 205064.093 | [5 empty] | 0 | [5 empty] | 0 | [5 empty] | 0 | 47382.0356 | 0 | 0 | 0 | 0 | 47382.0356 | 576611.805 | 0 | 0 | 0 | 0 | 576611.805 | 576611.805 | 0 | 0 | 0 | 0 | 576611.805 | 0 | 0 | 0 | 0 | 0 | 0
3 | DN250 Peat Lateral - ILI | Pipeline Integrity | ILI | Pipeline Integrity | Replacement | As incurred | FY 26 | Mid-year | No | 0 | 631760.4746 | 0 | 0 | 0 | 631760.4746 | 0 | 242761.663 | 0 | 0 | 0 | 242761.663 | 0 | 4577.3625 | 0 | 0 | 0 | 4577.3625 | 0 | 247339.0256 | 0 | 0 | 0 | 247339.0256 | [5 empty] | 0 | [5 empty] | 0 | [5 empty] | 0 | 0 | 56858.4427 | 0 | 0 | 0 | 56858.4427 | 0 | 693196.2799 | 0 | 0 | 0 | 693196.2799 | 0 | 693196.2799 | 0 | 0 | 0 | 693196.2799 | 0 | 0 | 0 | 0 | 0 | 0
4 | DN250 Peat Lateral - Validation Dig ILI | Pipeline Integrity | Validation dig | Pipeline Integrity | Replacement | As incurred | FY 26 | Mid-year | No | 0 | 0 | 947640.712 | 0 | 0 | 947640.712 | 0 | 0 | 364142.4946 | 0 | 0 | 364142.4946 | 0 | 0 | 10021.4677 | 0 | 0 | 10021.4677 | 0 | 0 | 374163.9623 | 0 | 0 | 374163.9623 | [5 empty] | 0 | [5 empty] | 0 | [5 empty] | 0 | 0 | 0 | 85287.6641 | 0 | 0 | 85287.6641 | 0 | 0 | 1042949.8437 | 0 | 0 | 1042949.8437 | 0 | 0 | 1042949.8437 | 0 | 0 | 1042949.8437 | 0 | 0 | 0 | 0 | 0 | 0
5 | DN300 Metro - ILI - MFL + EMAT | Pipeline Integrity | ILI | Pipeline Integrity | Replacement | As incurred | FY 26 | Mid-year | No | 0 | 0 | 84234.73 | 1500522.7325 | 792005.4661 | 2376762.9286 | 0 | 0 | 32368.2217 | 576594.1502 | 304337.7543 | 913300.1262 | 0 | 0 | 890.7971 | 22620.1743 | 14099.8144 | 37610.7859 | 0 | 0 | 33259.0189 | 599214.3245 | 318437.5687 | 950910.912 | [5 empty] | 0 | [5 empty] | 0 | [5 empty] | 0 | 0 | 0 | 7581.1257 | 135047.0459 | 71280.4919 | 213908.6636 | 0 | 0 | 92706.6528 | 1658189.9528 | 877385.7725 | 2628282.378 | 0 | 0 | 92706.6528 | 1658189.9528 | 877385.7725 | 2628282.378 | 0 | 0 | 0 | 0 | 0 | 0
6 | DN300 Metro - Validation dig ILI | Pipeline Integrity | Validation dig | Pipeline Integrity | Replacement | As incurred | FY 26 | Mid-year | No | 1684694.599 | 0 | 0 | 0 | 0 | 1684694.599 | 647364.4348 | 0 | 0 | 0 | 0 | 647364.4348 | 8840.6629 | 0 | 0 | 0 | 0 | 8840.6629 | 656205.0977 | 0 | 0 | 0 | 0 | 656205.0977 | [5 empty] | 0 | [5 empty] | 0 | [5 empty] | 0 | 151622.5139 | 0 | 0 | 0 | 0 | 151622.5139 | 1845157.7758 | 0 | 0 | 0 | 0 | 1845157.7758 | 1845157.7758 | 0 | 0 | 0 | 0 | 1845157.7758 | 0 | 0 | 0 | 0 | 0 | 0
7 | DN400 - MFL Campaign (3 sections) FY28-30 | Pipeline Integrity | ILI | Pipeline Integrity | Replacement | As incurred | FY 26 | Mid-year | No | 1052934.1244 | 526467.0622 | 0 | 0 | 0 | 1579401.1866 | 404602.7717 | 202301.3859 | 0 | 0 | 0 | 606904.1576 | 5525.4143 | 3814.4688 | 0 | 0 | 0 | 9339.8831 | 410128.186 | 206115.8547 | 0 | 0 | 0 | 616244.0407 | [5 empty] | 0 | [5 empty] | 0 | [5 empty] | 0 | 94764.0712 | 47382.0356 | 0 | 0 | 0 | 142146.1068 | 1153223.6099 | 577663.5666 | 0 | 0 | 0 | 1730887.1765 | 1153223.6099 | 577663.5666 | 0 | 0 | 0 | 1730887.1765 | 0 | 0 | 0 | 0 | 0 | 0
8 | DN400 - MFL Campaign (5 sections) FY26-28 | Pipeline Integrity | ILI | Pipeline Integrity | Replacement | As incurred | FY 26 | Mid-year | No | 340296.7267 | 0 | 0 | 0 | 0 | 340296.7267 | 130763.1652 | 0 | 0 | 0 | 0 | 130763.1652 | 1785.7531 | 0 | 0 | 0 | 0 | 1785.7531 | 132548.9183 | 0 | 0 | 0 | 0 | 132548.9183 | [5 empty] | 0 | [5 empty] | 0 | [5 empty] | 0 | 30626.7054 | 0 | 0 | 0 | 0 | 30626.7054 | 372709.1853 | 0 | 0 | 0 | 0 | 372709.1853 | 372709.1853 | 0 | 0 | 0 | 0 | 372709.1853 | 0 | 0 | 0 | 0 | 0 | 0
9 | DN400 - Validation Dig ILI (3 sections) | Pipeline Integrity | Validation dig | Pipeline Integrity | Replacement | As incurred | FY 26 | Mid-year | No | 0 | 894994.0057 | 894994.0057 | 894994.0057 | 236910.178 | 2921892.1952 | 0 | 343912.356 | 343912.356 | 343912.356 | 91035.6236 | 1122772.6916 | 0 | 6484.5969 | 9464.7195 | 13491.9118 | 4217.6345 | 33658.8627 | 0 | 350396.9529 | 353377.0755 | 357404.2678 | 95253.2581 | 1156431.5543 | [5 empty] | 0 | [5 empty] | 0 | [5 empty] | 0 | 0 | 80549.4605 | 80549.4605 | 80549.4605 | 21321.916 | 262970.2976 | 0 | 982028.0632 | 985008.1857 | 989035.3781 | 262449.7285 | 3218521.3555 | 0 | 982028.0632 | 985008.1857 | 989035.3781 | 262449.7285 | 3218521.3555 | 0 | 0 | 0 | 0 | 0 | 0
10 | DN400 - Validation Dig ILI (5 sections) | Pipeline Integrity | Validation dig | Pipeline Integrity | Replacement | As incurred | FY 26 | Mid-year | No | 0 | 894994.0057 | 894994.0057 | 894994.0057 | 236910.178 | 2921892.1952 | 0 | 343912.356 | 343912.356 | 343912.356 | 91035.6236 | 1122772.6916 | 0 | 6484.5969 | 9464.7195 | 13491.9118 | 4217.6345 | 33658.8627 | 0 | 350396.9529 | 353377.0755 | 357404.2678 | 95253.2581 | 1156431.5543 | [5 empty] | 0 | [5 empty] | 0 | [5 empty] | 0 | 0 | 80549.4605 | 80549.4605 | 80549.4605 | 21321.916 | 262970.2976 | 0 | 982028.0632 | 985008.1857 | 989035.3781 | 262449.7285 | 3218521.3555 | 0 | 982028.0632 | 985008.1857 | 989035.3781 | 262449.7285 | 3218521.3555 | 0 | 0 | 0 | 0 | 0 | 0
11 | CP Program | Pipeline Integrity | CP | Pipelines | Replacement | As incurred | FY 26 | Mid-year | No | 1579401.1866 | 1579401.1866 | 1579401.1866 | 1579401.1866 | 1579401.1866 | 7897005.933 | 606904.1576 | 606904.1576 | 606904.1576 | 606904.1576 | 606904.1576 | 3034520.7881 | 8288.1215 | 11443.4064 | 16702.4461 | 23809.2562 | 28117.563 | 88360.7932 | 615192.2791 | 618347.564 | 623606.6038 | 630713.4138 | 635021.7206 | 3122881.5813 | [5 empty] | 0 | [5 empty] | 0 | [5 empty] | 0 | 142146.1068 | 142146.1068 | 142146.1068 | 142146.1068 | 142146.1068 | 710730.534 | 1729835.4149 | 1732990.6997 | 1738249.7395 | 1745356.5496 | 1749664.8564 | 8696097.2602 | 1729835.4149 | 1732990.6997 | 1738249.7395 | 1745356.5496 | 1749664.8564 | 8696097.2602 | 0 | 0 | 0 | 0 | 0 | 0
12 | CP Interference (DN250) and Registration | Pipeline Integrity | CP | Pipelines | Replacement | As incurred | FY 26 | Mid-year | No | 842347.2995 | 842347.2995 | 842347.2995 | 842347.2995 | 842347.2995 | 4211736.4976 | 323682.2174 | 323682.2174 | 323682.2174 | 323682.2174 | 323682.2174 | 1618411.087 | 4420.3314 | 6103.1501 | 8907.9713 | 12698.27 | 14996.0336 | 47125.7564 | 328102.5488 | 329785.3674 | 332590.1887 | 336380.4874 | 338678.251 | 1665536.8433 | [5 empty] | 0 | [5 empty] | 0 | [5 empty] | 0 | 75811.257 | 75811.257 | 75811.257 | 75811.257 | 75811.257 | 379056.2848 | 922578.8879 | 924261.7065 | 927066.5278 | 930856.8264 | 933154.5901 | 4637918.5388 | 922578.8879 | 924261.7065 | 927066.5278 | 930856.8264 | 933154.5901 | 4637918.5388 | 0 | 0 | 0 | 0 | 0 | 0
13 | DN200 Lytton Lateral - Validation Dig ILI | Pipeline Integrity | Validation dig | Pipeline Integrity | Replacement | As incurred | FY 26 | Mid-year | No | 842347.2995 | 0 | 0 | 0 | 0 | 842347.2995 | 323682.2174 | 0 | 0 | 0 | 0 | 323682.2174 | 4420.3314 | 0 | 0 | 0 | 0 | 4420.3314 | 328102.5488 | 0 | 0 | 0 | 0 | 328102.5488 | [5 empty] | 0 | [5 empty] | 0 | [5 empty] | 0 | 75811.257 | 0 | 0 | 0 | 0 | 75811.257 | 922578.8879 | 0 | 0 | 0 | 0 | 922578.8879 | 922578.8879 | 0 | 0 | 0 | 0 | 922578.8879 | 0 | 0 | 0 | 0 | 0 | 0
14 | DN250 Supply Security - Phase 2a | DN250 Supply Security Project | Security | Pipelines | Replacement | As incurred | FY 26 | Mid-year | No | 3275602.2498 | 3932815.301 | 0 | 0 | 0 | 7208417.5507 | 1258690.0915 | 1511232.2173 | 0 | 0 | 0 | 2769922.3088 | 17189.1661 | 28494.8523 | 0 | 0 | 0 | 45684.0184 | 1275879.2576 | 1539727.0697 | 0 | 0 | 0 | 2815606.3273 | [5 empty] | 0 | [5 empty] | 0 | [5 empty] | 0 | 294804.2025 | 353953.3771 | 0 | 0 | 0 | 648757.5796 | 3587595.6183 | 4315263.5304 | 0 | 0 | 0 | 7902859.1487 | 3587595.6183 | 4315263.5304 | 0 | 0 | 0 | 7902859.1487 | 0 | 0 | 0 | 0 | 0 | 0
15 | DN300 Pig Receiver Safety Upgrades (SEA Compound)​ | Pipeline Integrity | ILI upgrade | Pipelines | Replacement | As incurred | FY 26 | Mid-year | No | 0 | 1926869.4477 | 0 | 0 | 0 | 1926869.4477 | 0 | 740423.0723 | 0 | 0 | 0 | 740423.0723 | 0 | 13960.9557 | 0 | 0 | 0 | 13960.9557 | 0 | 754384.028 | 0 | 0 | 0 | 754384.028 | [5 empty] | 0 | [5 empty] | 0 | [5 empty] | 0 | 0 | 173418.2503 | 0 | 0 | 0 | 173418.2503 | 0 | 2114248.6537 | 0 | 0 | 0 | 2114248.6537 | 0 | 2114248.6537 | 0 | 0 | 0 | 2114248.6537 | 0 | 0 | 0 | 0 | 0 | 0
16 | DN250 AC Mitigation (Oakey to Bellbird Park) | DN250 Supply Security Project | AC mitigation | Pipelines | Replacement | As incurred | FY 26 | Mid-year | No | 263233.5311 | 263233.5311 | 263233.5311 | 263233.5311 | 263233.5311 | 1316167.6555 | 101150.6929 | 101150.6929 | 101150.6929 | 101150.6929 | 101150.6929 | 505753.4647 | 1381.3536 | 1907.2344 | 2783.741 | 3968.2094 | 4686.2605 | 14726.7989 | 102532.0465 | 103057.9273 | 103934.434 | 105118.9023 | 105836.9534 | 520480.2635 | [5 empty] | 0 | [5 empty] | 0 | [5 empty] | 0 | 23691.0178 | 23691.0178 | 23691.0178 | 23691.0178 | 23691.0178 | 118455.089 | 288305.9025 | 288831.7833 | 289708.2899 | 290892.7583 | 291610.8094 | 1449349.5434 | 288305.9025 | 288831.7833 | 289708.2899 | 290892.7583 | 291610.8094 | 1449349.5434 | 0 | 0 | 0 | 0 | 0 | 0
17 | DN250 Suspension - Phase 3 | DN250 Supply Security Project | DN250 Supply Security | Pipelines | Replacement | As incurred | FY 26 | Mid-year | No | 1102210.3885 | 1102210.3885 | 1063583.5001 | 1045420.3865 | 2052092.7972 | 6365517.4608 | 423537.7769 | 423537.7769 | 408694.9242 | 401715.5264 | 788541.6707 | 2446027.675 | 5783.9982 | 7985.9642 | 11247.5831 | 15759.5689 | 36532.7372 | 77309.8517 | 429321.775 | 431523.7411 | 419942.5073 | 417475.0953 | 825074.408 | 2523337.5266 | [5 empty] | 0 | [5 empty] | 0 | [5 empty] | 0 | 99198.935 | 99198.935 | 95722.515 | 94087.8348 | 184688.3517 | 572896.5715 | 1207193.3216 | 1209395.2877 | 1170553.5983 | 1155267.7902 | 2273313.8862 | 7015723.8839 | 1207193.3216 | 1209395.2877 | 1170553.5983 | 1155267.7902 | 2273313.8862 | 7015723.8839 | 0 | 0 | 0 | 0 | 0 | 0
18 | Gowrie Creek flood protection | Environment | Gowrie Creek | Pipelines | Replacement | As incurred | FY 26 | Mid-year | No | 9476407.1196 | 0 | 0 | 0 | 0 | 9476407.1196 | 3641424.9457 | 0 | 0 | 0 | 0 | 3641424.9457 | 49728.7288 | 0 | 0 | 0 | 0 | 49728.7288 | 3691153.6744 | 0 | 0 | 0 | 0 | 3691153.6744 | [5 empty] | 0 | [5 empty] | 0 | [5 empty] | 0 | 852876.6408 | 0 | 0 | 0 | 0 | 852876.6408 | 10379012.4891 | 0 | 0 | 0 | 0 | 10379012.4891 | 10379012.4891 | 0 | 0 | 0 | 0 | 10379012.4891 | 0 | 0 | 0 | 0 | 0 | 0
19 | Station Painting | Site equipment | Station painting | Compressors | Replacement | As incurred | FY 26 | Mid-year | No | 210586.8249 | 210586.8249 | 210586.8249 | 210586.8249 | 210586.8249 | 1052934.1244 | 80920.5543 | 80920.5543 | 80920.5543 | 80920.5543 | 80920.5543 | 404602.7717 | 1105.0829 | 1525.7875 | 2226.9928 | 3174.5675 | 3749.0084 | 11781.4391 | 82025.6372 | 82446.3419 | 83147.5472 | 84095.1218 | 84669.5628 | 416384.2108 | [5 empty] | 0 | [5 empty] | 0 | [5 empty] | 0 | 18952.8142 | 18952.8142 | 18952.8142 | 18952.8142 | 18952.8142 | 94764.0712 | 230644.722 | 231065.4266 | 231766.6319 | 232714.2066 | 233288.6475 | 1159479.6347 | 230644.722 | 231065.4266 | 231766.6319 | 232714.2066 | 233288.6475 | 1159479.6347 | 0 | 0 | 0 | 0 | 0 | 0
20 | Replacement for Crane truck | SIB | SIB | SIB capex | Replacement | As incurred | FY 26 | Mid-year | No | 0 | 263233.5311 | 0 | 0 | 0 | 263233.5311 | 0 | 101150.6929 | 0 | 0 | 0 | 101150.6929 | 0 | 1907.2344 | 0 | 0 | 0 | 1907.2344 | 0 | 103057.9273 | 0 | 0 | 0 | 103057.9273 | [5 empty] | 0 | [5 empty] | 0 | [5 empty] | 0 | 0 | 23691.0178 | 0 | 0 | 0 | 23691.0178 | 0 | 288831.7833 | 0 | 0 | 0 | 288831.7833 | 0 | 288831.7833 | 0 | 0 | 0 | 288831.7833 | 0 | 0 | 0 | 0 | 0 | 0
21 | Generator Upgrades | SIB | SIB | SIB capex | Replacement | As incurred | FY 26 | Mid-year | No | 0 | 0 | 0 | 105293.4124 | 105293.4124 | 210586.8249 | 0 | 0 | 0 | 40460.2772 | 40460.2772 | 80920.5543 | 0 | 0 | 0 | 1587.2837 | 1874.5042 | 3461.7879 | 0 | 0 | 0 | 42047.5609 | 42334.7814 | 84382.3423 | [5 empty] | 0 | [5 empty] | 0 | [5 empty] | 0 | 0 | 0 | 0 | 9476.4071 | 9476.4071 | 18952.8142 | 0 | 0 | 0 | 116357.1033 | 116644.3238 | 233001.4271 | 0 | 0 | 0 | 116357.1033 | 116644.3238 | 233001.4271 | 0 | 0 | 0 | 0 | 0 | 0
22 | SDV at Condamine | SIB | SIB | SIB capex | Replacement | As incurred | FY 26 | Mid-year | No | 0 | 0 | 105293.4124 | 0 | 0 | 105293.4124 | 0 | 0 | 40460.2772 | 0 | 0 | 40460.2772 | 0 | 0 | 1113.4964 | 0 | 0 | 1113.4964 | 0 | 0 | 41573.7736 | 0 | 0 | 41573.7736 | [5 empty] | 0 | [5 empty] | 0 | [5 empty] | 0 | 0 | 0 | 9476.4071 | 0 | 0 | 9476.4071 | 0 | 0 | 115883.316 | 0 | 0 | 115883.316 | 0 | 0 | 115883.316 | 0 | 0 | 115883.316 | 0 | 0 | 0 | 0 | 0 | 0
23 | Woodroy, Arubial & Scotia Actuators | SIB | SIB | SIB capex | Replacement | As incurred | FY 26 | Mid-year | No | 0 | 0 | 52646.7062 | 52646.7062 | 52646.7062 | 157940.1187 | 0 | 0 | 20230.1386 | 20230.1386 | 20230.1386 | 60690.4158 | 0 | 0 | 556.7482 | 793.6419 | 937.2521 | 2287.6422 | 0 | 0 | 20786.8868 | 21023.7805 | 21167.3907 | 62978.0579 | [5 empty] | 0 | [5 empty] | 0 | [5 empty] | 0 | 0 | 0 | 4738.2036 | 4738.2036 | 4738.2036 | 14214.6107 | 0 | 0 | 57941.658 | 58178.5517 | 58322.1619 | 174442.3715 | 0 | 0 | 57941.658 | 58178.5517 | 58322.1619 | 174442.3715 | 0 | 0 | 0 | 0 | 0 | 0
24 | Controlwave Micro RTUs & Flow Computer end of Life replacement | Gas Instruments | Flow computer & RTU upgrades | Regulators and meters | Replacement | As incurred | FY 26 | Mid-year | No | 368526.9435 | 368526.9435 | 368526.9435 | 368526.9435 | 368526.9435 | 1842634.7177 | 141610.9701 | 141610.9701 | 141610.9701 | 141610.9701 | 141610.9701 | 708054.8506 | 1933.895 | 2670.1281 | 3897.2374 | 5555.4931 | 6560.7647 | 20617.5184 | 143544.8651 | 144281.0983 | 145508.2075 | 147166.4632 | 148171.7348 | 728672.369 | [5 empty] | 0 | [5 empty] | 0 | [5 empty] | 0 | 33167.4249 | 33167.4249 | 33167.4249 | 33167.4249 | 33167.4249 | 165837.1246 | 403628.2635 | 404364.4966 | 405591.6059 | 407249.8616 | 408255.1332 | 2029089.3607 | 403628.2635 | 404364.4966 | 405591.6059 | 407249.8616 | 408255.1332 | 2029089.3607 | 0 | 0 | 0 | 0 | 0 | 0
25 | Dalby CS Control Room footings | SIB | SIB | Compressors | Replacement | As incurred | FY 26 | Mid-year | No | 0 | 105293.4124 | 0 | 0 | 0 | 105293.4124 | 0 | 40460.2772 | 0 | 0 | 0 | 40460.2772 | 0 | 762.8938 | 0 | 0 | 0 | 762.8938 | 0 | 41223.1709 | 0 | 0 | 0 | 41223.1709 | [5 empty] | 0 | [5 empty] | 0 | [5 empty] | 0 | 0 | 9476.4071 | 0 | 0 | 0 | 9476.4071 | 0 | 115532.7133 | 0 | 0 | 0 | 115532.7133 | 0 | 115532.7133 | 0 | 0 | 0 | 115532.7133 | 0 | 0 | 0 | 0 | 0 | 0
26 | Earthing upgrades | Site equipment | Earthing upgrades | SIB capex | Replacement | As incurred | FY 26 | Mid-year | No | 210586.8249 | 210586.8249 | 210586.8249 | 210586.8249 | 210586.8249 | 1052934.1244 | 80920.5543 | 80920.5543 | 80920.5543 | 80920.5543 | 80920.5543 | 404602.7717 | 1105.0829 | 1525.7875 | 2226.9928 | 3174.5675 | 3749.0084 | 11781.4391 | 82025.6372 | 82446.3419 | 83147.5472 | 84095.1218 | 84669.5628 | 416384.2108 | [5 empty] | 0 | [5 empty] | 0 | [5 empty] | 0 | 18952.8142 | 18952.8142 | 18952.8142 | 18952.8142 | 18952.8142 | 94764.0712 | 230644.722 | 231065.4266 | 231766.6319 | 232714.2066 | 233288.6475 | 1159479.6347 | 230644.722 | 231065.4266 | 231766.6319 | 232714.2066 | 233288.6475 | 1159479.6347 | 0 | 0 | 0 | 0 | 0 | 0
27 | Woodroyd - GC & Moisture Analyser | Gas Instruments | Gas specification metering | Regulators and meters | Replacement | As incurred | FY 26 | Mid-year | No | 421173.6498 | 0 | 0 | 0 | 0 | 421173.6498 | 161841.1087 | 0 | 0 | 0 | 0 | 161841.1087 | 2210.1657 | 0 | 0 | 0 | 0 | 2210.1657 | 164051.2744 | 0 | 0 | 0 | 0 | 164051.2744 | [5 empty] | 0 | [5 empty] | 0 | [5 empty] | 0 | 37905.6285 | 0 | 0 | 0 | 0 | 37905.6285 | 461289.444 | 0 | 0 | 0 | 0 | 461289.444 | 461289.444 | 0 | 0 | 0 | 0 | 461289.444 | 0 | 0 | 0 | 0 | 0 | 0
28 | Scotia - GC & Moisture Analyser | Gas Instruments | Gas specification metering | Regulators and meters | Replacement | As incurred | FY 26 | Mid-year | No | 0 | 421173.6498 | 0 | 0 | 0 | 421173.6498 | 0 | 161841.1087 | 0 | 0 | 0 | 161841.1087 | 0 | 3051.575 | 0 | 0 | 0 | 3051.575 | 0 | 164892.6837 | 0 | 0 | 0 | 164892.6837 | [5 empty] | 0 | [5 empty] | 0 | [5 empty] | 0 | 0 | 37905.6285 | 0 | 0 | 0 | 37905.6285 | 0 | 462130.8533 | 0 | 0 | 0 | 462130.8533 | 0 | 462130.8533 | 0 | 0 | 0 | 462130.8533 | 0 | 0 | 0 | 0 | 0 | 0
29 | Ellengrove GC Upgrade | Gas Instruments | Gas specification metering | Regulators and meters | Replacement | As incurred | FY 26 | Mid-year | No | 0 | 0 | 263233.5311 | 0 | 0 | 263233.5311 | 0 | 0 | 101150.6929 | 0 | 0 | 101150.6929 | 0 | 0 | 2783.741 | 0 | 0 | 2783.741 | 0 | 0 | 103934.434 | 0 | 0 | 103934.434 | [5 empty] | 0 | [5 empty] | 0 | [5 empty] | 0 | 0 | 0 | 23691.0178 | 0 | 0 | 23691.0178 | 0 | 0 | 289708.2899 | 0 | 0 | 289708.2899 | 0 | 0 | 289708.2899 | 0 | 0 | 289708.2899 | 0 | 0 | 0 | 0 | 0 | 0
30 | Brightview GC Upgrade | Gas Instruments | Gas specification metering | Regulators and meters | Replacement | As incurred | FY 26 | Mid-year | No | 0 | 0 | 0 | 210586.8249 | 0 | 210586.8249 | 0 | 0 | 0 | 80920.5543 | 0 | 80920.5543 | 0 | 0 | 0 | 3174.5675 | 0 | 3174.5675 | 0 | 0 | 0 | 84095.1218 | 0 | 84095.1218 | [5 empty] | 0 | [5 empty] | 0 | [5 empty] | 0 | 0 | 0 | 0 | 18952.8142 | 0 | 18952.8142 | 0 | 0 | 0 | 232714.2066 | 0 | 232714.2066 | 0 | 0 | 0 | 232714.2066 | 0 | 232714.2066 | 0 | 0 | 0 | 0 | 0 | 0
31 | Redbank Plains - Turbine Meter Upgrade | Gas Instruments | Turbine meter upgrade | Regulators and meters | Replacement | As incurred | FY 26 | Mid-year | No | 0 | 0 | 0 | 0 | 147410.7774 | 147410.7774 | 0 | 0 | 0 | 0 | 56644.388 | 56644.388 | 0 | 0 | 0 | 0 | 2624.3059 | 2624.3059 | 0 | 0 | 0 | 0 | 59268.6939 | 59268.6939 | [5 empty] | 0 | [5 empty] | 0 | [5 empty] | 0 | 0 | 0 | 0 | 0 | 13266.97 | 13266.97 | 0 | 0 | 0 | 0 | 163302.0533 | 163302.0533 | 0 | 0 | 0 | 0 | 163302.0533 | 163302.0533 | 0 | 0 | 0 | 0 | 0 | 0
32 | Toowoomba - Turbine Meter Upgrade | Gas Instruments | Turbine meter upgrade | Regulators and meters | Replacement | As incurred | FY 26 | Mid-year | No | 0 | 0 | 0 | 0 | 210586.8249 | 210586.8249 | 0 | 0 | 0 | 0 | 80920.5543 | 80920.5543 | 0 | 0 | 0 | 0 | 3749.0084 | 3749.0084 | 0 | 0 | 0 | 0 | 84669.5628 | 84669.5628 | [5 empty] | 0 | [5 empty] | 0 | [5 empty] | 0 | 0 | 0 | 0 | 0 | 18952.8142 | 18952.8142 | 0 | 0 | 0 | 0 | 233288.6475 | 233288.6475 | 0 | 0 | 0 | 0 | 233288.6475 | 233288.6475 | 0 | 0 | 0 | 0 | 0 | 0
33 | Instrument Calibrators | Tools | Calibrators | SIB capex | Replacement | As incurred | FY 26 | Mid-year | No | 0 | 63176.0475 | 0 | 0 | 0 | 63176.0475 | 0 | 24276.1663 | 0 | 0 | 0 | 24276.1663 | 0 | 457.7363 | 0 | 0 | 0 | 457.7363 | 0 | 24733.9026 | 0 | 0 | 0 | 24733.9026 | [5 empty] | 0 | [5 empty] | 0 | [5 empty] | 0 | 0 | 5685.8443 | 0 | 0 | 0 | 5685.8443 | 0 | 69319.628 | 0 | 0 | 0 | 69319.628 | 0 | 69319.628 | 0 | 0 | 0 | 69319.628 | 0 | 0 | 0 | 0 | 0 | 0
34 | Safety Critical Digs (Complex) | Pipeline Integrity | Safety digs | Pipelines | Replacement | As incurred | FY 26 | Mid-year | No | 421173.6498 | 1263520.9493 | 421173.6498 | 1263520.9493 | 421173.6498 | 3790562.8478 | 161841.1087 | 485523.3261 | 161841.1087 | 485523.3261 | 161841.1087 | 1456569.9783 | 2210.1657 | 9154.7251 | 4453.9856 | 19047.405 | 7498.0168 | 42364.2982 | 164051.2744 | 494678.0512 | 166295.0943 | 504570.731 | 169339.1255 | 1498934.2765 | [5 empty] | 0 | [5 empty] | 0 | [5 empty] | 0 | 37905.6285 | 113716.8854 | 37905.6285 | 113716.8854 | 37905.6285 | 341150.6563 | 461289.444 | 1386392.5598 | 463533.2639 | 1396285.2397 | 466577.295 | 4174077.8024 | 461289.444 | 1386392.5598 | 463533.2639 | 1396285.2397 | 466577.295 | 4174077.8024 | 0 | 0 | 0 | 0 | 0 | 0
35 | Safety Critical Digs (Non-complex) | Pipeline Integrity | Safety digs | Pipelines | Replacement | As incurred | FY 26 | Mid-year | No | 236910.178 | 1184550.89 | 710730.534 | 710730.534 | 236910.178 | 3079832.3139 | 91035.6236 | 455178.1182 | 273106.8709 | 273106.8709 | 91035.6236 | 1183463.1074 | 1243.2182 | 8582.5548 | 7516.1008 | 10714.1653 | 4217.6345 | 32273.6735 | 92278.8419 | 463760.673 | 280622.9717 | 283821.0362 | 95253.2581 | 1215736.7808 | [5 empty] | 0 | [5 empty] | 0 | [5 empty] | 0 | 21321.916 | 106609.5801 | 63965.7481 | 63965.7481 | 21321.916 | 277184.9082 | 259475.3122 | 1299743.0248 | 782212.3828 | 785410.4473 | 262449.7285 | 3389290.8956 | 259475.3122 | 1299743.0248 | 782212.3828 | 785410.4473 | 262449.7285 | 3389290.8956 | 0 | 0 | 0 | 0 | 0 | 0
36 | Ellengrove Reliability | SIB | Ellengrove Reliability | Pipelines | Replacement | As incurred | FY 26 | Mid-year | No | 0 | 0 | 0 | 2105868.2488 | 0 | 2105868.2488 | 0 | 0 | 0 | 809205.5435 | 0 | 809205.5435 | 0 | 0 | 0 | 31745.6749 | 0 | 31745.6749 | 0 | 0 | 0 | 840951.2184 | 0 | 840951.2184 | [5 empty] | 0 | [5 empty] | 0 | [5 empty] | 0 | 0 | 0 | 0 | 189528.1424 | 0 | 189528.1424 | 0 | 0 | 0 | 2327142.0661 | 0 | 2327142.0661 | 0 | 0 | 0 | 2327142.0661 | 0 | 2327142.0661 | 0 | 0 | 0 | 0 | 0 | 0
37 | Calibration Tools Improvement | Tools | Calibrators | SIB capex | Replacement | As incurred | FY 26 | Mid-year | No | 52646.7062 | 52646.7062 | 52646.7062 | 52646.7062 | 52646.7062 | 263233.5311 | 20230.1386 | 20230.1386 | 20230.1386 | 20230.1386 | 20230.1386 | 101150.6929 | 276.2707 | 381.4469 | 556.7482 | 793.6419 | 937.2521 | 2945.3598 | 20506.4093 | 20611.5855 | 20786.8868 | 21023.7805 | 21167.3907 | 104096.0527 | [5 empty] | 0 | [5 empty] | 0 | [5 empty] | 0 | 4738.2036 | 4738.2036 | 4738.2036 | 4738.2036 | 4738.2036 | 23691.0178 | 57661.1805 | 57766.3567 | 57941.658 | 58178.5517 | 58322.1619 | 289869.9087 | 57661.1805 | 57766.3567 | 57941.658 | 58178.5517 | 58322.1619 | 289869.9087 | 0 | 0 | 0 | 0 | 0 | 0
38 | Enhanced Methane Survey | Pipeline Integrity | Enhanced Methane Survey | Pipelines | Replacement | As incurred | FY 26 | Mid-year | No | 0 | 0 | 2632335.311 | 0 | 0 | 2632335.311 | 0 | 0 | 1011506.9294 | 0 | 0 | 1011506.9294 | 0 | 0 | 27837.4102 | 0 | 0 | 27837.4102 | 0 | 0 | 1039344.3396 | 0 | 0 | 1039344.3396 | [5 empty] | 0 | [5 empty] | 0 | [5 empty] | 0 | 0 | 0 | 236910.178 | 0 | 0 | 236910.178 | 0 | 0 | 2897082.8992 | 0 | 0 | 2897082.8992 | 0 | 0 | 2897082.8992 | 0 | 0 | 2897082.8992 | 0 | 0 | 0 | 0 | 0 | 0
39 | Minor Projects | SIB | SIB | SIB Capex | Replacement | As incurred | FY 27 | Mid-year | No | 338586.9111 | 338586.9111 | 338586.9111 | 338586.9111 | 338586.9111 | 1692934.5554 | 0 | 0 | 0 | 0 | 0 | 0 | 0 | 0 | 0 | 0 | 0 | 0 | 0 | 0 | 0 | 0 | 0 | 0 | [5 empty] | 0 | [5 empty] | 0 | [5 empty] | 0 | 30472.822 | 30472.822 | 30472.822 | 30472.822 | 30472.822 | 152364.11 | 369059.7331 | 369059.7331 | 369059.7331 | 369059.7331 | 369059.7331 | 1845298.6654 | 369059.7331 | 369059.7331 | 369059.7331 | 369059.7331 | 369059.7331 | 1845298.6654 | 0 | 0 | 0 | 0 | 0 | 0
40 | Corporate | Corporate | Corporate | SIB Capex | Non-network | As incurred | FY 27 | Mid-year | Yes | 148266.1533 | 148266.1533 | 148266.1533 | 148266.1533 | 148266.1533 | 741330.7666 | 0 | 0 | 0 | 0 | 0 | 0 | 0 | 0 | 0 | 0 | 0 | 0 | 0 | 0 | 0 | 0 | 0 | 0 | [5 empty] | 0 | [5 empty] | 0 | [5 empty] | 0 | 13343.9538 | 13343.9538 | 13343.9538 | 13343.9538 | 13343.9538 | 66719.769 | 161610.1071 | 161610.1071 | 161610.1071 | 161610.1071 | 161610.1071 | 808050.5356 | 161610.1071 | 161610.1071 | 161610.1071 | 161610.1071 | 161610.1071 | 808050.5356 | 161610.1071 | 161610.1071 | 161610.1071 | 161610.1071 | 161610.1071 | 808050.5356
41 | Group IT | Group IT | Group IT | Group IT | Non-network | As incurred | FY 27 | Mid-year | Yes | 606419.8804 | 606419.8804 | 606419.8804 | 606419.8804 | 606419.8804 | 3032099.402 | 0 | 0 | 0 | 0 | 0 | 0 | 0 | 0 | 0 | 0 | 0 | 0 | 0 | 0 | 0 | 0 | 0 | 0 | [5 empty] | 0 | [5 empty] | 0 | [5 empty] | 0 | 54577.7892 | 54577.7892 | 54577.7892 | 54577.7892 | 54577.7892 | 272888.9462 | 660997.6696 | 660997.6696 | 660997.6696 | 660997.6696 | 660997.6696 | 3304988.3482 | 660997.6696 | 660997.6696 | 660997.6696 | 660997.6696 | 660997.6696 | 3304988.3482 | 660997.6696 | 660997.6696 | 660997.6696 | 660997.6696 | 660997.6696 | 3304988.3482
42 | Property Leases | Property Leases | Property Leases | SIB Capex | Non-network | As incurred | FY 27 | Mid-year | Yes | 195660.3381 | 195660.3381 | 195660.3381 | 195660.3381 | 195660.3381 | 978301.6904 | 0 | 0 | 0 | 0 | 0 | 0 | 0 | 0 | 0 | 0 | 0 | 0 | 0 | 0 | 0 | 0 | 0 | 0 | [5 empty] | 0 | [5 empty] | 0 | [5 empty] | 0 | 17609.4304 | 17609.4304 | 17609.4304 | 17609.4304 | 17609.4304 | 88047.1521 | 213269.7685 | 213269.7685 | 213269.7685 | 213269.7685 | 213269.7685 | 1066348.8425 | 213269.7685 | 213269.7685 | 213269.7685 | 213269.7685 | 213269.7685 | 1066348.8425 | 213269.7685 | 213269.7685 | 213269.7685 | 213269.7685 | 213269.7685 | 1066348.8425
43 | Vehicle Leases | Vehicle Leases | Vehicle Leases | SIB Capex | Non-network | As incurred | FY 27 | Mid-year | Yes | 209464.4732 | 209464.4732 | 209464.4732 | 209464.4732 | 209464.4732 | 1047322.3658 | 0 | 0 | 0 | 0 | 0 | 0 | 0 | 0 | 0 | 0 | 0 | 0 | 0 | 0 | 0 | 0 | 0 | 0 | [5 empty] | 0 | [5 empty] | 0 | [5 empty] | 0 | 18851.8026 | 18851.8026 | 18851.8026 | 18851.8026 | 18851.8026 | 94259.0129 | 228316.2757 | 228316.2757 | 228316.2757 | 228316.2757 | 228316.2757 | 1141581.3787 | 228316.2757 | 228316.2757 | 228316.2757 | 228316.2757 | 228316.2757 | 1141581.3787 | 228316.2757 | 228316.2757 | 228316.2757 | 228316.2757 | 228316.2757 | 1141581.3787
44 | Access Arrangement | Access Arrangement | Access Arrangement | Capitalised AA costs | Non-network | As incurred | FY 27 | Mid-year | No | 0 | 0 | 80576.5142 | 419086.6496 | 75932.7494 | 575595.9132 | 0 | 0 | 80576.5142 | 419086.6496 | 75932.7494 | 575595.9132 | 0 | 0 | 2217.5246 | 16441.0497 | 3517.9259 | 22176.5002 | 0 | 0 | 82794.0387 | 435527.6993 | 79450.6753 | 597772.4134 | [5 empty] | 0 | [5 empty] | 0 | [5 empty] | 0 | 0 | 0 | 7251.8863 | 37717.7985 | 6833.9474 | 51803.6322 | 0 | 0 | 90045.925 | 473245.4978 | 86284.6227 | 649576.0455 | 0 | 0 | 90045.925 | 473245.4978 | 86284.6227 | 649576.0455 | 0 | 0 | 0 | 0 | 0 | 0
45 | DN300 Metro ILI - EMAT + C-MFL | Pipeline Integrity |  | Pipelines | Replacement | As incurred | FY 26 | End-year | No | 0 | 0 | 0 | 0 | 0 | 0 | 0 | 0 | 0 | 0 | 0 | 0 | 0 | 0 | 0 | 0 | 0 | 0 | 0 | 0 | 0 | 0 | 0 | 0 | [5 empty] | 0 | [5 empty] | 0 | [5 empty] | 0 | 0 | 0 | 0 | 0 | 0 | 0 | 0 | 0 | 0 | 0 | 0 | 0 | 0 | 0 | 0 | 0 | 0 | 0 | 0 | 0 | 0 | 0 | 0 | 0
46 | DN250 Supply Security - Phase 2a Current AA | DN250 Supply Security Project |  | Pipelines | Replacement | As incurred | FY 26 | End-year | No | 0 | 0 | 0 | 0 | 0 | 0 | 0 | 0 | 0 | 0 | 0 | 0 | 0 | 0 | 0 | 0 | 0 | 0 | 0 | 0 | 0 | 0 | 0 | 0 | [5 empty] | 0 | [5 empty] | 0 | [5 empty] | 0 | 0 | 0 | 0 | 0 | 0 | 0 | 0 | 0 | 0 | 0 | 0 | 0 | 0 | 0 | 0 | 0 | 0 | 0 | 0 | 0 | 0 | 0 | 0 | 0
47 | DN400 - MFL Campaign (5 sections) FY2026-28 | Pipeline Integrity |  | Pipelines | Replacement | As incurred | FY 26 | End-year | No | 0 | 0 | 0 | 0 | 0 | 0 | 0 | 0 | 0 | 0 | 0 | 0 | 0 | 0 | 0 | 0 | 0 | 0 | 0 | 0 | 0 | 0 | 0 | 0 | [5 empty] | 0 | [5 empty] | 0 | [5 empty] | 0 | 0 | 0 | 0 | 0 | 0 | 0 | 0 | 0 | 0 | 0 | 0 | 0 | 0 | 0 | 0 | 0 | 0 | 0 | 0 | 0 | 0 | 0 | 0 | 0
48 | DN300 Metro MFL Validation Digs - FY26 | Pipeline Integrity |  | Pipelines | Replacement | As incurred | FY 26 | End-year | No | 0 | 0 | 0 | 0 | 0 | 0 | 0 | 0 | 0 | 0 | 0 | 0 | 0 | 0 | 0 | 0 | 0 | 0 | 0 | 0 | 0 | 0 | 0 | 0 | [5 empty] | 0 | [5 empty] | 0 | [5 empty] | 0 | 0 | 0 | 0 | 0 | 0 | 0 | 0 | 0 | 0 | 0 | 0 | 0 | 0 | 0 | 0 | 0 | 0 | 0 | 0 | 0 | 0 | 0 | 0 | 0
49 | Main Switchboard Replacement (Condamine & Gatton) | Main Switchboard Replacement |  | SIB capex | Replacement | As incurred | FY 26 | End-year | No | 0 | 0 | 0 | 0 | 0 | 0 | 0 | 0 | 0 | 0 | 0 | 0 | 0 | 0 | 0 | 0 | 0 | 0 | 0 | 0 | 0 | 0 | 0 | 0 | [5 empty] | 0 | [5 empty] | 0 | [5 empty] | 0 | 0 | 0 | 0 | 0 | 0 | 0 | 0 | 0 | 0 | 0 | 0 | 0 | 0 | 0 | 0 | 0 | 0 | 0 | 0 | 0 | 0 | 0 | 0 | 0
50 | Net Zero - Valve Upgrades - RBP | Environment |  | Pipelines | Replacement | As incurred | FY 26 | End-year | No | 0 | 0 | 0 | 0 | 0 | 0 | 0 | 0 | 0 | 0 | 0 | 0 | 0 | 0 | 0 | 0 | 0 | 0 | 0 | 0 | 0 | 0 | 0 | 0 | [5 empty] | 0 | [5 empty] | 0 | [5 empty] | 0 | 0 | 0 | 0 | 0 | 0 | 0 | 0 | 0 | 0 | 0 | 0 | 0 | 0 | 0 | 0 | 0 | 0 | 0 | 0 | 0 | 0 | 0 | 0 | 0
51 | CP - Upgrade AC Connection (Claus Rd) | Pipeline Integrity |  | Pipelines | Replacement | As incurred | FY 26 | End-year | No | 0 | 0 | 0 | 0 | 0 | 0 | 0 | 0 | 0 | 0 | 0 | 0 | 0 | 0 | 0 | 0 | 0 | 0 | 0 | 0 | 0 | 0 | 0 | 0 | [5 empty] | 0 | [5 empty] | 0 | [5 empty] | 0 | 0 | 0 | 0 | 0 | 0 | 0 | 0 | 0 | 0 | 0 | 0 | 0 | 0 | 0 | 0 | 0 | 0 | 0 | 0 | 0 | 0 | 0 | 0 | 0
52 | CP - DN400 AC Mitigation | Pipeline Integrity |  | Pipelines | Replacement | As incurred | FY 26 | End-year | No | 0 | 0 | 0 | 0 | 0 | 0 | 0 | 0 | 0 | 0 | 0 | 0 | 0 | 0 | 0 | 0 | 0 | 0 | 0 | 0 | 0 | 0 | 0 | 0 | [5 empty] | 0 | [5 empty] | 0 | [5 empty] | 0 | 0 | 0 | 0 | 0 | 0 | 0 | 0 | 0 | 0 | 0 | 0 | 0 | 0 | 0 | 0 | 0 | 0 | 0 | 0 | 0 | 0 | 0 | 0 | 0
53 | DN250 Safety Critical Dig-Ups (Brassall - Bellbird) | DN250 Supply Security Project |  | Pipelines | Replacement | As incurred | FY 26 | End-year | No | 0 | 0 | 0 | 0 | 0 | 0 | 0 | 0 | 0 | 0 | 0 | 0 | 0 | 0 | 0 | 0 | 0 | 0 | 0 | 0 | 0 | 0 | 0 | 0 | [5 empty] | 0 | [5 empty] | 0 | [5 empty] | 0 | 0 | 0 | 0 | 0 | 0 | 0 | 0 | 0 | 0 | 0 | 0 | 0 | 0 | 0 | 0 | 0 | 0 | 0 | 0 | 0 | 0 | 0 | 0 | 0
54 | Ellengrove Reliability - Valve Replacements and Reliability | DN250 Supply Security Project |  | Pipelines | Replacement | As incurred | FY 26 | End-year | No | 0 | 0 | 0 | 0 | 0 | 0 | 0 | 0 | 0 | 0 | 0 | 0 | 0 | 0 | 0 | 0 | 0 | 0 | 0 | 0 | 0 | 0 | 0 | 0 | [5 empty] | 0 | [5 empty] | 0 | [5 empty] | 0 | 0 | 0 | 0 | 0 | 0 | 0 | 0 | 0 | 0 | 0 | 0 | 0 | 0 | 0 | 0 | 0 | 0 | 0 | 0 | 0 | 0 | 0 | 0 | 0
55 | DN300 Pig Receiver Safety Upgrades (SEA Compound) | PIG Trap |  | Pipelines | Replacement | As incurred | FY 26 | End-year | No | 0 | 0 | 0 | 0 | 0 | 0 | 0 | 0 | 0 | 0 | 0 | 0 | 0 | 0 | 0 | 0 | 0 | 0 | 0 | 0 | 0 | 0 | 0 | 0 | [5 empty] | 0 | [5 empty] | 0 | [5 empty] | 0 | 0 | 0 | 0 | 0 | 0 | 0 | 0 | 0 | 0 | 0 | 0 | 0 | 0 | 0 | 0 | 0 | 0 | 0 | 0 | 0 | 0 | 0 | 0 | 0
56 | DN300 Metro ILI - MFL Current Period | Pipeline Integrity |  | Pipelines | Replacement | As incurred | FY 26 | End-year | No | 0 | 0 | 0 | 0 | 0 | 0 | 0 | 0 | 0 | 0 | 0 | 0 | 0 | 0 | 0 | 0 | 0 | 0 | 0 | 0 | 0 | 0 | 0 | 0 | [5 empty] | 0 | [5 empty] | 0 | [5 empty] | 0 | 0 | 0 | 0 | 0 | 0 | 0 | 0 | 0 | 0 | 0 | 0 | 0 | 0 | 0 | 0 | 0 | 0 | 0 | 0 | 0 | 0 | 0 | 0 | 0
57 | DN200 Lytton Lateral - ILI - MFL (FY27) | Pipeline Integrity |  | Pipelines | Replacement | As incurred | FY 26 | End-year | No | 0 | 0 | 0 | 0 | 0 | 0 | 0 | 0 | 0 | 0 | 0 | 0 | 0 | 0 | 0 | 0 | 0 | 0 | 0 | 0 | 0 | 0 | 0 | 0 | [5 empty] | 0 | [5 empty] | 0 | [5 empty] | 0 | 0 | 0 | 0 | 0 | 0 | 0 | 0 | 0 | 0 | 0 | 0 | 0 | 0 | 0 | 0 | 0 | 0 | 0 | 0 | 0 | 0 | 0 | 0 | 0
58 | Major Capitalisable Maintenance FY27 | Minor Projects |  | SIB capex | Replacement | As incurred | FY 26 | End-year | No | 0 | 0 | 0 | 0 | 0 | 0 | 0 | 0 | 0 | 0 | 0 | 0 | 0 | 0 | 0 | 0 | 0 | 0 | 0 | 0 | 0 | 0 | 0 | 0 | [5 empty] | 0 | [5 empty] | 0 | [5 empty] | 0 | 0 | 0 | 0 | 0 | 0 | 0 | 0 | 0 | 0 | 0 | 0 | 0 | 0 | 0 | 0 | 0 | 0 | 0 | 0 | 0 | 0 | 0 | 0 | 0
59 | Ellengrove - add BPCS loop | Ellengrove Safety |  | Regulators and meters | Replacement | As incurred | FY 26 | End-year | No | 0 | 0 | 0 | 0 | 0 | 0 | 0 | 0 | 0 | 0 | 0 | 0 | 0 | 0 | 0 | 0 | 0 | 0 | 0 | 0 | 0 | 0 | 0 | 0 | [5 empty] | 0 | [5 empty] | 0 | [5 empty] | 0 | 0 | 0 | 0 | 0 | 0 | 0 | 0 | 0 | 0 | 0 | 0 | 0 | 0 | 0 | 0 | 0 | 0 | 0 | 0 | 0 | 0 | 0 | 0 | 0
60 | Mech - DN250 Supply Security Project Phase 2 | DN250 Supply Security Project |  | Pipelines | Replacement | As incurred | FY 26 | End-year | No | 0 | 0 | 0 | 0 | 0 | 0 | 0 | 0 | 0 | 0 | 0 | 0 | 0 | 0 | 0 | 0 | 0 | 0 | 0 | 0 | 0 | 0 | 0 | 0 | [5 empty] | 0 | [5 empty] | 0 | [5 empty] | 0 | 0 | 0 | 0 | 0 | 0 | 0 | 0 | 0 | 0 | 0 | 0 | 0 | 0 | 0 | 0 | 0 | 0 | 0 | 0 | 0 | 0 | 0 | 0 | 0
61 | CP Upgrade DN300 (Eight Mile Plains) | Pipeline Integrity |  | Pipelines | Replacement | As incurred | FY 26 | End-year | No | 0 | 0 | 0 | 0 | 0 | 0 | 0 | 0 | 0 | 0 | 0 | 0 | 0 | 0 | 0 | 0 | 0 | 0 | 0 | 0 | 0 | 0 | 0 | 0 | [5 empty] | 0 | [5 empty] | 0 | [5 empty] | 0 | 0 | 0 | 0 | 0 | 0 | 0 | 0 | 0 | 0 | 0 | 0 | 0 | 0 | 0 | 0 | 0 | 0 | 0 | 0 | 0 | 0 | 0 | 0 | 0
62 | [9 empty] | 0 | 0 | 0 | 0 | 0 | 0 | 0 | 0 | 0 | 0 | 0 | 0 | 0 | 0 | 0 | 0 | 0 | 0 | 0 | 0 | 0 | 0 | 0 | 0 | [5 empty] | 0 | [5 empty] | 0 | [5 empty] | 0 | 0 | 0 | 0 | 0 | 0 | 0 | 0 | 0 | 0 | 0 | 0 | 0 | 0 | 0 | 0 | 0 | 0 | 0 | 0 | 0 | 0 | 0 | 0 | 0
63 | [9 empty] | 0 | 0 | 0 | 0 | 0 | 0 | 0 | 0 | 0 | 0 | 0 | 0 | 0 | 0 | 0 | 0 | 0 | 0 | 0 | 0 | 0 | 0 | 0 | 0 | [5 empty] | 0 | [5 empty] | 0 | [5 empty] | 0 | 0 | 0 | 0 | 0 | 0 | 0 | 0 | 0 | 0 | 0 | 0 | 0 | 0 | 0 | 0 | 0 | 0 | 0 | 0 | 0 | 0 | 0 | 0 | 0
64 | [9 empty] | 0 | 0 | 0 | 0 | 0 | 0 | 0 | 0 | 0 | 0 | 0 | 0 | 0 | 0 | 0 | 0 | 0 | 0 | 0 | 0 | 0 | 0 | 0 | 0 | [5 empty] | 0 | [5 empty] | 0 | [5 empty] | 0 | 0 | 0 | 0 | 0 | 0 | 0 | 0 | 0 | 0 | 0 | 0 | 0 | 0 | 0 | 0 | 0 | 0 | 0 | 0 | 0 | 0 | 0 | 0 | 0
65 | [9 empty] | 0 | 0 | 0 | 0 | 0 | 0 | 0 | 0 | 0 | 0 | 0 | 0 | 0 | 0 | 0 | 0 | 0 | 0 | 0 | 0 | 0 | 0 | 0 | 0 | [5 empty] | 0 | [5 empty] | 0 | [5 empty] | 0 | 0 | 0 | 0 | 0 | 0 | 0 | 0 | 0 | 0 | 0 | 0 | 0 | 0 | 0 | 0 | 0 | 0 | 0 | 0 | 0 | 0 | 0 | 0 | 0
66 | [9 empty] | 0 | 0 | 0 | 0 | 0 | 0 | 0 | 0 | 0 | 0 | 0 | 0 | 0 | 0 | 0 | 0 | 0 | 0 | 0 | 0 | 0 | 0 | 0 | 0 | [5 empty] | 0 | [5 empty] | 0 | [5 empty] | 0 | 0 | 0 | 0 | 0 | 0 | 0 | 0 | 0 | 0 | 0 | 0 | 0 | 0 | 0 | 0 | 0 | 0 | 0 | 0 | 0 | 0 | 0 | 0 | 0
67 | [9 empty] | 0 | 0 | 0 | 0 | 0 | 0 | 0 | 0 | 0 | 0 | 0 | 0 | 0 | 0 | 0 | 0 | 0 | 0 | 0 | 0 | 0 | 0 | 0 | 0 | [5 empty] | 0 | [5 empty] | 0 | [5 empty] | 0 | 0 | 0 | 0 | 0 | 0 | 0 | 0 | 0 | 0 | 0 | 0 | 0 | 0 | 0 | 0 | 0 | 0 | 0 | 0 | 0 | 0 | 0 | 0 | 0
68 | [9 empty] | 0 | 0 | 0 | 0 | 0 | 0 | 0 | 0 | 0 | 0 | 0 | 0 | 0 | 0 | 0 | 0 | 0 | 0 | 0 | 0 | 0 | 0 | 0 | 0 | [5 empty] | 0 | [5 empty] | 0 | [5 empty] | 0 | 0 | 0 | 0 | 0 | 0 | 0 | 0 | 0 | 0 | 0 | 0 | 0 | 0 | 0 | 0 | 0 | 0 | 0 | 0 | 0 | 0 | 0 | 0 | 0
69 | [9 empty] | 0 | 0 | 0 | 0 | 0 | 0 | 0 | 0 | 0 | 0 | 0 | 0 | 0 | 0 | 0 | 0 | 0 | 0 | 0 | 0 | 0 | 0 | 0 | 0 | [5 empty] | 0 | [5 empty] | 0 | [5 empty] | 0 | 0 | 0 | 0 | 0 | 0 | 0 | 0 | 0 | 0 | 0 | 0 | 0 | 0 | 0 | 0 | 0 | 0 | 0 | 0 | 0 | 0 | 0 | 0 | 0
70 | [9 empty] | 0 | 0 | 0 | 0 | 0 | 0 | 0 | 0 | 0 | 0 | 0 | 0 | 0 | 0 | 0 | 0 | 0 | 0 | 0 | 0 | 0 | 0 | 0 | 0 | [5 empty] | 0 | [5 empty] | 0 | [5 empty] | 0 | 0 | 0 | 0 | 0 | 0 | 0 | 0 | 0 | 0 | 0 | 0 | 0 | 0 | 0 | 0 | 0 | 0 | 0 | 0 | 0 | 0 | 0 | 0 | 0
71 | [9 empty] | 0 | 0 | 0 | 0 | 0 | 0 | 0 | 0 | 0 | 0 | 0 | 0 | 0 | 0 | 0 | 0 | 0 | 0 | 0 | 0 | 0 | 0 | 0 | 0 | [5 empty] | 0 | [5 empty] | 0 | [5 empty] | 0 | 0 | 0 | 0 | 0 | 0 | 0 | 0 | 0 | 0 | 0 | 0 | 0 | 0 | 0 | 0 | 0 | 0 | 0 | 0 | 0 | 0 | 0 | 0 | 0
72 | [9 empty] | 0 | 0 | 0 | 0 | 0 | 0 | 0 | 0 | 0 | 0 | 0 | 0 | 0 | 0 | 0 | 0 | 0 | 0 | 0 | 0 | 0 | 0 | 0 | 0 | [5 empty] | 0 | [5 empty] | 0 | [5 empty] | 0 | 0 | 0 | 0 | 0 | 0 | 0 | 0 | 0 | 0 | 0 | 0 | 0 | 0 | 0 | 0 | 0 | 0 | 0 | 0 | 0 | 0 | 0 | 0 | 0
73 | [9 empty] | 0 | 0 | 0 | 0 | 0 | 0 | 0 | 0 | 0 | 0 | 0 | 0 | 0 | 0 | 0 | 0 | 0 | 0 | 0 | 0 | 0 | 0 | 0 | 0 | [5 empty] | 0 | [5 empty] | 0 | [5 empty] | 0 | 0 | 0 | 0 | 0 | 0 | 0 | 0 | 0 | 0 | 0 | 0 | 0 | 0 | 0 | 0 | 0 | 0 | 0 | 0 | 0 | 0 | 0 | 0 | 0
74 | [9 empty] | 0 | 0 | 0 | 0 | 0 | 0 | 0 | 0 | 0 | 0 | 0 | 0 | 0 | 0 | 0 | 0 | 0 | 0 | 0 | 0 | 0 | 0 | 0 | 0 | [5 empty] | 0 | [5 empty] | 0 | [5 empty] | 0 | 0 | 0 | 0 | 0 | 0 | 0 | 0 | 0 | 0 | 0 | 0 | 0 | 0 | 0 | 0 | 0 | 0 | 0 | 0 | 0 | 0 | 0 | 0 | 0
75 | [9 empty] | 0 | 0 | 0 | 0 | 0 | 0 | 0 | 0 | 0 | 0 | 0 | 0 | 0 | 0 | 0 | 0 | 0 | 0 | 0 | 0 | 0 | 0 | 0 | 0 | [5 empty] | 0 | [5 empty] | 0 | [5 empty] | 0 | 0 | 0 | 0 | 0 | 0 | 0 | 0 | 0 | 0 | 0 | 0 | 0 | 0 | 0 | 0 | 0 | 0 | 0 | 0 | 0 | 0 | 0 | 0 | 0
76 | [9 empty] | 0 | 0 | 0 | 0 | 0 | 0 | 0 | 0 | 0 | 0 | 0 | 0 | 0 | 0 | 0 | 0 | 0 | 0 | 0 | 0 | 0 | 0 | 0 | 0 | [5 empty] | 0 | [5 empty] | 0 | [5 empty] | 0 | 0 | 0 | 0 | 0 | 0 | 0 | 0 | 0 | 0 | 0 | 0 | 0 | 0 | 0 | 0 | 0 | 0 | 0 | 0 | 0 | 0 | 0 | 0 | 0
77 | [9 empty] | 0 | 0 | 0 | 0 | 0 | 0 | 0 | 0 | 0 | 0 | 0 | 0 | 0 | 0 | 0 | 0 | 0 | 0 | 0 | 0 | 0 | 0 | 0 | 0 | [5 empty] | 0 | [5 empty] | 0 | [5 empty] | 0 | 0 | 0 | 0 | 0 | 0 | 0 | 0 | 0 | 0 | 0 | 0 | 0 | 0 | 0 | 0 | 0 | 0 | 0 | 0 | 0 | 0 | 0 | 0 | 0
78 | [9 empty] | 0 | 0 | 0 | 0 | 0 | 0 | 0 | 0 | 0 | 0 | 0 | 0 | 0 | 0 | 0 | 0 | 0 | 0 | 0 | 0 | 0 | 0 | 0 | 0 | [5 empty] | 0 | [5 empty] | 0 | [5 empty] | 0 | 0 | 0 | 0 | 0 | 0 | 0 | 0 | 0 | 0 | 0 | 0 | 0 | 0 | 0 | 0 | 0 | 0 | 0 | 0 | 0 | 0 | 0 | 0 | 0
79 | [9 empty] | 0 | 0 | 0 | 0 | 0 | 0 | 0 | 0 | 0 | 0 | 0 | 0 | 0 | 0 | 0 | 0 | 0 | 0 | 0 | 0 | 0 | 0 | 0 | 0 | [5 empty] | 0 | [5 empty] | 0 | [5 empty] | 0 | 0 | 0 | 0 | 0 | 0 | 0 | 0 | 0 | 0 | 0 | 0 | 0 | 0 | 0 | 0 | 0 | 0 | 0 | 0 | 0 | 0 | 0 | 0 | 0
80 | [9 empty] | 0 | 0 | 0 | 0 | 0 | 0 | 0 | 0 | 0 | 0 | 0 | 0 | 0 | 0 | 0 | 0 | 0 | 0 | 0 | 0 | 0 | 0 | 0 | 0 | [5 empty] | 0 | [5 empty] | 0 | [5 empty] | 0 | 0 | 0 | 0 | 0 | 0 | 0 | 0 | 0 | 0 | 0 | 0 | 0 | 0 | 0 | 0 | 0 | 0 | 0 | 0 | 0 | 0 | 0 | 0 | 0
81 | [9 empty] | 0 | 0 | 0 | 0 | 0 | 0 | 0 | 0 | 0 | 0 | 0 | 0 | 0 | 0 | 0 | 0 | 0 | 0 | 0 | 0 | 0 | 0 | 0 | 0 | [5 empty] | 0 | [5 empty] | 0 | [5 empty] | 0 | 0 | 0 | 0 | 0 | 0 | 0 | 0 | 0 | 0 | 0 | 0 | 0 | 0 | 0 | 0 | 0 | 0 | 0 | 0 | 0 | 0 | 0 | 0 | 0
82 | [9 empty] | 0 | 0 | 0 | 0 | 0 | 0 | 0 | 0 | 0 | 0 | 0 | 0 | 0 | 0 | 0 | 0 | 0 | 0 | 0 | 0 | 0 | 0 | 0 | 0 | [5 empty] | 0 | [5 empty] | 0 | [5 empty] | 0 | 0 | 0 | 0 | 0 | 0 | 0 | 0 | 0 | 0 | 0 | 0 | 0 | 0 | 0 | 0 | 0 | 0 | 0 | 0 | 0 | 0 | 0 | 0 | 0
83 | [9 empty] | 0 | 0 | 0 | 0 | 0 | 0 | 0 | 0 | 0 | 0 | 0 | 0 | 0 | 0 | 0 | 0 | 0 | 0 | 0 | 0 | 0 | 0 | 0 | 0 | [5 empty] | 0 | [5 empty] | 0 | [5 empty] | 0 | 0 | 0 | 0 | 0 | 0 | 0 | 0 | 0 | 0 | 0 | 0 | 0 | 0 | 0 | 0 | 0 | 0 | 0 | 0 | 0 | 0 | 0 | 0 | 0
84 | [9 empty] | 0 | 0 | 0 | 0 | 0 | 0 | 0 | 0 | 0 | 0 | 0 | 0 | 0 | 0 | 0 | 0 | 0 | 0 | 0 | 0 | 0 | 0 | 0 | 0 | [5 empty] | 0 | [5 empty] | 0 | [5 empty] | 0 | 0 | 0 | 0 | 0 | 0 | 0 | 0 | 0 | 0 | 0 | 0 | 0 | 0 | 0 | 0 | 0 | 0 | 0 | 0 | 0 | 0 | 0 | 0 | 0
85 | [9 empty] | 0 | 0 | 0 | 0 | 0 | 0 | 0 | 0 | 0 | 0 | 0 | 0 | 0 | 0 | 0 | 0 | 0 | 0 | 0 | 0 | 0 | 0 | 0 | 0 | [5 empty] | 0 | [5 empty] | 0 | [5 empty] | 0 | 0 | 0 | 0 | 0 | 0 | 0 | 0 | 0 | 0 | 0 | 0 | 0 | 0 | 0 | 0 | 0 | 0 | 0 | 0 | 0 | 0 | 0 | 0 | 0
86 | [9 empty] | 0 | 0 | 0 | 0 | 0 | 0 | 0 | 0 | 0 | 0 | 0 | 0 | 0 | 0 | 0 | 0 | 0 | 0 | 0 | 0 | 0 | 0 | 0 | 0 | [5 empty] | 0 | [5 empty] | 0 | [5 empty] | 0 | 0 | 0 | 0 | 0 | 0 | 0 | 0 | 0 | 0 | 0 | 0 | 0 | 0 | 0 | 0 | 0 | 0 | 0 | 0 | 0 | 0 | 0 | 0 | 0
87 | [9 empty] | 0 | 0 | 0 | 0 | 0 | 0 | 0 | 0 | 0 | 0 | 0 | 0 | 0 | 0 | 0 | 0 | 0 | 0 | 0 | 0 | 0 | 0 | 0 | 0 | [5 empty] | 0 | [5 empty] | 0 | [5 empty] | 0 | 0 | 0 | 0 | 0 | 0 | 0 | 0 | 0 | 0 | 0 | 0 | 0 | 0 | 0 | 0 | 0 | 0 | 0 | 0 | 0 | 0 | 0 | 0 | 0
88 | [9 empty] | 0 | 0 | 0 | 0 | 0 | 0 | 0 | 0 | 0 | 0 | 0 | 0 | 0 | 0 | 0 | 0 | 0 | 0 | 0 | 0 | 0 | 0 | 0 | 0 | [5 empty] | 0 | [5 empty] | 0 | [5 empty] | 0 | 0 | 0 | 0 | 0 | 0 | 0 | 0 | 0 | 0 | 0 | 0 | 0 | 0 | 0 | 0 | 0 | 0 | 0 | 0 | 0 | 0 | 0 | 0 | 0
89 | [9 empty] | 0 | 0 | 0 | 0 | 0 | 0 | 0 | 0 | 0 | 0 | 0 | 0 | 0 | 0 | 0 | 0 | 0 | 0 | 0 | 0 | 0 | 0 | 0 | 0 | [5 empty] | 0 | [5 empty] | 0 | [5 empty] | 0 | 0 | 0 | 0 | 0 | 0 | 0 | 0 | 0 | 0 | 0 | 0 | 0 | 0 | 0 | 0 | 0 | 0 | 0 | 0 | 0 | 0 | 0 | 0 | 0
90 | [9 empty] | 0 | 0 | 0 | 0 | 0 | 0 | 0 | 0 | 0 | 0 | 0 | 0 | 0 | 0 | 0 | 0 | 0 | 0 | 0 | 0 | 0 | 0 | 0 | 0 | [5 empty] | 0 | [5 empty] | 0 | [5 empty] | 0 | 0 | 0 | 0 | 0 | 0 | 0 | 0 | 0 | 0 | 0 | 0 | 0 | 0 | 0 | 0 | 0 | 0 | 0 | 0 | 0 | 0 | 0 | 0 | 0
91 | [9 empty] | 0 | 0 | 0 | 0 | 0 | 0 | 0 | 0 | 0 | 0 | 0 | 0 | 0 | 0 | 0 | 0 | 0 | 0 | 0 | 0 | 0 | 0 | 0 | 0 | [5 empty] | 0 | [5 empty] | 0 | [5 empty] | 0 | 0 | 0 | 0 | 0 | 0 | 0 | 0 | 0 | 0 | 0 | 0 | 0 | 0 | 0 | 0 | 0 | 0 | 0 | 0 | 0 | 0 | 0 | 0 | 0
92 | [9 empty] | 0 | 0 | 0 | 0 | 0 | 0 | 0 | 0 | 0 | 0 | 0 | 0 | 0 | 0 | 0 | 0 | 0 | 0 | 0 | 0 | 0 | 0 | 0 | 0 | [5 empty] | 0 | [5 empty] | 0 | [5 empty] | 0 | 0 | 0 | 0 | 0 | 0 | 0 | 0 | 0 | 0 | 0 | 0 | 0 | 0 | 0 | 0 | 0 | 0 | 0 | 0 | 0 | 0 | 0 | 0 | 0
93 | [9 empty] | 0 | 0 | 0 | 0 | 0 | 0 | 0 | 0 | 0 | 0 | 0 | 0 | 0 | 0 | 0 | 0 | 0 | 0 | 0 | 0 | 0 | 0 | 0 | 0 | [5 empty] | 0 | [5 empty] | 0 | [5 empty] | 0 | 0 | 0 | 0 | 0 | 0 | 0 | 0 | 0 | 0 | 0 | 0 | 0 | 0 | 0 | 0 | 0 | 0 | 0 | 0 | 0 | 0 | 0 | 0 | 0
94 | [9 empty] | 0 | 0 | 0 | 0 | 0 | 0 | 0 | 0 | 0 | 0 | 0 | 0 | 0 | 0 | 0 | 0 | 0 | 0 | 0 | 0 | 0 | 0 | 0 | 0 | [5 empty] | 0 | [5 empty] | 0 | [5 empty] | 0 | 0 | 0 | 0 | 0 | 0 | 0 | 0 | 0 | 0 | 0 | 0 | 0 | 0 | 0 | 0 | 0 | 0 | 0 | 0 | 0 | 0 | 0 | 0 | 0
95 | [9 empty] | 0 | 0 | 0 | 0 | 0 | 0 | 0 | 0 | 0 | 0 | 0 | 0 | 0 | 0 | 0 | 0 | 0 | 0 | 0 | 0 | 0 | 0 | 0 | 0 | [5 empty] | 0 | [5 empty] | 0 | [5 empty] | 0 | 0 | 0 | 0 | 0 | 0 | 0 | 0 | 0 | 0 | 0 | 0 | 0 | 0 | 0 | 0 | 0 | 0 | 0 | 0 | 0 | 0 | 0 | 0 | 0
96 | [9 empty] | 0 | 0 | 0 | 0 | 0 | 0 | 0 | 0 | 0 | 0 | 0 | 0 | 0 | 0 | 0 | 0 | 0 | 0 | 0 | 0 | 0 | 0 | 0 | 0 | [5 empty] | 0 | [5 empty] | 0 | [5 empty] | 0 | 0 | 0 | 0 | 0 | 0 | 0 | 0 | 0 | 0 | 0 | 0 | 0 | 0 | 0 | 0 | 0 | 0 | 0 | 0 | 0 | 0 | 0 | 0 | 0
97 | [9 empty] | 0 | 0 | 0 | 0 | 0 | 0 | 0 | 0 | 0 | 0 | 0 | 0 | 0 | 0 | 0 | 0 | 0 | 0 | 0 | 0 | 0 | 0 | 0 | 0 | [5 empty] | 0 | [5 empty] | 0 | [5 empty] | 0 | 0 | 0 | 0 | 0 | 0 | 0 | 0 | 0 | 0 | 0 | 0 | 0 | 0 | 0 | 0 | 0 | 0 | 0 | 0 | 0 | 0 | 0 | 0 | 0
98 | [9 empty] | 0 | 0 | 0 | 0 | 0 | 0 | 0 | 0 | 0 | 0 | 0 | 0 | 0 | 0 | 0 | 0 | 0 | 0 | 0 | 0 | 0 | 0 | 0 | 0 | [5 empty] | 0 | [5 empty] | 0 | [5 empty] | 0 | 0 | 0 | 0 | 0 | 0 | 0 | 0 | 0 | 0 | 0 | 0 | 0 | 0 | 0 | 0 | 0 | 0 | 0 | 0 | 0 | 0 | 0 | 0 | 0
99 | [9 empty] | 0 | 0 | 0 | 0 | 0 | 0 | 0 | 0 | 0 | 0 | 0 | 0 | 0 | 0 | 0 | 0 | 0 | 0 | 0 | 0 | 0 | 0 | 0 | 0 | [5 empty] | 0 | [5 empty] | 0 | [5 empty] | 0 | 0 | 0 | 0 | 0 | 0 | 0 | 0 | 0 | 0 | 0 | 0 | 0 | 0 | 0 | 0 | 0 | 0 | 0 | 0 | 0 | 0 | 0 | 0 | 0
100 | [9 empty] | 0 | 0 | 0 | 0 | 0 | 0 | 0 | 0 | 0 | 0 | 0 | 0 | 0 | 0 | 0 | 0 | 0 | 0 | 0 | 0 | 0 | 0 | 0 | 0 | [5 empty] | 0 | [5 empty] | 0 | [5 empty] | 0 | 0 | 0 | 0 | 0 | 0 | 0 | 0 | 0 | 0 | 0 | 0 | 0 | 0 | 0 | 0 | 0 | 0 | 0 | 0 | 0 | 0 | 0 | 0 | 0
101 | [9 empty] | 0 | 0 | 0 | 0 | 0 | 0 | 0 | 0 | 0 | 0 | 0 | 0 | 0 | 0 | 0 | 0 | 0 | 0 | 0 | 0 | 0 | 0 | 0 | 0 | [5 empty] | 0 | [5 empty] | 0 | [5 empty] | 0 | 0 | 0 | 0 | 0 | 0 | 0 | 0 | 0 | 0 | 0 | 0 | 0 | 0 | 0 | 0 | 0 | 0 | 0 | 0 | 0 | 0 | 0 | 0 | 0
102 | [9 empty] | 0 | 0 | 0 | 0 | 0 | 0 | 0 | 0 | 0 | 0 | 0 | 0 | 0 | 0 | 0 | 0 | 0 | 0 | 0 | 0 | 0 | 0 | 0 | 0 | [5 empty] | 0 | [5 empty] | 0 | [5 empty] | 0 | 0 | 0 | 0 | 0 | 0 | 0 | 0 | 0 | 0 | 0 | 0 | 0 | 0 | 0 | 0 | 0 | 0 | 0 | 0 | 0 | 0 | 0 | 0 | 0
103 | [9 empty] | 0 | 0 | 0 | 0 | 0 | 0 | 0 | 0 | 0 | 0 | 0 | 0 | 0 | 0 | 0 | 0 | 0 | 0 | 0 | 0 | 0 | 0 | 0 | 0 | [5 empty] | 0 | [5 empty] | 0 | [5 empty] | 0 | 0 | 0 | 0 | 0 | 0 | 0 | 0 | 0 | 0 | 0 | 0 | 0 | 0 | 0 | 0 | 0 | 0 | 0 | 0 | 0 | 0 | 0 | 0 | 0
104 | [9 empty] | 0 | 0 | 0 | 0 | 0 | 0 | 0 | 0 | 0 | 0 | 0 | 0 | 0 | 0 | 0 | 0 | 0 | 0 | 0 | 0 | 0 | 0 | 0 | 0 | [5 empty] | 0 | [5 empty] | 0 | [5 empty] | 0 | 0 | 0 | 0 | 0 | 0 | 0 | 0 | 0 | 0 | 0 | 0 | 0 | 0 | 0 | 0 | 0 | 0 | 0 | 0 | 0 | 0 | 0 | 0 | 0
105 | [9 empty] | 0 | 0 | 0 | 0 | 0 | 0 | 0 | 0 | 0 | 0 | 0 | 0 | 0 | 0 | 0 | 0 | 0 | 0 | 0 | 0 | 0 | 0 | 0 | 0 | [5 empty] | 0 | [5 empty] | 0 | [5 empty] | 0 | 0 | 0 | 0 | 0 | 0 | 0 | 0 | 0 | 0 | 0 | 0 | 0 | 0 | 0 | 0 | 0 | 0 | 0 | 0 | 0 | 0 | 0 | 0 | 0
106 | [9 empty] | 0 | 0 | 0 | 0 | 0 | 0 | 0 | 0 | 0 | 0 | 0 | 0 | 0 | 0 | 0 | 0 | 0 | 0 | 0 | 0 | 0 | 0 | 0 | 0 | [5 empty] | 0 | [5 empty] | 0 | [5 empty] | 0 | 0 | 0 | 0 | 0 | 0 | 0 | 0 | 0 | 0 | 0 | 0 | 0 | 0 | 0 | 0 | 0 | 0 | 0 | 0 | 0 | 0 | 0 | 0 | 0
107 | [9 empty] | 0 | 0 | 0 | 0 | 0 | 0 | 0 | 0 | 0 | 0 | 0 | 0 | 0 | 0 | 0 | 0 | 0 | 0 | 0 | 0 | 0 | 0 | 0 | 0 | [5 empty] | 0 | [5 empty] | 0 | [5 empty] | 0 | 0 | 0 | 0 | 0 | 0 | 0 | 0 | 0 | 0 | 0 | 0 | 0 | 0 | 0 | 0 | 0 | 0 | 0 | 0 | 0 | 0 | 0 | 0 | 0
108 | [9 empty] | 0 | 0 | 0 | 0 | 0 | 0 | 0 | 0 | 0 | 0 | 0 | 0 | 0 | 0 | 0 | 0 | 0 | 0 | 0 | 0 | 0 | 0 | 0 | 0 | [5 empty] | 0 | [5 empty] | 0 | [5 empty] | 0 | 0 | 0 | 0 | 0 | 0 | 0 | 0 | 0 | 0 | 0 | 0 | 0 | 0 | 0 | 0 | 0 | 0 | 0 | 0 | 0 | 0 | 0 | 0 | 0
109 | [9 empty] | 0 | 0 | 0 | 0 | 0 | 0 | 0 | 0 | 0 | 0 | 0 | 0 | 0 | 0 | 0 | 0 | 0 | 0 | 0 | 0 | 0 | 0 | 0 | 0 | [5 empty] | 0 | [5 empty] | 0 | [5 empty] | 0 | 0 | 0 | 0 | 0 | 0 | 0 | 0 | 0 | 0 | 0 | 0 | 0 | 0 | 0 | 0 | 0 | 0 | 0 | 0 | 0 | 0 | 0 | 0 | 0
110 | [9 empty] | 0 | 0 | 0 | 0 | 0 | 0 | 0 | 0 | 0 | 0 | 0 | 0 | 0 | 0 | 0 | 0 | 0 | 0 | 0 | 0 | 0 | 0 | 0 | 0 | [5 empty] | 0 | [5 empty] | 0 | [5 empty] | 0 | 0 | 0 | 0 | 0 | 0 | 0 | 0 | 0 | 0 | 0 | 0 | 0 | 0 | 0 | 0 | 0 | 0 | 0 | 0 | 0 | 0 | 0 | 0 | 0
111 | [9 empty] | 0 | 0 | 0 | 0 | 0 | 0 | 0 | 0 | 0 | 0 | 0 | 0 | 0 | 0 | 0 | 0 | 0 | 0 | 0 | 0 | 0 | 0 | 0 | 0 | [5 empty] | 0 | [5 empty] | 0 | [5 empty] | 0 | 0 | 0 | 0 | 0 | 0 | 0 | 0 | 0 | 0 | 0 | 0 | 0 | 0 | 0 | 0 | 0 | 0 | 0 | 0 | 0 | 0 | 0 | 0 | 0
112 | [9 empty] | 0 | 0 | 0 | 0 | 0 | 0 | 0 | 0 | 0 | 0 | 0 | 0 | 0 | 0 | 0 | 0 | 0 | 0 | 0 | 0 | 0 | 0 | 0 | 0 | [5 empty] | 0 | [5 empty] | 0 | [5 empty] | 0 | 0 | 0 | 0 | 0 | 0 | 0 | 0 | 0 | 0 | 0 | 0 | 0 | 0 | 0 | 0 | 0 | 0 | 0 | 0 | 0 | 0 | 0 | 0 | 0
113 | [9 empty] | 0 | 0 | 0 | 0 | 0 | 0 | 0 | 0 | 0 | 0 | 0 | 0 | 0 | 0 | 0 | 0 | 0 | 0 | 0 | 0 | 0 | 0 | 0 | 0 | [5 empty] | 0 | [5 empty] | 0 | [5 empty] | 0 | 0 | 0 | 0 | 0 | 0 | 0 | 0 | 0 | 0 | 0 | 0 | 0 | 0 | 0 | 0 | 0 | 0 | 0 | 0 | 0 | 0 | 0 | 0 | 0
114 | [9 empty] | 0 | 0 | 0 | 0 | 0 | 0 | 0 | 0 | 0 | 0 | 0 | 0 | 0 | 0 | 0 | 0 | 0 | 0 | 0 | 0 | 0 | 0 | 0 | 0 | [5 empty] | 0 | [5 empty] | 0 | [5 empty] | 0 | 0 | 0 | 0 | 0 | 0 | 0 | 0 | 0 | 0 | 0 | 0 | 0 | 0 | 0 | 0 | 0 | 0 | 0 | 0 | 0 | 0 | 0 | 0 | 0
115 | [9 empty] | 0 | 0 | 0 | 0 | 0 | 0 | 0 | 0 | 0 | 0 | 0 | 0 | 0 | 0 | 0 | 0 | 0 | 0 | 0 | 0 | 0 | 0 | 0 | 0 | [5 empty] | 0 | [5 empty] | 0 | [5 empty] | 0 | 0 | 0 | 0 | 0 | 0 | 0 | 0 | 0 | 0 | 0 | 0 | 0 | 0 | 0 | 0 | 0 | 0 | 0 | 0 | 0 | 0 | 0 | 0 | 0
116 | [9 empty] | 0 | 0 | 0 | 0 | 0 | 0 | 0 | 0 | 0 | 0 | 0 | 0 | 0 | 0 | 0 | 0 | 0 | 0 | 0 | 0 | 0 | 0 | 0 | 0 | [5 empty] | 0 | [5 empty] | 0 | [5 empty] | 0 | 0 | 0 | 0 | 0 | 0 | 0 | 0 | 0 | 0 | 0 | 0 | 0 | 0 | 0 | 0 | 0 | 0 | 0 | 0 | 0 | 0 | 0 | 0 | 0
117 | [9 empty] | 0 | 0 | 0 | 0 | 0 | 0 | 0 | 0 | 0 | 0 | 0 | 0 | 0 | 0 | 0 | 0 | 0 | 0 | 0 | 0 | 0 | 0 | 0 | 0 | [5 empty] | 0 | [5 empty] | 0 | [5 empty] | 0 | 0 | 0 | 0 | 0 | 0 | 0 | 0 | 0 | 0 | 0 | 0 | 0 | 0 | 0 | 0 | 0 | 0 | 0 | 0 | 0 | 0 | 0 | 0 | 0
118 | [9 empty] | 0 | 0 | 0 | 0 | 0 | 0 | 0 | 0 | 0 | 0 | 0 | 0 | 0 | 0 | 0 | 0 | 0 | 0 | 0 | 0 | 0 | 0 | 0 | 0 | [5 empty] | 0 | [5 empty] | 0 | [5 empty] | 0 | 0 | 0 | 0 | 0 | 0 | 0 | 0 | 0 | 0 | 0 | 0 | 0 | 0 | 0 | 0 | 0 | 0 | 0 | 0 | 0 | 0 | 0 | 0 | 0
119 | [9 empty] | 0 | 0 | 0 | 0 | 0 | 0 | 0 | 0 | 0 | 0 | 0 | 0 | 0 | 0 | 0 | 0 | 0 | 0 | 0 | 0 | 0 | 0 | 0 | 0 | [5 empty] | 0 | [5 empty] | 0 | [5 empty] | 0 | 0 | 0 | 0 | 0 | 0 | 0 | 0 | 0 | 0 | 0 | 0 | 0 | 0 | 0 | 0 | 0 | 0 | 0 | 0 | 0 | 0 | 0 | 0 | 0
120 | [9 empty] | 0 | 0 | 0 | 0 | 0 | 0 | 0 | 0 | 0 | 0 | 0 | 0 | 0 | 0 | 0 | 0 | 0 | 0 | 0 | 0 | 0 | 0 | 0 | 0 | [5 empty] | 0 | [5 empty] | 0 | [5 empty] | 0 | 0 | 0 | 0 | 0 | 0 | 0 | 0 | 0 | 0 | 0 | 0 | 0 | 0 | 0 | 0 | 0 | 0 | 0 | 0 | 0 | 0 | 0 | 0 | 0
121 | [9 empty] | 0 | 0 | 0 | 0 | 0 | 0 | 0 | 0 | 0 | 0 | 0 | 0 | 0 | 0 | 0 | 0 | 0 | 0 | 0 | 0 | 0 | 0 | 0 | 0 | [5 empty] | 0 | [5 empty] | 0 | [5 empty] | 0 | 0 | 0 | 0 | 0 | 0 | 0 | 0 | 0 | 0 | 0 | 0 | 0 | 0 | 0 | 0 | 0 | 0 | 0 | 0 | 0 | 0 | 0 | 0 | 0
122 | [9 empty] | 0 | 0 | 0 | 0 | 0 | 0 | 0 | 0 | 0 | 0 | 0 | 0 | 0 | 0 | 0 | 0 | 0 | 0 | 0 | 0 | 0 | 0 | 0 | 0 | [5 empty] | 0 | [5 empty] | 0 | [5 empty] | 0 | 0 | 0 | 0 | 0 | 0 | 0 | 0 | 0 | 0 | 0 | 0 | 0 | 0 | 0 | 0 | 0 | 0 | 0 | 0 | 0 | 0 | 0 | 0 | 0
123 | [9 empty] | 0 | 0 | 0 | 0 | 0 | 0 | 0 | 0 | 0 | 0 | 0 | 0 | 0 | 0 | 0 | 0 | 0 | 0 | 0 | 0 | 0 | 0 | 0 | 0 | [5 empty] | 0 | [5 empty] | 0 | [5 empty] | 0 | 0 | 0 | 0 | 0 | 0 | 0 | 0 | 0 | 0 | 0 | 0 | 0 | 0 | 0 | 0 | 0 | 0 | 0 | 0 | 0 | 0 | 0 | 0 | 0
124 | [9 empty] | 0 | 0 | 0 | 0 | 0 | 0 | 0 | 0 | 0 | 0 | 0 | 0 | 0 | 0 | 0 | 0 | 0 | 0 | 0 | 0 | 0 | 0 | 0 | 0 | [5 empty] | 0 | [5 empty] | 0 | [5 empty] | 0 | 0 | 0 | 0 | 0 | 0 | 0 | 0 | 0 | 0 | 0 | 0 | 0 | 0 | 0 | 0 | 0 | 0 | 0 | 0 | 0 | 0 | 0 | 0 | 0
125 | [9 empty] | 0 | 0 | 0 | 0 | 0 | 0 | 0 | 0 | 0 | 0 | 0 | 0 | 0 | 0 | 0 | 0 | 0 | 0 | 0 | 0 | 0 | 0 | 0 | 0 | [5 empty] | 0 | [5 empty] | 0 | [5 empty] | 0 | 0 | 0 | 0 | 0 | 0 | 0 | 0 | 0 | 0 | 0 | 0 | 0 | 0 | 0 | 0 | 0 | 0 | 0 | 0 | 0 | 0 | 0 | 0 | 0
126 | [9 empty] | 0 | 0 | 0 | 0 | 0 | 0 | 0 | 0 | 0 | 0 | 0 | 0 | 0 | 0 | 0 | 0 | 0 | 0 | 0 | 0 | 0 | 0 | 0 | 0 | [5 empty] | 0 | [5 empty] | 0 | [5 empty] | 0 | 0 | 0 | 0 | 0 | 0 | 0 | 0 | 0 | 0 | 0 | 0 | 0 | 0 | 0 | 0 | 0 | 0 | 0 | 0 | 0 | 0 | 0 | 0 | 0
127 | [9 empty] | 0 | 0 | 0 | 0 | 0 | 0 | 0 | 0 | 0 | 0 | 0 | 0 | 0 | 0 | 0 | 0 | 0 | 0 | 0 | 0 | 0 | 0 | 0 | 0 | [5 empty] | 0 | [5 empty] | 0 | [5 empty] | 0 | 0 | 0 | 0 | 0 | 0 | 0 | 0 | 0 | 0 | 0 | 0 | 0 | 0 | 0 | 0 | 0 | 0 | 0 | 0 | 0 | 0 | 0 | 0 | 0
128 | [9 empty] | 0 | 0 | 0 | 0 | 0 | 0 | 0 | 0 | 0 | 0 | 0 | 0 | 0 | 0 | 0 | 0 | 0 | 0 | 0 | 0 | 0 | 0 | 0 | 0 | [5 empty] | 0 | [5 empty] | 0 | [5 empty] | 0 | 0 | 0 | 0 | 0 | 0 | 0 | 0 | 0 | 0 | 0 | 0 | 0 | 0 | 0 | 0 | 0 | 0 | 0 | 0 | 0 | 0 | 0 | 0 | 0
129 | [9 empty] | 0 | 0 | 0 | 0 | 0 | 0 | 0 | 0 | 0 | 0 | 0 | 0 | 0 | 0 | 0 | 0 | 0 | 0 | 0 | 0 | 0 | 0 | 0 | 0 | [5 empty] | 0 | [5 empty] | 0 | [5 empty] | 0 | 0 | 0 | 0 | 0 | 0 | 0 | 0 | 0 | 0 | 0 | 0 | 0 | 0 | 0 | 0 | 0 | 0 | 0 | 0 | 0 | 0 | 0 | 0 | 0
130 | [9 empty] | 0 | 0 | 0 | 0 | 0 | 0 | 0 | 0 | 0 | 0 | 0 | 0 | 0 | 0 | 0 | 0 | 0 | 0 | 0 | 0 | 0 | 0 | 0 | 0 | [5 empty] | 0 | [5 empty] | 0 | [5 empty] | 0 | 0 | 0 | 0 | 0 | 0 | 0 | 0 | 0 | 0 | 0 | 0 | 0 | 0 | 0 | 0 | 0 | 0 | 0 | 0 | 0 | 0 | 0 | 0 | 0
131 | [9 empty] | 0 | 0 | 0 | 0 | 0 | 0 | 0 | 0 | 0 | 0 | 0 | 0 | 0 | 0 | 0 | 0 | 0 | 0 | 0 | 0 | 0 | 0 | 0 | 0 | [5 empty] | 0 | [5 empty] | 0 | [5 empty] | 0 | 0 | 0 | 0 | 0 | 0 | 0 | 0 | 0 | 0 | 0 | 0 | 0 | 0 | 0 | 0 | 0 | 0 | 0 | 0 | 0 | 0 | 0 | 0 | 0
132 | [9 empty] | 0 | 0 | 0 | 0 | 0 | 0 | 0 | 0 | 0 | 0 | 0 | 0 | 0 | 0 | 0 | 0 | 0 | 0 | 0 | 0 | 0 | 0 | 0 | 0 | [5 empty] | 0 | [5 empty] | 0 | [5 empty] | 0 | 0 | 0 | 0 | 0 | 0 | 0 | 0 | 0 | 0 | 0 | 0 | 0 | 0 | 0 | 0 | 0 | 0 | 0 | 0 | 0 | 0 | 0 | 0 | 0
133 | [9 empty] | 0 | 0 | 0 | 0 | 0 | 0 | 0 | 0 | 0 | 0 | 0 | 0 | 0 | 0 | 0 | 0 | 0 | 0 | 0 | 0 | 0 | 0 | 0 | 0 | [5 empty] | 0 | [5 empty] | 0 | [5 empty] | 0 | 0 | 0 | 0 | 0 | 0 | 0 | 0 | 0 | 0 | 0 | 0 | 0 | 0 | 0 | 0 | 0 | 0 | 0 | 0 | 0 | 0 | 0 | 0 | 0
134 | [9 empty] | 0 | 0 | 0 | 0 | 0 | 0 | 0 | 0 | 0 | 0 | 0 | 0 | 0 | 0 | 0 | 0 | 0 | 0 | 0 | 0 | 0 | 0 | 0 | 0 | [5 empty] | 0 | [5 empty] | 0 | [5 empty] | 0 | 0 | 0 | 0 | 0 | 0 | 0 | 0 | 0 | 0 | 0 | 0 | 0 | 0 | 0 | 0 | 0 | 0 | 0 | 0 | 0 | 0 | 0 | 0 | 0
135 | [9 empty] | 0 | 0 | 0 | 0 | 0 | 0 | 0 | 0 | 0 | 0 | 0 | 0 | 0 | 0 | 0 | 0 | 0 | 0 | 0 | 0 | 0 | 0 | 0 | 0 | [5 empty] | 0 | [5 empty] | 0 | [5 empty] | 0 | 0 | 0 | 0 | 0 | 0 | 0 | 0 | 0 | 0 | 0 | 0 | 0 | 0 | 0 | 0 | 0 | 0 | 0 | 0 | 0 | 0 | 0 | 0 | 0
136 | [9 empty] | 0 | 0 | 0 | 0 | 0 | 0 | 0 | 0 | 0 | 0 | 0 | 0 | 0 | 0 | 0 | 0 | 0 | 0 | 0 | 0 | 0 | 0 | 0 | 0 | [5 empty] | 0 | [5 empty] | 0 | [5 empty] | 0 | 0 | 0 | 0 | 0 | 0 | 0 | 0 | 0 | 0 | 0 | 0 | 0 | 0 | 0 | 0 | 0 | 0 | 0 | 0 | 0 | 0 | 0 | 0 | 0
137 | [9 empty] | 0 | 0 | 0 | 0 | 0 | 0 | 0 | 0 | 0 | 0 | 0 | 0 | 0 | 0 | 0 | 0 | 0 | 0 | 0 | 0 | 0 | 0 | 0 | 0 | [5 empty] | 0 | [5 empty] | 0 | [5 empty] | 0 | 0 | 0 | 0 | 0 | 0 | 0 | 0 | 0 | 0 | 0 | 0 | 0 | 0 | 0 | 0 | 0 | 0 | 0 | 0 | 0 | 0 | 0 | 0 | 0
138 | [9 empty] | 0 | 0 | 0 | 0 | 0 | 0 | 0 | 0 | 0 | 0 | 0 | 0 | 0 | 0 | 0 | 0 | 0 | 0 | 0 | 0 | 0 | 0 | 0 | 0 | [5 empty] | 0 | [5 empty] | 0 | [5 empty] | 0 | 0 | 0 | 0 | 0 | 0 | 0 | 0 | 0 | 0 | 0 | 0 | 0 | 0 | 0 | 0 | 0 | 0 | 0 | 0 | 0 | 0 | 0 | 0 | 0
139 | [9 empty] | 0 | 0 | 0 | 0 | 0 | 0 | 0 | 0 | 0 | 0 | 0 | 0 | 0 | 0 | 0 | 0 | 0 | 0 | 0 | 0 | 0 | 0 | 0 | 0 | [5 empty] | 0 | [5 empty] | 0 | [5 empty] | 0 | 0 | 0 | 0 | 0 | 0 | 0 | 0 | 0 | 0 | 0 | 0 | 0 | 0 | 0 | 0 | 0 | 0 | 0 | 0 | 0 | 0 | 0 | 0 | 0
140 | [9 empty] | 0 | 0 | 0 | 0 | 0 | 0 | 0 | 0 | 0 | 0 | 0 | 0 | 0 | 0 | 0 | 0 | 0 | 0 | 0 | 0 | 0 | 0 | 0 | 0 | [5 empty] | 0 | [5 empty] | 0 | [5 empty] | 0 | 0 | 0 | 0 | 0 | 0 | 0 | 0 | 0 | 0 | 0 | 0 | 0 | 0 | 0 | 0 | 0 | 0 | 0 | 0 | 0 | 0 | 0 | 0 | 0
141 | [9 empty] | 0 | 0 | 0 | 0 | 0 | 0 | 0 | 0 | 0 | 0 | 0 | 0 | 0 | 0 | 0 | 0 | 0 | 0 | 0 | 0 | 0 | 0 | 0 | 0 | [5 empty] | 0 | [5 empty] | 0 | [5 empty] | 0 | 0 | 0 | 0 | 0 | 0 | 0 | 0 | 0 | 0 | 0 | 0 | 0 | 0 | 0 | 0 | 0 | 0 | 0 | 0 | 0 | 0 | 0 | 0 | 0
142 | [9 empty] | 0 | 0 | 0 | 0 | 0 | 0 | 0 | 0 | 0 | 0 | 0 | 0 | 0 | 0 | 0 | 0 | 0 | 0 | 0 | 0 | 0 | 0 | 0 | 0 | [5 empty] | 0 | [5 empty] | 0 | [5 empty] | 0 | 0 | 0 | 0 | 0 | 0 | 0 | 0 | 0 | 0 | 0 | 0 | 0 | 0 | 0 | 0 | 0 | 0 | 0 | 0 | 0 | 0 | 0 | 0 | 0
143 | [9 empty] | 0 | 0 | 0 | 0 | 0 | 0 | 0 | 0 | 0 | 0 | 0 | 0 | 0 | 0 | 0 | 0 | 0 | 0 | 0 | 0 | 0 | 0 | 0 | 0 | [5 empty] | 0 | [5 empty] | 0 | [5 empty] | 0 | 0 | 0 | 0 | 0 | 0 | 0 | 0 | 0 | 0 | 0 | 0 | 0 | 0 | 0 | 0 | 0 | 0 | 0 | 0 | 0 | 0 | 0 | 0 | 0
144 | [9 empty] | 0 | 0 | 0 | 0 | 0 | 0 | 0 | 0 | 0 | 0 | 0 | 0 | 0 | 0 | 0 | 0 | 0 | 0 | 0 | 0 | 0 | 0 | 0 | 0 | [5 empty] | 0 | [5 empty] | 0 | [5 empty] | 0 | 0 | 0 | 0 | 0 | 0 | 0 | 0 | 0 | 0 | 0 | 0 | 0 | 0 | 0 | 0 | 0 | 0 | 0 | 0 | 0 | 0 | 0 | 0 | 0
145 | [9 empty] | 0 | 0 | 0 | 0 | 0 | 0 | 0 | 0 | 0 | 0 | 0 | 0 | 0 | 0 | 0 | 0 | 0 | 0 | 0 | 0 | 0 | 0 | 0 | 0 | [5 empty] | 0 | [5 empty] | 0 | [5 empty] | 0 | 0 | 0 | 0 | 0 | 0 | 0 | 0 | 0 | 0 | 0 | 0 | 0 | 0 | 0 | 0 | 0 | 0 | 0 | 0 | 0 | 0 | 0 | 0 | 0
146 | [9 empty] | 0 | 0 | 0 | 0 | 0 | 0 | 0 | 0 | 0 | 0 | 0 | 0 | 0 | 0 | 0 | 0 | 0 | 0 | 0 | 0 | 0 | 0 | 0 | 0 | [5 empty] | 0 | [5 empty] | 0 | [5 empty] | 0 | 0 | 0 | 0 | 0 | 0 | 0 | 0 | 0 | 0 | 0 | 0 | 0 | 0 | 0 | 0 | 0 | 0 | 0 | 0 | 0 | 0 | 0 | 0 | 0
147 | [9 empty] | 0 | 0 | 0 | 0 | 0 | 0 | 0 | 0 | 0 | 0 | 0 | 0 | 0 | 0 | 0 | 0 | 0 | 0 | 0 | 0 | 0 | 0 | 0 | 0 | [5 empty] | 0 | [5 empty] | 0 | [5 empty] | 0 | 0 | 0 | 0 | 0 | 0 | 0 | 0 | 0 | 0 | 0 | 0 | 0 | 0 | 0 | 0 | 0 | 0 | 0 | 0 | 0 | 0 | 0 | 0 | 0
148 | [9 empty] | 0 | 0 | 0 | 0 | 0 | 0 | 0 | 0 | 0 | 0 | 0 | 0 | 0 | 0 | 0 | 0 | 0 | 0 | 0 | 0 | 0 | 0 | 0 | 0 | [5 empty] | 0 | [5 empty] | 0 | [5 empty] | 0 | 0 | 0 | 0 | 0 | 0 | 0 | 0 | 0 | 0 | 0 | 0 | 0 | 0 | 0 | 0 | 0 | 0 | 0 | 0 | 0 | 0 | 0 | 0 | 0
149 | [9 empty] | 0 | 0 | 0 | 0 | 0 | 0 | 0 | 0 | 0 | 0 | 0 | 0 | 0 | 0 | 0 | 0 | 0 | 0 | 0 | 0 | 0 | 0 | 0 | 0 | [5 empty] | 0 | [5 empty] | 0 | [5 empty] | 0 | 0 | 0 | 0 | 0 | 0 | 0 | 0 | 0 | 0 | 0 | 0 | 0 | 0 | 0 | 0 | 0 | 0 | 0 | 0 | 0 | 0 | 0 | 0 | 0
150 | [9 empty] | 0 | 0 | 0 | 0 | 0 | 0 | 0 | 0 | 0 | 0 | 0 | 0 | 0 | 0 | 0 | 0 | 0 | 0 | 0 | 0 | 0 | 0 | 0 | 0 | [5 empty] | 0 | [5 empty] | 0 | [5 empty] | 0 | 0 | 0 | 0 | 0 | 0 | 0 | 0 | 0 | 0 | 0 | 0 | 0 | 0 | 0 | 0 | 0 | 0 | 0 | 0 | 0 | 0 | 0 | 0 | 0
| TOTAL | [8 empty] | 24405944.1201 | 18236786.2382 | 13177163.685 | 14334684.941 | 9698893.4026 | 79853472.3869 | 8802503.9154 | 6431929.8021 | 4537322.1696 | 5190547.3113 | 3197895.0747 | 28160198.2731 | 120210.4495 | 121276.4576 | 124870.4235 | 203628.6441 | 148156.8633 | 718142.838 | 8922714.3649 | 6553206.2598 | 4662192.5932 | 5394175.9554 | 3346051.9379 | 28878341.1112 | 0 | 0 | 0 | 0 | 0 | 0 | 0 | 0 | 0 | 0 | 0 | 0 | 0 | 0 | 0 | 0 | 0 | 0 | 2196534.9708 | 1641310.7614 | 1185944.7316 | 1290121.6447 | 872900.4062 | 7186812.5148 | 26722689.5404 | 19999373.4573 | 14487978.8402 | 15828435.2298 | 10719950.6721 | 87758427.7397 | 26722689.5404 | 19999373.4573 | 14487978.8402 | 15828435.2298 | 10719950.6721 | 87758427.7397 | 1264193.821 | 1264193.821 | 1264193.821 | 1380550.9243 | 1380838.1448 | 6553970.5321
"As incurred" or specific year

## O ¦ RFM inputs
Sheet check:
OK
Roma to Brisbane Pipeline (RBP) 2027-32 access arrangement
Capex model - RFM inputs
Roll forward model inputs (actuals and forecast)
| Actual capital expenditure – As incurred ($m Nominal) | 2021-22 | 2022-23 | 2023-24 | 2024-25 | 2025-26 | 2026-27 | Total
| Pipelines | 6.5112 | 8.3709 | 10.4702 | 6.7063 | 5.1041 | 13.9337 | 44.5852
| Compressors | 1.3417 | 0.15473 | 0.14853 | 0.31095 | 0 | 0 | 0.61421
| Regulators and meters | 0.15927 | 0 | 0.0001635 | 0 | 0.59688 | 0 | 0.59705
| Easements | 0 | 0 | 0 | 0 | 0 | 0 | 0
| Communications | 0 | 0 | 0 | 0 | 0 | 0 | 0
| Capitalised AA costs | 0.25598 | 0.020015 | 0 | 0.059396 | 0.33702 | 0.06599 | 0.48242
| Group IT | 2.8589 | 2.9565 | 2.3446 | 2.9151 | 3.8391 | 0.65288 | 12.7081
| SIB Capex | 1.1538 | 1.6701 | 1.0787 | 0.86892 | 1.6348 | 1.267 | 6.5194
[9 empty] | OK | Historic totals match
| Total | 12.2807 | 13.1721 | 14.0422 | 10.8607 | 11.5119 | 15.9196 | 77.7871 | OK | Forecast totals match
|  | OK | OK | OK | OK | OK | OK
| Actual asset disposal – As incurred ($m Nominal) | 2021-22 | 2022-23 | 2023-24 | 2024-25 | 2025-26 | 2026-27 | Total
| Pipelines | 0 | 0 | 0 | 0 | 0 | 0 | 0
| Compressors | 0 | 0 | 0 | 0 | 0 | 0 | 0
| Regulators and meters | 0 | 0 | 0 | 0 | 0 | 0 | 0
| Easements | 0 | 0 | 0 | 0 | 0 | 0 | 0
| Communications | 0 | 0 | 0 | 0 | 0 | 0 | 0
| Capitalised AA costs | 0 | 0 | 0 | 0 | 0 | 0 | 0
| Group IT | 0 | 0 | 0.0095068 | 0.018494 | 0 | 0 | 0.028001
| SIB Capex | 0.001087 | 0.0038164 | 0.0095068 | 0.018494 | 0 | 0 | 0.032904
| 0 | 0 | 0 | 0 | 0 | 0 | 0 | 0
| Total | 0.001087 | 0.0038164 | 0.019014 | 0.036988 | 0 | 0 | 0.060905
| Actual capital expenditure – As commissioned ($m Nominal) | 2021-22 | 2022-23 | 2023-24 | 2024-25 | 2025-26 | 2026-27 | Total
| Pipelines | 12.3737 | 2.8524 | 7.5494 | 19.4275 | 5.1041 | 17.4219 | 64.7292
| Compressors | 0.034188 | 1.6263 | 0 | 0.64901 | 0 | 0.0041482 | 2.3136
| Regulators and meters | 1.7262 | 0.19631 | 0 | 0 | 0.59688 | 0 | 2.5194
| Easements | 0 | 0 | 0 | 0 | 0 | 0 | 0
| Communications | 0 | 0 | 0 | 0 | 0 | 0 | 0
| Capitalised AA costs | 0.45141 | 0.020015 | 0 | 0 | 0.33702 | 0.12539 | 0.93383
| Group IT | 3.1421 | 2.71 | 0.45756 | 2.207 | 3.8391 | 4.3787 | 16.7344
| SIB Capex | 2.2393 | 1.9517 | 0.58764 | 0.67497 | 1.6348 | 2.4075 | 9.4959
| 0 | 0 | 0 | 0 | 0 | 0 | 0 | 0 | OK | Historic totals match
| Total | 19.967 | 9.3568 | 8.5946 | 22.9585 | 11.5119 | 24.3377 | 96.7264 | OK | Forecast totals match
|  | OK | OK | OK | OK | OK | OK
| Actual capital expenditure – As de-commissioned ($m Nominal) | 2021-22 | 2022-23 | 2023-24 | 2024-25 | 2025-26 | 2026-27 | Total
| Pipelines | 0 | 0 | 0 | 0 | 0 | 0 | 0
| Compressors | 0 | 0 | 0 | 0 | 0 | 0 | 0
| Regulators and meters | 0 | 0 | 0 | 0 | 0 | 0 | 0
| Easements | 0 | 0 | 0 | 0 | 0 | 0 | 0
| Communications | 0 | 0 | 0 | 0 | 0 | 0 | 0
| Capitalised AA costs | 0 | 0 | 0 | 0 | 0 | 0 | 0
| Group IT | 0 | 0 | 0 | 0 | 0 | 0 | 0
| SIB Capex | 0.001087 | 0.0038164 | 0.0095068 | 0.018494 | 0 | 0 | 0.032904
| 0 | 0 | 0 | 0 | 0 | 0 | 0 | 0
| Total | 0.001087 | 0.0038164 | 0.0095068 | 0.018494 | 0 | 0 | 0.032904
| Actual capital expenditure – As Commissioned Immediate Expensing ($m Nominal) | 2021-22 | 2022-23 | 2023-24 | 2024-25 | 2025-26 | 2026-27 | Total
| Pipelines | 2.5226 | 1.8978 | 0.099698 | 3.2507 | 0 | 0 | 7.7708
| Compressors | 0 | 1.6263 | 0.003208 | 0 | 0 | 0 | 1.6295
| Regulators and meters | 0.20831 | 0.19631 | 0 | 0 | 0 | 0 | 0.40462
| Easements | 0 | 0 | 0 | 0 | 0 | 0 | 0
| Communications | 0 | 0 | 0 | 0 | 0 | 0 | 0
| Capitalised AA costs | 0 | 0 | 0 | 0 | 0 | 0 | 0
| Group IT | 0.037279 | 0.061632 | 0.03318 | 0.030998 | 0 | 0 | 0.16309
| SIB Capex | 0.015451 | 0.16287 | 0.01228 | 0.0043456 | 0.15349 | 0.15962 | 0.50805
| Total | 2.7837 | 3.9449 | 0.14837 | 3.286 | 0.15349 | 0.15962 | 10.476

## O ¦ PTRM inputs
Sheet check:
OK
Roma to Brisbane Pipeline (RBP) 2027-32 access arrangement
Capex model - PTRM inputs
Post-tax revenue model inputs
| Forecast capital expenditure – As incurred ($m real 2027) | 2027-28 | 2028-29 | 2029-30 | 2030-31 | 2031-32 | Total
| Pipelines | 18.8353 | 13.2711 | 8.2684 | 8.7476 | 6.0934 | 55.2158
| Compressors | 0.23064 | 0.3466 | 0.23177 | 0.23271 | 0.23329 | 1.275
| Regulators and meters | 0.86492 | 0.8665 | 0.6953 | 0.63996 | 0.80485 | 3.8715
| Easements | 0 | 0 | 0 | 0 | 0 | 0
| Communications | 0 | 0 | 0 | 0 | 0 | 0
| Capitalised AA costs | 0 | 0 | 0.090046 | 0.47325 | 0.086285 | 0.64958
| Group IT | 0.661 | 0.661 | 0.661 | 0.661 | 0.661 | 3.305
| SIB Capex | 1.2606 | 1.6192 | 1.4358 | 1.4377 | 1.4388 | 7.1921
| Pipeline Integrity | 4.8703 | 3.2349 | 3.1057 | 3.6363 | 1.4023 | 16.2494
| Building installation | 0 | 0 | 0 | 0 | 0 | 0
| In-house software | 0 | 0 | 0 | 0 | 0 | 0
| Total | 26.7227 | 19.9994 | 14.488 | 15.8284 | 10.72 | 87.7584 | OK
| Actual asset disposal – As incurred ($m real 2027) | 2027-28 | 2028-29 | 2029-30 | 2030-31 | 2031-32 | Total
| Pipelines | 0 | 0 | 0 | 0 | 0 | 0
| Compressors | 0 | 0 | 0 | 0 | 0 | 0
| Regulators and meters | 0 | 0 | 0 | 0 | 0 | 0
| Easements | 0 | 0 | 0 | 0 | 0 | 0
| Communications | 0 | 0 | 0 | 0 | 0 | 0
| Capitalised AA costs | 0 | 0 | 0 | 0 | 0 | 0
| Group IT | 0 | 0 | 0 | 0 | 0 | 0
| SIB Capex | 0 | 0 | 0 | 0 | 0 | 0
| Pipeline Integrity | 0 | 0 | 0 | 0 | 0 | 0
| Total | 0 | 0 | 0 | 0 | 0 | 0
| Actual capital expenditure – As commissioned ($m real 2027) | 2027-28 | 2028-29 | 2029-30 | 2030-31 | 2031-32 | Total
| Pipelines | 18.8353 | 13.2711 | 8.2684 | 8.7476 | 6.0934 | 55.2158
| Compressors | 0.23064 | 0.3466 | 0.23177 | 0.23271 | 0.23329 | 1.275
| Regulators and meters | 0.86492 | 0.8665 | 0.6953 | 0.63996 | 0.80485 | 3.8715
| Easements | 0 | 0 | 0 | 0 | 0 | 0
| Communications | 0 | 0 | 0 | 0 | 0 | 0
| Capitalised AA costs | 0 | 0 | 0.090046 | 0.47325 | 0.086285 | 0.64958
| Group IT | 0.661 | 0.661 | 0.661 | 0.661 | 0.661 | 3.305
| SIB Capex | 1.2606 | 1.6192 | 1.4358 | 1.4377 | 1.4388 | 7.1921
| Pipeline Integrity | 4.8703 | 3.2349 | 3.1057 | 3.6363 | 1.4023 | 16.2494
| Total | 26.7227 | 19.9994 | 14.488 | 15.8284 | 10.72 | 87.7584 | OK
| Forecast capital expenditure – Immediately expensed - As commissioned ($m real 2027) | 2027-28 | 2028-29 | 2029-30 | 2030-31 | 2031-32 | Total
| Pipelines | 0 | 0 | 0 | 0.11636 | 0.11664 | 0.233
| Compressors | 0 | 0 | 0 | 0 | 0 | 0
| Regulators and meters | 0 | 0 | 0 | 0 | 0 | 0
| Easements | 0 | 0 | 0 | 0 | 0 | 0
| Communications | 0 | 0 | 0 | 0 | 0 | 0
| Capitalised AA costs | 0 | 0 | 0 | 0 | 0 | 0
| Group IT | 0.661 | 0.661 | 0.661 | 0.661 | 0.661 | 3.305
| SIB Capex | 0.6032 | 0.6032 | 0.6032 | 0.6032 | 0.6032 | 3.016
| Pipeline Integrity | 0 | 0 | 0 | 0 | 0 | 0
| Total | 1.2642 | 1.2642 | 1.2642 | 1.3806 | 1.3808 | 6.554 | OK
| Actual capital expenditure – As stranded ($m real 2027) | 2027-28 | 2028-29 | 2029-30 | 2030-31 | 2031-32 | Total
| Pipelines | 0 | 0 | 0 | 0 | 0 | 0
| Compressors | 0 | 0 | 0 | 0 | 0 | 0
| Regulators and meters | 0 | 0 | 0 | 0 | 0 | 0
| Easements | 0 | 0 | 0 | 0 | 0 | 0
| Communications | 0 | 0 | 0 | 0 | 0 | 0
| Capitalised AA costs | 0 | 0 | 0 | 0 | 0 | 0
| Group IT | 0 | 0 | 0 | 0 | 0 | 0
| SIB Capex | 0 | 0 | 0 | 0 | 0 | 0
| Pipeline Integrity | 0 | 0 | 0 | 0 | 0 | 0
| Total | 0 | 0 | 0 | 0 | 0 | 0

## O ¦ Reset RIN
Roma to Brisbane Pipeline (RBP) 2027-32 access arrangement
Capex model - Reset RIN inputs
Reset RIN inputs
| E1.4 - Capitalised overheads ($ real June 2027) | 2025-26 | 2026-27 | 2027-28 | 2028-29 | 2029-30 | 2030-31 | 2031-32
| Replacement | 558406.9996 | 1205910.4419 | 2092151.9948 | 1536927.7854 | 1074309.8693 | 1148020.8702 | 761683.4827
| Expansion | 0 | 0 | 0 | 0 | 0 | 0 | 0
| Non-network | 392115.6419 | 108500.7473 | 104382.976 | 104382.976 | 111634.8623 | 142100.7745 | 111216.9235
| Other capex | 0 | 0 | 0 | 0 | 0 | 0 | 0 | Total
|  | 950522.6414 | 1314411.1892 | 2196534.9708 | 1641310.7614 | 1185944.7316 | 1290121.6447 | 872900.4062 | 7186812.5148 | TRUE
| E1.1 - Forecast capital expenditure ($ real June 2027) | 2025-26 | 2026-27 | 2027-28 | 2028-29 | 2029-30 | 2030-31 | 2031-32
| Replacement | 6204522.2175 | 13399004.9102 | 23366343.7246 | 17198251.8509 | 12059429.2248 | 12942975.0408 | 8607788.7456
| Expansion | 0 | 0 | 0 | 0 | 0 | 0 | 0
| Non-network | 4356840.465 | 1206153.3748 | 1159810.845 | 1159810.845 | 1242604.8837 | 1595338.5443 | 1239261.5202
| Capitalised network overheads | 0 | 0 | 0 | 0 | 0 | 0 | 0
| Capitalised corporate overheads | 950522.6414 | 1314411.1892 | 2196534.9708 | 1641310.7614 | 1185944.7316 | 1290121.6447 | 872900.4062
| Other capex | 0 | 0 | 0 | 0 | 0 | 0 | 0
| Capital contributions included in the above | 0 | 0 | 0 | 0 | 0 | 0 | 0 | Total
|  | 11511885.3239 | 15919569.4742 | 26722689.5404 | 19999373.4573 | 14487978.8402 | 15828435.2298 | 10719950.6721 | 87758427.7397 | TRUE
| E2.1 - Capex - by Driver (Replacement) ($ real June 2027) | 2025-26 | 2026-27 | 2027-28 | 2028-29 | 2029-30 | 2030-31 | 2031-32
| Direct labour | 0 | 0 | 8922714.3649 | 6553206.2598 | 4579398.5544 | 4958648.2561 | 3266601.2627
| Direct materials | 0 | 0 | 0 | 0 | 0 | 0 | 0
| Direct contractor | 0 | 0 | 0 | 0 | 0 | 0 | 0
| Other direct expenditure | 6204522.2175 | 13399004.9102 | 14443629.3597 | 10645045.5912 | 7480030.6704 | 7984326.7847 | 5341187.483
| Overheads | 558406.9996 | 1205910.4419 | 2092151.9948 | 1536927.7854 | 1074309.8693 | 1148020.8702 | 761683.4827
| Capital contributions included in the above |  | 0 | 0 | 0 | 0 | 0 | 0 | Total
|  | 6762929.2171 | 14604915.3521 | 25458495.7194 | 18735179.6363 | 13133739.0941 | 14090995.911 | 9369472.2284 | 80787882.5891 | TRUE
| E2.2.1 - Capex by project (Replacement) ($ real June 2027) | 2025-26 | 2026-27 | 2027-28 | 2028-29 | 2029-30 | 2030-31 | 2031-32
| DN200 Lytton Lateral - ILI - MFL | 0 | 0 | 576611.805 | 0 | 0 | 0 | 0
| DN250 Peat Lateral - ILI | 0 | 0 | 0 | 693196.2799 | 0 | 0 | 0
| DN250 Peat Lateral - Validation Dig ILI | 0 | 0 | 0 | 0 | 1042949.8437 | 0 | 0
| DN300 Metro - ILI - MFL + EMAT | 0 | 0 | 0 | 0 | 92706.6528 | 1658189.9528 | 877385.7725
| DN300 Metro - Validation dig ILI | 0 | 0 | 1845157.7758 | 0 | 0 | 0 | 0
| DN400 - MFL Campaign (3 sections) FY28-30 | 0 | 0 | 1153223.6099 | 577663.5666 | 0 | 0 | 0
| DN400 - Validation Dig ILI (3 sections) | 0 | 0 | 0 | 982028.0632 | 985008.1857 | 989035.3781 | 262449.7285
| DN400 - Validation Dig ILI (5 sections) | 0 | 0 | 0 | 982028.0632 | 985008.1857 | 989035.3781 | 262449.7285
| CP Program | 0 | 0 | 1729835.4149 | 1732990.6997 | 1738249.7395 | 1745356.5496 | 1749664.8564
| CP Interference (DN250) and Registration | 0 | 0 | 922578.8879 | 924261.7065 | 927066.5278 | 930856.8264 | 933154.5901
| DN200 Lytton Lateral - Validation Dig ILI | 0 | 0 | 922578.8879 | 0 | 0 | 0 | 0
| DN250 Supply Security - Phase 2a | 0 | 0 | 3587595.6183 | 4315263.5304 | 0 | 0 | 0
| DN300 Pig Receiver Safety Upgrades (SEA Compound) | 0 | 725504 | 0 | 0 | 0 | 0 | 0
| DN250 AC Mitigation (Oakey to Bellbird Park) | 0 | 0 | 288305.9025 | 288831.7833 | 289708.2899 | 290892.7583 | 291610.8094
| DN250 Suspension - Phase 3 | 0 | 0 | 1207193.3216 | 1209395.2877 | 1170553.5983 | 1155267.7902 | 2273313.8862
| Gowrie Creek flood protection | 0 | 0 | 10379012.4891 | 0 | 0 | 0 | 0
| Station Painting | 0 | 0 | 230644.722 | 231065.4266 | 231766.6319 | 232714.2066 | 233288.6475
| Controlwave Micro RTUs & Flow Computer end of Life replacement | 0 | 0 | 403628.2635 | 404364.4966 | 405591.6059 | 407249.8616 | 408255.1332
| Earthing upgrades | 0 | 0 | 230644.722 | 231065.4266 | 231766.6319 | 232714.2066 | 233288.6475
| Safety Critical Digs (Complex) | 0 | 0 | 461289.444 | 1386392.5598 | 463533.2639 | 1396285.2397 | 466577.295
| Safety Critical Digs (Non-complex) | 0 | 0 | 259475.3122 | 1299743.0248 | 782212.3828 | 785410.4473 | 262449.7285
| Ellengrove Reliability | 0 | 0 | 0 | 0 | 0 | 2327142.0661 | 0
| Enhanced Methane Survey | 0 | 0 | 0 | 0 | 2897082.8992 | 0 | 0
| Minor Projects | 0 | 0 | 369059.7331 | 369059.7331 | 369059.7331 | 369059.7331 | 369059.7331
| DN300 Metro ILI - EMAT + C-MFL | 1553344.83 | 811104.4145 | 0 | 0 | 0 | 0 | 0
| DN400 - MFL Campaign (5 sections) FY26-28 | 0 | 0 | 372709.1853 | 0 | 0 | 0 | 0
| DN300 Metro MFL Validation Digs - FY26 | 801150 | 57827.2032 | 0 | 0 | 0 | 0 | 0
| Main Switchboard Replacement (Condamine & Gatton) | 708500 | 303643.1826 | 0 | 0 | 0 | 0 | 0
| DN250 Safety Critical Dig-Ups (Brassall - Bellbird) | 54500 | 856622.9776 | 0 | 0 | 0 | 0 | 0
| Ellengrove Reliability - Valve Replacements and Reliability | 0 | 1303241.0295 | 0 | 0 | 0 | 0 | 0
| DN300 Metro ILI - A-MFL | 0 | 0 | 0 | 0 | 0 | 0 | 0
| Major Capitalisable Maintenance FY27 | 353406.5771 | 367542.8401 | 0 | 0 | 0 | 0 | 0
| Ellengrove - add BPCS loop to achieve TMEL | 0 | 0 | 0 | 0 | 0 | 0 | 0
| Aggregate of other projects with total expenditure of less than $500,000 | 3292027.81 | 10179429.7045 | 518950.6245 | 3107829.9882 | 521474.9219 | 581785.5165 | 746523.6721 | Total
|  | 6762929.2171 | 14604915.3521 | 25458495.7194 | 18735179.6363 | 13133739.0941 | 14090995.911 | 9369472.2284 | 80787882.5891
| E6.1.1 - Capex - by Driver (Non-network) ($ real June 2027) | 2025-26 | 2026-27 | 2027-28 | 2028-29 | 2029-30 | 2030-31 | 2031-32
| Direct labour | 309192.3077 | 60589.5159 | 0 | 0 | 82794.0387 | 435527.6993 | 79450.6753
| Direct materials | 0 | 0 | 0 | 0 | 0 | 0 | 0
| Direct contractor | 0 | 0 | 0 | 0 | 0 | 0 | 0
| Other direct expenditure | 4047648.1573 | 1145563.8589 | 1159810.845 | 1159810.845 | 1159810.845 | 1159810.845 | 1159810.845
| Overheads | 392115.6419 | 108500.7473 | 104382.976 | 104382.976 | 111634.8623 | 142100.7745 | 111216.9235
| Capital contributions included in the above |  | 0 | 0 | 0 | 0 | 0 | 0 | Total
|  | 4748956.1069 | 1314654.1221 | 1264193.821 | 1264193.821 | 1354239.746 | 1737439.3188 | 1350478.4437 | 6970545.1506 | TRUE
| E6.1.2 - Capex by project (Non-network) ($ real June 2027) | 2025-26 | 2026-27 | 2027-28 | 2028-29 | 2029-30 | 2030-31 | 2031-32
| Corporate | 153485.4873 | 159624.9067 | 161610.1071 | 161610.1071 | 161610.1071 | 161610.1071 | 161610.1071
| Group IT | 3839064.8014 | 652878.0486 | 660997.6696 | 660997.6696 | 660997.6696 | 660997.6696 | 660997.6696
| Property Leases | 202548.0641 | 210649.9866 | 213269.7685 | 213269.7685 | 213269.7685 | 213269.7685 | 213269.7685
| Vehicle Leases | 216838.1387 | 225511.6643 | 228316.2757 | 228316.2757 | 228316.2757 | 228316.2757 | 228316.2757
| Access Arrangement | 337019.6154 | 65989.5159 | 0 | 0 | 90045.925 | 473245.4978 | 86284.6227
| Aggregate of other projects with total expenditure of less than $500,000 | 0 | 0 | 0 | 0 | 0 | 0 | 0 | Total
|  | 4748956.1069 | 1314654.1221 | 1264193.821 | 1264193.821 | 1354239.746 | 1737439.3188 | 1350478.4437 | 6970545.1506
| Forecast capital expenditure – Immediately expensed - As incurred ($m real 2027) | 2025-26 | 2026-27 | 2027-28 | 2028-29 | 2029-30 | 2030-31 | 2031-32
| Pipelines |  |  | 0 | 0 | 0 | 0.11636 | 0.11664
| Compressors |  |  | 0 | 0 | 0 | 0 | 0
| Regulators and meters |  |  | 0 | 0 | 0 | 0 | 0
| Easements |  |  | 0 | 0 | 0 | 0 | 0
| Communications |  |  | 0 | 0 | 0 | 0 | 0
| Capitalised AA costs |  |  | 0 | 0 | 0 | 0 | 0
| Group IT |  |  | 0.661 | 0.661 | 0.661 | 0.661 | 0.661
| SIB Capex |  |  | 0.6032 | 0.6032 | 0.6032 | 0.6032 | 0.6032
| Integrity |  |  | 0 | 0 | 0 | 0 | 0
| Total |  |  | 1.2642 | 1.2642 | 1.2642 | 1.3806 | 1.3808
| Actual asset disposal – As incurred ($m real 2027) |  |  | 2027-28 | 2028-29 | 2029-30 | 2030-31 | 2031-32
| Pipelines |  |  | 0 | 0 | 0 | 0 | 0
| Compressors |  |  | 0 | 0 | 0 | 0 | 0
| Regulators and meters |  |  | 0 | 0 | 0 | 0 | 0
| Easements |  |  | 0 | 0 | 0 | 0 | 0
| Communications |  |  | 0 | 0 | 0 | 0 | 0
| Capitalised AA costs |  |  | 0 | 0 | 0 | 0 | 0
| Group IT |  |  | 0 | 0 | 0 | 0 | 0
| SIB Capex |  |  | 0 | 0 | 0 | 0 | 0
| Integrity |  |  | 0 | 0 | 0 | 0 | 0
| Total |  |  | 0 | 0 | 0 | 0 | 0
| Actual capital expenditure – As commissioned ($m real 2027) |  |  | 2027-28 | 2028-29 | 2029-30 | 2030-31 | 2031-32
| Pipelines |  |  | 18835286.3905 | 13271127.246 | 8268406.7014 | 8747568.7809 | 6093415.4894
| Compressors |  |  | 230644.722 | 346598.1399 | 231766.6319 | 232714.2066 | 233288.6475
| Regulators and meters |  |  | 864917.7074 | 866495.3499 | 695299.8958 | 639964.0682 | 804845.834
| Easements |  |  | 0 | 0 | 0 | 0 | 0
| Communications |  |  | 0 | 0 | 0 | 0 | 0
| Capitalised AA costs |  |  | 0 | 0 | 90045.925 | 473245.4978 | 86284.6227
| Group IT |  |  | 660997.6696 | 660997.6696 | 660997.6696 | 660997.6696 | 660997.6696
| SIB Capex |  |  | 1260561.7869 | 1619239.079 | 1435789.1483 | 1437684.2977 | 1438833.1795
| Integrity |  |  | 0 | 0 | 0 | 0 | 0
| Total |  |  | 21852408.2765 | 16764457.4844 | 11382305.9722 | 12192174.5208 | 9317665.4427
| Actual capital expenditure – As de-commissioned ($m real 2027) |  |  | 2027-28 | 2028-29 | 2029-30 | 2030-31 | 2031-32
| Pipelines |  |  | 0 | 0 | 0 | 0 | 0
| Compressors |  |  | 0 | 0 | 0 | 0 | 0
| Regulators and meters |  |  | 0 | 0 | 0 | 0 | 0
| Easements |  |  | 0 | 0 | 0 | 0 | 0
| Communications |  |  | 0 | 0 | 0 | 0 | 0
| Capitalised AA costs |  |  | 0 | 0 | 0 | 0 | 0
| Group IT |  |  | 0 | 0 | 0 | 0 | 0
| SIB Capex |  |  | 0 | 0 | 0 | 0 | 0
| Integrity |  |  | 0 | 0 | 0 | 0 | 0
| Total |  |  | 0 | 0 | 0 | 0 | 0

## O ¦ Overview
Sheet check:
OK
Roma to Brisbane Pipeline (RBP) 2027-32 access arrangement
Capex model - Overview tables and graphs
Overview tables and graphs
AER Approved Allowance
AER approved forecast, by project (2023-27)
| Approved forecast capital expenditure – As incurred ($m nominal) | 2022-23 | 2023-24 | 2024-25 | 2025-26 | 2026-27 | Total
| Pipeline Integrity | 7.5822 | 1.5198 | 1.2989 | 1.2244 | 3.2786 | 14.9039
| DN250 Supply Security Project | 5.1726 | 0 | 0 | 0 | 0 | 5.1726
| SCADA Hardware Lifecycle Management | 0.81801 | 0 | 0 | 0 | 0 | 0.81801
| Battery Charger Replacement | 0.27361 | 0 | 0 | 0 | 0 | 0.27361
| Liquids Removal | 1.1402 | 0 | 0 | 0 | 0 | 1.1402
| Valve Upgrade | 0.12153 | 0.15232 | 0 | 0 | 0 | 0.27385
| Dalby Communication Relocation | 0.06079 | 0 | 0 | 0 | 0 | 0.06079
| Pipeline Relocation | 0 | 0.37922 | 0 | 0 | 0 | 0.37922
| Minor Projects | 0.43626 | 0.45457 | 0.46629 | 0.48856 | 0.50601 | 2.3517
| Group IT | 3.8901 | 4.0636 | 2.8873 | 2.0497 | 1.1823 | 14.0731
| Access Arrangement | 0.79173 | 0.057512 | 0 | 0 | 0 | 0.84924
| Property Leases | 0 | 0 | 0.68278 | 0 | 1.8013 | 2.4841
| Vehicle Leases | 0.12906 | 0.13415 | 0.13707 | 0.14286 | 0.1475 | 0.69064
| Total | 20.4161 | 6.7612 | 5.4723 | 3.9055 | 6.9158 | 43.471 |  |  | OK
AER approved forecast, by asset class (2023-27)
| Approved forecast capital expenditure – As incurred ($m nominal) | 2022-23 | 2023-24 | 2024-25 | 2025-26 | 2026-27 | Total
| Pipelines | 14.0166 | 2.0514 | 1.2989 | 1.2244 | 3.2786 | 21.8698
| Compressors | 0.27361 | 0 | 0 | 0 | 0 | 0.27361
| Regulators and meters | 0 | 0 | 0 | 0 | 0 | 0
| Easements | 0 | 0 | 0 | 0 | 0 | 0
| Communications | 0 | 0 | 0 | 0 | 0 | 0
| Capitalised AA costs | 0.79173 | 0.057512 | 0 | 0 | 0 | 0.84924
| Group IT | 3.8901 | 4.0636 | 2.8873 | 2.0497 | 1.1823 | 14.0731
| SIB Capex | 1.4441 | 0.58872 | 1.2862 | 0.63142 | 2.4548 | 6.4052
| Total | 20.4161 | 6.7612 | 5.4723 | 3.9055 | 6.9158 | 43.471 |  |  | OK
AER approved forecast, by project (2023-27)
| Approved forecast capital expenditure – As incurred ($m Real 2026-27) | 2022-23 | 2023-24 | 2024-25 | 2025-26 | 2026-27 | Total
| Pipeline Integrity | 8.624 | 1.6652 | 1.3939 | 1.2537 | 3.2786 | 16.2155
| DN250 Supply Security Project | 5.8834 | 0 | 0 | 0 | 0 | 5.8834
| SCADA Hardware Lifecycle Management | 0.9304 | 0 | 0 | 0 | 0 | 0.9304
| Battery Charger Replacement | 0.3112 | 0 | 0 | 0 | 0 | 0.3112
| Liquids Removal | 1.2968 | 0 | 0 | 0 | 0 | 1.2968
| Valve Upgrade | 0.13823 | 0.16689 | 0 | 0 | 0 | 0.30512
| Dalby Communication Relocation | 0.069142 | 0 | 0 | 0 | 0 | 0.069142
| Pipeline Relocation | 0 | 0.41549 | 0 | 0 | 0 | 0.41549
| Minor Projects | 0.49621 | 0.49804 | 0.50041 | 0.50028 | 0.50601 | 2.5009
| Group IT | 4.4246 | 4.4523 | 3.0985 | 2.0989 | 1.1823 | 15.2567
| Access Arrangement | 0.90052 | 0.063012 | 0 | 0 | 0 | 0.96353
| Property Leases | 0 | 0 | 0.73273 | 0 | 1.8013 | 2.534
| Vehicle Leases | 0.14679 | 0.14698 | 0.1471 | 0.14629 | 0.1475 | 0.73466
| Total | 23.2213 | 7.4079 | 5.8726 | 3.9993 | 6.9158 | 47.4168 |  |  | OK
Historic Actual Expenditure
Actual expenditure by Program (2023-27)
| Approved forecast capital expenditure – As incurred ($m nominal) | 2022-23 | 2023-24 | 2024-25 | 2025-26 | 2026-27 | Total
| Minor Projects | 0.52846 | 0.64313 | 0.61497 | 0.35341 | 0.36754 | 2.5075
| Pipeline Integrity | 2.2997 | 1.3868 | 1.9749 | 3.732 | 5.3151 | 14.7085
| DN250 Supply Security Project | 5.8442 | 8.0527 | 3.2949 | 1.0451 | 7.8931 | 26.1301
| Valve Upgrade | 0.047971 | 0.036418 | 0.11512 | 0 | 0 | 0.19951
| Bulimba Creek Strain | 0.013172 | 0.39895 | 0 | 0 | 0 | 0.41212 | New
| Gowrie Creek | 0.16388 | 0.42715 | 1.2155 | 0 | 0 | 1.8065 | New
| Pipeline Relocation | 0 | 0.10457 | 0.0027833 | 0 | 0 | 0.10735
| Dalby Communication Relocation | 0 | 0.025572 | -7.091e-05 | 0 | 0 | 0.025501
| Access Arrangement | 0.020015 | 0 | 0.059396 | 0.33702 | 0.06599 | 0.48242
| Property Leases | 1.2226 | 0.41395 | 0.3351 | 0.20255 | 0.21065 | 2.3849
| Vehicle Leases | 0.13869 | 0.18161 | 0.30038 | 0.21684 | 0.22551 | 1.063
| Group IT | 2.8934 | 2.3713 | 2.9477 | 3.8391 | 0.65288 | 12.7043
| Corporate | 0 | 0 | 0 | 0.15349 | 0.15962 | 0.31311 | New
| Main Switchboard Replacement | 0 | 0 | 0 | 0.7085 | 0.30364 | 1.0121 | New
| Environment | 0 | 0 | 0 | 0.327 | 0 | 0.327 | New
| PIG Trap | 0 | 0 | 0 | 0 | 0.7255 | 0.7255 | New
| Ellengrove Safety | 0 | 0 | 0 | 0.59688 | 0 | 0.59688 | New
| Total | 13.1721 | 14.0422 | 10.8607 | 11.5119 | 15.9196 | 65.5064 |  |  | OK
Actual expenditure, by asset class (2023-27)
| Approved Actual capital expenditure – As incurred ($m nominal) | 2022-23 | 2023-24 | 2024-25 | 2025-26 | 2026-27 | Total
| Pipelines | 8.3709 | 10.4702 | 6.7063 | 5.1041 | 13.9337 | 44.5852
| Compressors | 0.15473 | 0.14853 | 0.31095 | 0 | 0 | 0.61421
| Regulators and meters | 0 | 0.0001635 | 0 | 0.59688 | 0 | 0.59705
| Easements | 0 | 0 | 0 | 0 | 0 | 0
| Communications | 0 | 0 | 0 | 0 | 0 | 0
| Capitalised AA costs | 0.020015 | 0 | 0.059396 | 0.33702 | 0.06599 | 0.48242
| Group IT | 2.9565 | 2.3446 | 2.9151 | 3.8391 | 0.65288 | 12.7081
| SIB Capex | 1.6701 | 1.0787 | 0.86892 | 1.6348 | 1.267 | 6.5194
| Buildings | 0 | 0 | 0 | 0 | 0 | 0
| Total | 13.1721 | 14.0422 | 10.8607 | 11.5119 | 15.9196 | 65.5064 |  |  | OK
Actual expenditure, by project (2023-27)
| Actual capital expenditure – As incurred ($m real June 2027) | 2022-23 | 2023-24 | 2024-25 | 2025-26 | 2026-27 | Total
| Minor Projects | 0.60107 | 0.70463 | 0.65996 | 0.36189 | 0.36754 | 2.6951
| Pipeline Integrity | 2.6157 | 1.5195 | 2.1194 | 3.8216 | 5.3151 | 15.3912
| DN250 Supply Security Project | 6.6472 | 8.8228 | 3.5359 | 1.0702 | 7.8931 | 27.9694
| Valve Upgrade | 0.054562 | 0.039901 | 0.12354 | 0 | 0 | 0.21801
| Bulimba Creek Strain | 0.014982 | 0.4371 | 0 | 0 | 0 | 0.45208
| Gowrie Creek | 0.1864 | 0.468 | 1.3044 | 0 | 0 | 1.9588
| Pipeline Relocation | 0 | 0.11457 | 0.0029869 | 0 | 0 | 0.11756
| Dalby Communication Relocation | 0 | 0.028018 | -7.6097e-05 | 0 | 0 | 0.027942
| Access Arrangement | 0.022765 | 0 | 0.063741 | 0.34511 | 0.06599 | 0.4976
| Property Leases | 1.3906 | 0.45354 | 0.35962 | 0.20741 | 0.21065 | 2.6218
| Vehicle Leases | 0.15774 | 0.19898 | 0.32235 | 0.22204 | 0.22551 | 1.1266
| Group IT | 3.2909 | 2.5981 | 3.1633 | 3.9312 | 0.65288 | 13.6364
| Corporate | 0 | 0 | 0 | 0.15717 | 0.15962 | 0.31679
| Main Switchboard Replacement | 0 | 0 | 0 | 0.7255 | 0.30364 | 1.0291
| Environment | 0 | 0 | 0 | 0.33485 | 0 | 0.33485
| PIG Trap | 0 | 0 | 0 | 0 | 0.7255 | 0.7255
| Ellengrove Safety | 0 | 0 | 0 | 0.61121 | 0 | 0.61121
| Total | 14.982 | 15.3851 | 11.6551 | 11.7882 | 15.9196 | 69.73 |  |  | OK
Actual expenditure, by asset class (2023-27)
| Actual capital expenditure – As incurred ($m 2027-28) | 2022-23 | 2023-24 | 2024-25 | 2025-26 | 2026-27 | Total
| Pipelines | 9.521 | 11.4715 | 7.1968 | 5.2266 | 13.9337 | 47.3497
| Compressors | 0.17599 | 0.16274 | 0.33369 | 0 | 0 | 0.67242
| Regulators and meters | 0 | 0.00017914 | 0 | 0.61121 | 0 | 0.61139
| Easements | 0 | 0 | 0 | 0 | 0 | 0
| Communications | 0 | 0 | 0 | 0 | 0 | 0
| Capitalised AA costs | 0.022765 | 0 | 0.063741 | 0.34511 | 0.06599 | 0.4976
| Group IT | 3.3627 | 2.5688 | 3.1284 | 3.9312 | 0.65288 | 13.6439
| SIB Capex | 1.8995 | 1.1819 | 0.93248 | 1.674 | 1.267 | 6.9549
| Buildings | 0 | 0 | 0 | 0 | 0 | 0
| Total | 14.982 | 15.3851 | 11.6551 | 11.7882 | 15.9196 | 69.73 |  |  | OK
Forecast Expenditure
Forecast expenditure by Program (2027-32)
| Forecast capital expenditure – As incurred ($m real June 2027) | 2027-28 | 2028-29 | 2029-30 | 2030-31 | 2031-32 | Total
| SIB | 0.36906 | 0.77342 | 0.54288 | 2.9871 | 0.66067 | 5.3331
| Pipeline Integrity | 8.2435 | 10.6926 | 9.9138 | 8.4942 | 4.8141 | 42.1581
| DN250 Supply Security Project | 5.0831 | 5.8135 | 1.4603 | 1.4462 | 2.5649 | 16.3679
| Environment | 10.379 | 0 | 0 | 0 | 0 | 10.379
| Site equipment | 0.46129 | 0.46213 | 0.46353 | 0.46543 | 0.46658 | 2.319
| Gas Instruments | 0.86492 | 0.8665 | 0.6953 | 0.63996 | 0.80485 | 3.8715
| Tools | 0.057661 | 0.12709 | 0.057942 | 0.058179 | 0.058322 | 0.35919
| Corporate | 0.16161 | 0.16161 | 0.16161 | 0.16161 | 0.16161 | 0.80805
| Group IT | 0.661 | 0.661 | 0.661 | 0.661 | 0.661 | 3.305
| Property Leases | 0.21327 | 0.21327 | 0.21327 | 0.21327 | 0.21327 | 1.0663
| Vehicle Leases | 0.22832 | 0.22832 | 0.22832 | 0.22832 | 0.22832 | 1.1416
| Access Arrangement | 0 | 0 | 0.090046 | 0.47325 | 0.086285 | 0.64958
| Main Switchboard Replacement | 0 | 0 | 0 | 0 | 0 | 0
| PIG Trap | 0 | 0 | 0 | 0 | 0 | 0
| Minor Projects | 0 | 0 | 0 | 0 | 0 | 0
| Ellengrove Safety | 0 | 0 | 0 | 0 | 0 | 0
|  | 0 | 0 | 0 | 0 | 0 | 0
| Total | 26.7227 | 19.9994 | 14.488 | 15.8284 | 10.72 | 87.7584 |  |  | OK
| Forecast expenditure by Program size (2027-32) | [7 empty] | By Size
| Forecast capital expenditure – As incurred ($m real June 2027) | 2027-28 | 2028-29 | 2029-30 | 2030-31 | 2031-32 | Total |  | Size
| Pipeline Integrity | 8.2435 | 10.6926 | 9.9138 | 8.4942 | 4.8141 | 42.1581 |  | 1
| DN250 Supply Security Project | 5.0831 | 5.8135 | 1.4603 | 1.4462 | 2.5649 | 16.3679 |  | 2
| Environment | 10.379 | 0 | 0 | 0 | 0 | 10.379 |  | 3
| SIB | 0.36906 | 0.77342 | 0.54288 | 2.9871 | 0.66067 | 5.3331 |  | 4
| Gas Instruments | 0.86492 | 0.8665 | 0.6953 | 0.63996 | 0.80485 | 3.8715 |  | 5
| Group IT | 0.661 | 0.661 | 0.661 | 0.661 | 0.661 | 3.305 |  | 6
| Site equipment | 0.46129 | 0.46213 | 0.46353 | 0.46543 | 0.46658 | 2.319 |  | 7
| Vehicle Leases | 0.22832 | 0.22832 | 0.22832 | 0.22832 | 0.22832 | 1.1416 |  | 8
| Property Leases | 0.21327 | 0.21327 | 0.21327 | 0.21327 | 0.21327 | 1.0663 |  | 9
| Corporate | 0.16161 | 0.16161 | 0.16161 | 0.16161 | 0.16161 | 0.80805 |  | 10
| Access Arrangement | 0 | 0 | 0.090046 | 0.47325 | 0.086285 | 0.64958 |  | 11
| Tools | 0.057661 | 0.12709 | 0.057942 | 0.058179 | 0.058322 | 0.35919 |  | 12
| Total | 26.7227 | 19.9994 | 14.488 | 15.8284 | 10.72 | 87.7584 |  |  | OK
|  | 0 | 0 | 0 | 0 | 0 | 0
| Forecast expenditure by Minor Program (2027-32) | [7 empty] | By Size
| Forecast capital expenditure – As incurred ($m real June 2027) | 2027-28 | 2028-29 | 2029-30 | 2030-31 | 2031-32 | Total |  | Size | Total | Project
| Valve replacement | 0 | 0 | 0 | 0.11636 | 0.11664 | 0.233 |  | 1 | 13.334 | CP
| ILI | 2.1025 | 1.2709 | 0.092707 | 1.6582 | 0.87739 | 6.0017 |  | 2 | 10.379 | Gowrie Creek
| Validation dig | 2.7677 | 1.9641 | 3.013 | 1.9781 | 0.5249 | 10.2477 |  | 3 | 10.2477 | Validation dig
| CP | 2.6524 | 2.6573 | 2.6653 | 2.6762 | 2.6828 | 13.334 |  | 4 | 7.9029 | Security
| Security | 3.5876 | 4.3153 | 0 | 0 | 0 | 7.9029 |  | 5 | 7.5634 | Safety digs
| ILI upgrade | 0 | 2.1142 | 0 | 0 | 0 | 2.1142 |  | 6 | 7.0157 | DN250 Supply Security
| AC mitigation | 0.28831 | 0.28883 | 0.28971 | 0.29089 | 0.29161 | 1.4493 |  | 7 | 6.0017 | ILI
| DN250 Supply Security | 1.2072 | 1.2094 | 1.1706 | 1.1553 | 2.2733 | 7.0157 |  | 8 | 3.305 | Group IT
| Gowrie Creek | 10.379 | 0 | 0 | 0 | 0 | 10.379 |  | 9 | 2.8971 | Enhanced Methane Survey
| Station painting | 0.23064 | 0.23107 | 0.23177 | 0.23271 | 0.23329 | 1.1595 |  | 10 | 2.773 | SIB
| SIB | 0.36906 | 0.77342 | 0.54288 | 0.5436 | 0.54403 | 2.773 |  | 11 | 2.3271 | Ellengrove Reliability
| Flow computer & RTU upgrades | 0.40363 | 0.40436 | 0.40559 | 0.40725 | 0.40826 | 2.0291 |  | 12 | 2.1142 | ILI upgrade
| Earthing upgrades | 0.23064 | 0.23107 | 0.23177 | 0.23271 | 0.23329 | 1.1595 |  | 13 | 2.0291 | Flow computer & RTU upgrades
| Gas specification metering | 0.46129 | 0.46213 | 0.28971 | 0.23271 | 0 | 1.4458 |  | 14 | 1.4493 | AC mitigation
| Turbine meter upgrade | 0 | 0 | 0 | 0 | 0.39659 | 0.39659 |  | 15 | 1.4458 | Gas specification metering
| Calibrators | 0.057661 | 0.12709 | 0.057942 | 0.058179 | 0.058322 | 0.35919 |  | 16 | 1.1595 | Station painting
| Safety digs | 0.72076 | 2.6861 | 1.2457 | 2.1817 | 0.72903 | 7.5634 |  | 17 | 1.1595 | Station painting
| Ellengrove Reliability | 0 | 0 | 0 | 2.3271 | 0 | 2.3271 |  | 18 | 1.1416 | Vehicle Leases
| Enhanced Methane Survey | 0 | 0 | 2.8971 | 0 | 0 | 2.8971 |  | 19 | 1.0663 | Property Leases
| Corporate | 0.16161 | 0.16161 | 0.16161 | 0.16161 | 0.16161 | 0.80805 |  | 20 | 0.80805 | Corporate
| Group IT | 0.661 | 0.661 | 0.661 | 0.661 | 0.661 | 3.305 |  | 21 | 0.64958 | Access Arrangement
| Property Leases | 0.21327 | 0.21327 | 0.21327 | 0.21327 | 0.21327 | 1.0663 |  | 22 | 0.39659 | Turbine meter upgrade
| Vehicle Leases | 0.22832 | 0.22832 | 0.22832 | 0.22832 | 0.22832 | 1.1416 |  | 23 | 0.35919 | Calibrators
| Access Arrangement | 0 | 0 | 0.090046 | 0.47325 | 0.086285 | 0.64958 |  | 24 | 0.233 | Valve replacement
|  | 0 | 0 | 0 | 0 | 0 | 0 |  | 25 | 0
| Total | 26.7227 | 19.9994 | 14.488 | 15.8284 | 10.72 | 87.7584 |  |  | OK
|  | 0 | 0 | 0 | 0 | 0 | 0 | 87.3618
Forecast expenditure, by asset class (2023-27)
| Forecast capital expenditure – As incurred ($m real June 2027) | 2027-28 | 2028-29 | 2029-30 | 2030-31 | 2031-32 | Total
| Pipelines | 18.8353 | 13.2711 | 8.2684 | 8.7476 | 6.0934 | 55.2158
| Compressors | 0.23064 | 0.3466 | 0.23177 | 0.23271 | 0.23329 | 1.275
| Regulators and meters | 0.86492 | 0.8665 | 0.6953 | 0.63996 | 0.80485 | 3.8715
| Easements | 0 | 0 | 0 | 0 | 0 | 0
| Communications | 0 | 0 | 0 | 0 | 0 | 0
| Capitalised AA costs | 0 | 0 | 0.090046 | 0.47325 | 0.086285 | 0.64958
| Group IT | 0.661 | 0.661 | 0.661 | 0.661 | 0.661 | 3.305
| SIB Capex | 1.2606 | 1.6192 | 1.4358 | 1.4377 | 1.4388 | 7.1921
| Buildings | 4.8703 | 3.2349 | 3.1057 | 3.6363 | 1.4023 | 16.2494
| Total | 26.7227 | 19.9994 | 14.488 | 15.8284 | 10.72 | 87.7584 |  |  | OK
| Difference Across Periods | [5 empty] | 18.0285
| Pipeline Integrity | [5 empty] | 2.638
| Supply Security Projecct | [5 empty] | 26.7669
Pipeline Integrity by Minor Program(2027-32)
| Forecast capital expenditure – As incurred ($m real June 2027) | 2027-28 | 2028-29 | 2029-30 | 2030-31 | 2031-32 | Total
| ILI | 2.1025 | 1.2709 | 0.092707 | 1.6582 | 0.87739 | 6.0017
| Validation dig | 2.7677 | 1.9641 | 3.013 | 1.9781 | 0.5249 | 10.2477
| CP | 2.6524 | 2.6573 | 2.6653 | 2.6762 | 2.6828 | 13.334
| Safety Digs | 0.72076 | 2.6861 | 1.2457 | 2.1817 | 0.72903 | 7.5634
| ILI upgrade | 0 | 2.1142 | 0 | 0 | 0 | 2.1142
| Enhanced Methane Survey | 0 | 0 | 2.8971 | 0 | 0 | 2.8971
| Total | 8.2435 | 10.6926 | 9.9138 | 8.4942 | 4.8141 | 42.1581 |  |  | OK
Forecast Capex for Individual Projects >$2m (2027-32)
| Forecast capital expenditure – As incurred ($m real June 2027) | Total ($m) | Large |  | Total
| Gowrie Creek flood protection | 10.379 | 1 |  | 10379012.4891
| CP Program | 8.6961 | 2 |  | 8696097.2602
| DN250 Supply Security - Phase 2a | 7.9029 | 3 |  | 7902859.1487
| DN250 Suspension - Phase 3 | 7.0157 | 4 |  | 7015723.8839
| CP Interference (DN250) and Registration | 4.6379 | 5 |  | 4637918.5388
| Safety Critical Digs (Complex) | 4.1741 | 6 |  | 4174077.8024
| Safety Critical Digs (Non-complex) | 3.3893 | 7 |  | 3389290.8956
| Group IT | 3.305 | 8 |  | 3304988.3482
| DN400 - Validation Dig ILI (3 sections) | 3.2185 | 9 |  | 3218521.3555
| DN400 - Validation Dig ILI (3 sections) | 3.2185 | 10 |  | 3218521.3555
| Enhanced Methane Survey | 2.8971 | 11 |  | 2897082.8992
| DN300 Metro - ILI - MFL + EMAT | 2.6283 | 12 |  | 2628282.378
| Ellengrove Reliability | 2.3271 | 13 |  | 2327142.0661
| DN300 Pig Receiver Safety Upgrades (SEA Compound)​ | 2.1142 | 14 |  | 2114248.6537
| Controlwave Micro RTUs & Flow Computer end of Life replacement | 2.0291 | 15 |  | 2029089.3607
Comparison
Forecast Capex vs Historic Capex for Individual Projects $2m (2027-32)
| Projects – As incurred ($m real June 2027) | Projects | Current | Forecast | Difference
| Pipeline Integrity | Pipeline Integrity | 15.3912 | 42.1581 | 26.7669
| DN250 Supply Security Project | DN250 Supply Security Project | 27.9694 | 16.3679 | -11.6014
| Environment | Environment | 0.33485 | 10.379 | 10.0442
|  |  | 0 | 0 | 0
|  | Group IT | 13.6364 | 3.305 | -10.3314
| Group IT | Vehicle Leases | 1.1266 | 1.1416 | 0.014956
|  | Property Leases | 2.6218 | 1.0663 | -1.5555
| Vehicle Leases | Corporate | 0.31679 | 0.80805 | 0.49126
| Property Leases | Access Arrangement | 0.4976 | 0.64958 | 0.15197
| Corporate |  | 0 | 0 | 0
| Access Arrangement |  | 0 | 0 | 0
|  |  | 0 | 0 | 0
|  |  | 0 | 0 | 0
|  |  | 0 | 0 | 0
|  |  | 0 | 0 | 0
|  |  | 0 | 0 | 0
AER Allowance vs Historic Capex for Individual Projects $2m (2027-32)
| Projects – As incurred ($m real June 2027) | Projects | Current | Forecast | Difference
| Pipeline Integrity | Pipeline Integrity | 15.3912 | 42.1581 | 26.7669
|  | DN250 Supply Security Project | 27.9694 | 16.3679 | -11.6014
|  | Environment | 0.33485 | 10.379 | 10.0442
|  |  | 0 | 0 | 0
|  | Group IT | 13.6364 | 3.305 | -10.3314
| Gowrie Creek | Vehicle Leases | 1.1266 | 1.1416 | 0.014956
|  | Property Leases | 2.6218 | 1.0663 | -1.5555
|  | Corporate | 0.31679 | 0.80805 | 0.49126
|  | Access Arrangement | 0.4976 | 0.64958 | 0.15197
|  |  | 0 | 0 | 0
|  |  | 0 | 0 | 0
|  |  | 0 | 0 | 0
|  |  | 0 | 0 | 0
|  |  | 0 | 0 | 0
|  |  | 0 | 0 | 0
|  |  | 0 | 0 | 0
AER Allowance vs Historic Capex (2027-32)
| Approved forecast capital expenditure – As incurred ($m Real 2026-27) | 2022-23 | 2023-24 | 2024-25 | 2025-26 | 2026-27 | Total
| Actual capital expenditure – As incurred ($m 2027-28) | 14.982 | 15.3851 | 11.6551 | 11.7882 | 15.9196 | 69.73 |  |  | 0
| AER approved forecast, by project (2023-27) | 23.2213 | 7.4079 | 5.8726 | 3.9993 | 6.9158 | 47.4168 |  |  | 0
| Difference | -8.2393 | 7.9773 | 5.7825 | 7.7889 | 9.0038 | 22.3131 |  |  | OK
AER Allowance vs Historic Capex (2027-32)
| Approved forecast capital expenditure – As incurred ($m Real 2026-27) | Actuals | Forecast | Difference
| Pipeline Integrity | 15.3912 | 16.2155 | -0.82426
| DN250 Supply Security Project | 27.9694 | 5.8834 | 22.086
| SCADA Hardware Lifecycle Management | 0 | 0.9304 | -0.9304
| Battery Charger Replacement | 0 | 0.3112 | -0.3112
| Liquids Removal | 0 | 1.2968 | -1.2968 |  | Bulimba Creek Strain
| Valve Upgrade | 0.21801 | 0.30512 | -0.08711 |  | Gowrie Creek
| Dalby Communication Relocation | 0.027942 | 0.069142 | -0.0412
| Pipeline Relocation | 0.11756 | 0.41549 | -0.29793
| Minor Projects | 2.6951 | 2.5009 | 0.19414
| Group IT | 13.6364 | 15.2567 | -1.6202
| Access Arrangement | 0.4976 | 0.96353 | -0.46592
| Property Leases | 2.6218 | 2.534 | 0.087794
| Vehicle Leases | 1.1266 | 0.73466 | 0.39196 |  | Corporate
| Not Included in Forecast | 64.3016 | 47.4168 | 16.8848 |  | Main Switchboard Replacement
| Bulimba Creek Strain | 0.45208 | 0 | 0.45208 |  | Environment
| Gowrie Creek | 1.9588 | 0 | 1.9588 |  | PIG Trap
| Corporate | 0.31679 | 0 | 0.31679 |  | Ellengrove Safety
| Main Switchboard Replacement | 1.0291 | 0 | 1.0291
| Environment | 0.33485 | 0 | 0.33485
| PIG Trap | 0.7255 | 0 | 0.7255
| Ellengrove Safety | 0.61121 | 0 | 0.61121
| Total | 69.73 | 47.4168 | 22.3131 | [5 empty] | OK

## O ¦ BCs
A1
Table 2–3 Total cost for Integrity business case ($000’s Real 30 June 2026)
| Category | FY28 | FY29 | FY30 | FY31 | FY32 | Category Total
| ILI | 2102.5446 | 1270.8598 | 92.7067 | 1658.19 | 877.3858 | 6001.6868
| Validation dig | 2767.7367 | 1964.0561 | 3012.9662 | 1978.0708 | 524.8995 | 10247.7292
| CP | 2652.4143 | 2657.2524 | 2665.3163 | 2676.2134 | 2682.8194 | 13334.0158
| Safety Digs | 720.7648 | 2686.1356 | 1245.7456 | 2181.6957 | 729.027 | 7563.3687
| ILI upgrade | 0 | 2114.2487 | 0 | 0 | 0 | 2114.2487
| FY Total | 8243.4603 | 10692.5526 | 7016.7348 | 8494.1698 | 4814.1317 | 39261.0492
Table 3–3: Estimated annual cost ILI Program sites ($000’s Real 30 June 2026)
| Description | FY28 | FY29 | FY30 | FY31 | FY32 | Total
| DN200 Lytton Lateral - ILI - MFL | 576.6118 | 0 | 0 | 0 | 0 | 576.6118
| DN250 Peat Lateral - ILI | 0 | 693.1963 | 0 | 0 | 0 | 693.1963
| DN300 Metro - ILI - MFL + EMAT | 0 | 0 | 92.7067 | 1658.19 | 877.3858 | 2628.2824
| DN400 - MFL Campaign (3 sections) FY28-30 | 1153.2236 | 577.6636 | 0 | 0 | 0 | 1730.8872
| DN400 - MFL Campaign (5 sections) FY26-28 | 372.7092 | 0 | 0 | 0 | 0 | 372.7092
| FY Total | 2102.5446 | 1270.8598 | 92.7067 | 1658.19 | 877.3858 | 6001.6868
Table 4‑1: Estimated annual Validation Digs ($000’s Real 2026-27)
| Description | FY28 | FY29 | FY30 | FY31 | FY32 | Total
| DN250 Peat Lateral - Validation Dig ILI | 0 | 0 | 1042.9498 | 0 | 0 | 1042.9498
| DN300 Metro - Validation dig ILI | 1845.1578 | 0 | 0 | 0 | 0 | 1845.1578
| DN400 - Validation Dig ILI (3 sections) | 0 | 982.0281 | 985.0082 | 989.0354 | 262.4497 | 3218.5214
| DN400 - Validation Dig ILI (5 sections) | 0 | 982.0281 | 985.0082 | 989.0354 | 262.4497 | 3218.5214
| DN200 Lytton Lateral - Validation Dig ILI | 922.5789 | 0 | 0 | 0 | 0 | 922.5789
| FY Total | 2767.7367 | 1964.0561 | 3012.9662 | 1978.0708 | 524.8995 | 10247.7292
Table 8–3: Annual estimated cost of Enhanced Methane Survey ($’000s Real 30 June 2026)
| Description | FY28 | FY29 | FY30 | FY31 | FY32 | Total
| Enhanced Methane Survey | 0 | 0 | 2897.0829 | 0 | 0 | 2897.0829
Table 7–3: Annual estimated cost of ILI Upgrades ($’000s Real 2026-27)
| Description | FY28 | FY29 | FY30 | FY31 | FY32 | Total
| DN300 Pig Receiver Safety Upgrades (SEA Compound)​ | 0 | 2114.2487 | 0 | 0 | 0 | 2114.2487
Table 6–3: Annual estimated cost of CP Program ($’000s Real 30 June 2026)
| Description | FY28 | FY29 | FY30 | FY31 | FY32 | Total
| CP Program | 1729.8354 | 1732.9907 | 1738.2497 | 1745.3565 | 1749.6649 | 8696.0973
| CP Interference (DN250) and Registration | 922.5789 | 924.2617 | 927.0665 | 930.8568 | 933.1546 | 4637.9185
| FY Total | 2652.4143 | 2657.2524 | 2665.3163 | 2676.2134 | 2682.8194 | 13334.0158
Table 5–3: Estimated yearly cost of Safety Critical Digs ($’000s Real 30 June 2026)
| Description | FY28 | FY29 | FY30 | FY31 | FY32 | Total
| Safety Critical Digs (Complex) | 461.2894 | 1386.3926 | 463.5333 | 1396.2852 | 466.5773 | 4174.0778
| Safety Critical Digs (Non-complex) | 259.4753 | 1299.743 | 782.2124 | 785.4104 | 262.4497 | 3389.2909
| FY Total | 720.7648 | 2686.1356 | 1245.7456 | 2181.6957 | 729.027 | 7563.3687
A2 | Table 2–3 Total cost for DN250 Supply Security business case ($’000s Real 2026-27)
| Description | FY28 | FY29 | FY30 | FY31 | FY32 | Total
| RBP - DN250 Suspension | 4794.7889 | 5524.6588 | 1170.5536 | 1155.2678 | 2273.3139 | 14918.583
| RBP - DN250 AC Mitigation (Oakey to Bellbird Park) | 288.3059 | 288.8318 | 289.7083 | 290.8928 | 291.6108 | 1449.3495
| FY Total | 5083.0948 | 5813.4906 | 1460.2619 | 1446.1605 | 2564.9247 | 16367.9326
Table 3–3: Estimated annual cost DN250 Supply Security Project ($’000s Real 30 June 2026)
| Description | FY28 | FY29 | FY30 | FY31 | FY32 | Total
| DN250 Supply Security - Phase 2a | 3587.5956 | 4315.2635 | 0 | 0 | 0 | 7902.8591
| DN250 Suspension - Phase 3 | 1207.1933 | 1209.3953 | 1170.5536 | 1155.2678 | 2273.3139 | 7015.7239
| FY Total | 4794.7889 | 5524.6588 | 1170.5536 | 1155.2678 | 2273.3139 | 14918.583
Table 5–3: Estimated yearly cost AC Mitigation ($’000s Real 2026-27)
| Description | FY28 | FY29 | FY30 | FY31 | FY32 | Total
| DN250 AC Mitigation (Oakey to Bellbird Park) | 288.3059 | 288.8318 | 289.7083 | 290.8928 | 291.6108 | 1449.3495
A3
Table 3–3: Estimated annual cost Gowrie Creek Flood Protection ($’000s Real 30 June 2026)
| Description | FY28 | FY29 | FY30 | FY31 | FY32 | Total
| Gowrie Creek flood protection | 10379.0125 | 0 | 0 | 0 | 0 | 10379.0125
A4
| Description | FY28 | FY29 | FY30 | FY31 | FY32 | Total | Project in Capex Model
| Woodroyd - GC & Moisture Analyser | 461.2894 | 0 | 0 | 0 | 0 | 461.2894 | Woodroyd - GC & Moisture Analyser
| Scotia - GC & Moisture Analyser | 0 | 462.1309 | 0 | 0 | 0 | 462.1309 | Scotia - GC & Moisture Analyser
| Ellengrove GC Upgrade | 0 | 0 | 289.7083 | 0 | 0 | 289.7083 | Ellengrove GC Upgrade
| Brightview GC Upgrade | 0 | 0 | 0 | 232.7142 | 0 | 232.7142 | Brightview GC Upgrade
| Redbank Plains - Turbine Meter Upgrade | 0 | 0 | 0 | 0 | 163.3021 | 163.3021 | Redbank Plains - Turbine Meter Upgrade
| Toowoomba - Turbine Meter Upgrade | 0 | 0 | 0 | 0 | 233.2886 | 233.2886 | Toowoomba - Turbine Meter Upgrade
| Controlwave Micro RTUs & Flow Computer end of Life replacement | 403.6283 | 404.3645 | 405.5916 | 407.2499 | 408.2551 | 2029.0894 | Controlwave Micro RTUs & Flow Computer end of Life replacement
| FY Total | 864.9177 | 750 | 600 | 550 | 690 | 3871.5229
A5
Table 2–3 Total cost for Site equipment business case ($’000s Real 30 June 2026)
| Description | FY28 | FY29 | FY30 | FY31 | FY32 | Total
| Earthing upgrades | 230.6447 | 231.0654 | 231.7666 | 232.7142 | 233.2886 | 1159.4796 | Earthing upgrades
| Station Painting | 230.6447 | 231.0654 | 231.7666 | 232.7142 | 233.2886 | 1159.4796 | Station Painting
| FY Total | 461.2894 | 462.1309 | 463.5333 | 465.4284 | 466.5773 | 2318.9593
Table 3–3: Proposed 2028-2032 costs for Earthing upgrades ($’000s Real 30 June 2026)
| Description | FY28 | FY29 | FY30 | FY31 | FY32 | Total
| Earthing upgrades | 230.6447 | 231.0654 | 231.7666 | 232.7142 | 233.2886 | 1159.4796 | Earthing upgrades
Table 4–3: Estimated annual cost of Station Painting ($’000s Real 30 June 2026)
| Description | FY28 | FY29 | FY30 | FY31 | FY32 | Total
| Station Painting | 230.6447 | 231.0654 | 231.7666 | 232.7142 | 233.2886 | 1159.4796 | Station Painting
A5
Table 2–3 Total cost for SIB business case ($’000s Real 30 June 2026)
| Description | FY28 | FY29 | FY30 | FY31 | FY32 | Total
| Lytton Valve replacement DN300 & DN200 | 0 | 0 | 0 | 116.3571 | 116.6443 | 233.0014
| Replacement for Crane truck | 0 | 288.8318 | 0 | 0 | 0 | 288.8318
| Generator Upgrades | 0 | 0 | 0 | 116.3571 | 116.6443 | 233.0014
| SDV at Condamine | 0 | 0 | 115.8833 | 0 | 0 | 115.8833
| Woodroy, Arubial & Scotia Actuators | 0 | 0 | 57.9417 | 58.1786 | 58.3222 | 174.4424
| Dalby CS control room footings | 0 | 115.5327 | 0 | 0 | 0 | 115.5327
| Ellengrove Reliability | 0 | 0 | 0 | 2327.1421 | 0 | 2327.1421
| FY Totals | 0 | 404.3645 | 173.825 | 2618.0348 | 291.6108 | 3487.8351
Table 3–3: Estimated annual cost to Replace Valves ($’000s Real 30 June 2026)
| Description | FY28 | FY29 | FY30 | FY31 | FY32 | Total
| Lytton Valve replacement DN300 & DN200 | 0 | 0 | 0 | 116.3571 | 116.6443 | 233.0014
Table 4–3: Estimated annual cost of CP unit upgrades ($’000s Real 30 June 2026)
| Description | FY28 | FY29 | FY30 | FY31 | FY32 | Total
| Replacement for Crane truck | 0 | 288.8318 | 0 | 0 | 0 | 288.8318
Table 5–3: Estimated yearly cost of DEA & ATS replacement ($’000s Real 2026-27)
| Description | FY28 | FY29 | FY30 | FY31 | FY32 | Total
| Generator Upgrades | 0 | 0 | 0 | 116.3571 | 116.6443 | 233.0014
Table 5–3: Annual estimated cost SDV replacement ($’000s Real 2026-27)
| Description | FY28 | FY29 | FY30 | FY31 | FY32 | Total
| SDV at Condamine | 0 | 0 | 115.8833 | 0 | 0 | 115.8833
Table 5–3: Annual estimated cost of obsolete pilot control valves ($’000s Real 2026-27)
| Description | FY28 | FY29 | FY30 | FY31 | FY32 | Total
| Woodroy, Arubial & Scotia Actuators | 0 | 0 | 57.9417 | 58.1786 | 58.3222 | 174.4424
Table 5–3: Annual estimated cost of satellite data loggers ($’000s Real 2026-27)
| Description | FY28 | FY29 | FY30 | FY31 | FY32 | Total
| Dalby CS control room footings | 0 | 115.5327 | 0 | 0 | 0 | 115.5327
Table 9–3: Annual estimated cost of Ellengrove Reliability project ($’000s Real 2026-27)
| Description | FY28 | FY29 | FY30 | FY31 | FY32 | Total
| Ellengrove Reliability | 0 | 0 | 0 | 2327.1421 | 0 | 2327.1421
Table 9–3: Annual estimated cost of Corporate Capex($’000s Real 2026-27)
| Description | FY28 | FY29 | FY30 | FY31 | FY32 | Total
| Corporate | 161.6101 | 161.6101 | 161.6101 | 161.6101 | 161.6101 | 808.0505
| Group IT | 660.9977 | 660.9977 | 660.9977 | 660.9977 | 660.9977 | 3304.9883
| Property Leases | 213.2698 | 213.2698 | 213.2698 | 213.2698 | 213.2698 | 1066.3488
| Vehicle Leases | 228.3163 | 228.3163 | 228.3163 | 228.3163 | 228.3163 | 1141.5814
| Access Arrangement | 0 | 0 | 90.0459 | 473.2455 | 86.2846 | 649.576
| Total | 1264.1938 | 1264.1938 | 1354.2397 | 1737.4393 | 1350.4784 | 6970.5452

## O ¦ Graphs
|  | Current |  | Forecast
| Total | 69.73 |  | 87.7584
| 1 | 27.9694 | DN250 Supply Security Project | 42.1581 | Pipeline Integrity
| 2 | 15.3912 | Pipeline Integrity | 16.3679 | DN250 Supply Security Project
| 3 | 13.6364 | Group IT | 10.379 | Environment
| 4 | 2.6951 | Minor Projects | 5.3331 | SIB
| 5 | 2.6218 | Property Leases | 3.8715 | Gas Instruments
| 6 |  |  | 3.305 | Group IT
| 7 |  |  | 2.319 | Site equipment
8
9
| 10 | 7.4161 | Other | 4.0247 | Other
|  | Graph Name | 2022-23 | 2023-24 | 2024-25 | 2025-26E | 2026-27E | 2027-28 | 2028-29 | 2029-30 | 2030-31 | 2031-32 | 2022-27 | 2027-32
DN250 Supply Security Project | DN250 Supply Security Project | DN250 Supply Security Project | 6.6472 | 8.8228 | 3.5359 | 1.0702 | 7.8931 | 5.0831 | 5.8135 | 1.4603 | 1.4462 | 2.5649 | 27.9694 | 16.3679
Pipeline Integrity | Pipeline Integrity | Pipeline Integrity | 2.6157 | 1.5195 | 2.1194 | 3.8216 | 5.3151 | 8.2435 | 10.6926 | 9.9138 | 8.4942 | 4.8141 | 15.3912 | 42.1581
Group IT | Site equipment | Group IT | 3.2909 | 2.5981 | 3.1633 | 3.9312 | 0.65288 | 0.46129 | 0.46213 | 0.46353 | 0.46543 | 0.46658 | 13.6364 | 2.319
Minor Projects | Environment | Environment | 0.60107 | 0.70463 | 0.65996 | 0.36189 | 0.36754 | 10.379 | 0 | 0 | 0 | 0 | 2.6951 | 10.379
Property Leases | SIB | Stay in Business | 1.3906 | 0.45354 | 0.35962 | 0.20741 | 0.21065 | 0.36906 | 0.77342 | 0.54288 | 2.9871 | 0.66067 | 2.6218 | 5.3331
Other | Other | Other | 0.43645 | 1.2866 | 1.8169 | 2.3959 | 1.4803 | 0.66086 | 0.73028 | 0.75118 | 1.1346 | 0.7478 | 7.4161 | 4.0247
| Gas Instruments | Gas Instruments | Other 2027-28: 0.86492; Other 2028-29: 0.8665; Other 2029-30: 0.6953; Other 2030-31: 0.63996; Other 2031-32: 0.80485; Other 2022-27: 0; Other 2027-32: 3.8715
| Group IT | Group IT | Other 2027-28: 0.661; Other 2028-29: 0.661; Other 2029-30: 0.661; Other 2030-31: 0.661; Other 2031-32: 0.661; Other 2022-27: 0; Other 2027-32: 3.305
| Total |  | 14.982 | 15.3851 | 11.6551 | 11.7882 | 15.9196 | 26.7227 | 19.9994 | 14.488 | 15.8284 | 10.72 | 69.73 | 87.7584 | 18.0285 | Higher than current period spend
| AER allowance |  | Other 2022-23: 23.2513; 4.0247 2023-24: 7.4091; Other 2024-25: 5.8716; Other 2025-26E: 4.0235; Other 2026-27E: 6.9032
[7 empty] | 47.4588 |  |  |  |  | Diff to allowance | 22.2712
0.46928
|  | Pipeline integrity | 2.6157 | 1.5195 | 2.1194 | 3.8216 | 5.3151 | 8.2435 | 10.6926 | 9.9138 | 8.4942 | 4.8141
|  | Environment | 0.60107 | 0.70463 | 0.65996 | 0.36189 | 0.36754 | 10.379 | 0 | 0 | 0 | 0
|  | DN250 | 6.6472 | 8.8228 | 3.5359 | 1.0702 | 7.8931 | 5.0831 | 5.8135 | 1.4603 | 1.4462 | 2.5649
|  | Gas instruments | 0 | 0 | 0 | 0 | 0 | 0.661 | 0.661 | 0.661 | 0.661 | 0.661
|  | Other | 5.118 | 4.3382 | 5.3399 | 6.5345 | 2.3438 | 2.3561 | 2.8323 | 2.4529 | 5.2271 | 2.6799
|  |  | 14.982 | 15.3851 | 11.6551 | 11.7882 | 15.9196 | 26.7227 | 19.9994 | 14.488 | 15.8284 | 10.72
|  | AER allowance | Other 2022-23: 23.2513; 4.0247 2023-24: 7.4091; Other 2024-25: 5.8716; Other 2025-26E: 4.0235; Other 2026-27E: 6.9032
|  | Total | Other 2022-23: 69.73
|  | Allowance | Other 2022-23: 47.4588
|  | Difference | Other 2022-23: 46.93%