## Notes
Notes
Simulation number |  | The sequential simulation identifier of each annual simulation - numbered between 1 and 528. Each simulation is modelled at the hourly resolution level - giving 8,760 hourly simulated outputs.
Unplanned outage set |  | Identifier of the hourly unplanned outage set used in the given simulation - numbered between 1 and 11. A stochastic availability model is used to develop the 11 annual simulations of hourly dispatchable power station availability.
Weather set |  | Identifier of the hourly demand and renewable energy resources trace set used in the given simulation - numbered between 1 and 49. A stochastic demand and renewable energy resource model is used to develop 49 weather influenced annual simulations of hourly demand (system and customer load) and renewable energy resource traces.
Energy and demand (as generated) | Annual regional energy (GWh) | The annual regional scheduled and semi-scheduled energy requirements for the given region and given weather set - taken as the sum of the 8,760 hourly simulated regional loads.
| Annual regional peak demand (MW) | The annual regional scheduled and semi-scheduled maximum demand for the given region and given weather set.
| Annual energy - NSLP (GWh) | The annual energy requirements for the given NSLP and given weather set.
| Annual peak demand - NSLP (MW) | The annual peak demand for the given NSLP and given weather set.
Spot Price (nominal at the regional reference node) | Annual regional time weighted spot price ($/MWh) | The simple average of the hourly simulated spot prices for the given region and simulation number.
| Annual regional load weighted spot price ($/MWh) | The load weighted average of the hourly simulated spot prices for the given region and simulation number - using the corresponding hourly regional loads as the weights.
| Number of hours spot prices above $300 | The number of simulated hourly prices in a given simulation that exceed $300/MWh for the given region and simulation number.
| Contribution of spot prices above $300 to annual average spot price ($/MWh) | The contribution to the annual time weighted spot price of simulated hourly prices in a given simulation that exceed $300/MWh for the given region and simulation number.
| Annual load weighted spot price - NSLP ($/MWh) | The load weighted average of the hourly simulated spot prices for the given NSLP and simulation number - using the corresponding hourly NSLP loads as the weights.
Hedged price (nominal at the regional reference node) | Annual hedged price - NSLP ($/MWh) | Sum of the hourly spot purchase costs, contract purchase costs (adopting a fixed quarterly hedging strategy and estimated contract prices), and hedge difference payments, divided by the annual energy to derive a price in $/MWh terms for a given NSLP and simulation number.

## Qld
Summary of results for 528 market simulations for 2019-20 - Queensland
Simulation number | Unplanned outage set | Weather set | Energy and demand (as generated) |  |  |  | Spot Price (nominal at the regional reference node) |  |  |  |  | Hedged price (nominal at the regional reference node)
|  |  | Annual regional energy (GWh) | Annual regional peak demand (MW) | Annual energy - Energex NSLP (GWh) | Annual peak demand - Energex NSLP (MW) | Annual regional time weighted spot price ($/MWh) | Annual regional Load weighted spot price ($/MWh) | Number of hours spot prices above $300 | Contribution of spot prices above $300 to annual average spot price ($/MWh) | Annual load weighted spot price - Energex NSLP ($/MWh) | Annual hedged price - Energex NSLP ($/MWh)
1 | 1 | 1 | 52861.2699 | 8977.2153 | 6762.6321 | 2250.871 | 56.65 | 58.97 | 2 | 0.062671 | 63.58 | 89.7
2 | 1 | 2 | 53056.2403 | 9171.5962 | 6602.7187 | 2134.6366 | 58.81 | 61.73 | 5 | 1.1671 | 66.31 | 88.12
3 | 1 | 3 | 53066.9486 | 9589.8708 | 6813.0936 | 2362.6275 | 69.16 | 77.67 | 22 | 11.0859 | 87.16 | 76.29
4 | 1 | 4 | 52983.1699 | 9399.4747 | 6747.9139 | 2362.6275 | 58.05 | 61.14 | 3 | 0.76304 | 65.67 | 88.33
5 | 1 | 5 | 53248.3312 | 9207.5939 | 6714.5675 | 2357.6564 | 61.15 | 65.18 | 16 | 2.8728 | 70.72 | 85.77
6 | 1 | 6 | 52871.0522 | 9207.5939 | 6800.4406 | 2362.6275 | 61.21 | 65.45 | 8 | 3.8244 | 72.42 | 86.83
7 | 1 | 7 | 53094.566 | 9399.4747 | 6827.6212 | 2601.1364 | 64.76 | 70.33 | 18 | 6.5843 | 79.54 | 84.65
8 | 1 | 8 | 53072.0027 | 9042.0385 | 6891.0002 | 2236.6427 | 62.94 | 67.41 | 15 | 4.8698 | 75.08 | 84.51
9 | 1 | 9 | 53122.6891 | 9589.8708 | 6734.1065 | 2362.6275 | 59.85 | 63.74 | 9 | 2.1272 | 69.18 | 87.24
10 | 1 | 10 | 52792.861 | 9207.5939 | 6854.5648 | 2357.6564 | 61.25 | 65.86 | 7 | 4.5846 | 73.43 | 86.7
11 | 1 | 11 | 52841.5047 | 9589.8708 | 6726.9324 | 2362.6275 | 65.08 | 71.51 | 12 | 8.1982 | 79.81 | 81.12
12 | 1 | 12 | 52967.9682 | 9399.4747 | 6817.4858 | 2163.5459 | 60.67 | 64.65 | 15 | 3.3261 | 70.92 | 86.82
13 | 1 | 13 | 53028.4207 | 9219.6119 | 6759.9537 | 2450.9114 | 60.35 | 64.02 | 7 | 2.5741 | 70.03 | 88.01
14 | 1 | 14 | 53068.7319 | 9399.4747 | 6769.4591 | 2250.871 | 61.6 | 65.87 | 14 | 3.6323 | 71.65 | 84.64
15 | 1 | 15 | 53230.6788 | 9399.4747 | 6818.8906 | 2362.6275 | 59.48 | 62.88 | 11 | 1.5506 | 68.61 | 88.16
16 | 1 | 16 | 53131.6295 | 9399.4747 | 6887.3387 | 2362.6275 | 65.6 | 71.65 | 16 | 7.5321 | 84.53 | 87.24
17 | 1 | 17 | 53015.8565 | 9207.5939 | 6869.1003 | 2450.9114 | 59.26 | 62.64 | 6 | 2.0407 | 68.55 | 87.28
18 | 1 | 18 | 52873.3627 | 9589.8708 | 6700.0679 | 2362.6275 | 62.46 | 67.46 | 10 | 5.4394 | 73.61 | 83.25
19 | 1 | 19 | 52998.9689 | 9491.3679 | 6720.7666 | 2362.6275 | 65.62 | 72.03 | 18 | 8.3887 | 81.16 | 82.21
20 | 1 | 20 | 52933.4362 | 9491.3679 | 6867.8363 | 2240.2004 | 61.44 | 66.04 | 14 | 4.166 | 73.03 | 85.48
21 | 1 | 21 | 52873.5583 | 9309.0369 | 6934.585 | 2601.1364 | 63.97 | 69.62 | 10 | 6.9792 | 78.34 | 84.98
22 | 1 | 22 | 53290.8499 | 9399.4747 | 6837.62 | 2362.6275 | 62.19 | 66.4 | 10 | 3.6907 | 73.3 | 86.57
23 | 1 | 23 | 52965.9638 | 9219.6119 | 6700.7239 | 2226.7398 | 64.08 | 68.95 | 10 | 6.4367 | 76.13 | 81.73
24 | 1 | 24 | 53023.1296 | 9207.5939 | 6719.1683 | 2362.6275 | 62.03 | 66.47 | 11 | 3.986 | 74.37 | 85.94
25 | 1 | 25 | 53207.3334 | 9219.6119 | 6677.9956 | 2362.6275 | 61.47 | 65.46 | 11 | 3.5918 | 72.18 | 86.97
26 | 1 | 26 | 52990.4148 | 9399.4747 | 6758.3921 | 2357.6564 | 66.02 | 73.08 | 23 | 8.6082 | 82.43 | 81.15
27 | 1 | 27 | 53294.6186 | 9589.8708 | 6635.5775 | 2362.6275 | 67.82 | 75.39 | 19 | 9.4345 | 84.5 | 78.76
28 | 1 | 28 | 53098.5688 | 9557.6924 | 6939.0852 | 2856.9045 | 65.44 | 71.16 | 14 | 7.6164 | 79.15 | 81.84
29 | 1 | 29 | 53113.2035 | 9589.8708 | 6637.3939 | 2015.2895 | 61.6 | 65.92 | 11 | 3.8474 | 72.55 | 85.72
30 | 1 | 30 | 53237.2466 | 9234.7829 | 6590.3883 | 2126.7306 | 69.14 | 77 | 25 | 10.7961 | 84.46 | 74.69
31 | 1 | 31 | 52787.6237 | 9399.4747 | 6713.492 | 2250.871 | 58.39 | 61.77 | 4 | 2.024 | 67.8 | 89.05
32 | 1 | 32 | 53002.2236 | 9399.4747 | 6880.9543 | 2357.6564 | 62.18 | 67.09 | 16 | 4.5671 | 76.07 | 87.29
33 | 1 | 33 | 52937.1989 | 9399.4747 | 6629.6145 | 2163.5459 | 60.36 | 64.48 | 8 | 3.3555 | 70.48 | 85.78
34 | 1 | 34 | 52980.2426 | 9399.4747 | 6873.2372 | 2360.9982 | 61.6 | 65.8 | 13 | 3.9008 | 73.88 | 86.96
35 | 1 | 35 | 53351.2289 | 9589.8708 | 6797.2239 | 2362.6275 | 64.88 | 70.47 | 17 | 6.2539 | 78.86 | 84.04
36 | 1 | 36 | 53310.9751 | 9491.3679 | 6848.1077 | 2362.6275 | 63.75 | 68.67 | 12 | 5.5058 | 76.4 | 85.53
37 | 1 | 37 | 53086.7546 | 9219.6119 | 6637.5214 | 2362.6275 | 60.74 | 64.87 | 5 | 2.9529 | 70.01 | 85.24
38 | 1 | 38 | 53180.5914 | 9589.8708 | 6628.4732 | 2362.6275 | 65.19 | 70.93 | 15 | 6.5758 | 80.42 | 84.96
39 | 1 | 39 | 53395.5917 | 9589.8708 | 6808.2688 | 2362.6275 | 67.37 | 74.34 | 16 | 8.4393 | 81.49 | 77.71
40 | 1 | 40 | 52935.1651 | 9589.8708 | 6837.3167 | 2450.9114 | 64.9 | 70.68 | 11 | 7.2149 | 79.19 | 82.28
41 | 1 | 41 | 53088.6259 | 9557.6924 | 6755.245 | 2856.9045 | 61.92 | 66.14 | 5 | 4.0156 | 71.59 | 83.22
42 | 1 | 42 | 53272.3286 | 9399.4747 | 6708.1724 | 2362.6275 | 65.41 | 71.07 | 18 | 6.7667 | 80.35 | 84.46
43 | 1 | 43 | 53041.0856 | 9589.8708 | 6721.4953 | 2240.2004 | 65.88 | 73.05 | 11 | 8.4405 | 78.54 | 76.33
44 | 1 | 44 | 53260.7424 | 9589.8708 | 6673.3808 | 2362.6275 | 64.62 | 70.44 | 17 | 6.6896 | 78.29 | 84.31
45 | 1 | 45 | 52665.4329 | 9219.6119 | 6867.5875 | 2357.6564 | 58.45 | 61.84 | 13 | 1.5692 | 67.43 | 88.06
46 | 1 | 46 | 52671.7648 | 9491.3679 | 6686.599 | 2458.1112 | 57.16 | 59.97 | 6 | 0.48468 | 65.06 | 90.74
47 | 1 | 47 | 52811.741 | 9399.4747 | 6953.1428 | 2856.9045 | 61.82 | 66.19 | 14 | 4.3159 | 73.49 | 84.17
48 | 1 | 48 | 53116.6621 | 9589.8708 | 7001.6164 | 2601.1364 | 64.99 | 71.54 | 15 | 7.1327 | 78.27 | 79.64
49 | 2 | 1 | 52861.2699 | 8977.2153 | 6762.6321 | 2250.871 | 56.68 | 59 | 2 | 0.062671 | 63.6 | 89.69
50 | 2 | 2 | 53056.2403 | 9171.5962 | 6602.7187 | 2134.6366 | 58.72 | 61.58 | 4 | 1.0554 | 66.14 | 88.3
51 | 2 | 3 | 53066.9486 | 9589.8708 | 6813.0936 | 2362.6275 | 68.71 | 77.13 | 18 | 10.686 | 86.2 | 76.71
52 | 2 | 4 | 52983.1699 | 9399.4747 | 6747.9139 | 2362.6275 | 58.08 | 61.15 | 3 | 0.76304 | 65.67 | 88.33
53 | 2 | 5 | 53248.3312 | 9207.5939 | 6714.5675 | 2357.6564 | 62.13 | 66.52 | 19 | 3.7684 | 72.54 | 84.65
54 | 2 | 6 | 52871.0522 | 9207.5939 | 6800.4406 | 2362.6275 | 61.51 | 65.89 | 10 | 4.1132 | 73.1 | 86.65
55 | 2 | 7 | 53094.566 | 9399.4747 | 6827.6212 | 2601.1364 | 65.64 | 71.61 | 20 | 7.437 | 81.37 | 83.73
56 | 2 | 8 | 53072.0027 | 9042.0385 | 6891.0002 | 2236.6427 | 62.42 | 66.67 | 14 | 4.3573 | 73.93 | 84.96
57 | 2 | 9 | 53122.6891 | 9589.8708 | 6734.1065 | 2362.6275 | 60.3 | 64.38 | 10 | 2.5188 | 70.18 | 86.89
58 | 2 | 10 | 52792.861 | 9207.5939 | 6854.5648 | 2357.6564 | 61.14 | 65.69 | 7 | 4.47 | 73.25 | 86.89
59 | 2 | 11 | 52841.5047 | 9589.8708 | 6726.9324 | 2362.6275 | 62.17 | 67.57 | 8 | 5.3881 | 73.88 | 83.85
60 | 2 | 12 | 52967.9682 | 9399.4747 | 6817.4858 | 2163.5459 | 60.22 | 64.02 | 14 | 2.901 | 69.94 | 87.2
61 | 2 | 13 | 53028.4207 | 9219.6119 | 6759.9537 | 2450.9114 | 60.33 | 63.99 | 7 | 2.5741 | 69.98 | 88
62 | 2 | 14 | 53068.7319 | 9399.4747 | 6769.4591 | 2250.871 | 61.62 | 65.89 | 14 | 3.6323 | 71.66 | 84.64
63 | 2 | 15 | 53230.6788 | 9399.4747 | 6818.8906 | 2362.6275 | 59.53 | 62.95 | 12 | 1.5881 | 68.68 | 88.1
64 | 2 | 16 | 53131.6295 | 9399.4747 | 6887.3387 | 2362.6275 | 65.58 | 71.62 | 16 | 7.5321 | 84.48 | 87.23
65 | 2 | 17 | 53015.8565 | 9207.5939 | 6869.1003 | 2450.9114 | 59.23 | 62.61 | 6 | 2.0407 | 68.51 | 87.28
66 | 2 | 18 | 52873.3627 | 9589.8708 | 6700.0679 | 2362.6275 | 63.09 | 68.48 | 12 | 6.0132 | 74.79 | 82.07
67 | 2 | 19 | 52998.9689 | 9491.3679 | 6720.7666 | 2362.6275 | 65.63 | 72.03 | 18 | 8.3887 | 81.16 | 82.21
68 | 2 | 20 | 52933.4362 | 9491.3679 | 6867.8363 | 2240.2004 | 61.43 | 66.3 | 13 | 4.217 | 74.02 | 85.88
69 | 2 | 21 | 52873.5583 | 9309.0369 | 6934.585 | 2601.1364 | 63.97 | 69.61 | 10 | 6.9792 | 78.32 | 84.97
70 | 2 | 22 | 53290.8499 | 9399.4747 | 6837.62 | 2362.6275 | 62.36 | 66.65 | 11 | 3.8511 | 73.59 | 86.33
71 | 2 | 23 | 52965.9638 | 9219.6119 | 6700.7239 | 2226.7398 | 64.06 | 68.93 | 10 | 6.4367 | 76.08 | 81.72
72 | 2 | 24 | 53023.1296 | 9207.5939 | 6719.1683 | 2362.6275 | 61.13 | 65.17 | 9 | 3.1092 | 72.31 | 86.74
73 | 2 | 25 | 53207.3334 | 9219.6119 | 6677.9956 | 2362.6275 | 61.48 | 65.46 | 10 | 3.5792 | 72.17 | 86.98
74 | 2 | 26 | 52990.4148 | 9399.4747 | 6758.3921 | 2357.6564 | 66.02 | 73.06 | 22 | 8.6116 | 82.35 | 81.09
75 | 2 | 27 | 53294.6186 | 9589.8708 | 6635.5775 | 2362.6275 | 67.47 | 74.9 | 19 | 9.1209 | 83.67 | 79
76 | 2 | 28 | 53098.5688 | 9557.6924 | 6939.0852 | 2856.9045 | 63.91 | 69.09 | 12 | 6.1129 | 76.03 | 82.92
77 | 2 | 29 | 53113.2035 | 9589.8708 | 6637.3939 | 2015.2895 | 60.71 | 64.66 | 10 | 3.0028 | 70.5 | 86.51
78 | 2 | 30 | 53237.2466 | 9234.7829 | 6590.3883 | 2126.7306 | 69.03 | 76.83 | 23 | 10.6944 | 84.25 | 74.83
79 | 2 | 31 | 52787.6237 | 9399.4747 | 6713.492 | 2250.871 | 58.41 | 61.8 | 4 | 2.024 | 67.83 | 89.06
80 | 2 | 32 | 53002.2236 | 9399.4747 | 6880.9543 | 2357.6564 | 61.43 | 66.03 | 15 | 3.86 | 74.54 | 88.03
81 | 2 | 33 | 52937.1989 | 9399.4747 | 6629.6145 | 2163.5459 | 60.34 | 64.46 | 8 | 3.3555 | 70.45 | 85.79
82 | 2 | 34 | 52980.2426 | 9399.4747 | 6873.2372 | 2360.9982 | 60.96 | 64.89 | 11 | 3.2974 | 72.49 | 87.52
83 | 2 | 35 | 53351.2289 | 9589.8708 | 6797.2239 | 2362.6275 | 64.88 | 70.47 | 17 | 6.2539 | 78.86 | 84.04
84 | 2 | 36 | 53310.9751 | 9491.3679 | 6848.1077 | 2362.6275 | 63.74 | 68.65 | 12 | 5.5058 | 76.37 | 85.52
85 | 2 | 37 | 53086.7546 | 9219.6119 | 6637.5214 | 2362.6275 | 60.72 | 64.85 | 5 | 2.9529 | 69.98 | 85.24
86 | 2 | 38 | 53180.5914 | 9589.8708 | 6628.4732 | 2362.6275 | 64.73 | 70.29 | 13 | 6.2026 | 79.43 | 85.34
87 | 2 | 39 | 53395.5917 | 9589.8708 | 6808.2688 | 2362.6275 | 66.08 | 72.57 | 15 | 7.1755 | 79.56 | 79.83
88 | 2 | 40 | 52935.1651 | 9589.8708 | 6837.3167 | 2450.9114 | 64.81 | 70.58 | 11 | 7.2149 | 79.05 | 82.27
89 | 2 | 41 | 53088.6259 | 9557.6924 | 6755.245 | 2856.9045 | 61.92 | 66.13 | 5 | 4.0156 | 71.57 | 83.22
90 | 2 | 42 | 53272.3286 | 9399.4747 | 6708.1724 | 2362.6275 | 65.41 | 71.06 | 18 | 6.7667 | 80.34 | 84.48
91 | 2 | 43 | 53041.0856 | 9589.8708 | 6721.4953 | 2240.2004 | 65.92 | 73.09 | 11 | 8.4405 | 78.58 | 76.33
92 | 2 | 44 | 53260.7424 | 9589.8708 | 6673.3808 | 2362.6275 | 64.6 | 70.42 | 17 | 6.6896 | 78.25 | 84.31
93 | 2 | 45 | 52665.4329 | 9219.6119 | 6867.5875 | 2357.6564 | 58.65 | 62.12 | 15 | 1.7124 | 67.94 | 88.11
94 | 2 | 46 | 52671.7648 | 9491.3679 | 6686.599 | 2458.1112 | 57.17 | 59.97 | 6 | 0.48468 | 65.04 | 90.73
95 | 2 | 47 | 52811.741 | 9399.4747 | 6953.1428 | 2856.9045 | 61.75 | 66.09 | 13 | 4.2739 | 73.34 | 84.2
96 | 2 | 48 | 53116.6621 | 9589.8708 | 7001.6164 | 2601.1364 | 65.06 | 71.64 | 14 | 7.2307 | 78.44 | 79.6
97 | 3 | 1 | 52861.2699 | 8977.2153 | 6762.6321 | 2250.871 | 57.05 | 59.53 | 1 | 0.61823 | 64.55 | 89.14
98 | 3 | 2 | 53056.2403 | 9171.5962 | 6602.7187 | 2134.6366 | 58.27 | 60.92 | 2 | 0.63638 | 65.42 | 89.09
99 | 3 | 3 | 53066.9486 | 9589.8708 | 6813.0936 | 2362.6275 | 64.59 | 70.91 | 13 | 6.9986 | 77.87 | 81.2
100 | 3 | 4 | 52983.1699 | 9399.4747 | 6747.9139 | 2362.6275 | 57.82 | 60.87 | 6 | 0.86099 | 65.97 | 88.85
101 | 3 | 5 | 53248.3312 | 9207.5939 | 6714.5675 | 2357.6564 | 64.63 | 70.31 | 18 | 6.5461 | 76.51 | 80
102 | 3 | 6 | 52871.0522 | 9207.5939 | 6800.4406 | 2362.6275 | 59.52 | 63.24 | 5 | 2.5435 | 69.61 | 88.2
103 | 3 | 7 | 53094.566 | 9399.4747 | 6827.6212 | 2601.1364 | 60.9 | 64.89 | 12 | 3.2508 | 72.66 | 88.5
104 | 3 | 8 | 53072.0027 | 9042.0385 | 6891.0002 | 2236.6427 | 58.05 | 60.84 | 6 | 0.61316 | 66.21 | 89.17
105 | 3 | 9 | 53122.6891 | 9589.8708 | 6734.1065 | 2362.6275 | 62.48 | 67.81 | 12 | 4.8258 | 73.62 | 82.99
106 | 3 | 10 | 52792.861 | 9207.5939 | 6854.5648 | 2357.6564 | 59.2 | 63.01 | 8 | 2.8474 | 69.44 | 88
107 | 3 | 11 | 52841.5047 | 9589.8708 | 6726.9324 | 2362.6275 | 60.17 | 64.55 | 7 | 3.5949 | 72.12 | 88.19
108 | 3 | 12 | 52967.9682 | 9399.4747 | 6817.4858 | 2163.5459 | 58 | 61.02 | 8 | 1.0736 | 66.14 | 88.75
109 | 3 | 13 | 53028.4207 | 9219.6119 | 6759.9537 | 2450.9114 | 61.43 | 65.68 | 11 | 3.873 | 72.6 | 86.76
110 | 3 | 14 | 53068.7319 | 9399.4747 | 6769.4591 | 2250.871 | 59.39 | 62.62 | 18 | 1.4926 | 68 | 88.12
111 | 3 | 15 | 53230.6788 | 9399.4747 | 6818.8906 | 2362.6275 | 60.81 | 64.82 | 12 | 2.8947 | 70.96 | 86.03
112 | 3 | 16 | 53131.6295 | 9399.4747 | 6887.3387 | 2362.6275 | 58.84 | 61.91 | 10 | 0.97611 | 67.07 | 88.52
113 | 3 | 17 | 53015.8565 | 9207.5939 | 6869.1003 | 2450.9114 | 60.69 | 64.63 | 10 | 3.6359 | 70.86 | 84.59
114 | 3 | 18 | 52873.3627 | 9589.8708 | 6700.0679 | 2362.6275 | 60.72 | 65.21 | 12 | 3.9357 | 71.66 | 85.47
115 | 3 | 19 | 52998.9689 | 9491.3679 | 6720.7666 | 2362.6275 | 60.85 | 65.16 | 10 | 3.8733 | 72.25 | 86.97
116 | 3 | 20 | 52933.4362 | 9491.3679 | 6867.8363 | 2240.2004 | 59.91 | 63.96 | 13 | 2.9419 | 70.92 | 87.27
117 | 3 | 21 | 52873.5583 | 9309.0369 | 6934.585 | 2601.1364 | 60.76 | 65.31 | 9 | 4.2487 | 73.57 | 87.86
118 | 3 | 22 | 53290.8499 | 9399.4747 | 6837.62 | 2362.6275 | 62.94 | 67.47 | 10 | 4.6699 | 74.56 | 84.93
119 | 3 | 23 | 52965.9638 | 9219.6119 | 6700.7239 | 2226.7398 | 62.11 | 67.03 | 7 | 4.9252 | 72.17 | 81.97
120 | 3 | 24 | 53023.1296 | 9207.5939 | 6719.1683 | 2362.6275 | 58.28 | 61.16 | 8 | 0.67574 | 66.04 | 89.02
121 | 3 | 25 | 53207.3334 | 9219.6119 | 6677.9956 | 2362.6275 | 59.08 | 62.15 | 9 | 1.2934 | 67.71 | 89.05
122 | 3 | 26 | 52990.4148 | 9399.4747 | 6758.3921 | 2357.6564 | 60.4 | 64.62 | 19 | 3.1088 | 71.25 | 86.68
123 | 3 | 27 | 53294.6186 | 9589.8708 | 6635.5775 | 2362.6275 | 69.05 | 77.36 | 22 | 10.8789 | 85.18 | 74.41
124 | 3 | 28 | 53098.5688 | 9557.6924 | 6939.0852 | 2856.9045 | 61.27 | 65.27 | 10 | 3.6414 | 71.64 | 86.04
125 | 3 | 29 | 53113.2035 | 9589.8708 | 6637.3939 | 2015.2895 | 61.5 | 65.69 | 13 | 3.6891 | 71.43 | 84.77
126 | 3 | 30 | 53237.2466 | 9234.7829 | 6590.3883 | 2126.7306 | 68.26 | 75.77 | 18 | 9.9548 | 84.85 | 77.41
127 | 3 | 31 | 52787.6237 | 9399.4747 | 6713.492 | 2250.871 | 58.9 | 62.42 | 4 | 2.3708 | 68.6 | 88.69
128 | 3 | 32 | 53002.2236 | 9399.4747 | 6880.9543 | 2357.6564 | 61.86 | 66.64 | 10 | 4.444 | 72 | 82.46
129 | 3 | 33 | 52937.1989 | 9399.4747 | 6629.6145 | 2163.5459 | 59.81 | 63.5 | 3 | 2.8657 | 69.68 | 86.83
130 | 3 | 34 | 52980.2426 | 9399.4747 | 6873.2372 | 2360.9982 | 59.09 | 62.33 | 8 | 1.7559 | 67.7 | 87.05
131 | 3 | 35 | 53351.2289 | 9589.8708 | 6797.2239 | 2362.6275 | 65.97 | 72.05 | 16 | 7.4679 | 81.33 | 82.26
132 | 3 | 36 | 53310.9751 | 9491.3679 | 6848.1077 | 2362.6275 | 60.94 | 64.84 | 15 | 2.7057 | 72.63 | 88.66
133 | 3 | 37 | 53086.7546 | 9219.6119 | 6637.5214 | 2362.6275 | 60.67 | 64.7 | 4 | 3.0135 | 72.06 | 88.1
134 | 3 | 38 | 53180.5914 | 9589.8708 | 6628.4732 | 2362.6275 | 66.2 | 72.52 | 17 | 7.8369 | 82.22 | 82.81
135 | 3 | 39 | 53395.5917 | 9589.8708 | 6808.2688 | 2362.6275 | 65.86 | 72.05 | 17 | 7.2557 | 77.86 | 77.86
136 | 3 | 40 | 52935.1651 | 9589.8708 | 6837.3167 | 2450.9114 | 65 | 70.94 | 9 | 7.647 | 79.02 | 80.52
137 | 3 | 41 | 53088.6259 | 9557.6924 | 6755.245 | 2856.9045 | 58.75 | 61.73 | 7 | 1.079 | 66.36 | 87.89
138 | 3 | 42 | 53272.3286 | 9399.4747 | 6708.1724 | 2362.6275 | 65.9 | 71.85 | 17 | 7.5677 | 82.5 | 84.68
139 | 3 | 43 | 53041.0856 | 9589.8708 | 6721.4953 | 2240.2004 | 71.59 | 81.46 | 19 | 13.8263 | 88.04 | 68.07
140 | 3 | 44 | 53260.7424 | 9589.8708 | 6673.3808 | 2362.6275 | 64.18 | 69.92 | 17 | 6.3261 | 78.61 | 84.67
141 | 3 | 45 | 52665.4329 | 9219.6119 | 6867.5875 | 2357.6564 | 57.2 | 60.07 | 4 | 0.6445 | 64.95 | 88.86
142 | 3 | 46 | 52671.7648 | 9491.3679 | 6686.599 | 2458.1112 | 56.59 | 59.14 | 4 | 0.1553 | 64.14 | 91.18
143 | 3 | 47 | 52811.741 | 9399.4747 | 6953.1428 | 2856.9045 | 58.04 | 60.83 | 4 | 0.62528 | 66.09 | 88.49
144 | 3 | 48 | 53116.6621 | 9589.8708 | 7001.6164 | 2601.1364 | 63.98 | 70.07 | 19 | 6.4641 | 76.13 | 80.47
145 | 4 | 1 | 52861.2699 | 8977.2153 | 6762.6321 | 2250.871 | 56.49 | 58.71 | 0 | 0 | 63.25 | 89.81
146 | 4 | 2 | 53056.2403 | 9171.5962 | 6602.7187 | 2134.6366 | 61.17 | 65 | 9 | 3.0759 | 70.18 | 85.06
147 | 4 | 3 | 53066.9486 | 9589.8708 | 6813.0936 | 2362.6275 | 65.48 | 71.87 | 25 | 7.4123 | 78.87 | 80.3
148 | 4 | 4 | 52983.1699 | 9399.4747 | 6747.9139 | 2362.6275 | 62.49 | 67.67 | 16 | 5.079 | 75.34 | 84.98
149 | 4 | 5 | 53248.3312 | 9207.5939 | 6714.5675 | 2357.6564 | 62.71 | 67.1 | 15 | 4.4561 | 73.67 | 85.22
150 | 4 | 6 | 52871.0522 | 9207.5939 | 6800.4406 | 2362.6275 | 59.9 | 63.66 | 7 | 2.4951 | 70.48 | 88.52
151 | 4 | 7 | 53094.566 | 9399.4747 | 6827.6212 | 2601.1364 | 65.86 | 71.48 | 14 | 7.8228 | 80.63 | 82.9
152 | 4 | 8 | 53072.0027 | 9042.0385 | 6891.0002 | 2236.6427 | 60.49 | 64.23 | 13 | 2.6551 | 71.31 | 87.32
153 | 4 | 9 | 53122.6891 | 9589.8708 | 6734.1065 | 2362.6275 | 61.44 | 65.9 | 8 | 3.6056 | 71.05 | 84.25
154 | 4 | 10 | 52792.861 | 9207.5939 | 6854.5648 | 2357.6564 | 58.44 | 61.79 | 7 | 1.7417 | 67.68 | 88.56
155 | 4 | 11 | 52841.5047 | 9589.8708 | 6726.9324 | 2362.6275 | 67.69 | 76 | 23 | 10.7398 | 84.75 | 77.34
156 | 4 | 12 | 52967.9682 | 9399.4747 | 6817.4858 | 2163.5459 | 57.94 | 60.93 | 13 | 0.7134 | 65.99 | 89.03
157 | 4 | 13 | 53028.4207 | 9219.6119 | 6759.9537 | 2450.9114 | 61.61 | 65.84 | 10 | 3.7111 | 72.9 | 87.36
158 | 4 | 14 | 53068.7319 | 9399.4747 | 6769.4591 | 2250.871 | 63.07 | 68.09 | 19 | 4.9014 | 77.59 | 86.41
159 | 4 | 15 | 53230.6788 | 9399.4747 | 6818.8906 | 2362.6275 | 59.52 | 62.95 | 9 | 1.6047 | 67.78 | 87.03
160 | 4 | 16 | 53131.6295 | 9399.4747 | 6887.3387 | 2362.6275 | 59.95 | 63.47 | 16 | 1.8109 | 69.2 | 88.09
161 | 4 | 17 | 53015.8565 | 9207.5939 | 6869.1003 | 2450.9114 | 63.12 | 68.15 | 16 | 5.7861 | 77.27 | 83.86
162 | 4 | 18 | 52873.3627 | 9589.8708 | 6700.0679 | 2362.6275 | 59.24 | 62.64 | 8 | 2.0996 | 67.69 | 86.72
163 | 4 | 19 | 52998.9689 | 9491.3679 | 6720.7666 | 2362.6275 | 64.63 | 70.72 | 11 | 7.427 | 78.31 | 80.98
164 | 4 | 20 | 52933.4362 | 9491.3679 | 6867.8363 | 2240.2004 | 61.88 | 66.82 | 21 | 4.3476 | 73.77 | 84.54
165 | 4 | 21 | 52873.5583 | 9309.0369 | 6934.585 | 2601.1364 | 61.54 | 66.31 | 9 | 4.6404 | 74.09 | 86.36
166 | 4 | 22 | 53290.8499 | 9399.4747 | 6837.62 | 2362.6275 | 62.99 | 67.55 | 10 | 4.3215 | 75.5 | 86.1
167 | 4 | 23 | 52965.9638 | 9219.6119 | 6700.7239 | 2226.7398 | 58.81 | 62.06 | 5 | 1.3653 | 66.87 | 88
168 | 4 | 24 | 53023.1296 | 9207.5939 | 6719.1683 | 2362.6275 | 62.15 | 66.57 | 18 | 3.9158 | 74.46 | 86.5
169 | 4 | 25 | 53207.3334 | 9219.6119 | 6677.9956 | 2362.6275 | 62.36 | 66.94 | 10 | 4.5453 | 75.86 | 87.35
170 | 4 | 26 | 52990.4148 | 9399.4747 | 6758.3921 | 2357.6564 | 65.53 | 72.35 | 16 | 8.1511 | 77.88 | 76.92
171 | 4 | 27 | 53294.6186 | 9589.8708 | 6635.5775 | 2362.6275 | 67.69 | 75.09 | 16 | 9.2964 | 83.26 | 77.32
172 | 4 | 28 | 53098.5688 | 9557.6924 | 6939.0852 | 2856.9045 | 65.9 | 72.01 | 12 | 8.1296 | 80.74 | 81.26
173 | 4 | 29 | 53113.2035 | 9589.8708 | 6637.3939 | 2015.2895 | 63.67 | 68.93 | 18 | 5.5558 | 74.79 | 81.1
174 | 4 | 30 | 53237.2466 | 9234.7829 | 6590.3883 | 2126.7306 | 69.51 | 77.51 | 21 | 10.9294 | 86.07 | 75.16
175 | 4 | 31 | 52787.6237 | 9399.4747 | 6713.492 | 2250.871 | 59.35 | 63.1 | 8 | 2.7414 | 70.07 | 88.78
176 | 4 | 32 | 53002.2236 | 9399.4747 | 6880.9543 | 2357.6564 | 62.61 | 67.64 | 18 | 4.6275 | 74.05 | 83.36
177 | 4 | 33 | 52937.1989 | 9399.4747 | 6629.6145 | 2163.5459 | 60.54 | 64.52 | 7 | 3.338 | 70.18 | 85.46
178 | 4 | 34 | 52980.2426 | 9399.4747 | 6873.2372 | 2360.9982 | 60.51 | 64.38 | 16 | 2.7965 | 71.43 | 87.04
179 | 4 | 35 | 53351.2289 | 9589.8708 | 6797.2239 | 2362.6275 | 68.5 | 75.84 | 20 | 9.9278 | 86.71 | 80.41
180 | 4 | 36 | 53310.9751 | 9491.3679 | 6848.1077 | 2362.6275 | 64.9 | 70.28 | 21 | 6.3572 | 79.83 | 84.2
181 | 4 | 37 | 53086.7546 | 9219.6119 | 6637.5214 | 2362.6275 | 60.51 | 64.43 | 7 | 2.6596 | 69.55 | 85.8
182 | 4 | 38 | 53180.5914 | 9589.8708 | 6628.4732 | 2362.6275 | 63.01 | 67.74 | 14 | 4.4544 | 75.91 | 86.81
183 | 4 | 39 | 53395.5917 | 9589.8708 | 6808.2688 | 2362.6275 | 67.25 | 74.15 | 23 | 7.9821 | 81.29 | 78.13
184 | 4 | 40 | 52935.1651 | 9589.8708 | 6837.3167 | 2450.9114 | 68.41 | 76.32 | 18 | 10.571 | 85.4 | 77.34
185 | 4 | 41 | 53088.6259 | 9557.6924 | 6755.245 | 2856.9045 | 65.21 | 70.72 | 19 | 7.0777 | 77.86 | 80.02
186 | 4 | 42 | 53272.3286 | 9399.4747 | 6708.1724 | 2362.6275 | 63.29 | 67.97 | 15 | 4.7447 | 75.63 | 85.76
187 | 4 | 43 | 53041.0856 | 9589.8708 | 6721.4953 | 2240.2004 | 62.9 | 68.26 | 15 | 5.0532 | 73.09 | 81.45
188 | 4 | 44 | 53260.7424 | 9589.8708 | 6673.3808 | 2362.6275 | 68.61 | 76.57 | 24 | 10.5581 | 84.96 | 76.48
189 | 4 | 45 | 52665.4329 | 9219.6119 | 6867.5875 | 2357.6564 | 62.12 | 66.62 | 10 | 5.2907 | 73.93 | 84.93
190 | 4 | 46 | 52671.7648 | 9491.3679 | 6686.599 | 2458.1112 | 56.43 | 58.9 | 1 | 0.022264 | 63.86 | 91.31
191 | 4 | 47 | 52811.741 | 9399.4747 | 6953.1428 | 2856.9045 | 59.28 | 62.48 | 5 | 1.643 | 68.13 | 87.03
192 | 4 | 48 | 53116.6621 | 9589.8708 | 7001.6164 | 2601.1364 | 69.92 | 78.24 | 27 | 11.7301 | 87.41 | 76.37
193 | 5 | 1 | 52861.2699 | 8977.2153 | 6762.6321 | 2250.871 | 56.54 | 58.77 | 0 | 0 | 63.29 | 89.73
194 | 5 | 2 | 53056.2403 | 9171.5962 | 6602.7187 | 2134.6366 | 58.1 | 60.67 | 4 | 0.44789 | 65.1 | 89.45
195 | 5 | 3 | 53066.9486 | 9589.8708 | 6813.0936 | 2362.6275 | 64.19 | 70.36 | 12 | 6.5597 | 77.37 | 81.97
196 | 5 | 4 | 52983.1699 | 9399.4747 | 6747.9139 | 2362.6275 | 59.04 | 62.67 | 14 | 1.9364 | 68.22 | 87.68
197 | 5 | 5 | 53248.3312 | 9207.5939 | 6714.5675 | 2357.6564 | 61.52 | 65.73 | 12 | 3.4765 | 71.64 | 85.3
198 | 5 | 6 | 52871.0522 | 9207.5939 | 6800.4406 | 2362.6275 | 60.02 | 63.91 | 8 | 2.8224 | 70.41 | 87.89
199 | 5 | 7 | 53094.566 | 9399.4747 | 6827.6212 | 2601.1364 | 66.5 | 73.01 | 15 | 8.5759 | 83.14 | 82.64
200 | 5 | 8 | 53072.0027 | 9042.0385 | 6891.0002 | 2236.6427 | 59.03 | 62.2 | 4 | 1.527 | 68.33 | 88.49
201 | 5 | 9 | 53122.6891 | 9589.8708 | 6734.1065 | 2362.6275 | 69.02 | 77.47 | 19 | 11.1795 | 85.46 | 75.21
202 | 5 | 10 | 52792.861 | 9207.5939 | 6854.5648 | 2357.6564 | 62.66 | 67.98 | 17 | 6.1316 | 78.15 | 86.48
203 | 5 | 11 | 52841.5047 | 9589.8708 | 6726.9324 | 2362.6275 | 59.8 | 64.01 | 10 | 3.1617 | 69.26 | 86.08
204 | 5 | 12 | 52967.9682 | 9399.4747 | 6817.4858 | 2163.5459 | 60.62 | 64.85 | 20 | 3.2689 | 71.8 | 87.17
205 | 5 | 13 | 53028.4207 | 9219.6119 | 6759.9537 | 2450.9114 | 64.39 | 69.87 | 13 | 6.6339 | 78.41 | 84.08
206 | 5 | 14 | 53068.7319 | 9399.4747 | 6769.4591 | 2250.871 | 60.22 | 63.63 | 16 | 2.2426 | 69.69 | 87.93
207 | 5 | 15 | 53230.6788 | 9399.4747 | 6818.8906 | 2362.6275 | 61.57 | 65.83 | 14 | 3.6518 | 72.58 | 86.15
208 | 5 | 16 | 53131.6295 | 9399.4747 | 6887.3387 | 2362.6275 | 61.69 | 66.12 | 14 | 3.787 | 74.45 | 88.29
209 | 5 | 17 | 53015.8565 | 9207.5939 | 6869.1003 | 2450.9114 | 58.3 | 61.33 | 6 | 1.2749 | 66.64 | 88.1
210 | 5 | 18 | 52873.3627 | 9589.8708 | 6700.0679 | 2362.6275 | 58.27 | 61.41 | 6 | 1.3505 | 66.83 | 89.4
211 | 5 | 19 | 52998.9689 | 9491.3679 | 6720.7666 | 2362.6275 | 64.42 | 70.25 | 12 | 7.0826 | 78.44 | 82.64
212 | 5 | 20 | 52933.4362 | 9491.3679 | 6867.8363 | 2240.2004 | 62.18 | 67.2 | 20 | 4.9198 | 73.35 | 83.89
213 | 5 | 21 | 52873.5583 | 9309.0369 | 6934.585 | 2601.1364 | 64.33 | 70.38 | 12 | 7.6229 | 81.6 | 86.17
214 | 5 | 22 | 53290.8499 | 9399.4747 | 6837.62 | 2362.6275 | 64.09 | 69.1 | 8 | 5.6249 | 76.6 | 84.06
215 | 5 | 23 | 52965.9638 | 9219.6119 | 6700.7239 | 2226.7398 | 58.61 | 61.94 | 2 | 1.4989 | 66.73 | 87.76
216 | 5 | 24 | 53023.1296 | 9207.5939 | 6719.1683 | 2362.6275 | 62.44 | 67.02 | 7 | 4.8465 | 74.87 | 86.22
217 | 5 | 25 | 53207.3334 | 9219.6119 | 6677.9956 | 2362.6275 | 61.16 | 65.11 | 8 | 3.2204 | 71.71 | 87.41
218 | 5 | 26 | 52990.4148 | 9399.4747 | 6758.3921 | 2357.6564 | 63.34 | 68.87 | 20 | 6.014 | 75.33 | 82.23
219 | 5 | 27 | 53294.6186 | 9589.8708 | 6635.5775 | 2362.6275 | 74.33 | 85.18 | 30 | 15.608 | 95.9 | 69.8
220 | 5 | 28 | 53098.5688 | 9557.6924 | 6939.0852 | 2856.9045 | 62.4 | 67.02 | 8 | 4.8151 | 74.31 | 85.29
221 | 5 | 29 | 53113.2035 | 9589.8708 | 6637.3939 | 2015.2895 | 66.16 | 72.64 | 13 | 8.2912 | 80.15 | 79.71
222 | 5 | 30 | 53237.2466 | 9234.7829 | 6590.3883 | 2126.7306 | 66.89 | 73.8 | 25 | 8.2634 | 81.26 | 78.64
223 | 5 | 31 | 52787.6237 | 9399.4747 | 6713.492 | 2250.871 | 59.48 | 63.37 | 15 | 2.8146 | 69.8 | 88.43
224 | 5 | 32 | 53002.2236 | 9399.4747 | 6880.9543 | 2357.6564 | 62.9 | 68.11 | 16 | 5.2821 | 75.03 | 82.69
225 | 5 | 33 | 52937.1989 | 9399.4747 | 6629.6145 | 2163.5459 | 60.82 | 64.99 | 12 | 3.7627 | 71.43 | 85.54
226 | 5 | 34 | 52980.2426 | 9399.4747 | 6873.2372 | 2360.9982 | 60.76 | 64.72 | 6 | 3.5296 | 72.11 | 86.07
227 | 5 | 35 | 53351.2289 | 9589.8708 | 6797.2239 | 2362.6275 | 68.33 | 75.71 | 22 | 9.6847 | 85.77 | 80.22
228 | 5 | 36 | 53310.9751 | 9491.3679 | 6848.1077 | 2362.6275 | 64.4 | 69.64 | 13 | 6.2064 | 79.77 | 86.3
229 | 5 | 37 | 53086.7546 | 9219.6119 | 6637.5214 | 2362.6275 | 59.66 | 63.22 | 6 | 2.0161 | 68.69 | 87.53
230 | 5 | 38 | 53180.5914 | 9589.8708 | 6628.4732 | 2362.6275 | 67.46 | 74.56 | 22 | 8.8867 | 86.03 | 83.24
231 | 5 | 39 | 53395.5917 | 9589.8708 | 6808.2688 | 2362.6275 | 66.42 | 72.65 | 16 | 7.6217 | 82.67 | 82.65
232 | 5 | 40 | 52935.1651 | 9589.8708 | 6837.3167 | 2450.9114 | 64.68 | 70.74 | 21 | 6.983 | 77.4 | 80.34
233 | 5 | 41 | 53088.6259 | 9557.6924 | 6755.245 | 2856.9045 | 58.97 | 61.91 | 6 | 1.2314 | 66.73 | 87.88
234 | 5 | 42 | 53272.3286 | 9399.4747 | 6708.1724 | 2362.6275 | 67.41 | 74.03 | 25 | 8.8536 | 86.45 | 85
235 | 5 | 43 | 53041.0856 | 9589.8708 | 6721.4953 | 2240.2004 | 66.26 | 73.43 | 13 | 8.7091 | 78.75 | 75.68
236 | 5 | 44 | 53260.7424 | 9589.8708 | 6673.3808 | 2362.6275 | 64.47 | 70.33 | 20 | 6.5133 | 79.12 | 85.08
237 | 5 | 45 | 52665.4329 | 9219.6119 | 6867.5875 | 2357.6564 | 57.16 | 59.99 | 8 | 0.5318 | 64.94 | 89.07
238 | 5 | 46 | 52671.7648 | 9491.3679 | 6686.599 | 2458.1112 | 56.45 | 58.94 | 2 | 0.061167 | 63.9 | 91.25
239 | 5 | 47 | 52811.741 | 9399.4747 | 6953.1428 | 2856.9045 | 57.94 | 60.74 | 9 | 0.613 | 66 | 88.67
240 | 5 | 48 | 53116.6621 | 9589.8708 | 7001.6164 | 2601.1364 | 61.62 | 66.59 | 19 | 4.021 | 72.5 | 83.43
241 | 6 | 1 | 52861.2699 | 8977.2153 | 6762.6321 | 2250.871 | 57.12 | 59.63 | 1 | 0.75799 | 64.27 | 88.56
242 | 6 | 2 | 53056.2403 | 9171.5962 | 6602.7187 | 2134.6366 | 59.2 | 62.5 | 6 | 1.7206 | 67.12 | 87.3
243 | 6 | 3 | 53066.9486 | 9589.8708 | 6813.0936 | 2362.6275 | 61.63 | 66.47 | 14 | 4.0776 | 73.11 | 85.73
244 | 6 | 4 | 52983.1699 | 9399.4747 | 6747.9139 | 2362.6275 | 59.98 | 64.29 | 14 | 3.1053 | 71.1 | 86.8
245 | 6 | 5 | 53248.3312 | 9207.5939 | 6714.5675 | 2357.6564 | 62.7 | 67.19 | 17 | 4.5923 | 73.34 | 83.7
246 | 6 | 6 | 52871.0522 | 9207.5939 | 6800.4406 | 2362.6275 | 58.27 | 61.45 | 3 | 1.4043 | 66.86 | 88.78
247 | 6 | 7 | 53094.566 | 9399.4747 | 6827.6212 | 2601.1364 | 62.13 | 66.65 | 13 | 4.448 | 73.85 | 86.75
248 | 6 | 8 | 53072.0027 | 9042.0385 | 6891.0002 | 2236.6427 | 58.12 | 60.96 | 8 | 0.62219 | 66.41 | 89.3
249 | 6 | 9 | 53122.6891 | 9589.8708 | 6734.1065 | 2362.6275 | 61.51 | 66 | 11 | 3.9697 | 73.19 | 85.61
250 | 6 | 10 | 52792.861 | 9207.5939 | 6854.5648 | 2357.6564 | 60.56 | 65.07 | 8 | 4.2586 | 72.67 | 87.48
251 | 6 | 11 | 52841.5047 | 9589.8708 | 6726.9324 | 2362.6275 | 65.37 | 72.47 | 15 | 8.7007 | 79.46 | 79.35
252 | 6 | 12 | 52967.9682 | 9399.4747 | 6817.4858 | 2163.5459 | 58.86 | 62.25 | 10 | 1.9938 | 68 | 87.53
253 | 6 | 13 | 53028.4207 | 9219.6119 | 6759.9537 | 2450.9114 | 61.31 | 65.67 | 7 | 3.8858 | 73.41 | 86.86
254 | 6 | 14 | 53068.7319 | 9399.4747 | 6769.4591 | 2250.871 | 59.95 | 63.62 | 13 | 2.4439 | 69.54 | 86.98
255 | 6 | 15 | 53230.6788 | 9399.4747 | 6818.8906 | 2362.6275 | 61.52 | 65.84 | 10 | 3.6808 | 74.09 | 86.75
256 | 6 | 16 | 53131.6295 | 9399.4747 | 6887.3387 | 2362.6275 | 59.43 | 62.91 | 11 | 1.7125 | 68.51 | 88.19
257 | 6 | 17 | 53015.8565 | 9207.5939 | 6869.1003 | 2450.9114 | 58.42 | 61.55 | 6 | 1.5012 | 67.21 | 87.89
258 | 6 | 18 | 52873.3627 | 9589.8708 | 6700.0679 | 2362.6275 | 61.66 | 66.63 | 12 | 4.7465 | 72.22 | 82.88
259 | 6 | 19 | 52998.9689 | 9491.3679 | 6720.7666 | 2362.6275 | 61.11 | 65.75 | 8 | 4.4344 | 73.6 | 87.08
260 | 6 | 20 | 52933.4362 | 9491.3679 | 6867.8363 | 2240.2004 | 62.88 | 68.21 | 18 | 5.7873 | 75.39 | 83.15
261 | 6 | 21 | 52873.5583 | 9309.0369 | 6934.585 | 2601.1364 | 63.89 | 69.74 | 12 | 7.0261 | 79.83 | 86.01
262 | 6 | 22 | 53290.8499 | 9399.4747 | 6837.62 | 2362.6275 | 63.41 | 68.32 | 16 | 5.1462 | 76.68 | 85.96
263 | 6 | 23 | 52965.9638 | 9219.6119 | 6700.7239 | 2226.7398 | 58.92 | 62.26 | 10 | 1.5317 | 67.32 | 87.99
264 | 6 | 24 | 53023.1296 | 9207.5939 | 6719.1683 | 2362.6275 | 59.13 | 62.41 | 7 | 1.4494 | 68.23 | 88.54
265 | 6 | 25 | 53207.3334 | 9219.6119 | 6677.9956 | 2362.6275 | 58.19 | 61.03 | 4 | 0.84651 | 65.89 | 88.82
266 | 6 | 26 | 52990.4148 | 9399.4747 | 6758.3921 | 2357.6564 | 66.48 | 73.9 | 29 | 9.1199 | 80.89 | 77.02
267 | 6 | 27 | 53294.6186 | 9589.8708 | 6635.5775 | 2362.6275 | 67.5 | 75.07 | 14 | 9.5767 | 84.13 | 78.41
268 | 6 | 28 | 53098.5688 | 9557.6924 | 6939.0852 | 2856.9045 | 62.64 | 67.62 | 9 | 5.1943 | 73.77 | 82.68
269 | 6 | 29 | 53113.2035 | 9589.8708 | 6637.3939 | 2015.2895 | 60.41 | 64.2 | 12 | 2.7369 | 69.54 | 86.83
270 | 6 | 30 | 53237.2466 | 9234.7829 | 6590.3883 | 2126.7306 | 69.69 | 78.16 | 35 | 11.3071 | 86.1 | 73.62
271 | 6 | 31 | 52787.6237 | 9399.4747 | 6713.492 | 2250.871 | 57.63 | 60.68 | 4 | 1.3022 | 66.26 | 89.6
272 | 6 | 32 | 53002.2236 | 9399.4747 | 6880.9543 | 2357.6564 | 60.83 | 65.22 | 16 | 3.4554 | 71.11 | 84.85
273 | 6 | 33 | 52937.1989 | 9399.4747 | 6629.6145 | 2163.5459 | 60.14 | 64.1 | 6 | 3.3347 | 69.49 | 85.42
274 | 6 | 34 | 52980.2426 | 9399.4747 | 6873.2372 | 2360.9982 | 60.13 | 63.79 | 9 | 2.8228 | 70.34 | 87.17
275 | 6 | 35 | 53351.2289 | 9589.8708 | 6797.2239 | 2362.6275 | 68.45 | 75.6 | 18 | 10.0539 | 88.15 | 81.33
276 | 6 | 36 | 53310.9751 | 9491.3679 | 6848.1077 | 2362.6275 | 63.69 | 68.8 | 18 | 5.6473 | 78.3 | 86.25
277 | 6 | 37 | 53086.7546 | 9219.6119 | 6637.5214 | 2362.6275 | 59.6 | 63.19 | 3 | 2.0179 | 69.52 | 88.59
278 | 6 | 38 | 53180.5914 | 9589.8708 | 6628.4732 | 2362.6275 | 63.4 | 68.4 | 18 | 4.9876 | 76.94 | 86.27
279 | 6 | 39 | 53395.5917 | 9589.8708 | 6808.2688 | 2362.6275 | 66.18 | 72.44 | 20 | 7.5404 | 80.17 | 79.63
280 | 6 | 40 | 52935.1651 | 9589.8708 | 6837.3167 | 2450.9114 | 65.06 | 71.31 | 14 | 7.6607 | 79.82 | 81.53
281 | 6 | 41 | 53088.6259 | 9557.6924 | 6755.245 | 2856.9045 | 59.84 | 63.12 | 8 | 2.091 | 68.26 | 86.33
282 | 6 | 42 | 53272.3286 | 9399.4747 | 6708.1724 | 2362.6275 | 64.92 | 70.51 | 17 | 6.7648 | 80.78 | 85.05
283 | 6 | 43 | 53041.0856 | 9589.8708 | 6721.4953 | 2240.2004 | 65.65 | 72.75 | 14 | 8.2188 | 78.33 | 76.88
284 | 6 | 44 | 53260.7424 | 9589.8708 | 6673.3808 | 2362.6275 | 69.69 | 78.37 | 20 | 12.0674 | 88.38 | 76.98
285 | 6 | 45 | 52665.4329 | 9219.6119 | 6867.5875 | 2357.6564 | 60.96 | 65.36 | 11 | 4.3066 | 72.25 | 85.13
286 | 6 | 46 | 52671.7648 | 9491.3679 | 6686.599 | 2458.1112 | 56.68 | 59.45 | 3 | 0.50845 | 64.56 | 90.92
287 | 6 | 47 | 52811.741 | 9399.4747 | 6953.1428 | 2856.9045 | 57.87 | 60.66 | 6 | 0.72408 | 65.8 | 88.21
288 | 6 | 48 | 53116.6621 | 9589.8708 | 7001.6164 | 2601.1364 | 64.69 | 71.08 | 17 | 7.1868 | 78.56 | 80.23
289 | 7 | 1 | 52861.2699 | 8977.2153 | 6762.6321 | 2250.871 | 57.54 | 60.14 | 2 | 0.86984 | 65.17 | 88.63
290 | 7 | 2 | 53056.2403 | 9171.5962 | 6602.7187 | 2134.6366 | 61.97 | 66.14 | 6 | 4.1615 | 71.74 | 83.44
291 | 7 | 3 | 53066.9486 | 9589.8708 | 6813.0936 | 2362.6275 | 58.83 | 62.05 | 8 | 0.91438 | 67.07 | 88.45
292 | 7 | 4 | 52983.1699 | 9399.4747 | 6747.9139 | 2362.6275 | 61.31 | 66 | 8 | 3.9179 | 73.44 | 86.33
293 | 7 | 5 | 53248.3312 | 9207.5939 | 6714.5675 | 2357.6564 | 65.34 | 71.2 | 14 | 7.0468 | 79.76 | 81.15
294 | 7 | 6 | 52871.0522 | 9207.5939 | 6800.4406 | 2362.6275 | 59.8 | 63.49 | 5 | 2.5178 | 69.86 | 87.68
295 | 7 | 7 | 53094.566 | 9399.4747 | 6827.6212 | 2601.1364 | 64.51 | 69.88 | 14 | 6.5775 | 79.04 | 85.01
296 | 7 | 8 | 53072.0027 | 9042.0385 | 6891.0002 | 2236.6427 | 60.08 | 63.65 | 12 | 2.2298 | 70.39 | 87.66
297 | 7 | 9 | 53122.6891 | 9589.8708 | 6734.1065 | 2362.6275 | 62.01 | 66.75 | 13 | 4.0433 | 73.21 | 85.34
298 | 7 | 10 | 52792.861 | 9207.5939 | 6854.5648 | 2357.6564 | 63.59 | 69.27 | 12 | 7.0489 | 79.1 | 84.73
299 | 7 | 11 | 52841.5047 | 9589.8708 | 6726.9324 | 2362.6275 | 60.82 | 65.6 | 12 | 4.0362 | 71.46 | 85.29
300 | 7 | 12 | 52967.9682 | 9399.4747 | 6817.4858 | 2163.5459 | 58.06 | 61.04 | 6 | 0.82882 | 66.09 | 88.69
301 | 7 | 13 | 53028.4207 | 9219.6119 | 6759.9537 | 2450.9114 | 62.24 | 66.84 | 11 | 4.2916 | 73.85 | 85.14
302 | 7 | 14 | 53068.7319 | 9399.4747 | 6769.4591 | 2250.871 | 62.29 | 66.7 | 14 | 4.4068 | 74.64 | 85.12
303 | 7 | 15 | 53230.6788 | 9399.4747 | 6818.8906 | 2362.6275 | 60.75 | 64.71 | 12 | 2.8535 | 71.03 | 86.5
304 | 7 | 16 | 53131.6295 | 9399.4747 | 6887.3387 | 2362.6275 | 60.26 | 63.94 | 9 | 2.1585 | 70.72 | 88.8
305 | 7 | 17 | 53015.8565 | 9207.5939 | 6869.1003 | 2450.9114 | 62.61 | 67.4 | 9 | 5.4113 | 75.36 | 83.31
306 | 7 | 18 | 52873.3627 | 9589.8708 | 6700.0679 | 2362.6275 | 64.04 | 69.8 | 16 | 6.7348 | 78.35 | 83.33
307 | 7 | 19 | 52998.9689 | 9491.3679 | 6720.7666 | 2362.6275 | 60.4 | 64.36 | 11 | 3.2493 | 71.34 | 87.61
308 | 7 | 20 | 52933.4362 | 9491.3679 | 6867.8363 | 2240.2004 | 62.93 | 68.22 | 15 | 5.6685 | 75.76 | 82.71
309 | 7 | 21 | 52873.5583 | 9309.0369 | 6934.585 | 2601.1364 | 61.98 | 66.78 | 11 | 4.8937 | 74.73 | 86.59
310 | 7 | 22 | 53290.8499 | 9399.4747 | 6837.62 | 2362.6275 | 59.65 | 62.62 | 8 | 0.95105 | 67.76 | 88.28
311 | 7 | 23 | 52965.9638 | 9219.6119 | 6700.7239 | 2226.7398 | 60.47 | 64.52 | 3 | 2.9817 | 69.55 | 85.26
312 | 7 | 24 | 53023.1296 | 9207.5939 | 6719.1683 | 2362.6275 | 63.59 | 68.58 | 17 | 5.489 | 77.86 | 85.59
313 | 7 | 25 | 53207.3334 | 9219.6119 | 6677.9956 | 2362.6275 | 63.23 | 67.95 | 17 | 5.2016 | 76.19 | 86.33
314 | 7 | 26 | 52990.4148 | 9399.4747 | 6758.3921 | 2357.6564 | 62.31 | 67.44 | 12 | 4.9349 | 73.68 | 83.03
315 | 7 | 27 | 53294.6186 | 9589.8708 | 6635.5775 | 2362.6275 | 68.81 | 76.81 | 24 | 10.2733 | 83.97 | 74.74
316 | 7 | 28 | 53098.5688 | 9557.6924 | 6939.0852 | 2856.9045 | 60.9 | 64.89 | 10 | 3.1481 | 70.44 | 85.31
317 | 7 | 29 | 53113.2035 | 9589.8708 | 6637.3939 | 2015.2895 | 60.76 | 64.79 | 8 | 2.9635 | 70.25 | 85.48
318 | 7 | 30 | 53237.2466 | 9234.7829 | 6590.3883 | 2126.7306 | 71.38 | 80.12 | 21 | 12.7133 | 87.87 | 70.04
319 | 7 | 31 | 52787.6237 | 9399.4747 | 6713.492 | 2250.871 | 58.09 | 61.01 | 4 | 1.4345 | 66.36 | 88.28
320 | 7 | 32 | 53002.2236 | 9399.4747 | 6880.9543 | 2357.6564 | 64.36 | 69.95 | 17 | 6.5923 | 77.21 | 80.53
321 | 7 | 33 | 52937.1989 | 9399.4747 | 6629.6145 | 2163.5459 | 58.29 | 61.25 | 3 | 1.3097 | 67.01 | 89.16
322 | 7 | 34 | 52980.2426 | 9399.4747 | 6873.2372 | 2360.9982 | 61.74 | 65.89 | 10 | 4.0611 | 73.15 | 85.56
323 | 7 | 35 | 53351.2289 | 9589.8708 | 6797.2239 | 2362.6275 | 63.96 | 69.08 | 13 | 5.4225 | 77.8 | 84.86
324 | 7 | 36 | 53310.9751 | 9491.3679 | 6848.1077 | 2362.6275 | 60.4 | 63.97 | 8 | 2.1222 | 70.24 | 88.13
325 | 7 | 37 | 53086.7546 | 9219.6119 | 6637.5214 | 2362.6275 | 63.04 | 68.08 | 10 | 5.1146 | 74.95 | 83.17
326 | 7 | 38 | 53180.5914 | 9589.8708 | 6628.4732 | 2362.6275 | 64.56 | 70.09 | 21 | 5.9234 | 78.16 | 84.02
327 | 7 | 39 | 53395.5917 | 9589.8708 | 6808.2688 | 2362.6275 | 68 | 75.28 | 21 | 8.9956 | 84 | 78.73
328 | 7 | 40 | 52935.1651 | 9589.8708 | 6837.3167 | 2450.9114 | 69.06 | 76.77 | 17 | 11.3258 | 87.31 | 77.54
329 | 7 | 41 | 53088.6259 | 9557.6924 | 6755.245 | 2856.9045 | 60.73 | 64.37 | 7 | 2.9044 | 69.73 | 85.14
330 | 7 | 42 | 53272.3286 | 9399.4747 | 6708.1724 | 2362.6275 | 69.11 | 76.5 | 22 | 10.4609 | 92.04 | 85.46
331 | 7 | 43 | 53041.0856 | 9589.8708 | 6721.4953 | 2240.2004 | 67.85 | 75.61 | 19 | 9.9075 | 82.42 | 75.52
332 | 7 | 44 | 53260.7424 | 9589.8708 | 6673.3808 | 2362.6275 | 66.62 | 73.54 | 15 | 8.8905 | 81.36 | 80.27
333 | 7 | 45 | 52665.4329 | 9219.6119 | 6867.5875 | 2357.6564 | 62.74 | 67.97 | 10 | 5.8593 | 76.68 | 83.61
334 | 7 | 46 | 52671.7648 | 9491.3679 | 6686.599 | 2458.1112 | 56.63 | 59.21 | 5 | 0.17835 | 64.22 | 91.16
335 | 7 | 47 | 52811.741 | 9399.4747 | 6953.1428 | 2856.9045 | 57.7 | 60.3 | 3 | 0.28849 | 65.03 | 88.56
336 | 7 | 48 | 53116.6621 | 9589.8708 | 7001.6164 | 2601.1364 | 64.89 | 70.99 | 21 | 7.0367 | 77.06 | 78.91
337 | 8 | 1 | 52861.2699 | 8977.2153 | 6762.6321 | 2250.871 | 60.21 | 63.7 | 3 | 3.4167 | 69.71 | 84.87
338 | 8 | 2 | 53056.2403 | 9171.5962 | 6602.7187 | 2134.6366 | 60.47 | 64.1 | 6 | 2.5714 | 69.03 | 85.93
339 | 8 | 3 | 53066.9486 | 9589.8708 | 6813.0936 | 2362.6275 | 64.47 | 70.74 | 15 | 6.6765 | 78.52 | 82.45
340 | 8 | 4 | 52983.1699 | 9399.4747 | 6747.9139 | 2362.6275 | 61.06 | 65.59 | 11 | 3.7432 | 73.36 | 87.24
341 | 8 | 5 | 53248.3312 | 9207.5939 | 6714.5675 | 2357.6564 | 63.12 | 67.85 | 17 | 4.7076 | 74.52 | 84.29
342 | 8 | 6 | 52871.0522 | 9207.5939 | 6800.4406 | 2362.6275 | 61.46 | 65.96 | 11 | 4.18 | 74.81 | 88.2
343 | 8 | 7 | 53094.566 | 9399.4747 | 6827.6212 | 2601.1364 | 63.99 | 69.05 | 15 | 6.1582 | 77.27 | 84.7
344 | 8 | 8 | 53072.0027 | 9042.0385 | 6891.0002 | 2236.6427 | 58.02 | 60.78 | 3 | 0.44545 | 66.11 | 89.37
345 | 8 | 9 | 53122.6891 | 9589.8708 | 6734.1065 | 2362.6275 | 61.23 | 65.53 | 12 | 3.3047 | 72.18 | 86.18
346 | 8 | 10 | 52792.861 | 9207.5939 | 6854.5648 | 2357.6564 | 59.49 | 63.34 | 10 | 2.88 | 69.96 | 87.96
347 | 8 | 11 | 52841.5047 | 9589.8708 | 6726.9324 | 2362.6275 | 62.83 | 68.58 | 15 | 5.9819 | 77.48 | 85.75
348 | 8 | 12 | 52967.9682 | 9399.4747 | 6817.4858 | 2163.5459 | 61.77 | 66.38 | 16 | 4.2763 | 73.78 | 86.38
349 | 8 | 13 | 53028.4207 | 9219.6119 | 6759.9537 | 2450.9114 | 59.97 | 63.59 | 9 | 2.2355 | 69.68 | 88.33
350 | 8 | 14 | 53068.7319 | 9399.4747 | 6769.4591 | 2250.871 | 60.42 | 64.12 | 15 | 2.4794 | 69.73 | 86.65
351 | 8 | 15 | 53230.6788 | 9399.4747 | 6818.8906 | 2362.6275 | 64.93 | 70.46 | 15 | 6.9376 | 79.19 | 83.35
352 | 8 | 16 | 53131.6295 | 9399.4747 | 6887.3387 | 2362.6275 | 65.9 | 71.91 | 13 | 7.7901 | 83.84 | 86.5
353 | 8 | 17 | 53015.8565 | 9207.5939 | 6869.1003 | 2450.9114 | 58.37 | 61.34 | 4 | 1.3082 | 66.17 | 87.36
354 | 8 | 18 | 52873.3627 | 9589.8708 | 6700.0679 | 2362.6275 | 63.7 | 69.25 | 20 | 6.2951 | 77.93 | 84.49
355 | 8 | 19 | 52998.9689 | 9491.3679 | 6720.7666 | 2362.6275 | 61.72 | 66.44 | 12 | 4.4882 | 74.73 | 87.72
356 | 8 | 20 | 52933.4362 | 9491.3679 | 6867.8363 | 2240.2004 | 62.8 | 67.72 | 17 | 5.4748 | 76.03 | 83.74
357 | 8 | 21 | 52873.5583 | 9309.0369 | 6934.585 | 2601.1364 | 59.43 | 63.17 | 8 | 2.4011 | 70.39 | 88.97
358 | 8 | 22 | 53290.8499 | 9399.4747 | 6837.62 | 2362.6275 | 65.02 | 70.41 | 10 | 6.2579 | 78.75 | 83.74
359 | 8 | 23 | 52965.9638 | 9219.6119 | 6700.7239 | 2226.7398 | 58.88 | 62.19 | 2 | 1.4442 | 66.95 | 87.72
360 | 8 | 24 | 53023.1296 | 9207.5939 | 6719.1683 | 2362.6275 | 58.87 | 61.97 | 8 | 0.96994 | 67.23 | 89.02
361 | 8 | 25 | 53207.3334 | 9219.6119 | 6677.9956 | 2362.6275 | 62.32 | 66.79 | 12 | 4.3462 | 75.93 | 88.51
362 | 8 | 26 | 52990.4148 | 9399.4747 | 6758.3921 | 2357.6564 | 63.17 | 68.65 | 24 | 5.619 | 75.54 | 82.62
363 | 8 | 27 | 53294.6186 | 9589.8708 | 6635.5775 | 2362.6275 | 62.33 | 67 | 15 | 4.0555 | 73.8 | 85.41
364 | 8 | 28 | 53098.5688 | 9557.6924 | 6939.0852 | 2856.9045 | 60.52 | 64.26 | 6 | 2.7027 | 70.51 | 86.9
365 | 8 | 29 | 53113.2035 | 9589.8708 | 6637.3939 | 2015.2895 | 61.56 | 65.98 | 9 | 3.3988 | 71.36 | 84.77
366 | 8 | 30 | 53237.2466 | 9234.7829 | 6590.3883 | 2126.7306 | 68.69 | 76.35 | 26 | 9.9824 | 85.17 | 76.86
367 | 8 | 31 | 52787.6237 | 9399.4747 | 6713.492 | 2250.871 | 61.05 | 65.45 | 12 | 4.3073 | 72.59 | 86.73
368 | 8 | 32 | 53002.2236 | 9399.4747 | 6880.9543 | 2357.6564 | 62.47 | 67.44 | 18 | 4.6149 | 73.84 | 83.24
369 | 8 | 33 | 52937.1989 | 9399.4747 | 6629.6145 | 2163.5459 | 60.59 | 64.57 | 13 | 3.3702 | 71.44 | 86.61
370 | 8 | 34 | 52980.2426 | 9399.4747 | 6873.2372 | 2360.9982 | 60.32 | 63.87 | 11 | 2.8324 | 70.18 | 88.09
371 | 8 | 35 | 53351.2289 | 9589.8708 | 6797.2239 | 2362.6275 | 71.76 | 80.17 | 25 | 13.02 | 94.97 | 82.28
372 | 8 | 36 | 53310.9751 | 9491.3679 | 6848.1077 | 2362.6275 | 59.53 | 62.75 | 12 | 1.1524 | 68.6 | 88.78
373 | 8 | 37 | 53086.7546 | 9219.6119 | 6637.5214 | 2362.6275 | 65.69 | 72.05 | 13 | 7.7325 | 80.11 | 80.15
374 | 8 | 38 | 53180.5914 | 9589.8708 | 6628.4732 | 2362.6275 | 67.66 | 74.36 | 19 | 9.0108 | 84.78 | 82.23
375 | 8 | 39 | 53395.5917 | 9589.8708 | 6808.2688 | 2362.6275 | 67.72 | 74.63 | 19 | 9.0221 | 83.03 | 78.4
376 | 8 | 40 | 52935.1651 | 9589.8708 | 6837.3167 | 2450.9114 | 63.45 | 68.78 | 12 | 5.6683 | 76.98 | 84.94
377 | 8 | 41 | 53088.6259 | 9557.6924 | 6755.245 | 2856.9045 | 59.49 | 62.77 | 5 | 1.6927 | 67.8 | 87.22
378 | 8 | 42 | 53272.3286 | 9399.4747 | 6708.1724 | 2362.6275 | 70.72 | 78.92 | 18 | 12.16 | 94.5 | 83.55
379 | 8 | 43 | 53041.0856 | 9589.8708 | 6721.4953 | 2240.2004 | 64.06 | 69.8 | 15 | 6.3693 | 75.89 | 80.21
380 | 8 | 44 | 53260.7424 | 9589.8708 | 6673.3808 | 2362.6275 | 68.15 | 75.79 | 28 | 9.8252 | 86.16 | 80.98
381 | 8 | 45 | 52665.4329 | 9219.6119 | 6867.5875 | 2357.6564 | 59.2 | 62.79 | 8 | 2.5034 | 68.3 | 86.82
382 | 8 | 46 | 52671.7648 | 9491.3679 | 6686.599 | 2458.1112 | 57.5 | 60.45 | 4 | 1.0304 | 65.99 | 90.88
383 | 8 | 47 | 52811.741 | 9399.4747 | 6953.1428 | 2856.9045 | 58.89 | 61.94 | 2 | 1.4719 | 67.72 | 87.53
384 | 8 | 48 | 53116.6621 | 9589.8708 | 7001.6164 | 2601.1364 | 72.14 | 81.71 | 23 | 14.3265 | 92.35 | 74.15
385 | 9 | 1 | 52861.2699 | 8977.2153 | 6762.6321 | 2250.871 | 57.79 | 60.45 | 3 | 1.3422 | 65.46 | 88.59
386 | 9 | 2 | 53056.2403 | 9171.5962 | 6602.7187 | 2134.6366 | 58.38 | 61.14 | 4 | 0.65582 | 65.42 | 88.75
387 | 9 | 3 | 53066.9486 | 9589.8708 | 6813.0936 | 2362.6275 | 63.85 | 69.39 | 17 | 5.9302 | 78.92 | 86.12
388 | 9 | 4 | 52983.1699 | 9399.4747 | 6747.9139 | 2362.6275 | 59.42 | 63.26 | 7 | 2.269 | 68.67 | 86.68
389 | 9 | 5 | 53248.3312 | 9207.5939 | 6714.5675 | 2357.6564 | 63.14 | 67.82 | 18 | 4.8904 | 75.04 | 83.68
390 | 9 | 6 | 52871.0522 | 9207.5939 | 6800.4406 | 2362.6275 | 62.83 | 67.87 | 10 | 5.5541 | 77.46 | 87.35
391 | 9 | 7 | 53094.566 | 9399.4747 | 6827.6212 | 2601.1364 | 62.11 | 66.46 | 18 | 4.1345 | 73.05 | 85.79
392 | 9 | 8 | 53072.0027 | 9042.0385 | 6891.0002 | 2236.6427 | 58.39 | 61.35 | 9 | 0.79926 | 67.07 | 89.18
393 | 9 | 9 | 53122.6891 | 9589.8708 | 6734.1065 | 2362.6275 | 64.17 | 69.79 | 19 | 6.2834 | 76.21 | 80.95
394 | 9 | 10 | 52792.861 | 9207.5939 | 6854.5648 | 2357.6564 | 59.05 | 62.73 | 10 | 2.4665 | 68.96 | 88.31
395 | 9 | 11 | 52841.5047 | 9589.8708 | 6726.9324 | 2362.6275 | 65.17 | 71.73 | 15 | 8.3994 | 78.61 | 80.24
396 | 9 | 12 | 52967.9682 | 9399.4747 | 6817.4858 | 2163.5459 | 58.08 | 61.12 | 10 | 0.94425 | 66.19 | 88.83
397 | 9 | 13 | 53028.4207 | 9219.6119 | 6759.9537 | 2450.9114 | 62.36 | 66.86 | 9 | 4.8133 | 74.46 | 86.17
398 | 9 | 14 | 53068.7319 | 9399.4747 | 6769.4591 | 2250.871 | 61.97 | 66.51 | 15 | 4.0289 | 75.36 | 87.18
399 | 9 | 15 | 53230.6788 | 9399.4747 | 6818.8906 | 2362.6275 | 62.95 | 67.96 | 15 | 5.0448 | 75.54 | 83.76
400 | 9 | 16 | 53131.6295 | 9399.4747 | 6887.3387 | 2362.6275 | 59.98 | 63.58 | 15 | 1.9521 | 69.82 | 88.18
401 | 9 | 17 | 53015.8565 | 9207.5939 | 6869.1003 | 2450.9114 | 59.68 | 63.21 | 8 | 2.7312 | 68.99 | 86.24
402 | 9 | 18 | 52873.3627 | 9589.8708 | 6700.0679 | 2362.6275 | 60.26 | 64.17 | 5 | 3.2991 | 70.8 | 86.91
403 | 9 | 19 | 52998.9689 | 9491.3679 | 6720.7666 | 2362.6275 | 62.68 | 67.71 | 11 | 5.6161 | 77.4 | 87.54
404 | 9 | 20 | 52933.4362 | 9491.3679 | 6867.8363 | 2240.2004 | 59.04 | 62.65 | 6 | 2.1828 | 69.25 | 87.72
405 | 9 | 21 | 52873.5583 | 9309.0369 | 6934.585 | 2601.1364 | 62.85 | 68.17 | 13 | 6.0203 | 77.68 | 86.9
406 | 9 | 22 | 53290.8499 | 9399.4747 | 6837.62 | 2362.6275 | 64.2 | 69.21 | 15 | 5.6106 | 78.1 | 85.53
407 | 9 | 23 | 52965.9638 | 9219.6119 | 6700.7239 | 2226.7398 | 58.78 | 61.97 | 9 | 1.432 | 67.29 | 88.83
408 | 9 | 24 | 53023.1296 | 9207.5939 | 6719.1683 | 2362.6275 | 61.96 | 66.32 | 16 | 4.1213 | 74.65 | 87.39
409 | 9 | 25 | 53207.3334 | 9219.6119 | 6677.9956 | 2362.6275 | 60.27 | 63.82 | 6 | 2.5354 | 70.2 | 87.78
410 | 9 | 26 | 52990.4148 | 9399.4747 | 6758.3921 | 2357.6564 | 67.41 | 74.91 | 23 | 9.9759 | 83.46 | 77.73
411 | 9 | 27 | 53294.6186 | 9589.8708 | 6635.5775 | 2362.6275 | 60.53 | 64.49 | 12 | 2.3251 | 70.4 | 87.26
412 | 9 | 28 | 53098.5688 | 9557.6924 | 6939.0852 | 2856.9045 | 60.23 | 63.94 | 5 | 2.5664 | 69.61 | 86.23
413 | 9 | 29 | 53113.2035 | 9589.8708 | 6637.3939 | 2015.2895 | 61.97 | 66.31 | 9 | 4.0692 | 72.38 | 84.62
414 | 9 | 30 | 53237.2466 | 9234.7829 | 6590.3883 | 2126.7306 | 71.01 | 79.82 | 26 | 12.5497 | 88.72 | 73.19
415 | 9 | 31 | 52787.6237 | 9399.4747 | 6713.492 | 2250.871 | 60.33 | 64.4 | 8 | 3.6168 | 71.32 | 87.67
416 | 9 | 32 | 53002.2236 | 9399.4747 | 6880.9543 | 2357.6564 | 60.55 | 64.73 | 14 | 3.0896 | 70.64 | 85.38
417 | 9 | 33 | 52937.1989 | 9399.4747 | 6629.6145 | 2163.5459 | 60.59 | 64.66 | 10 | 3.5484 | 71.67 | 86.26
418 | 9 | 34 | 52980.2426 | 9399.4747 | 6873.2372 | 2360.9982 | 60.85 | 64.69 | 5 | 3.2806 | 70.75 | 85.11
419 | 9 | 35 | 53351.2289 | 9589.8708 | 6797.2239 | 2362.6275 | 67.97 | 74.78 | 16 | 9.3828 | 87.35 | 83.68
420 | 9 | 36 | 53310.9751 | 9491.3679 | 6848.1077 | 2362.6275 | 59.28 | 62.39 | 10 | 1.0231 | 68.03 | 88.62
421 | 9 | 37 | 53086.7546 | 9219.6119 | 6637.5214 | 2362.6275 | 64.64 | 70.59 | 12 | 6.7756 | 77.25 | 79.83
422 | 9 | 38 | 53180.5914 | 9589.8708 | 6628.4732 | 2362.6275 | 64.08 | 69.17 | 21 | 5.597 | 77.65 | 85.31
423 | 9 | 39 | 53395.5917 | 9589.8708 | 6808.2688 | 2362.6275 | 63.83 | 68.51 | 18 | 4.9153 | 75.19 | 83.91
424 | 9 | 40 | 52935.1651 | 9589.8708 | 6837.3167 | 2450.9114 | 64.06 | 69.82 | 13 | 6.6004 | 77.38 | 81.76
425 | 9 | 41 | 53088.6259 | 9557.6924 | 6755.245 | 2856.9045 | 63.49 | 68.7 | 12 | 5.4876 | 73.77 | 80.59
426 | 9 | 42 | 53272.3286 | 9399.4747 | 6708.1724 | 2362.6275 | 63.81 | 68.64 | 15 | 5.4399 | 77.1 | 85.59
427 | 9 | 43 | 53041.0856 | 9589.8708 | 6721.4953 | 2240.2004 | 63.94 | 69.62 | 13 | 6.4857 | 75.97 | 80.63
428 | 9 | 44 | 53260.7424 | 9589.8708 | 6673.3808 | 2362.6275 | 65.35 | 71.87 | 19 | 7.5076 | 81.54 | 84.28
429 | 9 | 45 | 52665.4329 | 9219.6119 | 6867.5875 | 2357.6564 | 58.1 | 61.22 | 6 | 1.3557 | 66.43 | 88.19
430 | 9 | 46 | 52671.7648 | 9491.3679 | 6686.599 | 2458.1112 | 58.1 | 61.23 | 3 | 1.7044 | 66.99 | 89.69
431 | 9 | 47 | 52811.741 | 9399.4747 | 6953.1428 | 2856.9045 | 58.7 | 61.84 | 6 | 1.245 | 67.59 | 87.91
432 | 9 | 48 | 53116.6621 | 9589.8708 | 7001.6164 | 2601.1364 | 64.65 | 70.78 | 15 | 7.0343 | 78.01 | 79.64
433 | 10 | 1 | 52861.2699 | 8977.2153 | 6762.6321 | 2250.871 | 56.89 | 59.14 | 0 | 0 | 63.7 | 89.64
434 | 10 | 2 | 53056.2403 | 9171.5962 | 6602.7187 | 2134.6366 | 60.35 | 63.97 | 5 | 2.4024 | 68.73 | 86.16
435 | 10 | 3 | 53066.9486 | 9589.8708 | 6813.0936 | 2362.6275 | 64.77 | 71.31 | 12 | 6.8764 | 76.99 | 79.23
436 | 10 | 4 | 52983.1699 | 9399.4747 | 6747.9139 | 2362.6275 | 59.44 | 63.14 | 10 | 2.0372 | 69.01 | 87.78
437 | 10 | 5 | 53248.3312 | 9207.5939 | 6714.5675 | 2357.6564 | 63.43 | 68.4 | 10 | 5.3042 | 77.33 | 85.89
438 | 10 | 6 | 52871.0522 | 9207.5939 | 6800.4406 | 2362.6275 | 58.79 | 62.07 | 4 | 1.5731 | 68.73 | 89.77
439 | 10 | 7 | 53094.566 | 9399.4747 | 6827.6212 | 2601.1364 | 64.09 | 69.3 | 13 | 5.991 | 77.69 | 84.23
440 | 10 | 8 | 53072.0027 | 9042.0385 | 6891.0002 | 2236.6427 | 58.28 | 61.13 | 6 | 0.65975 | 66.55 | 89.11
441 | 10 | 9 | 53122.6891 | 9589.8708 | 6734.1065 | 2362.6275 | 69.52 | 78.04 | 21 | 11.2946 | 85.11 | 72.98
442 | 10 | 10 | 52792.861 | 9207.5939 | 6854.5648 | 2357.6564 | 59.59 | 63.53 | 7 | 3.2061 | 69.71 | 86.85
443 | 10 | 11 | 52841.5047 | 9589.8708 | 6726.9324 | 2362.6275 | 61.64 | 66.93 | 14 | 4.7238 | 72.91 | 84.1
444 | 10 | 12 | 52967.9682 | 9399.4747 | 6817.4858 | 2163.5459 | 58.1 | 61.11 | 12 | 0.80142 | 66.29 | 89.06
445 | 10 | 13 | 53028.4207 | 9219.6119 | 6759.9537 | 2450.9114 | 59.86 | 63.43 | 6 | 2.1028 | 69.53 | 88.24
446 | 10 | 14 | 53068.7319 | 9399.4747 | 6769.4591 | 2250.871 | 59.72 | 63.04 | 11 | 1.7869 | 69.24 | 88.19
447 | 10 | 15 | 53230.6788 | 9399.4747 | 6818.8906 | 2362.6275 | 60.47 | 64.25 | 9 | 2.7222 | 70.68 | 87.23
448 | 10 | 16 | 53131.6295 | 9399.4747 | 6887.3387 | 2362.6275 | 60.23 | 63.91 | 10 | 2.1929 | 69.38 | 87.42
449 | 10 | 17 | 53015.8565 | 9207.5939 | 6869.1003 | 2450.9114 | 62.87 | 68.06 | 8 | 5.6592 | 79.67 | 88.68
450 | 10 | 18 | 52873.3627 | 9589.8708 | 6700.0679 | 2362.6275 | 59.35 | 62.79 | 6 | 2.5303 | 68.37 | 87.65
451 | 10 | 19 | 52998.9689 | 9491.3679 | 6720.7666 | 2362.6275 | 59.52 | 63.14 | 7 | 2.3377 | 69.15 | 87.62
452 | 10 | 20 | 52933.4362 | 9491.3679 | 6867.8363 | 2240.2004 | 59.76 | 63.68 | 12 | 2.3753 | 69.42 | 86.66
453 | 10 | 21 | 52873.5583 | 9309.0369 | 6934.585 | 2601.1364 | 59.87 | 63.75 | 7 | 2.8852 | 70.38 | 87.67
454 | 10 | 22 | 53290.8499 | 9399.4747 | 6837.62 | 2362.6275 | 61.86 | 65.87 | 10 | 3.3444 | 72.01 | 85.61
455 | 10 | 23 | 52965.9638 | 9219.6119 | 6700.7239 | 2226.7398 | 58.37 | 61.4 | 4 | 1.0428 | 66.1 | 88.36
456 | 10 | 24 | 53023.1296 | 9207.5939 | 6719.1683 | 2362.6275 | 62.86 | 67.87 | 9 | 5.0745 | 78.89 | 89.02
457 | 10 | 25 | 53207.3334 | 9219.6119 | 6677.9956 | 2362.6275 | 59.23 | 62.35 | 8 | 1.2741 | 68.44 | 89.69
458 | 10 | 26 | 52990.4148 | 9399.4747 | 6758.3921 | 2357.6564 | 62 | 67.02 | 15 | 4.665 | 72.89 | 83.43
459 | 10 | 27 | 53294.6186 | 9589.8708 | 6635.5775 | 2362.6275 | 71.15 | 80.32 | 19 | 12.7134 | 88.5 | 71.9
460 | 10 | 28 | 53098.5688 | 9557.6924 | 6939.0852 | 2856.9045 | 62.18 | 66.39 | 7 | 4.2689 | 72.82 | 85.81
461 | 10 | 29 | 53113.2035 | 9589.8708 | 6637.3939 | 2015.2895 | 61.37 | 65.64 | 11 | 3.3726 | 71.15 | 84.92
462 | 10 | 30 | 53237.2466 | 9234.7829 | 6590.3883 | 2126.7306 | 66.78 | 73.64 | 21 | 8.3356 | 82.2 | 79.08
463 | 10 | 31 | 52787.6237 | 9399.4747 | 6713.492 | 2250.871 | 58.42 | 61.71 | 6 | 1.7327 | 67.49 | 88.95
464 | 10 | 32 | 53002.2236 | 9399.4747 | 6880.9543 | 2357.6564 | 66.3 | 73.07 | 18 | 8.3887 | 84.6 | 83.49
465 | 10 | 33 | 52937.1989 | 9399.4747 | 6629.6145 | 2163.5459 | 60.3 | 64.26 | 9 | 3.322 | 70.02 | 85.85
466 | 10 | 34 | 52980.2426 | 9399.4747 | 6873.2372 | 2360.9982 | 63.42 | 68.64 | 11 | 5.8369 | 80.06 | 88.28
467 | 10 | 35 | 53351.2289 | 9589.8708 | 6797.2239 | 2362.6275 | 65.1 | 70.83 | 20 | 6.6308 | 80.27 | 82.94
468 | 10 | 36 | 53310.9751 | 9491.3679 | 6848.1077 | 2362.6275 | 61.1 | 65 | 13 | 2.7158 | 71.64 | 87.66
469 | 10 | 37 | 53086.7546 | 9219.6119 | 6637.5214 | 2362.6275 | 61.28 | 65.58 | 7 | 3.576 | 71.77 | 85.19
470 | 10 | 38 | 53180.5914 | 9589.8708 | 6628.4732 | 2362.6275 | 65.56 | 71.38 | 17 | 6.9494 | 80.11 | 83.66
471 | 10 | 39 | 53395.5917 | 9589.8708 | 6808.2688 | 2362.6275 | 62.64 | 67.48 | 11 | 4.0784 | 73.1 | 83.19
472 | 10 | 40 | 52935.1651 | 9589.8708 | 6837.3167 | 2450.9114 | 62.82 | 67.78 | 15 | 5.0775 | 75.56 | 84.67
473 | 10 | 41 | 53088.6259 | 9557.6924 | 6755.245 | 2856.9045 | 59.79 | 63.1 | 6 | 2.1481 | 68.1 | 87.32
474 | 10 | 42 | 53272.3286 | 9399.4747 | 6708.1724 | 2362.6275 | 63.33 | 68.14 | 12 | 4.9795 | 76.36 | 85.82
475 | 10 | 43 | 53041.0856 | 9589.8708 | 6721.4953 | 2240.2004 | 72.46 | 82.96 | 15 | 14.7574 | 88.82 | 66.14
476 | 10 | 44 | 53260.7424 | 9589.8708 | 6673.3808 | 2362.6275 | 62.96 | 68.15 | 25 | 4.7053 | 75.02 | 84.26
477 | 10 | 45 | 52665.4329 | 9219.6119 | 6867.5875 | 2357.6564 | 61.7 | 66.5 | 10 | 5.003 | 75.49 | 86.28
478 | 10 | 46 | 52671.7648 | 9491.3679 | 6686.599 | 2458.1112 | 56.48 | 58.94 | 2 | 0.030895 | 63.84 | 91.21
479 | 10 | 47 | 52811.741 | 9399.4747 | 6953.1428 | 2856.9045 | 57.92 | 60.58 | 4 | 0.50548 | 65.37 | 88.2
480 | 10 | 48 | 53116.6621 | 9589.8708 | 7001.6164 | 2601.1364 | 64.01 | 70 | 17 | 6.2732 | 76.38 | 80.34
481 | 11 | 1 | 52861.2699 | 8977.2153 | 6762.6321 | 2250.871 | 57.01 | 59.33 | 2 | 0.17003 | 63.99 | 89.57
482 | 11 | 2 | 53056.2403 | 9171.5962 | 6602.7187 | 2134.6366 | 60.92 | 64.49 | 9 | 2.6995 | 69.79 | 86.51
483 | 11 | 3 | 53066.9486 | 9589.8708 | 6813.0936 | 2362.6275 | 66.99 | 74.19 | 22 | 8.5389 | 81.08 | 77.88
484 | 11 | 4 | 52983.1699 | 9399.4747 | 6747.9139 | 2362.6275 | 58.33 | 61.32 | 5 | 0.93011 | 66.2 | 88.71
485 | 11 | 5 | 53248.3312 | 9207.5939 | 6714.5675 | 2357.6564 | 65.2 | 70.89 | 11 | 6.9036 | 77.07 | 79.28
486 | 11 | 6 | 52871.0522 | 9207.5939 | 6800.4406 | 2362.6275 | 58.56 | 61.68 | 7 | 1.129 | 67.13 | 88.98
487 | 11 | 7 | 53094.566 | 9399.4747 | 6827.6212 | 2601.1364 | 63.95 | 69.22 | 16 | 5.934 | 77.09 | 83.53
488 | 11 | 8 | 53072.0027 | 9042.0385 | 6891.0002 | 2236.6427 | 59.33 | 62.48 | 4 | 1.3313 | 68.32 | 88.57
489 | 11 | 9 | 53122.6891 | 9589.8708 | 6734.1065 | 2362.6275 | 62.14 | 66.91 | 13 | 3.9733 | 72.73 | 84.4
490 | 11 | 10 | 52792.861 | 9207.5939 | 6854.5648 | 2357.6564 | 58.53 | 61.81 | 5 | 1.5902 | 67.37 | 88.69
491 | 11 | 11 | 52841.5047 | 9589.8708 | 6726.9324 | 2362.6275 | 62.89 | 68.39 | 16 | 5.7791 | 75.46 | 84.19
492 | 11 | 12 | 52967.9682 | 9399.4747 | 6817.4858 | 2163.5459 | 57.93 | 60.8 | 6 | 0.61416 | 65.6 | 89.09
493 | 11 | 13 | 53028.4207 | 9219.6119 | 6759.9537 | 2450.9114 | 61.64 | 65.85 | 7 | 3.7256 | 73.11 | 87.51
494 | 11 | 14 | 53068.7319 | 9399.4747 | 6769.4591 | 2250.871 | 60.63 | 64.1 | 5 | 2.5281 | 69.42 | 85.85
495 | 11 | 15 | 53230.6788 | 9399.4747 | 6818.8906 | 2362.6275 | 61.98 | 66.35 | 15 | 3.6351 | 72.56 | 85.42
496 | 11 | 16 | 53131.6295 | 9399.4747 | 6887.3387 | 2362.6275 | 62 | 66.42 | 11 | 3.7819 | 74.27 | 87.66
497 | 11 | 17 | 53015.8565 | 9207.5939 | 6869.1003 | 2450.9114 | 59.94 | 63.47 | 8 | 2.5326 | 69.18 | 85.96
498 | 11 | 18 | 52873.3627 | 9589.8708 | 6700.0679 | 2362.6275 | 63.98 | 69.59 | 14 | 6.7613 | 79.04 | 83.83
499 | 11 | 19 | 52998.9689 | 9491.3679 | 6720.7666 | 2362.6275 | 62.44 | 67.34 | 15 | 4.9648 | 74.56 | 85
500 | 11 | 20 | 52933.4362 | 9491.3679 | 6867.8363 | 2240.2004 | 61.15 | 65.53 | 19 | 3.4305 | 72.48 | 86.07
501 | 11 | 21 | 52873.5583 | 9309.0369 | 6934.585 | 2601.1364 | 60.77 | 65.12 | 9 | 3.576 | 72.38 | 87.26
502 | 11 | 22 | 53290.8499 | 9399.4747 | 6837.62 | 2362.6275 | 62.63 | 66.83 | 14 | 3.7786 | 73.3 | 85.24
503 | 11 | 23 | 52965.9638 | 9219.6119 | 6700.7239 | 2226.7398 | 60.56 | 64.51 | 6 | 2.7579 | 69.62 | 85.76
504 | 11 | 24 | 53023.1296 | 9207.5939 | 6719.1683 | 2362.6275 | 59.4 | 62.55 | 8 | 1.2853 | 67.95 | 88.68
505 | 11 | 25 | 53207.3334 | 9219.6119 | 6677.9956 | 2362.6275 | 62.89 | 67.43 | 8 | 4.7415 | 74.69 | 85.78
506 | 11 | 26 | 52990.4148 | 9399.4747 | 6758.3921 | 2357.6564 | 67.98 | 75.72 | 20 | 10.1133 | 83.04 | 75.51
507 | 11 | 27 | 53294.6186 | 9589.8708 | 6635.5775 | 2362.6275 | 63.83 | 69.11 | 18 | 5.0632 | 77.2 | 84.9
508 | 11 | 28 | 53098.5688 | 9557.6924 | 6939.0852 | 2856.9045 | 65.97 | 71.84 | 15 | 7.8933 | 79.94 | 81.64
509 | 11 | 29 | 53113.2035 | 9589.8708 | 6637.3939 | 2015.2895 | 61.83 | 66.3 | 10 | 3.8978 | 72.1 | 84.34
510 | 11 | 30 | 53237.2466 | 9234.7829 | 6590.3883 | 2126.7306 | 72.9 | 82.58 | 30 | 14.1002 | 91.86 | 70.34
511 | 11 | 31 | 52787.6237 | 9399.4747 | 6713.492 | 2250.871 | 61.2 | 65.68 | 11 | 4.3977 | 72.56 | 85.94
512 | 11 | 32 | 53002.2236 | 9399.4747 | 6880.9543 | 2357.6564 | 61.75 | 66.26 | 14 | 3.8929 | 72.72 | 84.57
513 | 11 | 33 | 52937.1989 | 9399.4747 | 6629.6145 | 2163.5459 | 61.61 | 66 | 8 | 4.2979 | 73.22 | 85.15
514 | 11 | 34 | 52980.2426 | 9399.4747 | 6873.2372 | 2360.9982 | 58.89 | 61.99 | 6 | 1.4514 | 67.53 | 87.94
515 | 11 | 35 | 53351.2289 | 9589.8708 | 6797.2239 | 2362.6275 | 64.49 | 69.8 | 18 | 5.7402 | 78.43 | 85.1
516 | 11 | 36 | 53310.9751 | 9491.3679 | 6848.1077 | 2362.6275 | 59.96 | 63.32 | 13 | 1.4999 | 69.48 | 88.86
517 | 11 | 37 | 53086.7546 | 9219.6119 | 6637.5214 | 2362.6275 | 63.61 | 68.62 | 13 | 5.4984 | 76.2 | 83.65
518 | 11 | 38 | 53180.5914 | 9589.8708 | 6628.4732 | 2362.6275 | 68.73 | 75.69 | 17 | 9.9572 | 88.37 | 82.52
519 | 11 | 39 | 53395.5917 | 9589.8708 | 6808.2688 | 2362.6275 | 66.4 | 72.52 | 15 | 7.4289 | 80.53 | 80.35
520 | 11 | 40 | 52935.1651 | 9589.8708 | 6837.3167 | 2450.9114 | 62.87 | 67.87 | 15 | 5.1118 | 73.96 | 82.59
521 | 11 | 41 | 53088.6259 | 9557.6924 | 6755.245 | 2856.9045 | 60.76 | 64.41 | 6 | 2.6762 | 69.42 | 85.3
522 | 11 | 42 | 53272.3286 | 9399.4747 | 6708.1724 | 2362.6275 | 68.47 | 75.34 | 17 | 9.6802 | 88.56 | 85.05
523 | 11 | 43 | 53041.0856 | 9589.8708 | 6721.4953 | 2240.2004 | 60.99 | 65.21 | 12 | 3.1841 | 70.7 | 85.26
524 | 11 | 44 | 53260.7424 | 9589.8708 | 6673.3808 | 2362.6275 | 65.84 | 72.41 | 17 | 7.7055 | 81.76 | 83.44
525 | 11 | 45 | 52665.4329 | 9219.6119 | 6867.5875 | 2357.6564 | 57.27 | 59.95 | 2 | 0.25766 | 64.55 | 89.15
526 | 11 | 46 | 52671.7648 | 9491.3679 | 6686.599 | 2458.1112 | 56.88 | 59.46 | 6 | 0.18342 | 64.54 | 91.1
527 | 11 | 47 | 52811.741 | 9399.4747 | 6953.1428 | 2856.9045 | 59.48 | 62.56 | 9 | 1.6001 | 68.25 | 87.16
528 | 11 | 48 | 53116.6621 | 9589.8708 | 7001.6164 | 2601.1364 | 68.22 | 76.13 | 17 | 10.2757 | 85.11 | 77.38

## NSW
Summary of results for 528 market simulations for 2019-20 - New South Wales
Simulation number | Unplanned outage set | Weather set | Energy and demand (as generated) | [7 empty] | Spot Price (nominal at the regional reference node) | [6 empty] | Hedged price (nominal at the regional reference node)
|  |  | Annual regional energy (GWh) | Annual regional peak demand (MW) | Annual energy - AUSGRID (ENERGYAUST) NSLP (GWh) | Annual energy - ENDEAVOUR (INTEGRAL) NSLP (GWh) | Annual energy - ESSENTIAL (COUNTRYENERGY) NSLP (GWh) | Annual peak demand - AUSGRID (ENERGYAUST) NSLP (MW) | Annual peak demand - ENDEAVOUR (INTEGRAL) NSLP (MW) | Annual peak demand - ESSENTIAL (COUNTRYENERGY) NSLP (MW) | Annual regional time weighted spot price ($/MWh) | Annual regional Load weighted spot price ($/MWh) | Number of hours spot prices above $300 | Contribution of spot prices above $300 to annual average spot price ($/MWh) | Annual load weighted spot price - AUSGRID (ENERGYAUST) - NSLP ($/MWh) | Annual load weighted spot price - ENDEAVOUR (INTEGRAL) - NSLP ($/MWh) | Annual load weighted spot price - ESSENTIAL (COUNTRYENERGY) - NSLP ($/MWh) | Annual hedged price - AUSGRID (ENERGYAUST) - NSLP ($/MWh) | Annual hedged price - ENDEAVOUR (INTEGRAL) - NSLP ($/MWh) | Annual hedged price - ESSENTIAL (COUNTRYENERGY) - NSLP ($/MWh)
1 | 1 | 1 | 68400.0706 | 12691.8834 | 4531.5599 | 5318.9003 | 4850.9622 | 1807.4742 | 1949.6024 | 1459.3232 | 61.46 | 64.33 | 2 | 0.48841 | 69.16 | 67.81 | 67.04 | 105.05 | 101.35 | 95.63
2 | 1 | 2 | 69403.2674 | 13322.6563 | 4434.7963 | 5186.3868 | 4735.0444 | 1801.987 | 1803.352 | 1408.1722 | 65.8 | 70.68 | 13 | 3.6458 | 76.69 | 74.04 | 74.21 | 101.49 | 98 | 94.52
3 | 1 | 3 | 69090.2914 | 13494.7143 | 4485.8058 | 5291.5689 | 4826.2548 | 1758.6374 | 1796.3072 | 1408.1722 | 71.37 | 79.55 | 28 | 9.1284 | 83.5 | 82.29 | 83.98 | 92.7 | 89.29 | 91.2
4 | 1 | 4 | 68584.0448 | 13322.6563 | 4469.9313 | 5265.748 | 4823.3746 | 1807.4742 | 1760.9619 | 1459.3232 | 63.34 | 67.59 | 6 | 2.1458 | 71.47 | 69.93 | 69.72 | 102.67 | 98.88 | 94.37
5 | 1 | 5 | 69000.8812 | 13494.7143 | 4478.5523 | 5217.598 | 4765.5726 | 1807.4742 | 1941.7533 | 1459.3232 | 69.56 | 77.2 | 22 | 7.3578 | 79.46 | 77.39 | 78.32 | 94.04 | 89.86 | 89.92
6 | 1 | 6 | 68615.6369 | 13322.6563 | 4431.9772 | 5215.5837 | 4810.8684 | 1807.4742 | 2279.2736 | 1459.3232 | 69.88 | 78.02 | 19 | 8.4382 | 78.8 | 75.95 | 78.59 | 91.07 | 86.4 | 88.58
7 | 1 | 7 | 69165.2913 | 14937 | 4583.2354 | 5409.3336 | 4904.6812 | 1899.424 | 1905.646 | 1449.6588 | 71 | 79.87 | 21 | 8.7978 | 83.05 | 81.02 | 81.95 | 93.08 | 89.13 | 90.07
8 | 1 | 8 | 69086.9299 | 13494.7143 | 4563.1303 | 5366.0394 | 4850.3112 | 1899.424 | 1905.646 | 1449.6588 | 70.3 | 77.31 | 18 | 8.5419 | 87.59 | 85.37 | 83.58 | 96.04 | 95.01 | 92.08
9 | 1 | 9 | 69253.2552 | 13494.7143 | 4536.3302 | 5300.9034 | 4845.5187 | 1839.0892 | 2279.2736 | 1482.8699 | 73.89 | 82.8 | 21 | 11.5257 | 86.25 | 82.85 | 84.6 | 86.75 | 82.85 | 85.86
10 | 1 | 10 | 68536.6681 | 14937 | 4480.612 | 5292.7029 | 4790.7152 | 1718.593 | 2279.2736 | 1301.4559 | 66.53 | 73.49 | 12 | 6.0821 | 78.28 | 78.58 | 75.89 | 98.57 | 96.85 | 92.61
11 | 1 | 11 | 68526.266 | 13494.7143 | 4469.2163 | 5292.2195 | 4842.7566 | 1899.424 | 1949.6024 | 1459.3232 | 71.46 | 80.85 | 25 | 10.3466 | 83.32 | 81.22 | 81.77 | 90.79 | 86.44 | 88.16
12 | 1 | 12 | 68680.6149 | 13494.7143 | 4514.4258 | 5305.1915 | 4891.7999 | 1899.424 | 2279.2736 | 1449.6588 | 65.04 | 70.06 | 8 | 3.6025 | 74.48 | 72.71 | 72.6 | 99.98 | 96.77 | 93.05
13 | 1 | 13 | 68880.0217 | 14937 | 4497.3112 | 5295.8599 | 4834.1859 | 1807.4742 | 2046.6423 | 1459.3232 | 68.71 | 76.31 | 14 | 6.3488 | 81.88 | 81.3 | 79.35 | 99.25 | 97.01 | 93.31
14 | 1 | 14 | 69188.5029 | 13494.7143 | 4466.4277 | 5257.3855 | 4824.8535 | 1807.4742 | 1803.352 | 1459.3232 | 72.41 | 81.27 | 15 | 10.2793 | 89.27 | 85.62 | 84.13 | 91.22 | 89.34 | 87.67
15 | 1 | 15 | 69074.6457 | 13494.7143 | 4480.4161 | 5250.2831 | 4842.3863 | 1749.1067 | 1716.1429 | 1408.1722 | 65.63 | 71.15 | 15 | 3.9379 | 75.78 | 73.46 | 73.3 | 100.92 | 96.77 | 93.25
16 | 1 | 16 | 69130.2452 | 13494.7143 | 4489.8994 | 5283.5832 | 4788.9173 | 1758.6374 | 1760.9619 | 1408.1722 | 78.98 | 91.62 | 30 | 16.8909 | 93.09 | 89.07 | 91.6 | 77.88 | 73.77 | 80.76
17 | 1 | 17 | 69015.6558 | 13494.7143 | 4451.0751 | 5218.1953 | 4736.6113 | 1749.9464 | 1826.2832 | 1408.1722 | 67.87 | 74.77 | 12 | 6.6928 | 79.09 | 77.24 | 76.9 | 95.63 | 92.44 | 90.75
18 | 1 | 18 | 68799.8665 | 13494.7143 | 4403.4314 | 5197.9335 | 4746.9026 | 1801.987 | 1803.352 | 1384.6416 | 71.02 | 79.47 | 21 | 9.4675 | 80.9 | 78.94 | 80.82 | 90.03 | 86.12 | 88.41
19 | 1 | 19 | 68783.2452 | 13494.7143 | 4414.8869 | 5176.2434 | 4812.16 | 1899.424 | 2046.6423 | 1449.6588 | 70.65 | 79.73 | 19 | 9.5637 | 81.81 | 78.82 | 81.39 | 91.04 | 86.48 | 89.17
20 | 1 | 20 | 68325.3456 | 13494.7143 | 4524.4795 | 5275.5055 | 4853.7863 | 1899.424 | 1905.646 | 1449.6588 | 69.64 | 77.61 | 17 | 8.265 | 82.3 | 80.42 | 79.88 | 94.43 | 91.11 | 90.17
21 | 1 | 21 | 68742.5152 | 13494.7143 | 4548.9082 | 5404.8538 | 4856.001 | 1807.4742 | 1949.6024 | 1459.3232 | 71.96 | 81.61 | 21 | 10.8964 | 83.75 | 81.11 | 84.02 | 88.87 | 84.76 | 88.82
22 | 1 | 22 | 69792.0844 | 13395.1467 | 4460.3364 | 5235.3099 | 4768.5432 | 1801.987 | 1803.352 | 1384.6416 | 72.63 | 81.86 | 19 | 9.857 | 87.73 | 83.26 | 85.32 | 92.41 | 88.28 | 90.24
23 | 1 | 23 | 69124.4451 | 13322.6563 | 4496.9717 | 5275.4205 | 4790.1754 | 1801.987 | 2158.8018 | 1444.1572 | 73.44 | 82.72 | 17 | 11.4218 | 90.45 | 85.43 | 86.06 | 90.02 | 86.29 | 87.56
24 | 1 | 24 | 69371.4734 | 13494.7143 | 4407.734 | 5184.6967 | 4795.0805 | 1749.1067 | 1949.6024 | 1387.2315 | 70.14 | 77.69 | 18 | 7.8065 | 87.7 | 84.21 | 81.95 | 98.13 | 96.02 | 91.78
25 | 1 | 25 | 68800.8002 | 14937 | 4477.7827 | 5274.5373 | 4797.7953 | 1899.424 | 1905.646 | 1449.6588 | 77.91 | 90.74 | 23 | 15.6942 | 96.96 | 93.31 | 92.74 | 82.76 | 81.6 | 83.97
26 | 1 | 26 | 68857.1955 | 13494.7143 | 4378.2456 | 5140.5705 | 4707.411 | 1771.5776 | 1805.6391 | 1408.1722 | 69.23 | 77.2 | 24 | 7.7141 | 80.67 | 78.57 | 79.86 | 95.97 | 91.07 | 92.1
27 | 1 | 27 | 69685.3721 | 13395.1467 | 4444.0525 | 5212.0249 | 4786.9944 | 1720.2367 | 2279.2736 | 1408.1722 | 78.62 | 89.89 | 32 | 15.9077 | 101.78 | 95.84 | 97.56 | 85.92 | 83.09 | 87.67
28 | 1 | 28 | 68939.7685 | 14937 | 4649.7273 | 5457.9347 | 4938.1901 | 1801.987 | 1803.352 | 1392.7959 | 71.99 | 81.24 | 20 | 9.6829 | 85.87 | 84.96 | 83.65 | 93.46 | 90.75 | 90.14
29 | 1 | 29 | 68998.827 | 13494.7143 | 4435.6881 | 5232.6809 | 4780.6022 | 1899.424 | 1949.6024 | 1449.6588 | 69.61 | 77.06 | 20 | 7.597 | 81.63 | 79.71 | 80.08 | 95.98 | 92.08 | 91.75
30 | 1 | 30 | 69374.3941 | 14937 | 4454.7059 | 5256.5813 | 4834.5167 | 1708.6314 | 2279.2736 | 1392.7959 | 76.23 | 88.65 | 34 | 13.4628 | 91.38 | 90.61 | 90.83 | 87.28 | 84.36 | 87.58
31 | 1 | 31 | 68375.4192 | 14937 | 4482.9461 | 5310.4721 | 4896.157 | 1758.6374 | 1948.2376 | 1392.7959 | 68.93 | 75.99 | 12 | 7.915 | 82.51 | 81.69 | 80.1 | 94.42 | 93.79 | 90.92
32 | 1 | 32 | 69351.3314 | 13494.7143 | 4442.2403 | 5253.01 | 4770.7784 | 1807.4742 | 1936.4602 | 1459.3232 | 71.35 | 80.48 | 21 | 9.836 | 79.83 | 77.92 | 79.23 | 87.79 | 83.48 | 85.62
33 | 1 | 33 | 68740.3786 | 13494.7143 | 4420.4039 | 5253.1846 | 4781.7352 | 1663.2528 | 1787.5087 | 1355.6446 | 67.18 | 73.69 | 11 | 5.6177 | 76.09 | 74.59 | 75.39 | 97.17 | 92.83 | 91.96
34 | 1 | 34 | 68751.9625 | 13494.7143 | 4505.3976 | 5331.0428 | 4896.7831 | 1899.424 | 2069.1571 | 1482.8699 | 69.05 | 76.38 | 14 | 7.5053 | 79.54 | 78.37 | 77.15 | 95.5 | 91.08 | 89.67
35 | 1 | 35 | 69544.6465 | 13494.7143 | 4431.021 | 5256.0026 | 4783.9505 | 1737.1286 | 1868.6409 | 1355.6446 | 75.38 | 86.31 | 27 | 12.5449 | 88.84 | 86.61 | 87.98 | 87.95 | 83.71 | 87.44
36 | 1 | 36 | 69156.6044 | 13494.7143 | 4535.6911 | 5371.5952 | 4903.4204 | 1663.2528 | 1760.9619 | 1317.9344 | 67.45 | 73.33 | 9 | 5.3238 | 76.75 | 75.09 | 75.7 | 98.62 | 93.92 | 92.86
37 | 1 | 37 | 69006.8514 | 13494.7143 | 4370.488 | 5166.2448 | 4777.1189 | 1708.6314 | 1770.283 | 1355.6446 | 67.15 | 73.07 | 12 | 5.2211 | 79.62 | 77.82 | 77.17 | 101.04 | 97.56 | 94.33
38 | 1 | 38 | 68860.1082 | 14937 | 4402.0389 | 5217.0708 | 4793.1605 | 1801.987 | 1803.352 | 1408.1722 | 76.86 | 88.51 | 33 | 13.8749 | 90.88 | 89.44 | 91.08 | 85.48 | 82.16 | 86.95
39 | 1 | 39 | 69296.6455 | 13494.7143 | 4464.1112 | 5282.5114 | 4791.5353 | 1720.2367 | 1760.9619 | 1355.6446 | 77.85 | 89.75 | 29 | 14.6804 | 95.54 | 91.49 | 93.26 | 85.13 | 81.87 | 86.32
40 | 1 | 40 | 68677.4194 | 14937 | 4470.985 | 5333.4644 | 4862.0112 | 1899.424 | 2279.2736 | 1449.6588 | 74.3 | 85.49 | 25 | 12.279 | 88.17 | 87.97 | 86.6 | 89.41 | 86.62 | 87.77
41 | 1 | 41 | 68747.7697 | 13322.6563 | 4540.0529 | 5377.0652 | 4878.8376 | 1810.9535 | 2279.2736 | 1444.1572 | 69.44 | 76.37 | 11 | 7.5926 | 84.74 | 80.59 | 80.91 | 96.35 | 92.7 | 91.57
42 | 1 | 42 | 69202.2905 | 14937 | 4393.6578 | 5148.2149 | 4791.6019 | 1790.4881 | 1767.6823 | 1296.1056 | 82.35 | 97.37 | 33 | 19.1596 | 100.76 | 98.73 | 99 | 79.27 | 75.81 | 83.19
43 | 1 | 43 | 68772.5692 | 13494.7143 | 4474.6562 | 5263.2426 | 4823.894 | 1749.1067 | 1941.7533 | 1408.1722 | 75.17 | 84.97 | 27 | 13.0395 | 88.25 | 86.9 | 88.45 | 86.66 | 83.01 | 87.73
44 | 1 | 44 | 68908.39 | 14937 | 4328.9909 | 5184.1535 | 4802.7167 | 1718.593 | 2279.2736 | 1323.3186 | 70.53 | 79.18 | 24 | 8.8115 | 83.94 | 83.36 | 82.08 | 95.59 | 92.75 | 91.23
45 | 1 | 45 | 68549.8236 | 13494.7143 | 4498.9735 | 5344.8769 | 4874.0019 | 1790.4881 | 1941.7533 | 1359.4961 | 67.26 | 73.98 | 19 | 5.9771 | 81.21 | 78.86 | 77.19 | 100.08 | 96.65 | 93.06
46 | 1 | 46 | 68459.1051 | 12083.663 | 4542.6004 | 5439.8568 | 4957.5375 | 1899.424 | 2279.2736 | 1459.3232 | 64.4 | 68.49 | 4 | 3.5266 | 75.94 | 75.35 | 72.92 | 100.15 | 100.19 | 93.71
47 | 1 | 47 | 68945.0204 | 13322.6563 | 4536.1554 | 5452.3874 | 4949.4444 | 1844.1433 | 2204.3445 | 1484.599 | 68.57 | 74.86 | 17 | 5.9837 | 77.37 | 74.71 | 75.66 | 95.68 | 90.18 | 89.75
48 | 1 | 48 | 68534.2899 | 14937 | 4528.6106 | 5450.2309 | 4949.1741 | 1749.1067 | 1825.9549 | 1344.8863 | 69.09 | 76.82 | 25 | 7.246 | 79.81 | 78.77 | 79.07 | 95.38 | 91.65 | 91.06
49 | 2 | 1 | 68400.0706 | 12691.8834 | 4531.5599 | 5318.9003 | 4850.9622 | 1807.4742 | 1949.6024 | 1459.3232 | 61.49 | 64.36 | 2 | 0.48841 | 69.21 | 67.85 | 67.07 | 105.05 | 101.36 | 95.63
50 | 2 | 2 | 69403.2674 | 13322.6563 | 4434.7963 | 5186.3868 | 4735.0444 | 1801.987 | 1803.352 | 1408.1722 | 65.75 | 70.6 | 12 | 3.6038 | 76.63 | 73.98 | 74.13 | 101.55 | 98.07 | 94.54
51 | 2 | 3 | 69090.2914 | 13494.7143 | 4485.8058 | 5291.5689 | 4826.2548 | 1758.6374 | 1796.3072 | 1408.1722 | 71.3 | 79.26 | 25 | 9.1612 | 83.55 | 82.26 | 84.07 | 92.74 | 89.24 | 91.31
52 | 2 | 4 | 68584.0448 | 13322.6563 | 4469.9313 | 5265.748 | 4823.3746 | 1807.4742 | 1760.9619 | 1459.3232 | 63.33 | 67.59 | 6 | 2.1458 | 71.46 | 69.9 | 69.69 | 102.65 | 98.85 | 94.33
53 | 2 | 5 | 69000.8812 | 13494.7143 | 4478.5523 | 5217.598 | 4765.5726 | 1807.4742 | 1941.7533 | 1459.3232 | 69.83 | 77.62 | 23 | 7.6141 | 79.87 | 77.78 | 78.77 | 93.67 | 89.46 | 89.76
54 | 2 | 6 | 68615.6369 | 13322.6563 | 4431.9772 | 5215.5837 | 4810.8684 | 1807.4742 | 2279.2736 | 1459.3232 | 69.82 | 77.95 | 19 | 8.4382 | 78.73 | 75.89 | 78.51 | 91.05 | 86.38 | 88.56
55 | 2 | 7 | 69165.2913 | 14937 | 4583.2354 | 5409.3336 | 4904.6812 | 1899.424 | 1905.646 | 1449.6588 | 71.82 | 81.27 | 20 | 9.6378 | 83.94 | 81.84 | 83.24 | 91.52 | 87.5 | 89.44
56 | 2 | 8 | 69086.9299 | 13494.7143 | 4563.1303 | 5366.0394 | 4850.3112 | 1899.424 | 1905.646 | 1449.6588 | 70.11 | 77 | 17 | 8.3596 | 87.23 | 85 | 83.31 | 96.21 | 95.17 | 92.24
57 | 2 | 9 | 69253.2552 | 13494.7143 | 4536.3302 | 5300.9034 | 4845.5187 | 1839.0892 | 2279.2736 | 1482.8699 | 73.71 | 82.49 | 21 | 11.3158 | 86.01 | 82.63 | 84.25 | 87.1 | 83.23 | 85.97
58 | 2 | 10 | 68536.6681 | 14937 | 4480.612 | 5292.7029 | 4790.7152 | 1718.593 | 2279.2736 | 1301.4559 | 66.5 | 73.45 | 12 | 6.0821 | 78.23 | 78.54 | 75.85 | 98.55 | 96.83 | 92.61
59 | 2 | 11 | 68526.266 | 13494.7143 | 4469.2163 | 5292.2195 | 4842.7566 | 1899.424 | 1949.6024 | 1459.3232 | 70.72 | 79.43 | 24 | 9.6651 | 81 | 79.14 | 80.69 | 90.55 | 86.38 | 88.69
60 | 2 | 12 | 68680.6149 | 13494.7143 | 4514.4258 | 5305.1915 | 4891.7999 | 1899.424 | 2279.2736 | 1449.6588 | 64.82 | 69.7 | 7 | 3.4134 | 74.05 | 72.28 | 72.28 | 100.14 | 96.92 | 93.19
61 | 2 | 13 | 68880.0217 | 14937 | 4497.3112 | 5295.8599 | 4834.1859 | 1807.4742 | 2046.6423 | 1459.3232 | 68.66 | 76.25 | 14 | 6.3488 | 81.8 | 81.21 | 79.28 | 99.21 | 96.96 | 93.29
62 | 2 | 14 | 69188.5029 | 13494.7143 | 4466.4277 | 5257.3855 | 4824.8535 | 1807.4742 | 1803.352 | 1459.3232 | 72.41 | 81.27 | 15 | 10.2793 | 89.28 | 85.63 | 84.13 | 91.23 | 89.35 | 87.68
63 | 2 | 15 | 69074.6457 | 13494.7143 | 4480.4161 | 5250.2831 | 4842.3863 | 1749.1067 | 1716.1429 | 1408.1722 | 65.59 | 71.11 | 15 | 3.9379 | 75.75 | 73.43 | 73.27 | 100.91 | 96.76 | 93.25
64 | 2 | 16 | 69130.2452 | 13494.7143 | 4489.8994 | 5283.5832 | 4788.9173 | 1758.6374 | 1760.9619 | 1408.1722 | 78.96 | 91.58 | 30 | 16.8909 | 93.05 | 89.04 | 91.56 | 77.86 | 73.76 | 80.75
65 | 2 | 17 | 69015.6558 | 13494.7143 | 4451.0751 | 5218.1953 | 4736.6113 | 1749.9464 | 1826.2832 | 1408.1722 | 67.85 | 74.74 | 12 | 6.6928 | 79.06 | 77.22 | 76.88 | 95.62 | 92.44 | 90.75
66 | 2 | 18 | 68799.8665 | 13494.7143 | 4403.4314 | 5197.9335 | 4746.9026 | 1801.987 | 1803.352 | 1384.6416 | 70.61 | 78.9 | 20 | 9.0464 | 80.33 | 78.23 | 80.29 | 90.72 | 86.62 | 88.85
67 | 2 | 19 | 68783.2452 | 13494.7143 | 4414.8869 | 5176.2434 | 4812.16 | 1899.424 | 2046.6423 | 1449.6588 | 70.63 | 79.7 | 19 | 9.5637 | 81.77 | 78.78 | 81.34 | 91.02 | 86.46 | 89.15
68 | 2 | 20 | 68325.3456 | 13494.7143 | 4524.4795 | 5275.5055 | 4853.7863 | 1899.424 | 1905.646 | 1449.6588 | 68.93 | 76.49 | 17 | 7.6091 | 81.03 | 79.2 | 78.98 | 95.15 | 91.85 | 90.83
69 | 2 | 21 | 68742.5152 | 13494.7143 | 4548.9082 | 5404.8538 | 4856.001 | 1807.4742 | 1949.6024 | 1459.3232 | 71.93 | 81.57 | 21 | 10.8964 | 83.72 | 81.07 | 83.98 | 88.85 | 84.75 | 88.81
70 | 2 | 22 | 69792.0844 | 13395.1467 | 4460.3364 | 5235.3099 | 4768.5432 | 1801.987 | 1803.352 | 1384.6416 | 73.33 | 83.06 | 18 | 10.6216 | 88.44 | 83.99 | 86.2 | 90.88 | 86.69 | 89.33
71 | 2 | 23 | 69124.4451 | 13322.6563 | 4496.9717 | 5275.4205 | 4790.1754 | 1801.987 | 2158.8018 | 1444.1572 | 73.4 | 82.67 | 17 | 11.4218 | 90.36 | 85.34 | 85.97 | 89.96 | 86.22 | 87.52
72 | 2 | 24 | 69371.4734 | 13494.7143 | 4407.734 | 5184.6967 | 4795.0805 | 1749.1067 | 1949.6024 | 1387.2315 | 69.7 | 76.95 | 16 | 7.4078 | 86.74 | 83.19 | 81.2 | 98.43 | 96.25 | 92.02
73 | 2 | 25 | 68800.8002 | 14937 | 4477.7827 | 5274.5373 | 4797.7953 | 1899.424 | 1905.646 | 1449.6588 | 78.1 | 91 | 23 | 15.8659 | 97.22 | 93.52 | 93 | 82.48 | 81.29 | 83.82
74 | 2 | 26 | 68857.1955 | 13494.7143 | 4378.2456 | 5140.5705 | 4707.411 | 1771.5776 | 1805.6391 | 1408.1722 | 69.2 | 77.16 | 24 | 7.7141 | 80.62 | 78.53 | 79.83 | 95.95 | 91.05 | 92.09
75 | 2 | 27 | 69685.3721 | 13395.1467 | 4444.0525 | 5212.0249 | 4786.9944 | 1720.2367 | 2279.2736 | 1408.1722 | 79.06 | 90.63 | 31 | 16.4003 | 102.12 | 96.21 | 97.9 | 84.82 | 82.01 | 86.9
76 | 2 | 28 | 68939.7685 | 14937 | 4649.7273 | 5457.9347 | 4938.1901 | 1801.987 | 1803.352 | 1392.7959 | 71.26 | 80.1 | 19 | 9.0002 | 84.58 | 83.74 | 82.74 | 94.18 | 91.49 | 90.81
77 | 2 | 29 | 68998.827 | 13494.7143 | 4435.6881 | 5232.6809 | 4780.6022 | 1899.424 | 1949.6024 | 1449.6588 | 69.03 | 76.11 | 19 | 7.1039 | 80.44 | 78.43 | 79.09 | 96.36 | 92.37 | 92.02
78 | 2 | 30 | 69374.3941 | 14937 | 4454.7059 | 5256.5813 | 4834.5167 | 1708.6314 | 2279.2736 | 1392.7959 | 76.13 | 88.5 | 33 | 13.3844 | 91.23 | 90.47 | 90.66 | 87.38 | 84.47 | 87.6
79 | 2 | 31 | 68375.4192 | 14937 | 4482.9461 | 5310.4721 | 4896.157 | 1758.6374 | 1948.2376 | 1392.7959 | 68.94 | 76 | 12 | 7.915 | 82.56 | 81.72 | 80.13 | 94.45 | 93.81 | 90.94
80 | 2 | 32 | 69351.3314 | 13494.7143 | 4442.2403 | 5253.01 | 4770.7784 | 1807.4742 | 1936.4602 | 1459.3232 | 72.5 | 82.4 | 19 | 11.0708 | 80.9 | 78.89 | 80.59 | 85.2 | 80.8 | 84.13
81 | 2 | 33 | 68740.3786 | 13494.7143 | 4420.4039 | 5253.1846 | 4781.7352 | 1663.2528 | 1787.5087 | 1355.6446 | 67.16 | 73.68 | 11 | 5.6177 | 76.07 | 74.57 | 75.37 | 97.16 | 92.82 | 91.95
82 | 2 | 34 | 68751.9625 | 13494.7143 | 4505.3976 | 5331.0428 | 4896.7831 | 1899.424 | 2069.1571 | 1482.8699 | 68.31 | 75.26 | 13 | 6.8009 | 78.41 | 77.41 | 76.09 | 96.51 | 92.24 | 90.27
83 | 2 | 35 | 69544.6465 | 13494.7143 | 4431.021 | 5256.0026 | 4783.9505 | 1737.1286 | 1868.6409 | 1355.6446 | 74.8 | 85.46 | 27 | 11.9858 | 88.39 | 86.07 | 87.71 | 88.96 | 84.79 | 88.32
84 | 2 | 36 | 69156.6044 | 13494.7143 | 4535.6911 | 5371.5952 | 4903.4204 | 1663.2528 | 1760.9619 | 1317.9344 | 67.45 | 73.34 | 9 | 5.3238 | 76.75 | 75.1 | 75.7 | 98.62 | 93.91 | 92.86
85 | 2 | 37 | 69006.8514 | 13494.7143 | 4370.488 | 5166.2448 | 4777.1189 | 1708.6314 | 1770.283 | 1355.6446 | 67.12 | 73.04 | 12 | 5.2211 | 79.57 | 77.78 | 77.13 | 101.01 | 97.54 | 94.32
86 | 2 | 38 | 68860.1082 | 14937 | 4402.0389 | 5217.0708 | 4793.1605 | 1801.987 | 1803.352 | 1408.1722 | 76.39 | 87.7 | 31 | 13.503 | 90.08 | 88.49 | 90.26 | 85.89 | 82.42 | 87.1
87 | 2 | 39 | 69296.6455 | 13494.7143 | 4464.1112 | 5282.5114 | 4791.5353 | 1720.2367 | 1760.9619 | 1355.6446 | 78.47 | 90.62 | 28 | 15.3672 | 96.11 | 92.29 | 94.19 | 83.7 | 80.61 | 85.66
88 | 2 | 40 | 68677.4194 | 14937 | 4470.985 | 5333.4644 | 4862.0112 | 1899.424 | 2279.2736 | 1449.6588 | 74.28 | 85.47 | 25 | 12.279 | 88.12 | 87.92 | 86.55 | 89.39 | 86.59 | 87.75
89 | 2 | 41 | 68747.7697 | 13322.6563 | 4540.0529 | 5377.0652 | 4878.8376 | 1810.9535 | 2279.2736 | 1444.1572 | 69.42 | 76.34 | 11 | 7.5926 | 84.68 | 80.52 | 80.85 | 96.32 | 92.65 | 91.53
90 | 2 | 42 | 69202.2905 | 14937 | 4393.6578 | 5148.2149 | 4791.6019 | 1790.4881 | 1767.6823 | 1296.1056 | 82.35 | 97.38 | 33 | 19.1596 | 100.77 | 98.73 | 99 | 79.27 | 75.8 | 83.18
91 | 2 | 43 | 68772.5692 | 13494.7143 | 4474.6562 | 5263.2426 | 4823.894 | 1749.1067 | 1941.7533 | 1408.1722 | 75.21 | 85 | 27 | 13.0395 | 88.29 | 86.94 | 88.49 | 86.67 | 83.01 | 87.73
92 | 2 | 44 | 68908.39 | 14937 | 4328.9909 | 5184.1535 | 4802.7167 | 1718.593 | 2279.2736 | 1323.3186 | 70.53 | 79.17 | 24 | 8.8115 | 83.94 | 83.36 | 82.07 | 95.58 | 92.75 | 91.22
93 | 2 | 45 | 68549.8236 | 13494.7143 | 4498.9735 | 5344.8769 | 4874.0019 | 1790.4881 | 1941.7533 | 1359.4961 | 67.25 | 73.96 | 19 | 5.9771 | 81.19 | 78.84 | 77.17 | 100.06 | 96.63 | 93.04
94 | 2 | 46 | 68459.1051 | 12083.663 | 4542.6004 | 5439.8568 | 4957.5375 | 1899.424 | 2279.2736 | 1459.3232 | 64.41 | 68.51 | 4 | 3.5266 | 75.94 | 75.34 | 72.92 | 100.14 | 100.16 | 93.7
95 | 2 | 47 | 68945.0204 | 13322.6563 | 4536.1554 | 5452.3874 | 4949.4444 | 1844.1433 | 2204.3445 | 1484.599 | 68.59 | 74.87 | 17 | 5.9837 | 77.37 | 74.7 | 75.66 | 95.67 | 90.16 | 89.73
96 | 2 | 48 | 68534.2899 | 14937 | 4528.6106 | 5450.2309 | 4949.1741 | 1749.1067 | 1825.9549 | 1344.8863 | 68.67 | 76.16 | 21 | 6.9242 | 79.02 | 77.94 | 78.42 | 95.61 | 91.8 | 91.21
97 | 3 | 1 | 68400.0706 | 12691.8834 | 4531.5599 | 5318.9003 | 4850.9622 | 1807.4742 | 1949.6024 | 1459.3232 | 66.16 | 71.44 | 7 | 5.1371 | 82.03 | 77.41 | 76.39 | 100.4 | 97.89 | 93.3
98 | 3 | 2 | 69403.2674 | 13322.6563 | 4434.7963 | 5186.3868 | 4735.0444 | 1801.987 | 1803.352 | 1408.1722 | 65.32 | 69.72 | 5 | 3.2126 | 77.79 | 74.61 | 73.93 | 103.2 | 99.97 | 95.11
99 | 3 | 3 | 69090.2914 | 13494.7143 | 4485.8058 | 5291.5689 | 4826.2548 | 1758.6374 | 1796.3072 | 1408.1722 | 74.57 | 84.93 | 20 | 12.8382 | 95.54 | 91.43 | 91.25 | 89.41 | 88.49 | 89.2
100 | 3 | 4 | 68584.0448 | 13322.6563 | 4469.9313 | 5265.748 | 4823.3746 | 1807.4742 | 1760.9619 | 1459.3232 | 62.82 | 66.88 | 7 | 1.8477 | 70.44 | 69.12 | 68.71 | 102.77 | 99.07 | 94.24
101 | 3 | 5 | 69000.8812 | 13494.7143 | 4478.5523 | 5217.598 | 4765.5726 | 1807.4742 | 1941.7533 | 1459.3232 | 74.15 | 84.46 | 26 | 12.1926 | 89.18 | 85.99 | 87.47 | 87.4 | 84.34 | 87.35
102 | 3 | 6 | 68615.6369 | 13322.6563 | 4431.9772 | 5215.5837 | 4810.8684 | 1807.4742 | 2279.2736 | 1459.3232 | 66.9 | 73.11 | 12 | 5.6749 | 75.85 | 73.44 | 74.79 | 96.56 | 92.04 | 91.24
103 | 3 | 7 | 69165.2913 | 14937 | 4583.2354 | 5409.3336 | 4904.6812 | 1899.424 | 1905.646 | 1449.6588 | 71 | 80 | 18 | 8.9138 | 83.23 | 81.24 | 82.06 | 93.22 | 89.4 | 90.34
104 | 3 | 8 | 69086.9299 | 13494.7143 | 4563.1303 | 5366.0394 | 4850.3112 | 1899.424 | 1905.646 | 1449.6588 | 63.17 | 66.85 | 9 | 1.7008 | 73.34 | 71.43 | 70.05 | 104.09 | 100.93 | 95.12
105 | 3 | 9 | 69253.2552 | 13494.7143 | 4536.3302 | 5300.9034 | 4845.5187 | 1839.0892 | 2279.2736 | 1482.8699 | 73.16 | 81.72 | 22 | 11.0232 | 85.72 | 83.91 | 84.82 | 87.94 | 85.31 | 87.29
106 | 3 | 10 | 68536.6681 | 14937 | 4480.612 | 5292.7029 | 4790.7152 | 1718.593 | 2279.2736 | 1301.4559 | 62.59 | 67.27 | 6 | 2.7326 | 72.06 | 71.61 | 69.88 | 102.65 | 100.02 | 94.72
107 | 3 | 11 | 68526.266 | 13494.7143 | 4469.2163 | 5292.2195 | 4842.7566 | 1899.424 | 1949.6024 | 1459.3232 | 73.78 | 84.23 | 21 | 13.0135 | 94.76 | 89.94 | 90.2 | 89.34 | 88.36 | 89.56
108 | 3 | 12 | 68680.6149 | 13494.7143 | 4514.4258 | 5305.1915 | 4891.7999 | 1899.424 | 2279.2736 | 1449.6588 | 64.69 | 69.64 | 9 | 3.4348 | 73.19 | 71.21 | 71.29 | 99.94 | 95.82 | 92.38
109 | 3 | 13 | 68880.0217 | 14937 | 4497.3112 | 5295.8599 | 4834.1859 | 1807.4742 | 2046.6423 | 1459.3232 | 69.8 | 77.92 | 14 | 7.5474 | 85.77 | 84.89 | 82.33 | 98.39 | 97.11 | 93.16
110 | 3 | 14 | 69188.5029 | 13494.7143 | 4466.4277 | 5257.3855 | 4824.8535 | 1807.4742 | 1803.352 | 1459.3232 | 74.76 | 85.02 | 17 | 12.9059 | 96.54 | 89.97 | 89.61 | 90.09 | 87.22 | 87.84
111 | 3 | 15 | 69074.6457 | 13494.7143 | 4480.4161 | 5250.2831 | 4842.3863 | 1749.1067 | 1716.1429 | 1408.1722 | 71.61 | 80.23 | 19 | 9.8968 | 92.81 | 87.03 | 85.44 | 94.36 | 93.6 | 90.51
112 | 3 | 16 | 69130.2452 | 13494.7143 | 4489.8994 | 5283.5832 | 4788.9173 | 1758.6374 | 1760.9619 | 1408.1722 | 74.87 | 84.94 | 20 | 12.9649 | 91.04 | 86.59 | 87.13 | 85.27 | 83.24 | 85.19
113 | 3 | 17 | 69015.6558 | 13494.7143 | 4451.0751 | 5218.1953 | 4736.6113 | 1749.9464 | 1826.2832 | 1408.1722 | 69.17 | 76.99 | 19 | 8.1203 | 80.29 | 78.3 | 78.35 | 93.1 | 89.2 | 89.01
114 | 3 | 18 | 68799.8665 | 13494.7143 | 4403.4314 | 5197.9335 | 4746.9026 | 1801.987 | 1803.352 | 1384.6416 | 66.46 | 72.23 | 13 | 5.1971 | 77.74 | 75.77 | 75.7 | 99.49 | 95.81 | 93.35
115 | 3 | 19 | 68783.2452 | 13494.7143 | 4414.8869 | 5176.2434 | 4812.16 | 1899.424 | 2046.6423 | 1449.6588 | 67.06 | 73.71 | 14 | 6.147 | 79.81 | 77.07 | 76.95 | 98.24 | 94.9 | 92.33
116 | 3 | 20 | 68325.3456 | 13494.7143 | 4524.4795 | 5275.5055 | 4853.7863 | 1899.424 | 1905.646 | 1449.6588 | 67.83 | 74.62 | 15 | 6.7525 | 79.77 | 77.58 | 77.7 | 96.89 | 93.21 | 92.09
117 | 3 | 21 | 68742.5152 | 13494.7143 | 4548.9082 | 5404.8538 | 4856.001 | 1807.4742 | 1949.6024 | 1459.3232 | 67.11 | 73.82 | 15 | 6.3328 | 78.36 | 75.91 | 77.14 | 97.03 | 92.76 | 92.65
118 | 3 | 22 | 69792.0844 | 13395.1467 | 4460.3364 | 5235.3099 | 4768.5432 | 1801.987 | 1803.352 | 1384.6416 | 76.23 | 87.05 | 23 | 13.5442 | 98 | 91.52 | 92.61 | 88.03 | 86.19 | 88.13
119 | 3 | 23 | 69124.4451 | 13322.6563 | 4496.9717 | 5275.4205 | 4790.1754 | 1801.987 | 2158.8018 | 1444.1572 | 70.02 | 77.77 | 14 | 8.3139 | 79.8 | 77.94 | 79.14 | 91.71 | 87.58 | 88.74
120 | 3 | 24 | 69371.4734 | 13494.7143 | 4407.734 | 5184.6967 | 4795.0805 | 1749.1067 | 1949.6024 | 1387.2315 | 68.38 | 75.28 | 15 | 6.5696 | 85 | 80.51 | 79.94 | 99.04 | 96.75 | 93.11
121 | 3 | 25 | 68800.8002 | 14937 | 4477.7827 | 5274.5373 | 4797.7953 | 1899.424 | 1905.646 | 1449.6588 | 72.87 | 81.87 | 19 | 10.6882 | 89.55 | 85.9 | 85.06 | 90.61 | 88.92 | 88.03
122 | 3 | 26 | 68857.1955 | 13494.7143 | 4378.2456 | 5140.5705 | 4707.411 | 1771.5776 | 1805.6391 | 1408.1722 | 71.61 | 81.01 | 21 | 10.1849 | 88.1 | 84.69 | 85.11 | 92.82 | 89.85 | 90.45
123 | 3 | 27 | 69685.3721 | 13395.1467 | 4444.0525 | 5212.0249 | 4786.9944 | 1720.2367 | 2279.2736 | 1408.1722 | 80.52 | 92.73 | 37 | 17.9992 | 100.66 | 96.96 | 99.43 | 80.1 | 77.61 | 85.03
124 | 3 | 28 | 68939.7685 | 14937 | 4649.7273 | 5457.9347 | 4938.1901 | 1801.987 | 1803.352 | 1392.7959 | 72.63 | 81.87 | 20 | 10.2765 | 91.24 | 88.68 | 86.76 | 94.1 | 93.13 | 91.04
125 | 3 | 29 | 68998.827 | 13494.7143 | 4435.6881 | 5232.6809 | 4780.6022 | 1899.424 | 1949.6024 | 1449.6588 | 65.8 | 70.8 | 12 | 3.9506 | 75.32 | 73.66 | 73.7 | 101.05 | 96.94 | 94.1
126 | 3 | 30 | 69374.3941 | 14937 | 4454.7059 | 5256.5813 | 4834.5167 | 1708.6314 | 2279.2736 | 1392.7959 | 81.06 | 96.47 | 37 | 18.3222 | 97.82 | 97.2 | 97.77 | 79.13 | 76.33 | 83.19
127 | 3 | 31 | 68375.4192 | 14937 | 4482.9461 | 5310.4721 | 4896.157 | 1758.6374 | 1948.2376 | 1392.7959 | 69.33 | 76.79 | 10 | 8.3098 | 84.12 | 82.2 | 80.9 | 95.21 | 93.5 | 91.23
128 | 3 | 32 | 69351.3314 | 13494.7143 | 4442.2403 | 5253.01 | 4770.7784 | 1807.4742 | 1936.4602 | 1459.3232 | 70.89 | 79.77 | 16 | 9.5963 | 81.48 | 78.66 | 80.34 | 89.09 | 85.28 | 87.18
129 | 3 | 33 | 68740.3786 | 13494.7143 | 4420.4039 | 5253.1846 | 4781.7352 | 1663.2528 | 1787.5087 | 1355.6446 | 65.69 | 71.28 | 10 | 4.3064 | 76.06 | 74.27 | 73.57 | 100.69 | 96.71 | 93.32
130 | 3 | 34 | 68751.9625 | 13494.7143 | 4505.3976 | 5331.0428 | 4896.7831 | 1899.424 | 2069.1571 | 1482.8699 | 76.77 | 88.24 | 20 | 15.3252 | 95.03 | 91.21 | 90.8 | 83.52 | 81.61 | 84.52
131 | 3 | 35 | 69544.6465 | 13494.7143 | 4431.021 | 5256.0026 | 4783.9505 | 1737.1286 | 1868.6409 | 1355.6446 | 72.61 | 81.84 | 23 | 10.005 | 88.23 | 84.88 | 85.84 | 92.64 | 89.55 | 90.45
132 | 3 | 36 | 69156.6044 | 13494.7143 | 4535.6911 | 5371.5952 | 4903.4204 | 1663.2528 | 1760.9619 | 1317.9344 | 71.33 | 79.42 | 13 | 9.2296 | 85.85 | 82.59 | 83.17 | 93.76 | 90.58 | 90.97
133 | 3 | 37 | 69006.8514 | 13494.7143 | 4370.488 | 5166.2448 | 4777.1189 | 1708.6314 | 1770.283 | 1355.6446 | 74.45 | 84.69 | 16 | 12.5826 | 99.76 | 92.98 | 91.52 | 93.68 | 91.84 | 90.72
134 | 3 | 38 | 68860.1082 | 14937 | 4402.0389 | 5217.0708 | 4793.1605 | 1801.987 | 1803.352 | 1408.1722 | 81.93 | 96.6 | 36 | 19.1246 | 99.85 | 97.61 | 100.05 | 78.25 | 74.88 | 83.9
135 | 3 | 39 | 69296.6455 | 13494.7143 | 4464.1112 | 5282.5114 | 4791.5353 | 1720.2367 | 1760.9619 | 1355.6446 | 75.56 | 86.28 | 26 | 12.8055 | 89.69 | 87.03 | 88.06 | 85.92 | 82.65 | 85.83
136 | 3 | 40 | 68677.4194 | 14937 | 4470.985 | 5333.4644 | 4862.0112 | 1899.424 | 2279.2736 | 1449.6588 | 77.89 | 90.26 | 27 | 15.9258 | 98.18 | 95.25 | 94.22 | 86.04 | 84.05 | 86.94
137 | 3 | 41 | 68747.7697 | 13322.6563 | 4540.0529 | 5377.0652 | 4878.8376 | 1810.9535 | 2279.2736 | 1444.1572 | 65.25 | 70.21 | 9 | 3.6081 | 75.94 | 73.6 | 73.54 | 101 | 97.09 | 93.81
138 | 3 | 42 | 69202.2905 | 14937 | 4393.6578 | 5148.2149 | 4791.6019 | 1790.4881 | 1767.6823 | 1296.1056 | 79.28 | 92.3 | 30 | 16.4677 | 100.48 | 97.43 | 96.22 | 85.64 | 83 | 86.36
139 | 3 | 43 | 68772.5692 | 13494.7143 | 4474.6562 | 5263.2426 | 4823.894 | 1749.1067 | 1941.7533 | 1408.1722 | 76.53 | 86.17 | 27 | 14.3756 | 89.95 | 89.88 | 90.71 | 83.95 | 81.55 | 86.41
140 | 3 | 44 | 68908.39 | 14937 | 4328.9909 | 5184.1535 | 4802.7167 | 1718.593 | 2279.2736 | 1323.3186 | 72.97 | 82.79 | 22 | 11.5529 | 87.61 | 86.83 | 85.34 | 90.34 | 88.42 | 88.39
141 | 3 | 45 | 68549.8236 | 13494.7143 | 4498.9735 | 5344.8769 | 4874.0019 | 1790.4881 | 1941.7533 | 1359.4961 | 70.86 | 79.46 | 13 | 9.8222 | 87.7 | 84.64 | 83.07 | 94.25 | 92 | 90.69
142 | 3 | 46 | 68459.1051 | 12083.663 | 4542.6004 | 5439.8568 | 4957.5375 | 1899.424 | 2279.2736 | 1459.3232 | 61.8 | 64.56 | 5 | 1.2137 | 69.85 | 70 | 67.96 | 103.87 | 101.4 | 94.74
143 | 3 | 47 | 68945.0204 | 13322.6563 | 4536.1554 | 5452.3874 | 4949.4444 | 1844.1433 | 2204.3445 | 1484.599 | 68.79 | 75.46 | 14 | 6.417 | 76.57 | 75.04 | 74.54 | 95.03 | 89.71 | 88.76
144 | 3 | 48 | 68534.2899 | 14937 | 4528.6106 | 5450.2309 | 4949.1741 | 1749.1067 | 1825.9549 | 1344.8863 | 68.71 | 76.89 | 18 | 7.3109 | 79.52 | 78.4 | 78.75 | 95.41 | 91.45 | 91.11
145 | 4 | 1 | 68400.0706 | 12691.8834 | 4531.5599 | 5318.9003 | 4850.9622 | 1807.4742 | 1949.6024 | 1459.3232 | 61.91 | 65.14 | 1 | 1.2024 | 71.34 | 69.25 | 68.37 | 104.26 | 101.06 | 95.23
146 | 4 | 2 | 69403.2674 | 13322.6563 | 4434.7963 | 5186.3868 | 4735.0444 | 1801.987 | 1803.352 | 1408.1722 | 68.04 | 74.02 | 11 | 5.8683 | 83.24 | 79.18 | 79.38 | 99.86 | 96.62 | 94.08
147 | 4 | 3 | 69090.2914 | 13494.7143 | 4485.8058 | 5291.5689 | 4826.2548 | 1758.6374 | 1796.3072 | 1408.1722 | 66.95 | 73.24 | 15 | 5.2382 | 76.89 | 75.53 | 75.66 | 98.18 | 94.64 | 92.53
148 | 4 | 4 | 68584.0448 | 13322.6563 | 4469.9313 | 5265.748 | 4823.3746 | 1807.4742 | 1760.9619 | 1459.3232 | 64.78 | 69.79 | 11 | 3.6579 | 73.73 | 71.91 | 72.18 | 100.53 | 96.43 | 93.41
149 | 4 | 5 | 69000.8812 | 13494.7143 | 4478.5523 | 5217.598 | 4765.5726 | 1807.4742 | 1941.7533 | 1459.3232 | 72.51 | 81.97 | 21 | 10.5776 | 88.6 | 84.09 | 85.34 | 91.15 | 87.74 | 89.12
150 | 4 | 6 | 68615.6369 | 13322.6563 | 4431.9772 | 5215.5837 | 4810.8684 | 1807.4742 | 2279.2736 | 1459.3232 | 67.71 | 74.57 | 15 | 6.6566 | 76.92 | 74.4 | 76.59 | 94.88 | 90.28 | 90.96
151 | 4 | 7 | 69165.2913 | 14937 | 4583.2354 | 5409.3336 | 4904.6812 | 1899.424 | 1905.646 | 1449.6588 | 80.55 | 94.92 | 29 | 18.3574 | 109.48 | 101.97 | 101.64 | 84.6 | 83.96 | 86.53
152 | 4 | 8 | 69086.9299 | 13494.7143 | 4563.1303 | 5366.0394 | 4850.3112 | 1899.424 | 1905.646 | 1449.6588 | 72.7 | 81.92 | 18 | 11.1172 | 97.83 | 91.51 | 89.42 | 95.15 | 94.67 | 91.43
153 | 4 | 9 | 69253.2552 | 13494.7143 | 4536.3302 | 5300.9034 | 4845.5187 | 1839.0892 | 2279.2736 | 1482.8699 | 70.48 | 78.26 | 19 | 8.294 | 81.25 | 79.25 | 79.95 | 92.34 | 88.99 | 89.25
154 | 4 | 10 | 68536.6681 | 14937 | 4480.612 | 5292.7029 | 4790.7152 | 1718.593 | 2279.2736 | 1301.4559 | 63.71 | 69.06 | 11 | 3.5841 | 74.07 | 74 | 71.75 | 101.98 | 99.71 | 94.46
155 | 4 | 11 | 68526.266 | 13494.7143 | 4469.2163 | 5292.2195 | 4842.7566 | 1899.424 | 1949.6024 | 1459.3232 | 67.54 | 74.29 | 19 | 6.8759 | 80.58 | 78.35 | 77.99 | 96.7 | 94 | 91.87
156 | 4 | 12 | 68680.6149 | 13494.7143 | 4514.4258 | 5305.1915 | 4891.7999 | 1899.424 | 2279.2736 | 1449.6588 | 65.03 | 70.24 | 8 | 3.8054 | 77.23 | 74.16 | 73.62 | 101.4 | 98.08 | 93.63
157 | 4 | 13 | 68880.0217 | 14937 | 4497.3112 | 5295.8599 | 4834.1859 | 1807.4742 | 2046.6423 | 1459.3232 | 74.49 | 85.21 | 17 | 12.2959 | 99.52 | 94.99 | 92.01 | 93.42 | 94.14 | 90.97
158 | 4 | 14 | 69188.5029 | 13494.7143 | 4466.4277 | 5257.3855 | 4824.8535 | 1807.4742 | 1803.352 | 1459.3232 | 72.17 | 80.99 | 19 | 10.1344 | 89.44 | 84.5 | 84.89 | 92.79 | 89.46 | 89.67
159 | 4 | 15 | 69074.6457 | 13494.7143 | 4480.4161 | 5250.2831 | 4842.3863 | 1749.1067 | 1716.1429 | 1408.1722 | 66.8 | 72.96 | 11 | 5.303 | 78.32 | 75.63 | 75.78 | 98.55 | 95.07 | 92.47
160 | 4 | 16 | 69130.2452 | 13494.7143 | 4489.8994 | 5283.5832 | 4788.9173 | 1758.6374 | 1760.9619 | 1408.1722 | 71.33 | 79.76 | 16 | 9.5314 | 86.8 | 82.28 | 82.82 | 92.36 | 89.17 | 89.21
161 | 4 | 17 | 69015.6558 | 13494.7143 | 4451.0751 | 5218.1953 | 4736.6113 | 1749.9464 | 1826.2832 | 1408.1722 | 74.12 | 84.71 | 26 | 12.8996 | 91.19 | 87.51 | 86.7 | 87.48 | 84.35 | 85.47
162 | 4 | 18 | 68799.8665 | 13494.7143 | 4403.4314 | 5197.9335 | 4746.9026 | 1801.987 | 1803.352 | 1384.6416 | 65.05 | 70.25 | 13 | 3.7818 | 74.36 | 72.45 | 72.64 | 101.02 | 96.67 | 93.79
163 | 4 | 19 | 68783.2452 | 13494.7143 | 4414.8869 | 5176.2434 | 4812.16 | 1899.424 | 2046.6423 | 1449.6588 | 68.33 | 75.43 | 15 | 7.3941 | 79.18 | 76.88 | 78.61 | 95.11 | 90.83 | 91.41
164 | 4 | 20 | 68325.3456 | 13494.7143 | 4524.4795 | 5275.5055 | 4853.7863 | 1899.424 | 1905.646 | 1449.6588 | 65.95 | 71.77 | 10 | 4.9005 | 75.78 | 74.28 | 74.16 | 98.86 | 94.96 | 92.54
165 | 4 | 21 | 68742.5152 | 13494.7143 | 4548.9082 | 5404.8538 | 4856.001 | 1807.4742 | 1949.6024 | 1459.3232 | 65.8 | 71.65 | 13 | 5.1129 | 75.96 | 73.49 | 74.85 | 98.33 | 93.82 | 93.11
166 | 4 | 22 | 69792.0844 | 13395.1467 | 4460.3364 | 5235.3099 | 4768.5432 | 1801.987 | 1803.352 | 1384.6416 | 68.87 | 75.79 | 13 | 6.3836 | 81.52 | 77.85 | 79.33 | 97.68 | 93.27 | 92.83
167 | 4 | 23 | 69124.4451 | 13322.6563 | 4496.9717 | 5275.4205 | 4790.1754 | 1801.987 | 2158.8018 | 1444.1572 | 68.91 | 76.08 | 8 | 7.4188 | 83.34 | 79.52 | 79.98 | 95.9 | 92.66 | 91.54
168 | 4 | 24 | 69371.4734 | 13494.7143 | 4407.734 | 5184.6967 | 4795.0805 | 1749.1067 | 1949.6024 | 1387.2315 | 73.8 | 83.51 | 23 | 11.7411 | 97.82 | 92.77 | 89.29 | 93.73 | 93.32 | 89.57
169 | 4 | 25 | 68800.8002 | 14937 | 4477.7827 | 5274.5373 | 4797.7953 | 1899.424 | 1905.646 | 1449.6588 | 71.05 | 79.62 | 19 | 9.1754 | 85.15 | 81.97 | 81.87 | 93.22 | 89.54 | 89.25
170 | 4 | 26 | 68857.1955 | 13494.7143 | 4378.2456 | 5140.5705 | 4707.411 | 1771.5776 | 1805.6391 | 1408.1722 | 74.23 | 85.19 | 24 | 12.9816 | 93.14 | 88.67 | 89.83 | 89.17 | 85.62 | 88.75
171 | 4 | 27 | 69685.3721 | 13395.1467 | 4444.0525 | 5212.0249 | 4786.9944 | 1720.2367 | 2279.2736 | 1408.1722 | 74 | 83.85 | 24 | 11.7143 | 92.44 | 87.86 | 89.06 | 91.3 | 87.71 | 89.75
172 | 4 | 28 | 68939.7685 | 14937 | 4649.7273 | 5457.9347 | 4938.1901 | 1801.987 | 1803.352 | 1392.7959 | 79.14 | 92.72 | 29 | 17.1257 | 103.63 | 99.16 | 97.9 | 84.93 | 84.73 | 86.53
173 | 4 | 29 | 68998.827 | 13494.7143 | 4435.6881 | 5232.6809 | 4780.6022 | 1899.424 | 1949.6024 | 1449.6588 | 69.44 | 76.78 | 14 | 7.547 | 85.3 | 81.54 | 81.39 | 96.88 | 94.35 | 92.25
174 | 4 | 30 | 69374.3941 | 14937 | 4454.7059 | 5256.5813 | 4834.5167 | 1708.6314 | 2279.2736 | 1392.7959 | 76.06 | 88.33 | 28 | 13.5477 | 91.09 | 90.17 | 91.16 | 87.01 | 83.92 | 88.01
175 | 4 | 31 | 68375.4192 | 14937 | 4482.9461 | 5310.4721 | 4896.157 | 1758.6374 | 1948.2376 | 1392.7959 | 66.04 | 72 | 8 | 5.2034 | 76.34 | 75.94 | 74.71 | 99.13 | 96.29 | 92.81
176 | 4 | 32 | 69351.3314 | 13494.7143 | 4442.2403 | 5253.01 | 4770.7784 | 1807.4742 | 1936.4602 | 1459.3232 | 67.07 | 73.59 | 14 | 5.6943 | 75.64 | 73.91 | 74.37 | 96.16 | 91.94 | 90.62
177 | 4 | 33 | 68740.3786 | 13494.7143 | 4420.4039 | 5253.1846 | 4781.7352 | 1663.2528 | 1787.5087 | 1355.6446 | 71.18 | 79.99 | 17 | 9.6663 | 80 | 78.02 | 79.56 | 88.94 | 84.19 | 86.72
178 | 4 | 34 | 68751.9625 | 13494.7143 | 4505.3976 | 5331.0428 | 4896.7831 | 1899.424 | 2069.1571 | 1482.8699 | 73.02 | 82.74 | 21 | 11.587 | 89.12 | 85.79 | 84.68 | 90.45 | 87.23 | 87.53
179 | 4 | 35 | 69544.6465 | 13494.7143 | 4431.021 | 5256.0026 | 4783.9505 | 1737.1286 | 1868.6409 | 1355.6446 | 73.85 | 83.58 | 25 | 11.5057 | 88.43 | 85.81 | 87.61 | 89.51 | 86.28 | 89.27
180 | 4 | 36 | 69156.6044 | 13494.7143 | 4535.6911 | 5371.5952 | 4903.4204 | 1663.2528 | 1760.9619 | 1317.9344 | 73.2 | 82.35 | 19 | 11.021 | 93.7 | 88.23 | 87.95 | 93.24 | 91.19 | 90.6
181 | 4 | 37 | 69006.8514 | 13494.7143 | 4370.488 | 5166.2448 | 4777.1189 | 1708.6314 | 1770.283 | 1355.6446 | 66.57 | 72.16 | 15 | 4.7732 | 78.03 | 75.6 | 75.53 | 100.76 | 96.66 | 93.6
182 | 4 | 38 | 68860.1082 | 14937 | 4402.0389 | 5217.0708 | 4793.1605 | 1801.987 | 1803.352 | 1408.1722 | 74.61 | 85.54 | 31 | 11.9825 | 87.99 | 86.77 | 87.08 | 89.01 | 85.66 | 88.03
183 | 4 | 39 | 69296.6455 | 13494.7143 | 4464.1112 | 5282.5114 | 4791.5353 | 1720.2367 | 1760.9619 | 1355.6446 | 72.93 | 81.71 | 21 | 10.0663 | 90.36 | 86.35 | 86.87 | 93.32 | 90.53 | 90.74
184 | 4 | 40 | 68677.4194 | 14937 | 4470.985 | 5333.4644 | 4862.0112 | 1899.424 | 2279.2736 | 1449.6588 | 78.67 | 91.88 | 31 | 16.6149 | 92.98 | 93.34 | 93.05 | 81.95 | 79.29 | 84.66
185 | 4 | 41 | 68747.7697 | 13322.6563 | 4540.0529 | 5377.0652 | 4878.8376 | 1810.9535 | 2279.2736 | 1444.1572 | 75.49 | 86.37 | 22 | 13.7279 | 99.86 | 92.6 | 92.96 | 89.62 | 87.69 | 88.84
186 | 4 | 42 | 69202.2905 | 14937 | 4393.6578 | 5148.2149 | 4791.6019 | 1790.4881 | 1767.6823 | 1296.1056 | 79.72 | 93.21 | 28 | 16.9431 | 101.44 | 98.76 | 97.06 | 85.51 | 83.39 | 86.8
187 | 4 | 43 | 68772.5692 | 13494.7143 | 4474.6562 | 5263.2426 | 4823.894 | 1749.1067 | 1941.7533 | 1408.1722 | 70.26 | 77.58 | 19 | 8.3999 | 80.28 | 80.11 | 80.39 | 93.5 | 90.02 | 90.75
188 | 4 | 44 | 68908.39 | 14937 | 4328.9909 | 5184.1535 | 4802.7167 | 1718.593 | 2279.2736 | 1323.3186 | 68.89 | 76.57 | 17 | 7.6911 | 80 | 78.75 | 79.04 | 95.42 | 91.87 | 91.15
189 | 4 | 45 | 68549.8236 | 13494.7143 | 4498.9735 | 5344.8769 | 4874.0019 | 1790.4881 | 1941.7533 | 1359.4961 | 70.82 | 79.56 | 21 | 9.7215 | 87.22 | 84.03 | 83.02 | 95.13 | 91.53 | 91.02
190 | 4 | 46 | 68459.1051 | 12083.663 | 4542.6004 | 5439.8568 | 4957.5375 | 1899.424 | 2279.2736 | 1459.3232 | 60.45 | 62.7 | 0 | 0 | 67.86 | 67.5 | 65.8 | 105.56 | 102.42 | 95.4
191 | 4 | 47 | 68945.0204 | 13322.6563 | 4536.1554 | 5452.3874 | 4949.4444 | 1844.1433 | 2204.3445 | 1484.599 | 74.38 | 84.15 | 16 | 11.882 | 93.93 | 87.83 | 87.65 | 90.25 | 87.24 | 87.51
192 | 4 | 48 | 68534.2899 | 14937 | 4528.6106 | 5450.2309 | 4949.1741 | 1749.1067 | 1825.9549 | 1344.8863 | 76.14 | 88.83 | 32 | 14.3999 | 92.13 | 89.95 | 90.54 | 85.72 | 82.63 | 86.21
193 | 5 | 1 | 68400.0706 | 12691.8834 | 4531.5599 | 5318.9003 | 4850.9622 | 1807.4742 | 1949.6024 | 1459.3232 | 60.89 | 63.55 | 1 | 0.0016381 | 68.58 | 67.03 | 66.24 | 105.73 | 102.02 | 95.87
194 | 5 | 2 | 69403.2674 | 13322.6563 | 4434.7963 | 5186.3868 | 4735.0444 | 1801.987 | 1803.352 | 1408.1722 | 64.07 | 68.13 | 7 | 2.1066 | 72.88 | 70.73 | 70.79 | 103.46 | 99.3 | 95.14
195 | 5 | 3 | 69090.2914 | 13494.7143 | 4485.8058 | 5291.5689 | 4826.2548 | 1758.6374 | 1796.3072 | 1408.1722 | 71.52 | 80.01 | 20 | 9.7135 | 84.83 | 82.98 | 84.28 | 91.8 | 88.77 | 90.38
196 | 5 | 4 | 68584.0448 | 13322.6563 | 4469.9313 | 5265.748 | 4823.3746 | 1807.4742 | 1760.9619 | 1459.3232 | 65.37 | 70.73 | 10 | 4.3268 | 73.67 | 72.04 | 72.08 | 99.21 | 94.77 | 92.31
197 | 5 | 5 | 69000.8812 | 13494.7143 | 4478.5523 | 5217.598 | 4765.5726 | 1807.4742 | 1941.7533 | 1459.3232 | 71.49 | 80.18 | 20 | 9.4426 | 81.15 | 78.73 | 80.43 | 89.6 | 85 | 87.23
198 | 5 | 6 | 68615.6369 | 13322.6563 | 4431.9772 | 5215.5837 | 4810.8684 | 1807.4742 | 2279.2736 | 1459.3232 | 68.35 | 75.35 | 17 | 7.076 | 76.7 | 74.33 | 75.81 | 93.65 | 88.88 | 89.33
199 | 5 | 7 | 69165.2913 | 14937 | 4583.2354 | 5409.3336 | 4904.6812 | 1899.424 | 1905.646 | 1449.6588 | 70.78 | 79.81 | 18 | 8.7566 | 82.68 | 80.58 | 82.1 | 92.89 | 89.14 | 90.54
200 | 5 | 8 | 69086.9299 | 13494.7143 | 4563.1303 | 5366.0394 | 4850.3112 | 1899.424 | 1905.646 | 1449.6588 | 63.78 | 67.8 | 6 | 2.3938 | 74.49 | 72.86 | 71.34 | 103.18 | 100.41 | 94.84
201 | 5 | 9 | 69253.2552 | 13494.7143 | 4536.3302 | 5300.9034 | 4845.5187 | 1839.0892 | 2279.2736 | 1482.8699 | 82.81 | 96.51 | 32 | 20.5107 | 93.1 | 91.39 | 94.92 | 70.18 | 64.92 | 76.82
202 | 5 | 10 | 68536.6681 | 14937 | 4480.612 | 5292.7029 | 4790.7152 | 1718.593 | 2279.2736 | 1301.4559 | 69.43 | 77.9 | 22 | 9.2212 | 82.65 | 82.92 | 78.95 | 94.6 | 92.23 | 89.09
203 | 5 | 11 | 68526.266 | 13494.7143 | 4469.2163 | 5292.2195 | 4842.7566 | 1899.424 | 1949.6024 | 1459.3232 | 66.36 | 72.59 | 18 | 5.6902 | 75.25 | 73.89 | 74.67 | 96.38 | 92.86 | 91.65
204 | 5 | 12 | 68680.6149 | 13494.7143 | 4514.4258 | 5305.1915 | 4891.7999 | 1899.424 | 2279.2736 | 1449.6588 | 66.53 | 72.49 | 13 | 5.2549 | 76.63 | 75.19 | 74.54 | 98.52 | 94.69 | 92.05
205 | 5 | 13 | 68880.0217 | 14937 | 4497.3112 | 5295.8599 | 4834.1859 | 1807.4742 | 2046.6423 | 1459.3232 | 72.28 | 81.3 | 24 | 9.8884 | 87.24 | 86.48 | 85.53 | 94.19 | 91.96 | 91.63
206 | 5 | 14 | 69188.5029 | 13494.7143 | 4466.4277 | 5257.3855 | 4824.8535 | 1807.4742 | 1803.352 | 1459.3232 | 72.03 | 80.71 | 19 | 9.9247 | 85.49 | 81.82 | 81.96 | 90.32 | 86.62 | 86.91
207 | 5 | 15 | 69074.6457 | 13494.7143 | 4480.4161 | 5250.2831 | 4842.3863 | 1749.1067 | 1716.1429 | 1408.1722 | 65.74 | 71.31 | 12 | 4.1759 | 77.32 | 74.42 | 74.36 | 100.91 | 97.23 | 93.65
208 | 5 | 16 | 69130.2452 | 13494.7143 | 4489.8994 | 5283.5832 | 4788.9173 | 1758.6374 | 1760.9619 | 1408.1722 | 69.92 | 77.72 | 14 | 8.2769 | 79.77 | 77.17 | 78.61 | 92.59 | 87.59 | 89.12
209 | 5 | 17 | 69015.6558 | 13494.7143 | 4451.0751 | 5218.1953 | 4736.6113 | 1749.9464 | 1826.2832 | 1408.1722 | 63.48 | 67.81 | 10 | 2.5598 | 72.1 | 70.55 | 69.78 | 102.08 | 98.4 | 93.92
210 | 5 | 18 | 68799.8665 | 13494.7143 | 4403.4314 | 5197.9335 | 4746.9026 | 1801.987 | 1803.352 | 1384.6416 | 66.44 | 72.66 | 17 | 5.1447 | 75.69 | 73.66 | 74.29 | 98.39 | 93.99 | 92.43
211 | 5 | 19 | 68783.2452 | 13494.7143 | 4414.8869 | 5176.2434 | 4812.16 | 1899.424 | 2046.6423 | 1449.6588 | 67.65 | 74.86 | 16 | 6.4767 | 78.2 | 75.8 | 77.23 | 96.7 | 92.4 | 91.98
212 | 5 | 20 | 68325.3456 | 13494.7143 | 4524.4795 | 5275.5055 | 4853.7863 | 1899.424 | 1905.646 | 1449.6588 | 66.39 | 72.59 | 12 | 5.366 | 75.85 | 74.26 | 74.58 | 97.35 | 93.48 | 91.72
213 | 5 | 21 | 68742.5152 | 13494.7143 | 4548.9082 | 5404.8538 | 4856.001 | 1807.4742 | 1949.6024 | 1459.3232 | 67.29 | 73.99 | 17 | 6.4907 | 78.04 | 76.05 | 77.16 | 96.26 | 92.38 | 92.17
214 | 5 | 22 | 69792.0844 | 13395.1467 | 4460.3364 | 5235.3099 | 4768.5432 | 1801.987 | 1803.352 | 1384.6416 | 69.45 | 76.73 | 13 | 6.8784 | 82.02 | 78.41 | 79.9 | 96.58 | 92.34 | 92.19
215 | 5 | 23 | 69124.4451 | 13322.6563 | 4496.9717 | 5275.4205 | 4790.1754 | 1801.987 | 2158.8018 | 1444.1572 | 67.42 | 73.66 | 9 | 5.735 | 77.65 | 75.33 | 75.6 | 97.47 | 93.14 | 91.79
216 | 5 | 24 | 69371.4734 | 13494.7143 | 4407.734 | 5184.6967 | 4795.0805 | 1749.1067 | 1949.6024 | 1387.2315 | 66.95 | 73.16 | 12 | 5.0583 | 78.75 | 75.77 | 75.81 | 99.81 | 96.1 | 92.98
217 | 5 | 25 | 68800.8002 | 14937 | 4477.7827 | 5274.5373 | 4797.7953 | 1899.424 | 1905.646 | 1449.6588 | 70.39 | 78.64 | 19 | 8.3592 | 83.51 | 80.63 | 81.27 | 93.96 | 90.62 | 90.5
218 | 5 | 26 | 68857.1955 | 13494.7143 | 4378.2456 | 5140.5705 | 4707.411 | 1771.5776 | 1805.6391 | 1408.1722 | 72.83 | 83.19 | 27 | 11.3768 | 87.91 | 84.99 | 87.01 | 91.47 | 86.68 | 90.69
219 | 5 | 27 | 69685.3721 | 13395.1467 | 4444.0525 | 5212.0249 | 4786.9944 | 1720.2367 | 2279.2736 | 1408.1722 | 75.75 | 85.97 | 26 | 13.2006 | 89.04 | 87.91 | 89.71 | 86.45 | 82.67 | 87.67
220 | 5 | 28 | 68939.7685 | 14937 | 4649.7273 | 5457.9347 | 4938.1901 | 1801.987 | 1803.352 | 1392.7959 | 69.5 | 77.38 | 17 | 7.546 | 80.61 | 80.4 | 79.21 | 95.64 | 92.68 | 91.42
221 | 5 | 29 | 68998.827 | 13494.7143 | 4435.6881 | 5232.6809 | 4780.6022 | 1899.424 | 1949.6024 | 1449.6588 | 72.19 | 80.93 | 23 | 10.1065 | 83.11 | 81.08 | 82.75 | 90.58 | 85.79 | 88.71
222 | 5 | 30 | 69374.3941 | 14937 | 4454.7059 | 5256.5813 | 4834.5167 | 1708.6314 | 2279.2736 | 1392.7959 | 79.31 | 93.53 | 37 | 16.4296 | 96.99 | 96.14 | 96.45 | 83.8 | 80.97 | 86.19
223 | 5 | 31 | 68375.4192 | 14937 | 4482.9461 | 5310.4721 | 4896.157 | 1758.6374 | 1948.2376 | 1392.7959 | 64.59 | 69.83 | 8 | 3.6988 | 74.51 | 74.12 | 72.49 | 101.26 | 98.73 | 93.64
224 | 5 | 32 | 69351.3314 | 13494.7143 | 4442.2403 | 5253.01 | 4770.7784 | 1807.4742 | 1936.4602 | 1459.3232 | 71.92 | 80.98 | 18 | 10.4709 | 80.37 | 78.88 | 78.8 | 87.44 | 82.89 | 84.49
225 | 5 | 33 | 68740.3786 | 13494.7143 | 4420.4039 | 5253.1846 | 4781.7352 | 1663.2528 | 1787.5087 | 1355.6446 | 68.9 | 76.53 | 15 | 7.5236 | 77.59 | 76.52 | 76.97 | 94.01 | 89.52 | 89.97
226 | 5 | 34 | 68751.9625 | 13494.7143 | 4505.3976 | 5331.0428 | 4896.7831 | 1899.424 | 2069.1571 | 1482.8699 | 67.21 | 73.73 | 10 | 5.962 | 79.06 | 77.63 | 75.37 | 98.44 | 94.97 | 90.98
227 | 5 | 35 | 69544.6465 | 13494.7143 | 4431.021 | 5256.0026 | 4783.9505 | 1737.1286 | 1868.6409 | 1355.6446 | 73.81 | 83.7 | 25 | 11.3112 | 87.99 | 85.76 | 87.23 | 90.59 | 86.41 | 89.39
228 | 5 | 36 | 69156.6044 | 13494.7143 | 4535.6911 | 5371.5952 | 4903.4204 | 1663.2528 | 1760.9619 | 1317.9344 | 66.89 | 72.64 | 7 | 5.0256 | 78.75 | 75.98 | 76.24 | 99.74 | 95.82 | 93.4
229 | 5 | 37 | 69006.8514 | 13494.7143 | 4370.488 | 5166.2448 | 4777.1189 | 1708.6314 | 1770.283 | 1355.6446 | 65.78 | 71.19 | 10 | 4.0511 | 77.55 | 75.05 | 74.78 | 101.94 | 98.46 | 94.42
230 | 5 | 38 | 68860.1082 | 14937 | 4402.0389 | 5217.0708 | 4793.1605 | 1801.987 | 1803.352 | 1408.1722 | 81.59 | 96.38 | 35 | 18.8073 | 98.55 | 97.28 | 99.02 | 79.74 | 75.88 | 84.65
231 | 5 | 39 | 69296.6455 | 13494.7143 | 4464.1112 | 5282.5114 | 4791.5353 | 1720.2367 | 1760.9619 | 1355.6446 | 71.31 | 79.74 | 16 | 8.6981 | 84.99 | 82.01 | 83.26 | 94.17 | 90.23 | 91.04
232 | 5 | 40 | 68677.4194 | 14937 | 4470.985 | 5333.4644 | 4862.0112 | 1899.424 | 2279.2736 | 1449.6588 | 79.08 | 92.12 | 30 | 16.98 | 93.51 | 93.91 | 93.74 | 82.79 | 79.15 | 85.52
233 | 5 | 41 | 68747.7697 | 13322.6563 | 4540.0529 | 5377.0652 | 4878.8376 | 1810.9535 | 2279.2736 | 1444.1572 | 66.79 | 72.48 | 12 | 5.1588 | 75.62 | 74.4 | 73.33 | 97.99 | 93.64 | 91.1
234 | 5 | 42 | 69202.2905 | 14937 | 4393.6578 | 5148.2149 | 4791.6019 | 1790.4881 | 1767.6823 | 1296.1056 | 84.84 | 101.04 | 41 | 21.8054 | 104.06 | 102.43 | 102.5 | 77.12 | 72.34 | 82.57
235 | 5 | 43 | 68772.5692 | 13494.7143 | 4474.6562 | 5263.2426 | 4823.894 | 1749.1067 | 1941.7533 | 1408.1722 | 76.52 | 86.78 | 27 | 14.4706 | 86.43 | 86.29 | 87.24 | 82.85 | 78.35 | 84.41
236 | 5 | 44 | 68908.39 | 14937 | 4328.9909 | 5184.1535 | 4802.7167 | 1718.593 | 2279.2736 | 1323.3186 | 69.91 | 78 | 22 | 8.5539 | 83.52 | 82.99 | 81.45 | 96.08 | 93.36 | 91.38
237 | 5 | 45 | 68549.8236 | 13494.7143 | 4498.9735 | 5344.8769 | 4874.0019 | 1790.4881 | 1941.7533 | 1359.4961 | 72.01 | 81.18 | 20 | 10.8297 | 82.53 | 82.35 | 81.81 | 92.21 | 86.65 | 89.53
238 | 5 | 46 | 68459.1051 | 12083.663 | 4542.6004 | 5439.8568 | 4957.5375 | 1899.424 | 2279.2736 | 1459.3232 | 61.76 | 64.6 | 3 | 1.0371 | 69.27 | 68.87 | 67.26 | 104.1 | 100.7 | 94.57
239 | 5 | 47 | 68945.0204 | 13322.6563 | 4536.1554 | 5452.3874 | 4949.4444 | 1844.1433 | 2204.3445 | 1484.599 | 67.92 | 73.84 | 13 | 5.5445 | 75.83 | 73.47 | 74.29 | 95.39 | 90.3 | 89.4
240 | 5 | 48 | 68534.2899 | 14937 | 4528.6106 | 5450.2309 | 4949.1741 | 1749.1067 | 1825.9549 | 1344.8863 | 68.99 | 77.02 | 22 | 7.4465 | 79.54 | 77.94 | 79.31 | 94.91 | 90.43 | 91.19
241 | 6 | 1 | 68400.0706 | 12691.8834 | 4531.5599 | 5318.9003 | 4850.9622 | 1807.4742 | 1949.6024 | 1459.3232 | 61.32 | 64.15 | 2 | 0.40647 | 69.19 | 67.87 | 67.02 | 105.09 | 101.61 | 95.66
242 | 6 | 2 | 69403.2674 | 13322.6563 | 4434.7963 | 5186.3868 | 4735.0444 | 1801.987 | 1803.352 | 1408.1722 | 63.2 | 66.65 | 6 | 1.1752 | 71.97 | 70.18 | 69.74 | 105.32 | 101.38 | 96.17
243 | 6 | 3 | 69090.2914 | 13494.7143 | 4485.8058 | 5291.5689 | 4826.2548 | 1758.6374 | 1796.3072 | 1408.1722 | 65.63 | 71.02 | 10 | 4.014 | 75.32 | 73.84 | 74.14 | 100.32 | 96.54 | 93.87
244 | 6 | 4 | 68584.0448 | 13322.6563 | 4469.9313 | 5265.748 | 4823.3746 | 1807.4742 | 1760.9619 | 1459.3232 | 63.39 | 67.78 | 8 | 2.4227 | 71.06 | 69.64 | 69.46 | 101.67 | 97.85 | 93.63
245 | 6 | 5 | 69000.8812 | 13494.7143 | 4478.5523 | 5217.598 | 4765.5726 | 1807.4742 | 1941.7533 | 1459.3232 | 71.71 | 80.7 | 24 | 9.666 | 84.23 | 81.46 | 82.25 | 90.7 | 87.28 | 88.23
246 | 6 | 6 | 68615.6369 | 13322.6563 | 4431.9772 | 5215.5837 | 4810.8684 | 1807.4742 | 2279.2736 | 1459.3232 | 65.28 | 70.44 | 10 | 4.1906 | 73.55 | 71.76 | 72.36 | 98.9 | 94.95 | 92.42
247 | 6 | 7 | 69165.2913 | 14937 | 4583.2354 | 5409.3336 | 4904.6812 | 1899.424 | 1905.646 | 1449.6588 | 68.9 | 76.37 | 16 | 6.8708 | 80.92 | 78.33 | 78.63 | 96.09 | 92.4 | 91.34
248 | 6 | 8 | 69086.9299 | 13494.7143 | 4563.1303 | 5366.0394 | 4850.3112 | 1899.424 | 1905.646 | 1449.6588 | 64.43 | 68.31 | 12 | 2.8364 | 73.64 | 73.86 | 72.16 | 101.65 | 99.68 | 94.55
249 | 6 | 9 | 69253.2552 | 13494.7143 | 4536.3302 | 5300.9034 | 4845.5187 | 1839.0892 | 2279.2736 | 1482.8699 | 69.83 | 77.24 | 17 | 7.7867 | 78.86 | 76.94 | 78.08 | 92 | 87.92 | 88.49
250 | 6 | 10 | 68536.6681 | 14937 | 4480.612 | 5292.7029 | 4790.7152 | 1718.593 | 2279.2736 | 1301.4559 | 65.48 | 71.94 | 10 | 5.4864 | 77.51 | 77.99 | 75.38 | 100.47 | 98.29 | 94.25
251 | 6 | 11 | 68526.266 | 13494.7143 | 4469.2163 | 5292.2195 | 4842.7566 | 1899.424 | 1949.6024 | 1459.3232 | 65.82 | 71.16 | 16 | 5.2136 | 75.09 | 74.14 | 74.3 | 98.05 | 94.46 | 92.6
252 | 6 | 12 | 68680.6149 | 13494.7143 | 4514.4258 | 5305.1915 | 4891.7999 | 1899.424 | 2279.2736 | 1449.6588 | 66.35 | 72.13 | 9 | 5.0022 | 75.43 | 73.25 | 73.83 | 97.79 | 93.21 | 91.47
253 | 6 | 13 | 68880.0217 | 14937 | 4497.3112 | 5295.8599 | 4834.1859 | 1807.4742 | 2046.6423 | 1459.3232 | 67.24 | 73.85 | 10 | 5.0144 | 79.34 | 78.84 | 76.7 | 101.33 | 98.4 | 94.06
254 | 6 | 14 | 69188.5029 | 13494.7143 | 4466.4277 | 5257.3855 | 4824.8535 | 1807.4742 | 1803.352 | 1459.3232 | 65.8 | 71.24 | 11 | 4.1512 | 75.72 | 73.24 | 73.34 | 100 | 95.59 | 92.72
255 | 6 | 15 | 69074.6457 | 13494.7143 | 4480.4161 | 5250.2831 | 4842.3863 | 1749.1067 | 1716.1429 | 1408.1722 | 66.72 | 72.87 | 11 | 5.0991 | 81.2 | 77.96 | 76.6 | 101.1 | 98.03 | 93.46
256 | 6 | 16 | 69130.2452 | 13494.7143 | 4489.8994 | 5283.5832 | 4788.9173 | 1758.6374 | 1760.9619 | 1408.1722 | 71.53 | 79.98 | 18 | 9.8542 | 82.61 | 79.56 | 80.75 | 89.12 | 85.09 | 86.72
257 | 6 | 17 | 69015.6558 | 13494.7143 | 4451.0751 | 5218.1953 | 4736.6113 | 1749.9464 | 1826.2832 | 1408.1722 | 66.03 | 72.2 | 13 | 5.0334 | 77.03 | 75.76 | 74.47 | 99.53 | 95.98 | 92.61
258 | 6 | 18 | 68799.8665 | 13494.7143 | 4403.4314 | 5197.9335 | 4746.9026 | 1801.987 | 1803.352 | 1384.6416 | 65.38 | 70.52 | 10 | 4.1415 | 74.98 | 73.55 | 73.62 | 100.32 | 96.54 | 93.7
259 | 6 | 19 | 68783.2452 | 13494.7143 | 4414.8869 | 5176.2434 | 4812.16 | 1899.424 | 2046.6423 | 1449.6588 | 65.45 | 71.18 | 14 | 4.6268 | 76.38 | 74.19 | 74.36 | 99.79 | 96.56 | 93.37
260 | 6 | 20 | 68325.3456 | 13494.7143 | 4524.4795 | 5275.5055 | 4853.7863 | 1899.424 | 1905.646 | 1449.6588 | 66.41 | 72.52 | 15 | 5.3067 | 76.06 | 74.91 | 74.8 | 97.92 | 94.3 | 92.18
261 | 6 | 21 | 68742.5152 | 13494.7143 | 4548.9082 | 5404.8538 | 4856.001 | 1807.4742 | 1949.6024 | 1459.3232 | 66.99 | 73.36 | 13 | 6.1274 | 77.46 | 75.96 | 76.15 | 97.01 | 93.2 | 92.11
262 | 6 | 22 | 69792.0844 | 13395.1467 | 4460.3364 | 5235.3099 | 4768.5432 | 1801.987 | 1803.352 | 1384.6416 | 65.51 | 70.49 | 10 | 3.1083 | 75.01 | 72.47 | 73.17 | 101.95 | 97.46 | 94.57
263 | 6 | 23 | 69124.4451 | 13322.6563 | 4496.9717 | 5275.4205 | 4790.1754 | 1801.987 | 2158.8018 | 1444.1572 | 73.03 | 82.34 | 15 | 11.1675 | 86.88 | 83.31 | 83.53 | 87.97 | 84.83 | 85.86
264 | 6 | 24 | 69371.4734 | 13494.7143 | 4407.734 | 5184.6967 | 4795.0805 | 1749.1067 | 1949.6024 | 1387.2315 | 63.81 | 67.98 | 9 | 1.9435 | 73.57 | 71.69 | 70.54 | 104.61 | 101.13 | 95.01
265 | 6 | 25 | 68800.8002 | 14937 | 4477.7827 | 5274.5373 | 4797.7953 | 1899.424 | 1905.646 | 1449.6588 | 66.66 | 72.66 | 14 | 4.8652 | 76.25 | 74.86 | 74.38 | 98.44 | 94.92 | 92.09
266 | 6 | 26 | 68857.1955 | 13494.7143 | 4378.2456 | 5140.5705 | 4707.411 | 1771.5776 | 1805.6391 | 1408.1722 | 69.23 | 77.42 | 19 | 7.8902 | 82.07 | 80.02 | 80.67 | 95.91 | 91.81 | 92.01
267 | 6 | 27 | 69685.3721 | 13395.1467 | 4444.0525 | 5212.0249 | 4786.9944 | 1720.2367 | 2279.2736 | 1408.1722 | 71.5 | 79.8 | 18 | 9.211 | 85.14 | 83.06 | 84.57 | 93.55 | 89.87 | 91.47
268 | 6 | 28 | 68939.7685 | 14937 | 4649.7273 | 5457.9347 | 4938.1901 | 1801.987 | 1803.352 | 1392.7959 | 68.7 | 75.9 | 15 | 6.5847 | 79.98 | 79.54 | 78.27 | 96.58 | 94.06 | 91.76
269 | 6 | 29 | 68998.827 | 13494.7143 | 4435.6881 | 5232.6809 | 4780.6022 | 1899.424 | 1949.6024 | 1449.6588 | 64.62 | 68.95 | 12 | 2.6816 | 73.23 | 71.95 | 71.72 | 102.7 | 98.76 | 94.8
270 | 6 | 30 | 69374.3941 | 14937 | 4454.7059 | 5256.5813 | 4834.5167 | 1708.6314 | 2279.2736 | 1392.7959 | 78.04 | 91.11 | 38 | 15.3808 | 95.67 | 93.97 | 94.75 | 85.01 | 82.02 | 86.94
271 | 6 | 31 | 68375.4192 | 14937 | 4482.9461 | 5310.4721 | 4896.157 | 1758.6374 | 1948.2376 | 1392.7959 | 63.8 | 68.26 | 8 | 3.0179 | 72.97 | 72.11 | 71.11 | 102.01 | 98.72 | 93.99
272 | 6 | 32 | 69351.3314 | 13494.7143 | 4442.2403 | 5253.01 | 4770.7784 | 1807.4742 | 1936.4602 | 1459.3232 | 66.05 | 72.09 | 11 | 4.8902 | 73.9 | 72.17 | 72.67 | 96.98 | 92.77 | 91
273 | 6 | 33 | 68740.3786 | 13494.7143 | 4420.4039 | 5253.1846 | 4781.7352 | 1663.2528 | 1787.5087 | 1355.6446 | 65.94 | 71.76 | 12 | 4.4722 | 74.49 | 73.26 | 73.12 | 99.16 | 95 | 92.53
274 | 6 | 34 | 68751.9625 | 13494.7143 | 4505.3976 | 5331.0428 | 4896.7831 | 1899.424 | 2069.1571 | 1482.8699 | 68.25 | 74.94 | 15 | 6.8863 | 77.52 | 76.44 | 75.83 | 95.72 | 91.09 | 90.13
275 | 6 | 35 | 69544.6465 | 13494.7143 | 4431.021 | 5256.0026 | 4783.9505 | 1737.1286 | 1868.6409 | 1355.6446 | 71.23 | 80.18 | 21 | 8.9108 | 84.83 | 82.49 | 82.76 | 94.82 | 90.42 | 90.7
276 | 6 | 36 | 69156.6044 | 13494.7143 | 4535.6911 | 5371.5952 | 4903.4204 | 1663.2528 | 1760.9619 | 1317.9344 | 68.27 | 74.8 | 15 | 6.2616 | 79.95 | 77.94 | 77.28 | 98.43 | 94.01 | 92.05
277 | 6 | 37 | 69006.8514 | 13494.7143 | 4370.488 | 5166.2448 | 4777.1189 | 1708.6314 | 1770.283 | 1355.6446 | 64.91 | 69.85 | 10 | 3.1173 | 73.79 | 72.46 | 72.09 | 102.7 | 98.53 | 94.46
278 | 6 | 38 | 68860.1082 | 14937 | 4402.0389 | 5217.0708 | 4793.1605 | 1801.987 | 1803.352 | 1408.1722 | 74.5 | 84.57 | 25 | 12.0492 | 86.72 | 85.14 | 86.58 | 88.42 | 83.87 | 87.99
279 | 6 | 39 | 69296.6455 | 13494.7143 | 4464.1112 | 5282.5114 | 4791.5353 | 1720.2367 | 1760.9619 | 1355.6446 | 72.15 | 80.75 | 19 | 9.5361 | 83.07 | 80.7 | 82.57 | 90.64 | 86.03 | 88.45
280 | 6 | 40 | 68677.4194 | 14937 | 4470.985 | 5333.4644 | 4862.0112 | 1899.424 | 2279.2736 | 1449.6588 | 69.37 | 77.6 | 18 | 7.4587 | 81.75 | 81.86 | 79.96 | 97.25 | 94.65 | 92.16
281 | 6 | 41 | 68747.7697 | 13322.6563 | 4540.0529 | 5377.0652 | 4878.8376 | 1810.9535 | 2279.2736 | 1444.1572 | 64.85 | 69.66 | 6 | 3.2416 | 74.04 | 72.25 | 72.28 | 100.94 | 96.69 | 93.57
282 | 6 | 42 | 69202.2905 | 14937 | 4393.6578 | 5148.2149 | 4791.6019 | 1790.4881 | 1767.6823 | 1296.1056 | 75.49 | 86.36 | 27 | 12.7952 | 91.96 | 91.75 | 89.18 | 91.5 | 87.98 | 88.99
283 | 6 | 43 | 68772.5692 | 13494.7143 | 4474.6562 | 5263.2426 | 4823.894 | 1749.1067 | 1941.7533 | 1408.1722 | 72.99 | 81.88 | 27 | 10.8617 | 84.03 | 83.46 | 83.95 | 88.65 | 85.74 | 87.95
284 | 6 | 44 | 68908.39 | 14937 | 4328.9909 | 5184.1535 | 4802.7167 | 1718.593 | 2279.2736 | 1323.3186 | 74.35 | 84.63 | 29 | 12.9622 | 88.84 | 89.05 | 88 | 87.96 | 85.99 | 87.66
285 | 6 | 45 | 68549.8236 | 13494.7143 | 4498.9735 | 5344.8769 | 4874.0019 | 1790.4881 | 1941.7533 | 1359.4961 | 67.71 | 74.81 | 14 | 6.6691 | 82.77 | 79.97 | 78.43 | 99.22 | 95.86 | 92.64
286 | 6 | 46 | 68459.1051 | 12083.663 | 4542.6004 | 5439.8568 | 4957.5375 | 1899.424 | 2279.2736 | 1459.3232 | 60.47 | 62.75 | 0 | 0 | 68.01 | 67.64 | 65.89 | 105.68 | 102.52 | 95.44
287 | 6 | 47 | 68945.0204 | 13322.6563 | 4536.1554 | 5452.3874 | 4949.4444 | 1844.1433 | 2204.3445 | 1484.599 | 73.98 | 83.07 | 24 | 11.3762 | 84.52 | 82.33 | 82.53 | 88.23 | 82.68 | 85.87
288 | 6 | 48 | 68534.2899 | 14937 | 4528.6106 | 5450.2309 | 4949.1741 | 1749.1067 | 1825.9549 | 1344.8863 | 69.82 | 78.03 | 24 | 8.2171 | 81.08 | 79.12 | 80.49 | 93.37 | 89.4 | 90.43
289 | 7 | 1 | 68400.0706 | 12691.8834 | 4531.5599 | 5318.9003 | 4850.9622 | 1807.4742 | 1949.6024 | 1459.3232 | 65.03 | 69.66 | 8 | 3.8243 | 77.41 | 74.75 | 74.13 | 101.15 | 98.57 | 94.23
290 | 7 | 2 | 69403.2674 | 13322.6563 | 4434.7963 | 5186.3868 | 4735.0444 | 1801.987 | 1803.352 | 1408.1722 | 65.57 | 70.41 | 8 | 3.4183 | 75.16 | 73.16 | 73.52 | 101.67 | 97.52 | 94.54
291 | 7 | 3 | 69090.2914 | 13494.7143 | 4485.8058 | 5291.5689 | 4826.2548 | 1758.6374 | 1796.3072 | 1408.1722 | 65.34 | 70.23 | 12 | 3.4151 | 76.55 | 74.24 | 73.64 | 102 | 98.74 | 94.29
292 | 7 | 4 | 68584.0448 | 13322.6563 | 4469.9313 | 5265.748 | 4823.3746 | 1807.4742 | 1760.9619 | 1459.3232 | 62.94 | 66.79 | 6 | 1.5976 | 70.72 | 69.15 | 68.93 | 103.52 | 99.61 | 94.76
293 | 7 | 5 | 69000.8812 | 13494.7143 | 4478.5523 | 5217.598 | 4765.5726 | 1807.4742 | 1941.7533 | 1459.3232 | 75.05 | 86.16 | 26 | 12.9151 | 91.07 | 88.23 | 88.11 | 87.54 | 84.28 | 86.31
294 | 7 | 6 | 68615.6369 | 13322.6563 | 4431.9772 | 5215.5837 | 4810.8684 | 1807.4742 | 2279.2736 | 1459.3232 | 65.82 | 71.19 | 10 | 4.3957 | 74 | 71.84 | 73 | 98.43 | 94.13 | 92.26
295 | 7 | 7 | 69165.2913 | 14937 | 4583.2354 | 5409.3336 | 4904.6812 | 1899.424 | 1905.646 | 1449.6588 | 74.57 | 85.75 | 27 | 12.2579 | 89.26 | 87.72 | 87.33 | 89.43 | 86.08 | 87.84
296 | 7 | 8 | 69086.9299 | 13494.7143 | 4563.1303 | 5366.0394 | 4850.3112 | 1899.424 | 1905.646 | 1449.6588 | 64.51 | 69.14 | 13 | 2.871 | 75.09 | 74 | 72.08 | 102.92 | 99.73 | 94.35
297 | 7 | 9 | 69253.2552 | 13494.7143 | 4536.3302 | 5300.9034 | 4845.5187 | 1839.0892 | 2279.2736 | 1482.8699 | 73.49 | 82.41 | 23 | 11.0106 | 82.31 | 80.42 | 82.08 | 85.92 | 81.56 | 84.86
298 | 7 | 10 | 68536.6681 | 14937 | 4480.612 | 5292.7029 | 4790.7152 | 1718.593 | 2279.2736 | 1301.4559 | 67.52 | 75.13 | 16 | 7.2646 | 81.02 | 81.39 | 77.82 | 97.76 | 96.06 | 91.71
299 | 7 | 11 | 68526.266 | 13494.7143 | 4469.2163 | 5292.2195 | 4842.7566 | 1899.424 | 1949.6024 | 1459.3232 | 66.8 | 73.1 | 19 | 5.9017 | 78.42 | 76.05 | 76.49 | 98.4 | 94.53 | 93.03
300 | 7 | 12 | 68680.6149 | 13494.7143 | 4514.4258 | 5305.1915 | 4891.7999 | 1899.424 | 2279.2736 | 1449.6588 | 65.89 | 71.34 | 13 | 4.3951 | 74.58 | 72.65 | 72.99 | 98.54 | 94.24 | 91.8
301 | 7 | 13 | 68880.0217 | 14937 | 4497.3112 | 5295.8599 | 4834.1859 | 1807.4742 | 2046.6423 | 1459.3232 | 70.5 | 78.79 | 17 | 7.9038 | 83.85 | 84.21 | 82.02 | 96.56 | 95.06 | 92.18
302 | 7 | 14 | 69188.5029 | 13494.7143 | 4466.4277 | 5257.3855 | 4824.8535 | 1807.4742 | 1803.352 | 1459.3232 | 75.11 | 85.41 | 22 | 13.0315 | 93.8 | 89.61 | 88.44 | 89.71 | 85.57 | 86.69
303 | 7 | 15 | 69074.6457 | 13494.7143 | 4480.4161 | 5250.2831 | 4842.3863 | 1749.1067 | 1716.1429 | 1408.1722 | 69.09 | 76.3 | 14 | 7.3835 | 86.72 | 81.94 | 81.12 | 98.4 | 95.47 | 92.37
304 | 7 | 16 | 69130.2452 | 13494.7143 | 4489.8994 | 5283.5832 | 4788.9173 | 1758.6374 | 1760.9619 | 1408.1722 | 74.09 | 83.46 | 23 | 12.1858 | 86.71 | 82.7 | 84.73 | 85.71 | 81.18 | 84.95
305 | 7 | 17 | 69015.6558 | 13494.7143 | 4451.0751 | 5218.1953 | 4736.6113 | 1749.9464 | 1826.2832 | 1408.1722 | 71.53 | 80.8 | 18 | 10.3094 | 84.59 | 83.23 | 81.58 | 91.01 | 87.32 | 86.95
306 | 7 | 18 | 68799.8665 | 13494.7143 | 4403.4314 | 5197.9335 | 4746.9026 | 1801.987 | 1803.352 | 1384.6416 | 69.01 | 76.45 | 28 | 7.284 | 80.35 | 78.5 | 79.35 | 96.22 | 92.02 | 92.05
307 | 7 | 19 | 68783.2452 | 13494.7143 | 4414.8869 | 5176.2434 | 4812.16 | 1899.424 | 2046.6423 | 1449.6588 | 66.48 | 72.65 | 11 | 5.4982 | 78.38 | 75.69 | 75.81 | 98.93 | 95.54 | 92.74
308 | 7 | 20 | 68325.3456 | 13494.7143 | 4524.4795 | 5275.5055 | 4853.7863 | 1899.424 | 1905.646 | 1449.6588 | 69.11 | 76.47 | 18 | 7.6933 | 80.63 | 79.88 | 79.37 | 96.08 | 92.2 | 91.63
309 | 7 | 21 | 68742.5152 | 13494.7143 | 4548.9082 | 5404.8538 | 4856.001 | 1807.4742 | 1949.6024 | 1459.3232 | 67.13 | 73.6 | 16 | 5.9744 | 76.95 | 74.87 | 75.75 | 96.83 | 92.43 | 91.92
310 | 7 | 22 | 69792.0844 | 13395.1467 | 4460.3364 | 5235.3099 | 4768.5432 | 1801.987 | 1803.352 | 1384.6416 | 69.45 | 76.45 | 14 | 6.6351 | 85.15 | 80.47 | 81.07 | 98.61 | 95.03 | 93.25
311 | 7 | 23 | 69124.4451 | 13322.6563 | 4496.9717 | 5275.4205 | 4790.1754 | 1801.987 | 2158.8018 | 1444.1572 | 67.59 | 73.92 | 10 | 5.5587 | 76.55 | 75.07 | 75.55 | 96.47 | 92.72 | 91.38
312 | 7 | 24 | 69371.4734 | 13494.7143 | 4407.734 | 5184.6967 | 4795.0805 | 1749.1067 | 1949.6024 | 1387.2315 | 70.26 | 78.49 | 22 | 7.9426 | 85.3 | 82.94 | 81.28 | 97.07 | 94.18 | 91.25
313 | 7 | 25 | 68800.8002 | 14937 | 4477.7827 | 5274.5373 | 4797.7953 | 1899.424 | 1905.646 | 1449.6588 | 74.13 | 84.41 | 23 | 11.9241 | 90.24 | 86.59 | 87.43 | 89.06 | 85.91 | 87.93
314 | 7 | 26 | 68857.1955 | 13494.7143 | 4378.2456 | 5140.5705 | 4707.411 | 1771.5776 | 1805.6391 | 1408.1722 | 73.18 | 83.75 | 28 | 11.4617 | 86.01 | 84.32 | 85.94 | 89.45 | 84.98 | 88.82
315 | 7 | 27 | 69685.3721 | 13395.1467 | 4444.0525 | 5212.0249 | 4786.9944 | 1720.2367 | 2279.2736 | 1408.1722 | 76.53 | 86.87 | 29 | 13.8243 | 94.61 | 90.99 | 92.72 | 87.4 | 83.99 | 88.19
316 | 7 | 28 | 68939.7685 | 14937 | 4649.7273 | 5457.9347 | 4938.1901 | 1801.987 | 1803.352 | 1392.7959 | 70.69 | 79.18 | 18 | 8.4156 | 84.13 | 82.78 | 82.15 | 95.03 | 92.31 | 91.49
317 | 7 | 29 | 68998.827 | 13494.7143 | 4435.6881 | 5232.6809 | 4780.6022 | 1899.424 | 1949.6024 | 1449.6588 | 74.69 | 84.05 | 30 | 12.4245 | 89.03 | 87.19 | 87.71 | 88.01 | 84.76 | 87.54
318 | 7 | 30 | 69374.3941 | 14937 | 4454.7059 | 5256.5813 | 4834.5167 | 1708.6314 | 2279.2736 | 1392.7959 | 79.88 | 94.17 | 37 | 16.8848 | 95.94 | 95.02 | 96.03 | 81.8 | 78.5 | 85.05
319 | 7 | 31 | 68375.4192 | 14937 | 4482.9461 | 5310.4721 | 4896.157 | 1758.6374 | 1948.2376 | 1392.7959 | 68.48 | 75.02 | 13 | 7.4802 | 78.93 | 78.22 | 77.46 | 94.97 | 91.57 | 90.24
320 | 7 | 32 | 69351.3314 | 13494.7143 | 4442.2403 | 5253.01 | 4770.7784 | 1807.4742 | 1936.4602 | 1459.3232 | 70.09 | 77.76 | 19 | 8.562 | 79.78 | 77.94 | 78.69 | 91.52 | 87.26 | 88.02
321 | 7 | 33 | 68740.3786 | 13494.7143 | 4420.4039 | 5253.1846 | 4781.7352 | 1663.2528 | 1787.5087 | 1355.6446 | 69.1 | 76.41 | 14 | 7.3894 | 82.39 | 80.24 | 78.99 | 96.71 | 93.47 | 91.25
322 | 7 | 34 | 68751.9625 | 13494.7143 | 4505.3976 | 5331.0428 | 4896.7831 | 1899.424 | 2069.1571 | 1482.8699 | 72 | 80.7 | 22 | 10.3842 | 83.22 | 81.95 | 81.13 | 90.65 | 86.11 | 87.02
323 | 7 | 35 | 69544.6465 | 13494.7143 | 4431.021 | 5256.0026 | 4783.9505 | 1737.1286 | 1868.6409 | 1355.6446 | 69.23 | 76.55 | 22 | 6.609 | 80.07 | 78.2 | 78.94 | 96.91 | 92.77 | 92.09
324 | 7 | 36 | 69156.6044 | 13494.7143 | 4535.6911 | 5371.5952 | 4903.4204 | 1663.2528 | 1760.9619 | 1317.9344 | 67.69 | 73.73 | 16 | 5.3707 | 77.17 | 75.53 | 76.14 | 98.47 | 93.99 | 92.84
325 | 7 | 37 | 69006.8514 | 13494.7143 | 4370.488 | 5166.2448 | 4777.1189 | 1708.6314 | 1770.283 | 1355.6446 | 71.11 | 78.75 | 22 | 8.9103 | 81.73 | 80.49 | 81.46 | 92.66 | 88.5 | 89.84
326 | 7 | 38 | 68860.1082 | 14937 | 4402.0389 | 5217.0708 | 4793.1605 | 1801.987 | 1803.352 | 1408.1722 | 78.22 | 90.89 | 36 | 15.2185 | 94.1 | 92.32 | 94.12 | 84.45 | 81.21 | 86.96
327 | 7 | 39 | 69296.6455 | 13494.7143 | 4464.1112 | 5282.5114 | 4791.5353 | 1720.2367 | 1760.9619 | 1355.6446 | 74.68 | 84.8 | 29 | 11.589 | 86.28 | 84.17 | 86.55 | 87.32 | 83.05 | 87.2
328 | 7 | 40 | 68677.4194 | 14937 | 4470.985 | 5333.4644 | 4862.0112 | 1899.424 | 2279.2736 | 1449.6588 | 79.38 | 93.55 | 34 | 17.0763 | 95.96 | 95.68 | 94.24 | 83.2 | 80.11 | 84.53
329 | 7 | 41 | 68747.7697 | 13322.6563 | 4540.0529 | 5377.0652 | 4878.8376 | 1810.9535 | 2279.2736 | 1444.1572 | 64.68 | 69.14 | 11 | 2.9113 | 74.11 | 72.08 | 72.09 | 101.5 | 97.46 | 93.94
330 | 7 | 42 | 69202.2905 | 14937 | 4393.6578 | 5148.2149 | 4791.6019 | 1790.4881 | 1767.6823 | 1296.1056 | 83.91 | 99.9 | 34 | 20.8684 | 103.42 | 101.58 | 101.72 | 76.88 | 73.52 | 82.09
331 | 7 | 43 | 68772.5692 | 13494.7143 | 4474.6562 | 5263.2426 | 4823.894 | 1749.1067 | 1941.7533 | 1408.1722 | 78.64 | 90.43 | 33 | 16.137 | 90.95 | 90.67 | 92.04 | 81.08 | 76.99 | 84.15
332 | 7 | 44 | 68908.39 | 14937 | 4328.9909 | 5184.1535 | 4802.7167 | 1718.593 | 2279.2736 | 1323.3186 | 69.14 | 76.84 | 23 | 7.6873 | 81.32 | 80.17 | 79.42 | 96.43 | 93.19 | 91.4
333 | 7 | 45 | 68549.8236 | 13494.7143 | 4498.9735 | 5344.8769 | 4874.0019 | 1790.4881 | 1941.7533 | 1359.4961 | 73.69 | 84.34 | 19 | 12.3583 | 93.16 | 90.41 | 87.89 | 93.27 | 89.75 | 89.51
334 | 7 | 46 | 68459.1051 | 12083.663 | 4542.6004 | 5439.8568 | 4957.5375 | 1899.424 | 2279.2736 | 1459.3232 | 61.02 | 63.43 | 1 | 0.29383 | 68.47 | 68.12 | 66.3 | 105.2 | 101.99 | 95.06
335 | 7 | 47 | 68945.0204 | 13322.6563 | 4536.1554 | 5452.3874 | 4949.4444 | 1844.1433 | 2204.3445 | 1484.599 | 71.3 | 78.75 | 20 | 8.5308 | 80.52 | 78.31 | 79.62 | 91.76 | 86.37 | 88.14
336 | 7 | 48 | 68534.2899 | 14937 | 4528.6106 | 5450.2309 | 4949.1741 | 1749.1067 | 1825.9549 | 1344.8863 | 69.14 | 77.25 | 20 | 7.3853 | 79.19 | 77.8 | 78.18 | 94.41 | 90.36 | 89.94
337 | 8 | 1 | 68400.0706 | 12691.8834 | 4531.5599 | 5318.9003 | 4850.9622 | 1807.4742 | 1949.6024 | 1459.3232 | 64.83 | 68.86 | 7 | 3.7401 | 73.67 | 73.24 | 71.69 | 100.19 | 97.19 | 92.88
338 | 8 | 2 | 69403.2674 | 13322.6563 | 4434.7963 | 5186.3868 | 4735.0444 | 1801.987 | 1803.352 | 1408.1722 | 65.73 | 70.64 | 10 | 3.4629 | 75.34 | 73.43 | 73.56 | 101.6 | 97.51 | 94.35
339 | 8 | 3 | 69090.2914 | 13494.7143 | 4485.8058 | 5291.5689 | 4826.2548 | 1758.6374 | 1796.3072 | 1408.1722 | 69.87 | 77.05 | 17 | 7.9156 | 80.46 | 79.63 | 80.12 | 94.11 | 90.67 | 90.89
340 | 8 | 4 | 68584.0448 | 13322.6563 | 4469.9313 | 5265.748 | 4823.3746 | 1807.4742 | 1760.9619 | 1459.3232 | 65.58 | 71.05 | 12 | 4.2894 | 74.29 | 72.27 | 72.39 | 99.61 | 95.07 | 92.47
341 | 8 | 5 | 69000.8812 | 13494.7143 | 4478.5523 | 5217.598 | 4765.5726 | 1807.4742 | 1941.7533 | 1459.3232 | 69.9 | 77.74 | 19 | 7.867 | 83.5 | 79.75 | 80.48 | 94.74 | 91.39 | 90.73
342 | 8 | 6 | 68615.6369 | 13322.6563 | 4431.9772 | 5215.5837 | 4810.8684 | 1807.4742 | 2279.2736 | 1459.3232 | 67.39 | 73.88 | 15 | 6.2135 | 76.03 | 73.83 | 75.94 | 95.58 | 90.99 | 91.46
343 | 8 | 7 | 69165.2913 | 14937 | 4583.2354 | 5409.3336 | 4904.6812 | 1899.424 | 1905.646 | 1449.6588 | 71.48 | 80.79 | 19 | 9.4574 | 86.97 | 83.96 | 83.84 | 93.19 | 90.81 | 90.25
344 | 8 | 8 | 69086.9299 | 13494.7143 | 4563.1303 | 5366.0394 | 4850.3112 | 1899.424 | 1905.646 | 1449.6588 | 62.88 | 66.33 | 8 | 1.3651 | 71.44 | 70.44 | 69.4 | 103.86 | 100.73 | 95.33
345 | 8 | 9 | 69253.2552 | 13494.7143 | 4536.3302 | 5300.9034 | 4845.5187 | 1839.0892 | 2279.2736 | 1482.8699 | 71.22 | 79.6 | 20 | 8.8824 | 81.51 | 80.42 | 80.28 | 91.2 | 87.86 | 87.86
346 | 8 | 10 | 68536.6681 | 14937 | 4480.612 | 5292.7029 | 4790.7152 | 1718.593 | 2279.2736 | 1301.4559 | 64.28 | 69.89 | 11 | 4.0561 | 74.94 | 74.8 | 72.65 | 101.34 | 99.08 | 94.17
347 | 8 | 11 | 68526.266 | 13494.7143 | 4469.2163 | 5292.2195 | 4842.7566 | 1899.424 | 1949.6024 | 1459.3232 | 67.57 | 74.33 | 19 | 6.6972 | 78.25 | 76.64 | 77.76 | 96.38 | 92.58 | 92.38
348 | 8 | 12 | 68680.6149 | 13494.7143 | 4514.4258 | 5305.1915 | 4891.7999 | 1899.424 | 2279.2736 | 1449.6588 | 70.14 | 77.87 | 14 | 8.6959 | 79.56 | 77.95 | 78.27 | 91.56 | 87.06 | 87.8
349 | 8 | 13 | 68880.0217 | 14937 | 4497.3112 | 5295.8599 | 4834.1859 | 1807.4742 | 2046.6423 | 1459.3232 | 67.92 | 74.82 | 16 | 5.5681 | 80.96 | 80.4 | 78.24 | 100.24 | 98.34 | 93.91
350 | 8 | 14 | 69188.5029 | 13494.7143 | 4466.4277 | 5257.3855 | 4824.8535 | 1807.4742 | 1803.352 | 1459.3232 | 68.58 | 75.5 | 15 | 6.5836 | 78.1 | 76.01 | 76.64 | 95.21 | 90.67 | 90.09
351 | 8 | 15 | 69074.6457 | 13494.7143 | 4480.4161 | 5250.2831 | 4842.3863 | 1749.1067 | 1716.1429 | 1408.1722 | 70.63 | 79.28 | 15 | 8.9668 | 89.44 | 85.08 | 83.62 | 96.8 | 93.94 | 91.36
352 | 8 | 16 | 69130.2452 | 13494.7143 | 4489.8994 | 5283.5832 | 4788.9173 | 1758.6374 | 1760.9619 | 1408.1722 | 74.74 | 85.22 | 21 | 12.7244 | 89.74 | 86.14 | 86.68 | 87.35 | 83.31 | 85.99
353 | 8 | 17 | 69015.6558 | 13494.7143 | 4451.0751 | 5218.1953 | 4736.6113 | 1749.9464 | 1826.2832 | 1408.1722 | 66.13 | 71.91 | 12 | 5.0685 | 74.28 | 72.72 | 72.56 | 96.67 | 92.83 | 90.59
354 | 8 | 18 | 68799.8665 | 13494.7143 | 4403.4314 | 5197.9335 | 4746.9026 | 1801.987 | 1803.352 | 1384.6416 | 68.96 | 76.43 | 21 | 7.3989 | 81.24 | 79.83 | 78.49 | 97.25 | 93.15 | 91.29
355 | 8 | 19 | 68783.2452 | 13494.7143 | 4414.8869 | 5176.2434 | 4812.16 | 1899.424 | 2046.6423 | 1449.6588 | 66.29 | 72.67 | 10 | 5.3819 | 76.16 | 74.1 | 75.15 | 98.23 | 94.2 | 92.68
356 | 8 | 20 | 68325.3456 | 13494.7143 | 4524.4795 | 5275.5055 | 4853.7863 | 1899.424 | 1905.646 | 1449.6588 | 67.99 | 74.82 | 16 | 6.735 | 80.34 | 80.07 | 77.8 | 97.68 | 95.15 | 91.67
357 | 8 | 21 | 68742.5152 | 13494.7143 | 4548.9082 | 5404.8538 | 4856.001 | 1807.4742 | 1949.6024 | 1459.3232 | 63.64 | 68.21 | 6 | 2.9059 | 72.31 | 70.39 | 70.86 | 101.14 | 96.99 | 94.13
358 | 8 | 22 | 69792.0844 | 13395.1467 | 4460.3364 | 5235.3099 | 4768.5432 | 1801.987 | 1803.352 | 1384.6416 | 69.68 | 77.09 | 13 | 6.9986 | 82.93 | 78.92 | 80.49 | 96.73 | 92.36 | 92.27
359 | 8 | 23 | 69124.4451 | 13322.6563 | 4496.9717 | 5275.4205 | 4790.1754 | 1801.987 | 2158.8018 | 1444.1572 | 66.67 | 72.3 | 11 | 4.8986 | 76.1 | 73.97 | 73.67 | 98.27 | 94.17 | 91.65
360 | 8 | 24 | 69371.4734 | 13494.7143 | 4407.734 | 5184.6967 | 4795.0805 | 1749.1067 | 1949.6024 | 1387.2315 | 64.8 | 69.34 | 13 | 2.6795 | 74.53 | 72.87 | 71.42 | 103.02 | 99.88 | 93.98
361 | 8 | 25 | 68800.8002 | 14937 | 4477.7827 | 5274.5373 | 4797.7953 | 1899.424 | 1905.646 | 1449.6588 | 69.45 | 77.31 | 22 | 7.325 | 81.1 | 79.6 | 79.47 | 95.65 | 92.29 | 91.22
362 | 8 | 26 | 68857.1955 | 13494.7143 | 4378.2456 | 5140.5705 | 4707.411 | 1771.5776 | 1805.6391 | 1408.1722 | 68 | 75.47 | 22 | 6.4477 | 81.79 | 80 | 78.35 | 99.82 | 96.15 | 93.02
363 | 8 | 27 | 69685.3721 | 13395.1467 | 4444.0525 | 5212.0249 | 4786.9944 | 1720.2367 | 2279.2736 | 1408.1722 | 67.54 | 73.79 | 13 | 5.2244 | 77.85 | 76.17 | 76.76 | 98.79 | 94.93 | 93.15
364 | 8 | 28 | 68939.7685 | 14937 | 4649.7273 | 5457.9347 | 4938.1901 | 1801.987 | 1803.352 | 1392.7959 | 69.37 | 77.09 | 12 | 7.1991 | 80.11 | 80.14 | 78.98 | 96.17 | 93.24 | 91.86
365 | 8 | 29 | 68998.827 | 13494.7143 | 4435.6881 | 5232.6809 | 4780.6022 | 1899.424 | 1949.6024 | 1449.6588 | 67.52 | 73.37 | 18 | 5.2665 | 77.14 | 75.59 | 76.43 | 98.35 | 94.38 | 93.02
366 | 8 | 30 | 69374.3941 | 14937 | 4454.7059 | 5256.5813 | 4834.5167 | 1708.6314 | 2279.2736 | 1392.7959 | 77.82 | 90.94 | 34 | 15.0288 | 93.48 | 92.91 | 93.09 | 84.69 | 81.83 | 86.13
367 | 8 | 31 | 68375.4192 | 14937 | 4482.9461 | 5310.4721 | 4896.157 | 1758.6374 | 1948.2376 | 1392.7959 | 64.86 | 69.77 | 11 | 3.9618 | 74.64 | 73.77 | 72.51 | 100.83 | 97.57 | 93.17
368 | 8 | 32 | 69351.3314 | 13494.7143 | 4442.2403 | 5253.01 | 4770.7784 | 1807.4742 | 1936.4602 | 1459.3232 | 68.85 | 76.64 | 18 | 7.2975 | 79.17 | 77.72 | 77.62 | 94.69 | 90.77 | 89.9
369 | 8 | 33 | 68740.3786 | 13494.7143 | 4420.4039 | 5253.1846 | 4781.7352 | 1663.2528 | 1787.5087 | 1355.6446 | 73.19 | 83.42 | 24 | 11.4373 | 86.15 | 84.98 | 83.81 | 89.75 | 85.93 | 87.03
370 | 8 | 34 | 68751.9625 | 13494.7143 | 4505.3976 | 5331.0428 | 4896.7831 | 1899.424 | 2069.1571 | 1482.8699 | 70.84 | 78.99 | 20 | 9.2707 | 80.61 | 79.45 | 79.17 | 92.45 | 87.36 | 88.51
371 | 8 | 35 | 69544.6465 | 13494.7143 | 4431.021 | 5256.0026 | 4783.9505 | 1737.1286 | 1868.6409 | 1355.6446 | 79.65 | 93.12 | 34 | 16.9304 | 95.32 | 92.8 | 93.98 | 82.39 | 77.42 | 84.17
372 | 8 | 36 | 69156.6044 | 13494.7143 | 4535.6911 | 5371.5952 | 4903.4204 | 1663.2528 | 1760.9619 | 1317.9344 | 63.86 | 67.64 | 5 | 1.928 | 71.63 | 70.16 | 69.98 | 102.83 | 98.68 | 94.41
373 | 8 | 37 | 69006.8514 | 13494.7143 | 4370.488 | 5166.2448 | 4777.1189 | 1708.6314 | 1770.283 | 1355.6446 | 73.26 | 82.53 | 28 | 11.0723 | 86.45 | 85.47 | 85.54 | 90.77 | 87.01 | 88.89
374 | 8 | 38 | 68860.1082 | 14937 | 4402.0389 | 5217.0708 | 4793.1605 | 1801.987 | 1803.352 | 1408.1722 | 74.37 | 84.45 | 26 | 11.6935 | 87.54 | 85.59 | 87.08 | 89.36 | 85.27 | 88.62
375 | 8 | 39 | 69296.6455 | 13494.7143 | 4464.1112 | 5282.5114 | 4791.5353 | 1720.2367 | 1760.9619 | 1355.6446 | 73.22 | 82.79 | 20 | 10.5512 | 86.66 | 83.44 | 84.79 | 90.03 | 86.15 | 88.12
376 | 8 | 40 | 68677.4194 | 14937 | 4470.985 | 5333.4644 | 4862.0112 | 1899.424 | 2279.2736 | 1449.6588 | 76.06 | 88.22 | 27 | 13.8632 | 89.17 | 89 | 88.94 | 86.22 | 83.08 | 86.83
377 | 8 | 41 | 68747.7697 | 13322.6563 | 4540.0529 | 5377.0652 | 4878.8376 | 1810.9535 | 2279.2736 | 1444.1572 | 62.2 | 65.25 | 3 | 0.57951 | 69.92 | 68.45 | 67.78 | 104.7 | 100.74 | 95.26
378 | 8 | 42 | 69202.2905 | 14937 | 4393.6578 | 5148.2149 | 4791.6019 | 1790.4881 | 1767.6823 | 1296.1056 | 79.33 | 93.01 | 33 | 16.1869 | 96.16 | 94.82 | 95.36 | 84.71 | 80.8 | 86.76
379 | 8 | 43 | 68772.5692 | 13494.7143 | 4474.6562 | 5263.2426 | 4823.894 | 1749.1067 | 1941.7533 | 1408.1722 | 73.87 | 84.16 | 28 | 11.8395 | 86.14 | 86.01 | 84.92 | 89.24 | 85.57 | 87.32
380 | 8 | 44 | 68908.39 | 14937 | 4328.9909 | 5184.1535 | 4802.7167 | 1718.593 | 2279.2736 | 1323.3186 | 70.89 | 79.35 | 28 | 9.1834 | 83.16 | 82.07 | 82.26 | 93.69 | 90.44 | 90.61
381 | 8 | 45 | 68549.8236 | 13494.7143 | 4498.9735 | 5344.8769 | 4874.0019 | 1790.4881 | 1941.7533 | 1359.4961 | 71.67 | 80.96 | 25 | 10.4425 | 88.59 | 85.25 | 84.25 | 93.7 | 90.62 | 90.35
382 | 8 | 46 | 68459.1051 | 12083.663 | 4542.6004 | 5439.8568 | 4957.5375 | 1899.424 | 2279.2736 | 1459.3232 | 61.47 | 64.16 | 1 | 0.73408 | 68.99 | 68.59 | 66.95 | 104.59 | 101.24 | 94.85
383 | 8 | 47 | 68945.0204 | 13322.6563 | 4536.1554 | 5452.3874 | 4949.4444 | 1844.1433 | 2204.3445 | 1484.599 | 68.36 | 74.65 | 14 | 5.8652 | 77.86 | 75.71 | 75.54 | 96.28 | 91.79 | 90.1
384 | 8 | 48 | 68534.2899 | 14937 | 4528.6106 | 5450.2309 | 4949.1741 | 1749.1067 | 1825.9549 | 1344.8863 | 77.53 | 90.88 | 33 | 15.8106 | 94.17 | 94.35 | 93.35 | 85.41 | 83.23 | 86.9
385 | 9 | 1 | 68400.0706 | 12691.8834 | 4531.5599 | 5318.9003 | 4850.9622 | 1807.4742 | 1949.6024 | 1459.3232 | 64.16 | 68.7 | 5 | 3.2745 | 76.55 | 73.49 | 72.62 | 101.66 | 99.36 | 94.21
386 | 9 | 2 | 69403.2674 | 13322.6563 | 4434.7963 | 5186.3868 | 4735.0444 | 1801.987 | 1803.352 | 1408.1722 | 66.83 | 72.31 | 13 | 4.5253 | 78.24 | 75.64 | 76.09 | 100.33 | 96.69 | 94.14
387 | 9 | 3 | 69090.2914 | 13494.7143 | 4485.8058 | 5291.5689 | 4826.2548 | 1758.6374 | 1796.3072 | 1408.1722 | 65.84 | 71.5 | 10 | 4.0628 | 75.93 | 73.95 | 74.5 | 100.6 | 96.6 | 94.07
388 | 9 | 4 | 68584.0448 | 13322.6563 | 4469.9313 | 5265.748 | 4823.3746 | 1807.4742 | 1760.9619 | 1459.3232 | 64.07 | 68.9 | 7 | 3.0882 | 71.77 | 70.44 | 70.26 | 100.76 | 96.8 | 93.17
389 | 9 | 5 | 69000.8812 | 13494.7143 | 4478.5523 | 5217.598 | 4765.5726 | 1807.4742 | 1941.7533 | 1459.3232 | 72.58 | 81.82 | 26 | 10.4259 | 84.08 | 81.57 | 82.67 | 89.33 | 84.79 | 86.99
390 | 9 | 6 | 68615.6369 | 13322.6563 | 4431.9772 | 5215.5837 | 4810.8684 | 1807.4742 | 2279.2736 | 1459.3232 | 67.92 | 74.93 | 12 | 6.6981 | 77.59 | 75.11 | 76.87 | 95.26 | 90.82 | 91.04
391 | 9 | 7 | 69165.2913 | 14937 | 4583.2354 | 5409.3336 | 4904.6812 | 1899.424 | 1905.646 | 1449.6588 | 72.03 | 81.8 | 24 | 9.8913 | 86.01 | 83.61 | 84.15 | 92.03 | 88.85 | 89.69
392 | 9 | 8 | 69086.9299 | 13494.7143 | 4563.1303 | 5366.0394 | 4850.3112 | 1899.424 | 1905.646 | 1449.6588 | 66.05 | 71.17 | 10 | 4.6537 | 79.03 | 77.1 | 75.74 | 99.59 | 98.37 | 93.69
393 | 9 | 9 | 69253.2552 | 13494.7143 | 4536.3302 | 5300.9034 | 4845.5187 | 1839.0892 | 2279.2736 | 1482.8699 | 76.25 | 86.92 | 27 | 13.8251 | 87.01 | 85.08 | 87.69 | 83.02 | 78.04 | 84.46
394 | 9 | 10 | 68536.6681 | 14937 | 4480.612 | 5292.7029 | 4790.7152 | 1718.593 | 2279.2736 | 1301.4559 | 64.41 | 69.91 | 8 | 4.2394 | 73.86 | 73.69 | 71.54 | 100.19 | 97.56 | 92.98
395 | 9 | 11 | 68526.266 | 13494.7143 | 4469.2163 | 5292.2195 | 4842.7566 | 1899.424 | 1949.6024 | 1459.3232 | 76.68 | 87.98 | 24 | 15.7292 | 101.75 | 95.23 | 95.15 | 85.89 | 85.72 | 87.56
396 | 9 | 12 | 68680.6149 | 13494.7143 | 4514.4258 | 5305.1915 | 4891.7999 | 1899.424 | 2279.2736 | 1449.6588 | 64.41 | 69.11 | 8 | 3.1885 | 73.75 | 71.46 | 71.32 | 100.69 | 96.97 | 92.91
397 | 9 | 13 | 68880.0217 | 14937 | 4497.3112 | 5295.8599 | 4834.1859 | 1807.4742 | 2046.6423 | 1459.3232 | 72.34 | 81.97 | 17 | 10.1385 | 90.56 | 88.47 | 86.73 | 94.62 | 93.41 | 91.49
398 | 9 | 14 | 69188.5029 | 13494.7143 | 4466.4277 | 5257.3855 | 4824.8535 | 1807.4742 | 1803.352 | 1459.3232 | 67.39 | 73.54 | 14 | 5.4923 | 76.07 | 73.94 | 74.4 | 96.35 | 91.94 | 90.39
399 | 9 | 15 | 69074.6457 | 13494.7143 | 4480.4161 | 5250.2831 | 4842.3863 | 1749.1067 | 1716.1429 | 1408.1722 | 77.22 | 89.1 | 23 | 15.5167 | 105.75 | 97.96 | 95.77 | 87.96 | 88.09 | 87.22
400 | 9 | 16 | 69130.2452 | 13494.7143 | 4489.8994 | 5283.5832 | 4788.9173 | 1758.6374 | 1760.9619 | 1408.1722 | 72.25 | 80.69 | 19 | 10.5067 | 81.72 | 79.16 | 81.15 | 87.56 | 82.56 | 85.99
401 | 9 | 17 | 69015.6558 | 13494.7143 | 4451.0751 | 5218.1953 | 4736.6113 | 1749.9464 | 1826.2832 | 1408.1722 | 70.83 | 79.27 | 15 | 9.8373 | 87.65 | 82.87 | 82.71 | 92.68 | 89.32 | 88.86
402 | 9 | 18 | 68799.8665 | 13494.7143 | 4403.4314 | 5197.9335 | 4746.9026 | 1801.987 | 1803.352 | 1384.6416 | 66.28 | 72.38 | 12 | 4.9692 | 76.43 | 74.63 | 74.91 | 99.44 | 95.28 | 93.24
403 | 9 | 19 | 68783.2452 | 13494.7143 | 4414.8869 | 5176.2434 | 4812.16 | 1899.424 | 2046.6423 | 1449.6588 | 69.11 | 77.13 | 14 | 8.0958 | 82.63 | 79.76 | 80.75 | 95.13 | 91.72 | 91.56
404 | 9 | 20 | 68325.3456 | 13494.7143 | 4524.4795 | 5275.5055 | 4853.7863 | 1899.424 | 1905.646 | 1449.6588 | 64.58 | 69.69 | 9 | 3.5713 | 73.69 | 72.32 | 71.53 | 100.56 | 96.92 | 92.9
405 | 9 | 21 | 68742.5152 | 13494.7143 | 4548.9082 | 5404.8538 | 4856.001 | 1807.4742 | 1949.6024 | 1459.3232 | 66.56 | 73.19 | 14 | 5.8161 | 76.89 | 74.57 | 75.92 | 97.18 | 92.9 | 92.58
406 | 9 | 22 | 69792.0844 | 13395.1467 | 4460.3364 | 5235.3099 | 4768.5432 | 1801.987 | 1803.352 | 1384.6416 | 79.33 | 92.07 | 22 | 16.5519 | 104.92 | 97.06 | 98.74 | 85.05 | 83 | 87.21
407 | 9 | 23 | 69124.4451 | 13322.6563 | 4496.9717 | 5275.4205 | 4790.1754 | 1801.987 | 2158.8018 | 1444.1572 | 68.67 | 75.4 | 14 | 6.8571 | 80.17 | 77.05 | 77.19 | 95.26 | 91.47 | 90.17
408 | 9 | 24 | 69371.4734 | 13494.7143 | 4407.734 | 5184.6967 | 4795.0805 | 1749.1067 | 1949.6024 | 1387.2315 | 69.35 | 76.78 | 23 | 7.2809 | 84.02 | 80.72 | 79.92 | 96.93 | 94.36 | 91.44
409 | 9 | 25 | 68800.8002 | 14937 | 4477.7827 | 5274.5373 | 4797.7953 | 1899.424 | 1905.646 | 1449.6588 | 67.77 | 74.46 | 13 | 5.6698 | 78.19 | 76.41 | 76.14 | 97.65 | 93.85 | 91.68
410 | 9 | 26 | 68857.1955 | 13494.7143 | 4378.2456 | 5140.5705 | 4707.411 | 1771.5776 | 1805.6391 | 1408.1722 | 78.22 | 92.17 | 32 | 16.6236 | 94.79 | 92.62 | 95.02 | 82.27 | 77.91 | 85.9
411 | 9 | 27 | 69685.3721 | 13395.1467 | 4444.0525 | 5212.0249 | 4786.9944 | 1720.2367 | 2279.2736 | 1408.1722 | 74.05 | 83.7 | 22 | 11.5831 | 91.23 | 87.92 | 88.05 | 90.06 | 88 | 89
412 | 9 | 28 | 68939.7685 | 14937 | 4649.7273 | 5457.9347 | 4938.1901 | 1801.987 | 1803.352 | 1392.7959 | 73.6 | 83.54 | 18 | 11.4348 | 91.82 | 88.69 | 87.61 | 91.51 | 89.84 | 89.33
413 | 9 | 29 | 68998.827 | 13494.7143 | 4435.6881 | 5232.6809 | 4780.6022 | 1899.424 | 1949.6024 | 1449.6588 | 75.35 | 86.18 | 20 | 13.2899 | 95.95 | 90.67 | 91.64 | 88.11 | 86.31 | 88.46
414 | 9 | 30 | 69374.3941 | 14937 | 4454.7059 | 5256.5813 | 4834.5167 | 1708.6314 | 2279.2736 | 1392.7959 | 76.18 | 88.63 | 32 | 13.6095 | 91.12 | 90.45 | 91.14 | 86.65 | 84.04 | 87.72
415 | 9 | 31 | 68375.4192 | 14937 | 4482.9461 | 5310.4721 | 4896.157 | 1758.6374 | 1948.2376 | 1392.7959 | 67.25 | 73.62 | 13 | 6.1691 | 78.39 | 78.19 | 76.89 | 98.07 | 95.37 | 92.53
416 | 9 | 32 | 69351.3314 | 13494.7143 | 4442.2403 | 5253.01 | 4770.7784 | 1807.4742 | 1936.4602 | 1459.3232 | 69.61 | 77.55 | 17 | 8.2874 | 77.88 | 76.31 | 76.75 | 91.14 | 86.75 | 87.31
417 | 9 | 33 | 68740.3786 | 13494.7143 | 4420.4039 | 5253.1846 | 4781.7352 | 1663.2528 | 1787.5087 | 1355.6446 | 72.24 | 81.42 | 20 | 10.6612 | 86.38 | 83.62 | 82.79 | 90.14 | 86.89 | 87.01
418 | 9 | 34 | 68751.9625 | 13494.7143 | 4505.3976 | 5331.0428 | 4896.7831 | 1899.424 | 2069.1571 | 1482.8699 | 69.95 | 77.75 | 12 | 8.5215 | 83.7 | 80.36 | 80.04 | 93.86 | 90.51 | 89.48
419 | 9 | 35 | 69544.6465 | 13494.7143 | 4431.021 | 5256.0026 | 4783.9505 | 1737.1286 | 1868.6409 | 1355.6446 | 75.56 | 86.65 | 25 | 12.9899 | 92.99 | 88.39 | 91.12 | 88.39 | 84.69 | 89
420 | 9 | 36 | 69156.6044 | 13494.7143 | 4535.6911 | 5371.5952 | 4903.4204 | 1663.2528 | 1760.9619 | 1317.9344 | 65.81 | 70.68 | 9 | 3.8657 | 76.22 | 74.08 | 73.46 | 101.08 | 97.19 | 93.46
421 | 9 | 37 | 69006.8514 | 13494.7143 | 4370.488 | 5166.2448 | 4777.1189 | 1708.6314 | 1770.283 | 1355.6446 | 71.69 | 80.45 | 26 | 9.5429 | 85.84 | 83.88 | 84.28 | 93.25 | 90.08 | 90.81
422 | 9 | 38 | 68860.1082 | 14937 | 4402.0389 | 5217.0708 | 4793.1605 | 1801.987 | 1803.352 | 1408.1722 | 76.29 | 88.14 | 32 | 13.7431 | 90.34 | 89.17 | 89.98 | 86.81 | 83 | 87.38
423 | 9 | 39 | 69296.6455 | 13494.7143 | 4464.1112 | 5282.5114 | 4791.5353 | 1720.2367 | 1760.9619 | 1355.6446 | 73.55 | 83.02 | 20 | 10.8437 | 91.07 | 85.98 | 87.09 | 91.47 | 88.24 | 89.3
424 | 9 | 40 | 68677.4194 | 14937 | 4470.985 | 5333.4644 | 4862.0112 | 1899.424 | 2279.2736 | 1449.6588 | 79.49 | 93.53 | 31 | 17.5857 | 98.51 | 97 | 95.79 | 82.63 | 80.74 | 84.97
425 | 9 | 41 | 68747.7697 | 13322.6563 | 4540.0529 | 5377.0652 | 4878.8376 | 1810.9535 | 2279.2736 | 1444.1572 | 70.89 | 78.86 | 16 | 9.0121 | 85.72 | 82.11 | 82.45 | 93.75 | 90.08 | 90.16
426 | 9 | 42 | 69202.2905 | 14937 | 4393.6578 | 5148.2149 | 4791.6019 | 1790.4881 | 1767.6823 | 1296.1056 | 83.45 | 98.99 | 36 | 20.5475 | 106.05 | 103.36 | 102.63 | 79.01 | 77.11 | 84.11
427 | 9 | 43 | 68772.5692 | 13494.7143 | 4474.6562 | 5263.2426 | 4823.894 | 1749.1067 | 1941.7533 | 1408.1722 | 73.45 | 82.8 | 25 | 11.348 | 84.5 | 83.89 | 84.01 | 89.65 | 85.05 | 88
428 | 9 | 44 | 68908.39 | 14937 | 4328.9909 | 5184.1535 | 4802.7167 | 1718.593 | 2279.2736 | 1323.3186 | 71.03 | 79.9 | 22 | 9.6849 | 83.38 | 82.15 | 82.5 | 92.54 | 89.17 | 89.88
429 | 9 | 45 | 68549.8236 | 13494.7143 | 4498.9735 | 5344.8769 | 4874.0019 | 1790.4881 | 1941.7533 | 1359.4961 | 69.09 | 76.74 | 19 | 7.9583 | 79.64 | 78.91 | 78.36 | 96.05 | 91.31 | 91.55
430 | 9 | 46 | 68459.1051 | 12083.663 | 4542.6004 | 5439.8568 | 4957.5375 | 1899.424 | 2279.2736 | 1459.3232 | 62.4 | 65.25 | 5 | 1.6929 | 70.74 | 71.07 | 69.09 | 103.2 | 101 | 94.64
431 | 9 | 47 | 68945.0204 | 13322.6563 | 4536.1554 | 5452.3874 | 4949.4444 | 1844.1433 | 2204.3445 | 1484.599 | 68.63 | 74.73 | 18 | 6.1043 | 77.21 | 74.97 | 75.86 | 95.34 | 90.09 | 89.76
432 | 9 | 48 | 68534.2899 | 14937 | 4528.6106 | 5450.2309 | 4949.1741 | 1749.1067 | 1825.9549 | 1344.8863 | 70.39 | 79.6 | 19 | 8.9827 | 82.7 | 81.05 | 82.41 | 93.58 | 89.16 | 90.87
433 | 10 | 1 | 68400.0706 | 12691.8834 | 4531.5599 | 5318.9003 | 4850.9622 | 1807.4742 | 1949.6024 | 1459.3232 | 63.41 | 67.06 | 3 | 2.134 | 71.45 | 70.33 | 69.04 | 102.64 | 98.88 | 93.87
434 | 10 | 2 | 69403.2674 | 13322.6563 | 4434.7963 | 5186.3868 | 4735.0444 | 1801.987 | 1803.352 | 1408.1722 | 66.09 | 70.91 | 8 | 3.7229 | 75.2 | 73.22 | 72.96 | 101.26 | 96.71 | 93.61
435 | 10 | 3 | 69090.2914 | 13494.7143 | 4485.8058 | 5291.5689 | 4826.2548 | 1758.6374 | 1796.3072 | 1408.1722 | 68.96 | 75.73 | 17 | 6.9715 | 78.98 | 77.84 | 78.09 | 95.46 | 91.61 | 91.07
436 | 10 | 4 | 68584.0448 | 13322.6563 | 4469.9313 | 5265.748 | 4823.3746 | 1807.4742 | 1760.9619 | 1459.3232 | 64.64 | 69.35 | 8 | 3.3844 | 72.81 | 71.28 | 70.46 | 100.99 | 96.64 | 92.68
437 | 10 | 5 | 69000.8812 | 13494.7143 | 4478.5523 | 5217.598 | 4765.5726 | 1807.4742 | 1941.7533 | 1459.3232 | 70.82 | 79.28 | 22 | 8.6909 | 82.1 | 79.94 | 80.52 | 92.72 | 88.69 | 89.15
438 | 10 | 6 | 68615.6369 | 13322.6563 | 4431.9772 | 5215.5837 | 4810.8684 | 1807.4742 | 2279.2736 | 1459.3232 | 65.59 | 70.85 | 10 | 4.3965 | 74.27 | 72.16 | 72.78 | 98.91 | 94.67 | 92.29
439 | 10 | 7 | 69165.2913 | 14937 | 4583.2354 | 5409.3336 | 4904.6812 | 1899.424 | 1905.646 | 1449.6588 | 74.55 | 85.8 | 26 | 12.2789 | 88.95 | 86.39 | 87.2 | 88.37 | 84.43 | 87.21
440 | 10 | 8 | 69086.9299 | 13494.7143 | 4563.1303 | 5366.0394 | 4850.3112 | 1899.424 | 1905.646 | 1449.6588 | 63.73 | 67.35 | 6 | 2.2556 | 73.14 | 72.44 | 71.15 | 102.65 | 100.18 | 94.96
441 | 10 | 9 | 69253.2552 | 13494.7143 | 4536.3302 | 5300.9034 | 4845.5187 | 1839.0892 | 2279.2736 | 1482.8699 | 76.49 | 87.07 | 32 | 13.8834 | 87.31 | 86.59 | 87.83 | 82.37 | 79.03 | 83.81
442 | 10 | 10 | 68536.6681 | 14937 | 4480.612 | 5292.7029 | 4790.7152 | 1718.593 | 2279.2736 | 1301.4559 | 62.7 | 67.37 | 6 | 2.716 | 72.4 | 71.88 | 69.78 | 102.92 | 100.11 | 94.5
443 | 10 | 11 | 68526.266 | 13494.7143 | 4469.2163 | 5292.2195 | 4842.7566 | 1899.424 | 1949.6024 | 1459.3232 | 65.25 | 70.36 | 16 | 4.3865 | 74.26 | 73.18 | 73.3 | 98.98 | 95.7 | 93
444 | 10 | 12 | 68680.6149 | 13494.7143 | 4514.4258 | 5305.1915 | 4891.7999 | 1899.424 | 2279.2736 | 1449.6588 | 66.67 | 72.55 | 11 | 5.3008 | 74.76 | 73.08 | 72.64 | 96.79 | 92.32 | 90
445 | 10 | 13 | 68880.0217 | 14937 | 4497.3112 | 5295.8599 | 4834.1859 | 1807.4742 | 2046.6423 | 1459.3232 | 69.3 | 77.26 | 12 | 6.9903 | 82.42 | 82.24 | 80.13 | 98.15 | 96.13 | 92.75
446 | 10 | 14 | 69188.5029 | 13494.7143 | 4466.4277 | 5257.3855 | 4824.8535 | 1807.4742 | 1803.352 | 1459.3232 | 68.98 | 76.16 | 11 | 7.0404 | 82.13 | 79.71 | 78.28 | 95.89 | 93.13 | 90.08
447 | 10 | 15 | 69074.6457 | 13494.7143 | 4480.4161 | 5250.2831 | 4842.3863 | 1749.1067 | 1716.1429 | 1408.1722 | 66.64 | 72.73 | 13 | 4.9955 | 78.54 | 75.66 | 75.44 | 99.27 | 95.9 | 92.63
448 | 10 | 16 | 69130.2452 | 13494.7143 | 4489.8994 | 5283.5832 | 4788.9173 | 1758.6374 | 1760.9619 | 1408.1722 | 69.34 | 76.4 | 14 | 7.4827 | 78.11 | 76.01 | 76.04 | 92.87 | 88.49 | 88.06
449 | 10 | 17 | 69015.6558 | 13494.7143 | 4451.0751 | 5218.1953 | 4736.6113 | 1749.9464 | 1826.2832 | 1408.1722 | 68.43 | 75.86 | 13 | 7.1753 | 81.54 | 79.97 | 78.02 | 97.4 | 93.81 | 90.98
450 | 10 | 18 | 68799.8665 | 13494.7143 | 4403.4314 | 5197.9335 | 4746.9026 | 1801.987 | 1803.352 | 1384.6416 | 65.38 | 70.62 | 11 | 4.2311 | 74.04 | 72.24 | 72 | 100.13 | 95.47 | 92.74
451 | 10 | 19 | 68783.2452 | 13494.7143 | 4414.8869 | 5176.2434 | 4812.16 | 1899.424 | 2046.6423 | 1449.6588 | 66.14 | 72.22 | 11 | 5.0845 | 76.94 | 75.09 | 74.74 | 99 | 95.76 | 92.49
452 | 10 | 20 | 68325.3456 | 13494.7143 | 4524.4795 | 5275.5055 | 4853.7863 | 1899.424 | 1905.646 | 1449.6588 | 67.01 | 73.34 | 10 | 5.6935 | 76.69 | 75.63 | 75.61 | 97.1 | 93.65 | 91.84
453 | 10 | 21 | 68742.5152 | 13494.7143 | 4548.9082 | 5404.8538 | 4856.001 | 1807.4742 | 1949.6024 | 1459.3232 | 65.89 | 71.58 | 13 | 4.9074 | 75.9 | 73.9 | 74.67 | 98.6 | 94.56 | 93.12
454 | 10 | 22 | 69792.0844 | 13395.1467 | 4460.3364 | 5235.3099 | 4768.5432 | 1801.987 | 1803.352 | 1384.6416 | 69.82 | 77.22 | 17 | 7.1087 | 83.12 | 79.12 | 80.5 | 96.24 | 92.3 | 91.95
455 | 10 | 23 | 69124.4451 | 13322.6563 | 4496.9717 | 5275.4205 | 4790.1754 | 1801.987 | 2158.8018 | 1444.1572 | 67.25 | 73.07 | 11 | 5.3708 | 75.61 | 73.82 | 73.39 | 96.79 | 92.39 | 90.32
456 | 10 | 24 | 69371.4734 | 13494.7143 | 4407.734 | 5184.6967 | 4795.0805 | 1749.1067 | 1949.6024 | 1387.2315 | 70.71 | 78.88 | 17 | 8.6817 | 84.03 | 82.27 | 79.95 | 95.67 | 91.52 | 89.23
457 | 10 | 25 | 68800.8002 | 14937 | 4477.7827 | 5274.5373 | 4797.7953 | 1899.424 | 1905.646 | 1449.6588 | 67.83 | 74.43 | 16 | 5.7409 | 79.04 | 77.13 | 76.65 | 97.61 | 94.45 | 91.88
458 | 10 | 26 | 68857.1955 | 13494.7143 | 4378.2456 | 5140.5705 | 4707.411 | 1771.5776 | 1805.6391 | 1408.1722 | 65.01 | 70.55 | 12 | 3.6834 | 75.15 | 72.98 | 73.52 | 102.12 | 97.66 | 94.99
459 | 10 | 27 | 69685.3721 | 13395.1467 | 4444.0525 | 5212.0249 | 4786.9944 | 1720.2367 | 2279.2736 | 1408.1722 | 74.57 | 84.45 | 26 | 11.942 | 87.79 | 85.98 | 87.92 | 88.16 | 84.36 | 88.29
460 | 10 | 28 | 68939.7685 | 14937 | 4649.7273 | 5457.9347 | 4938.1901 | 1801.987 | 1803.352 | 1392.7959 | 69.8 | 77.6 | 16 | 7.5452 | 81.25 | 81.39 | 79.88 | 95.81 | 93.39 | 91.64
461 | 10 | 29 | 68998.827 | 13494.7143 | 4435.6881 | 5232.6809 | 4780.6022 | 1899.424 | 1949.6024 | 1449.6588 | 67.97 | 74.55 | 14 | 6.0003 | 79.63 | 77 | 77.63 | 97.6 | 94.08 | 92.51
462 | 10 | 30 | 69374.3941 | 14937 | 4454.7059 | 5256.5813 | 4834.5167 | 1708.6314 | 2279.2736 | 1392.7959 | 77.33 | 90.13 | 30 | 14.6563 | 92.35 | 91.43 | 90.87 | 85.36 | 81.82 | 85.37
463 | 10 | 31 | 68375.4192 | 14937 | 4482.9461 | 5310.4721 | 4896.157 | 1758.6374 | 1948.2376 | 1392.7959 | 64.4 | 69.45 | 6 | 3.4648 | 73.9 | 73.44 | 72.03 | 101.53 | 98.71 | 93.82
464 | 10 | 32 | 69351.3314 | 13494.7143 | 4442.2403 | 5253.01 | 4770.7784 | 1807.4742 | 1936.4602 | 1459.3232 | 69.13 | 76.85 | 18 | 7.5836 | 79.87 | 77.63 | 77.89 | 94.5 | 90.03 | 89.61
465 | 10 | 33 | 68740.3786 | 13494.7143 | 4420.4039 | 5253.1846 | 4781.7352 | 1663.2528 | 1787.5087 | 1355.6446 | 66.36 | 72.38 | 10 | 4.9996 | 75.69 | 74.29 | 74.04 | 98.61 | 94.7 | 92.37
466 | 10 | 34 | 68751.9625 | 13494.7143 | 4505.3976 | 5331.0428 | 4896.7831 | 1899.424 | 2069.1571 | 1482.8699 | 73.19 | 83.06 | 19 | 11.5615 | 87.68 | 85.75 | 84.21 | 90.94 | 86.78 | 87.37
467 | 10 | 35 | 69544.6465 | 13494.7143 | 4431.021 | 5256.0026 | 4783.9505 | 1737.1286 | 1868.6409 | 1355.6446 | 68.03 | 74.78 | 21 | 5.5929 | 79.52 | 77.97 | 77.41 | 99.47 | 95.58 | 92.98
468 | 10 | 36 | 69156.6044 | 13494.7143 | 4535.6911 | 5371.5952 | 4903.4204 | 1663.2528 | 1760.9619 | 1317.9344 | 67.31 | 73.07 | 11 | 5.1095 | 77.13 | 74.91 | 75.85 | 98.13 | 94.11 | 92.63
469 | 10 | 37 | 69006.8514 | 13494.7143 | 4370.488 | 5166.2448 | 4777.1189 | 1708.6314 | 1770.283 | 1355.6446 | 67.83 | 74.44 | 16 | 5.8837 | 78.05 | 76.91 | 76.44 | 98.23 | 94.33 | 92.05
470 | 10 | 38 | 68860.1082 | 14937 | 4402.0389 | 5217.0708 | 4793.1605 | 1801.987 | 1803.352 | 1408.1722 | 75.99 | 87.28 | 29 | 13.1754 | 89.35 | 87.18 | 88.56 | 86.93 | 82.46 | 86.83
471 | 10 | 39 | 69296.6455 | 13494.7143 | 4464.1112 | 5282.5114 | 4791.5353 | 1720.2367 | 1760.9619 | 1355.6446 | 67.09 | 72.53 | 14 | 4.401 | 76 | 74.52 | 74.69 | 98.93 | 95 | 92.53
472 | 10 | 40 | 68677.4194 | 14937 | 4470.985 | 5333.4644 | 4862.0112 | 1899.424 | 2279.2736 | 1449.6588 | 72.59 | 82.57 | 22 | 10.4736 | 85.97 | 85.72 | 83.91 | 92.74 | 89.48 | 89.24
473 | 10 | 41 | 68747.7697 | 13322.6563 | 4540.0529 | 5377.0652 | 4878.8376 | 1810.9535 | 2279.2736 | 1444.1572 | 63.74 | 67.6 | 9 | 2.103 | 72.35 | 70.61 | 70.19 | 102.65 | 98.49 | 94.31
474 | 10 | 42 | 69202.2905 | 14937 | 4393.6578 | 5148.2149 | 4791.6019 | 1790.4881 | 1767.6823 | 1296.1056 | 75.58 | 86.75 | 24 | 12.6095 | 92.51 | 92.16 | 89.55 | 90.38 | 88.92 | 88.73
475 | 10 | 43 | 68772.5692 | 13494.7143 | 4474.6562 | 5263.2426 | 4823.894 | 1749.1067 | 1941.7533 | 1408.1722 | 78.99 | 90.38 | 33 | 16.769 | 90.62 | 91.21 | 93 | 78.31 | 75.61 | 83.31
476 | 10 | 44 | 68908.39 | 14937 | 4328.9909 | 5184.1535 | 4802.7167 | 1718.593 | 2279.2736 | 1323.3186 | 66.78 | 72.84 | 19 | 5.3205 | 77.25 | 76.65 | 75.54 | 99.72 | 96.57 | 92.88
477 | 10 | 45 | 68549.8236 | 13494.7143 | 4498.9735 | 5344.8769 | 4874.0019 | 1790.4881 | 1941.7533 | 1359.4961 | 70.07 | 78.57 | 17 | 8.9225 | 83.27 | 82.27 | 80.38 | 95.46 | 91.7 | 90.57
478 | 10 | 46 | 68459.1051 | 12083.663 | 4542.6004 | 5439.8568 | 4957.5375 | 1899.424 | 2279.2736 | 1459.3232 | 61.61 | 64.22 | 3 | 0.91744 | 69.47 | 69.6 | 67.63 | 104.25 | 101.73 | 94.95
479 | 10 | 47 | 68945.0204 | 13322.6563 | 4536.1554 | 5452.3874 | 4949.4444 | 1844.1433 | 2204.3445 | 1484.599 | 71.29 | 78.75 | 18 | 8.5464 | 79.33 | 77.32 | 78.65 | 90.61 | 85.35 | 87.21
480 | 10 | 48 | 68534.2899 | 14937 | 4528.6106 | 5450.2309 | 4949.1741 | 1749.1067 | 1825.9549 | 1344.8863 | 72.04 | 82.03 | 23 | 10.4923 | 84.18 | 83.45 | 83.81 | 90.75 | 87.11 | 88.92
481 | 11 | 1 | 68400.0706 | 12691.8834 | 4531.5599 | 5318.9003 | 4850.9622 | 1807.4742 | 1949.6024 | 1459.3232 | 61.83 | 64.84 | 4 | 0.60696 | 69.82 | 68.29 | 67.34 | 105 | 101.25 | 95.37
482 | 11 | 2 | 69403.2674 | 13322.6563 | 4434.7963 | 5186.3868 | 4735.0444 | 1801.987 | 1803.352 | 1408.1722 | 65.8 | 70.69 | 13 | 3.3533 | 75.15 | 72.94 | 73.16 | 101.58 | 97.38 | 94.2
483 | 11 | 3 | 69090.2914 | 13494.7143 | 4485.8058 | 5291.5689 | 4826.2548 | 1758.6374 | 1796.3072 | 1408.1722 | 68.79 | 75.81 | 21 | 6.5533 | 79.99 | 78 | 78.83 | 97 | 92.81 | 92.27
484 | 11 | 4 | 68584.0448 | 13322.6563 | 4469.9313 | 5265.748 | 4823.3746 | 1807.4742 | 1760.9619 | 1459.3232 | 63.94 | 68.32 | 10 | 2.5674 | 71.19 | 69.51 | 69.38 | 101.27 | 97.18 | 93.12
485 | 11 | 5 | 69000.8812 | 13494.7143 | 4478.5523 | 5217.598 | 4765.5726 | 1807.4742 | 1941.7533 | 1459.3232 | 71.48 | 80.15 | 21 | 9.3608 | 82.31 | 79.93 | 81.13 | 91.53 | 86.6 | 88.56
486 | 11 | 6 | 68615.6369 | 13322.6563 | 4431.9772 | 5215.5837 | 4810.8684 | 1807.4742 | 2279.2736 | 1459.3232 | 68.61 | 76.1 | 15 | 7.2234 | 78.57 | 75.8 | 77.8 | 94.33 | 89.9 | 90.62
487 | 11 | 7 | 69165.2913 | 14937 | 4583.2354 | 5409.3336 | 4904.6812 | 1899.424 | 1905.646 | 1449.6588 | 71.18 | 80.06 | 24 | 8.9077 | 81.57 | 79.12 | 80.24 | 91.74 | 87.05 | 88.5
488 | 11 | 8 | 69086.9299 | 13494.7143 | 4563.1303 | 5366.0394 | 4850.3112 | 1899.424 | 1905.646 | 1449.6588 | 67.4 | 72.85 | 12 | 5.5868 | 82.3 | 80.3 | 78 | 99.97 | 98.44 | 93.53
489 | 11 | 9 | 69253.2552 | 13494.7143 | 4536.3302 | 5300.9034 | 4845.5187 | 1839.0892 | 2279.2736 | 1482.8699 | 72.31 | 80.82 | 19 | 9.8142 | 82.24 | 80.21 | 81.88 | 89.09 | 84.77 | 87.23
490 | 11 | 10 | 68536.6681 | 14937 | 4480.612 | 5292.7029 | 4790.7152 | 1718.593 | 2279.2736 | 1301.4559 | 66.01 | 72.53 | 13 | 5.5055 | 77.3 | 77.36 | 75.2 | 99.13 | 97.2 | 93.13
491 | 11 | 11 | 68526.266 | 13494.7143 | 4469.2163 | 5292.2195 | 4842.7566 | 1899.424 | 1949.6024 | 1459.3232 | 69.3 | 77.43 | 20 | 8.2874 | 81.78 | 78.94 | 80.54 | 93.83 | 90.25 | 91.05
492 | 11 | 12 | 68680.6149 | 13494.7143 | 4514.4258 | 5305.1915 | 4891.7999 | 1899.424 | 2279.2736 | 1449.6588 | 65.77 | 71.18 | 11 | 4.2611 | 76.95 | 74.68 | 73.71 | 99.58 | 96.94 | 92.44
493 | 11 | 13 | 68880.0217 | 14937 | 4497.3112 | 5295.8599 | 4834.1859 | 1807.4742 | 2046.6423 | 1459.3232 | 67.71 | 74.54 | 12 | 5.3143 | 79.46 | 78.26 | 77.22 | 99.79 | 96.96 | 93.54
494 | 11 | 14 | 69188.5029 | 13494.7143 | 4466.4277 | 5257.3855 | 4824.8535 | 1807.4742 | 1803.352 | 1459.3232 | 67.81 | 74.16 | 13 | 5.6796 | 78.2 | 75.71 | 76.17 | 97.36 | 92.92 | 91.38
495 | 11 | 15 | 69074.6457 | 13494.7143 | 4480.4161 | 5250.2831 | 4842.3863 | 1749.1067 | 1716.1429 | 1408.1722 | 66.21 | 71.94 | 18 | 4.2218 | 77.62 | 75.15 | 74.77 | 100.95 | 97.27 | 93.58
496 | 11 | 16 | 69130.2452 | 13494.7143 | 4489.8994 | 5283.5832 | 4788.9173 | 1758.6374 | 1760.9619 | 1408.1722 | 74.41 | 84.58 | 22 | 12.2807 | 88.23 | 84.62 | 86.45 | 86.72 | 83.07 | 86.56
497 | 11 | 17 | 69015.6558 | 13494.7143 | 4451.0751 | 5218.1953 | 4736.6113 | 1749.9464 | 1826.2832 | 1408.1722 | 67.36 | 73.92 | 12 | 6.0237 | 77.06 | 75.28 | 75.26 | 96.26 | 92.2 | 90.71
498 | 11 | 18 | 68799.8665 | 13494.7143 | 4403.4314 | 5197.9335 | 4746.9026 | 1801.987 | 1803.352 | 1384.6416 | 68.78 | 76.56 | 20 | 7.2321 | 79.75 | 77.23 | 78.14 | 95.82 | 91.07 | 91.1
499 | 11 | 19 | 68783.2452 | 13494.7143 | 4414.8869 | 5176.2434 | 4812.16 | 1899.424 | 2046.6423 | 1449.6588 | 71.83 | 81.51 | 19 | 10.5733 | 82.87 | 80.33 | 81.97 | 89.54 | 84.73 | 87.63
500 | 11 | 20 | 68325.3456 | 13494.7143 | 4524.4795 | 5275.5055 | 4853.7863 | 1899.424 | 1905.646 | 1449.6588 | 65.79 | 71.39 | 14 | 4.4757 | 78.15 | 75.96 | 74.54 | 100.96 | 97.75 | 93.25
501 | 11 | 21 | 68742.5152 | 13494.7143 | 4548.9082 | 5404.8538 | 4856.001 | 1807.4742 | 1949.6024 | 1459.3232 | 67.3 | 74.1 | 16 | 6.1396 | 77.33 | 75.02 | 76.52 | 96.21 | 92.06 | 92.01
502 | 11 | 22 | 69792.0844 | 13395.1467 | 4460.3364 | 5235.3099 | 4768.5432 | 1801.987 | 1803.352 | 1384.6416 | 71.76 | 80.45 | 22 | 8.8124 | 85.94 | 82.28 | 83.92 | 94.12 | 89.94 | 91.14
503 | 11 | 23 | 69124.4451 | 13322.6563 | 4496.9717 | 5275.4205 | 4790.1754 | 1801.987 | 2158.8018 | 1444.1572 | 70.37 | 78 | 15 | 8.2314 | 85.95 | 81.83 | 81.37 | 95.07 | 92.15 | 90.42
504 | 11 | 24 | 69371.4734 | 13494.7143 | 4407.734 | 5184.6967 | 4795.0805 | 1749.1067 | 1949.6024 | 1387.2315 | 69.56 | 76.82 | 18 | 7.1777 | 84.07 | 80.68 | 79.81 | 96.52 | 94.35 | 91.22
505 | 11 | 25 | 68800.8002 | 14937 | 4477.7827 | 5274.5373 | 4797.7953 | 1899.424 | 1905.646 | 1449.6588 | 73.71 | 83.95 | 22 | 11.3831 | 91.16 | 87.65 | 87.16 | 91.25 | 88.66 | 88.93
506 | 11 | 26 | 68857.1955 | 13494.7143 | 4378.2456 | 5140.5705 | 4707.411 | 1771.5776 | 1805.6391 | 1408.1722 | 75.74 | 88 | 31 | 13.8718 | 89.49 | 88.04 | 89.61 | 86.18 | 81.43 | 87.18
507 | 11 | 27 | 69685.3721 | 13395.1467 | 4444.0525 | 5212.0249 | 4786.9944 | 1720.2367 | 2279.2736 | 1408.1722 | 67.97 | 74.4 | 16 | 5.3166 | 78.46 | 76.49 | 77.16 | 98.66 | 94.62 | 92.95
508 | 11 | 28 | 68939.7685 | 14937 | 4649.7273 | 5457.9347 | 4938.1901 | 1801.987 | 1803.352 | 1392.7959 | 73.9 | 84.17 | 22 | 11.4379 | 91.6 | 88.91 | 88.46 | 90.98 | 89.86 | 89.98
509 | 11 | 29 | 68998.827 | 13494.7143 | 4435.6881 | 5232.6809 | 4780.6022 | 1899.424 | 1949.6024 | 1449.6588 | 67.01 | 73.07 | 14 | 5.024 | 76.64 | 74.65 | 75.29 | 98.81 | 94.45 | 92.74
510 | 11 | 30 | 69374.3941 | 14937 | 4454.7059 | 5256.5813 | 4834.5167 | 1708.6314 | 2279.2736 | 1392.7959 | 76.08 | 88.03 | 32 | 13.2699 | 91.52 | 90.34 | 91.05 | 88.19 | 84.72 | 88.42
511 | 11 | 31 | 68375.4192 | 14937 | 4482.9461 | 5310.4721 | 4896.157 | 1758.6374 | 1948.2376 | 1392.7959 | 66.54 | 72.83 | 11 | 5.4583 | 78.06 | 77.91 | 75.78 | 99.39 | 97.21 | 92.85
512 | 11 | 32 | 69351.3314 | 13494.7143 | 4442.2403 | 5253.01 | 4770.7784 | 1807.4742 | 1936.4602 | 1459.3232 | 71.46 | 80.35 | 26 | 9.5819 | 81.26 | 79.3 | 79.68 | 90.2 | 85.38 | 86.74
513 | 11 | 33 | 68740.3786 | 13494.7143 | 4420.4039 | 5253.1846 | 4781.7352 | 1663.2528 | 1787.5087 | 1355.6446 | 67.29 | 73.81 | 13 | 5.515 | 76.84 | 75.3 | 75.61 | 97.87 | 93.58 | 92.13
514 | 11 | 34 | 68751.9625 | 13494.7143 | 4505.3976 | 5331.0428 | 4896.7831 | 1899.424 | 2069.1571 | 1482.8699 | 68.81 | 75.66 | 14 | 7.4042 | 78.08 | 76.46 | 76.38 | 94.38 | 89.63 | 89.31
515 | 11 | 35 | 69544.6465 | 13494.7143 | 4431.021 | 5256.0026 | 4783.9505 | 1737.1286 | 1868.6409 | 1355.6446 | 77.26 | 89.08 | 33 | 14.3587 | 96.51 | 92.01 | 93.41 | 88.1 | 84 | 88.23
516 | 11 | 36 | 69156.6044 | 13494.7143 | 4535.6911 | 5371.5952 | 4903.4204 | 1663.2528 | 1760.9619 | 1317.9344 | 63.44 | 66.84 | 5 | 1.3409 | 71.39 | 69.69 | 69.53 | 103.71 | 99.71 | 94.91
517 | 11 | 37 | 69006.8514 | 13494.7143 | 4370.488 | 5166.2448 | 4777.1189 | 1708.6314 | 1770.283 | 1355.6446 | 69.32 | 77.01 | 19 | 7.2456 | 80.91 | 79.42 | 80.09 | 97.07 | 92.81 | 92.66
518 | 11 | 38 | 68860.1082 | 14937 | 4402.0389 | 5217.0708 | 4793.1605 | 1801.987 | 1803.352 | 1408.1722 | 81.72 | 96.89 | 35 | 18.6565 | 97.36 | 96.12 | 97.06 | 79.09 | 74.97 | 83.01
519 | 11 | 39 | 69296.6455 | 13494.7143 | 4464.1112 | 5282.5114 | 4791.5353 | 1720.2367 | 1760.9619 | 1355.6446 | 71.94 | 80.79 | 18 | 9.1432 | 84.84 | 82.01 | 83.64 | 93.27 | 88.65 | 90.39
520 | 11 | 40 | 68677.4194 | 14937 | 4470.985 | 5333.4644 | 4862.0112 | 1899.424 | 2279.2736 | 1449.6588 | 75.9 | 87.75 | 30 | 13.5813 | 89.83 | 89.49 | 89.1 | 86.77 | 84.08 | 86.99
521 | 11 | 41 | 68747.7697 | 13322.6563 | 4540.0529 | 5377.0652 | 4878.8376 | 1810.9535 | 2279.2736 | 1444.1572 | 65.76 | 70.95 | 12 | 3.7854 | 75.34 | 73.53 | 73.5 | 100.18 | 96.12 | 93.23
522 | 11 | 42 | 69202.2905 | 14937 | 4393.6578 | 5148.2149 | 4791.6019 | 1790.4881 | 1767.6823 | 1296.1056 | 78.26 | 91.07 | 28 | 15.1743 | 93.8 | 92.19 | 92.95 | 85.71 | 81.35 | 87
523 | 11 | 43 | 68772.5692 | 13494.7143 | 4474.6562 | 5263.2426 | 4823.894 | 1749.1067 | 1941.7533 | 1408.1722 | 71.89 | 80.22 | 21 | 9.7111 | 82.04 | 81.61 | 81.4 | 92.35 | 87.74 | 89.41
524 | 11 | 44 | 68908.39 | 14937 | 4328.9909 | 5184.1535 | 4802.7167 | 1718.593 | 2279.2736 | 1323.3186 | 70.21 | 78.59 | 22 | 8.6463 | 82.77 | 81.91 | 81.75 | 94.91 | 91.99 | 91.41
525 | 11 | 45 | 68549.8236 | 13494.7143 | 4498.9735 | 5344.8769 | 4874.0019 | 1790.4881 | 1941.7533 | 1359.4961 | 63.34 | 67.54 | 7 | 2.1589 | 71.39 | 70.44 | 69.48 | 103.23 | 99.14 | 94.51
526 | 11 | 46 | 68459.1051 | 12083.663 | 4542.6004 | 5439.8568 | 4957.5375 | 1899.424 | 2279.2736 | 1459.3232 | 61.5 | 64.02 | 2 | 0.70897 | 69.44 | 69.16 | 67.41 | 104.73 | 101.78 | 95.1
527 | 11 | 47 | 68945.0204 | 13322.6563 | 4536.1554 | 5452.3874 | 4949.4444 | 1844.1433 | 2204.3445 | 1484.599 | 74.36 | 83.58 | 20 | 11.5034 | 90.36 | 86.51 | 85.51 | 89.19 | 86.49 | 86.63
528 | 11 | 48 | 68534.2899 | 14937 | 4528.6106 | 5450.2309 | 4949.1741 | 1749.1067 | 1825.9549 | 1344.8863 | 70.02 | 78.69 | 20 | 8.3746 | 83.69 | 81.11 | 82.19 | 94.81 | 91.2 | 91.53

## SA
Summary of results for 528 market simulations for 2019-20 - South Australia
Simulation number | Unplanned outage set | Weather set | Energy and demand (as generated) |  |  |  | Spot Price (nominal at the regional reference node) |  |  |  |  | Hedged price (nominal at the regional reference node)
|  |  | Annual regional energy (GWh) | Annual regional peak demand (MW) | Annual energy - SAPN (UMPLP) NSLP (GWh) | Annual peak demand - SAPN (UMPLP) NSLP (MW) | Annual regional time weighted spot price ($/MWh) | Annual regional Load weighted spot price ($/MWh) | Number of hours spot prices above $300 | Contribution of spot prices above $300 to annual average spot price ($/MWh) | Annual load weighted spot price - UMPLP NSLP ($/MWh) | Annual hedged price - SAPN (UMPLP) NSLP ($/MWh)
1 | 1 | 1 | 11186.3813 | 2725.8448 | 2966.3244 | 1685.1119 | 83.77 | 96.64 | 8 | 8.8786 | 119.57 | 134.63
2 | 1 | 2 | 11014.4869 | 2626.9189 | 2881.5373 | 1505.8737 | 78.02 | 85.42 | 7 | 4.4553 | 98.94 | 137.4
3 | 1 | 3 | 11064.2111 | 2842.3676 | 2925.0413 | 1740.7979 | 97.05 | 127.4 | 24 | 23.0519 | 187.63 | 138.41
4 | 1 | 4 | 11170.4826 | 2645.7951 | 3050.4835 | 1645.3264 | 75.5 | 81.97 | 2 | 2.0945 | 91.23 | 136.63
5 | 1 | 5 | 11037.4171 | 2626.9189 | 2879.9753 | 1505.8737 | 73.9 | 79.28 | 4 | 0.49541 | 87.84 | 140.29
6 | 1 | 6 | 11164.9992 | 2555.9047 | 2938.6326 | 1549.1422 | 79.71 | 88.45 | 10 | 5.7655 | 100.56 | 128.57
7 | 1 | 7 | 11110.3181 | 2955.3056 | 2942.7547 | 1810.5476 | 85.77 | 102.11 | 13 | 12.0654 | 131.88 | 135.24
8 | 1 | 8 | 10959.1131 | 2344.2779 | 2868.5793 | 1388.93 | 80.13 | 89.82 | 14 | 7.7444 | 107.61 | 133.05
9 | 1 | 9 | 11116.1885 | 2842.3676 | 2958.8269 | 1738.2994 | 86.91 | 105.02 | 13 | 12.6863 | 137.46 | 133.81
10 | 1 | 10 | 10872.7136 | 2185.6471 | 2809.3534 | 1388.93 | 71.15 | 76.28 | 2 | 0.4726 | 83.71 | 140.94
11 | 1 | 11 | 11202.2739 | 2842.3676 | 3047.429 | 1738.2994 | 125.83 | 190.03 | 25 | 51.8649 | 315.27 | 147.47
12 | 1 | 12 | 11177.7583 | 2799.7968 | 2991.8361 | 1645.3264 | 84.97 | 100.82 | 11 | 10.6601 | 125.95 | 131.33
13 | 1 | 13 | 11168.2464 | 2799.7968 | 2956.419 | 1645.3264 | 91.13 | 114.34 | 18 | 16.7803 | 155.44 | 134.79
14 | 1 | 14 | 11079.5263 | 2589.1624 | 2901.1689 | 1549.1422 | 79.41 | 89.25 | 6 | 5.4172 | 106.71 | 136
15 | 1 | 15 | 11058.4421 | 2591.0208 | 2966.8801 | 1469.216 | 74.65 | 81.27 | 3 | 2.0758 | 92.61 | 138.34
16 | 1 | 16 | 10953.8273 | 2633.536 | 2814.4874 | 1513.087 | 80.8 | 91.49 | 12 | 8.3008 | 108.77 | 130.53
17 | 1 | 17 | 10937.1031 | 2591.0208 | 2835.0844 | 1469.216 | 72.23 | 77.11 | 0 | 0 | 84.77 | 140.92
18 | 1 | 18 | 11063.8856 | 2842.3676 | 2873.8285 | 1738.2994 | 83.06 | 98.94 | 8 | 9.7634 | 129.8 | 141.11
19 | 1 | 19 | 11032.32 | 2799.7968 | 2934.1288 | 1645.3264 | 78.11 | 89.88 | 8 | 5.9898 | 110.27 | 138.79
20 | 1 | 20 | 11087.7719 | 2370.4152 | 2975.1636 | 1492.8565 | 77.08 | 85.29 | 5 | 4.1152 | 96.77 | 131.7
21 | 1 | 21 | 11051.2615 | 2799.7968 | 2935.8008 | 1628.68 | 77.15 | 87.03 | 5 | 4.9793 | 103.75 | 136.6
22 | 1 | 22 | 10984.8179 | 2626.9189 | 2869.3131 | 1505.8737 | 81.04 | 94.14 | 11 | 9.2894 | 119.22 | 137.37
23 | 1 | 23 | 11082.7603 | 2830.4688 | 2932.0732 | 1729.4517 | 88.01 | 104.69 | 17 | 13.8944 | 135.09 | 131.67
24 | 1 | 24 | 10968.0726 | 2645.7951 | 2858.3574 | 1645.3264 | 72.47 | 77.3 | 3 | 0.11848 | 84.3 | 140.1
25 | 1 | 25 | 11256.6354 | 2799.7968 | 3015.3661 | 1628.68 | 83.34 | 97.59 | 11 | 8.0912 | 121.36 | 136.72
26 | 1 | 26 | 10976.4549 | 2504.2828 | 2850.0784 | 1512.0027 | 72.7 | 78.49 | 2 | 0.57758 | 86.96 | 140.54
27 | 1 | 27 | 11035.2476 | 2842.3676 | 2990.613 | 1738.2994 | 106.62 | 149.13 | 36 | 33.568 | 223.47 | 132.24
28 | 1 | 28 | 11189.8217 | 2799.7968 | 2950.919 | 1628.68 | 80.81 | 92.2 | 7 | 5.9486 | 112.19 | 140.62
29 | 1 | 29 | 11212.5672 | 2842.3676 | 3033.2433 | 1738.2994 | 107.01 | 147.19 | 27 | 32.2693 | 212.5 | 125.19
30 | 1 | 30 | 11267.793 | 2799.7968 | 3080.5989 | 1628.68 | 93.35 | 118.19 | 27 | 18.8561 | 157.53 | 127.99
31 | 1 | 31 | 11387.9137 | 2799.7968 | 3156.4663 | 1645.3264 | 98.66 | 127.25 | 26 | 23.2278 | 167.96 | 120.89
32 | 1 | 32 | 10876.534 | 2799.7968 | 2816.4466 | 1628.68 | 87.15 | 106.47 | 14 | 15.5928 | 137.23 | 122.91
33 | 1 | 33 | 11150.0304 | 2668.3285 | 2965.1163 | 1740.7979 | 84.41 | 99.33 | 9 | 10.3514 | 122.02 | 129.29
34 | 1 | 34 | 11103.1594 | 2955.3056 | 3003.531 | 1810.5476 | 75.18 | 84.18 | 5 | 2.7737 | 99.36 | 140.87
35 | 1 | 35 | 11053.3935 | 2842.3676 | 2897.7496 | 1738.2994 | 85.37 | 103.56 | 9 | 11.8058 | 137.89 | 139.06
36 | 1 | 36 | 11244.7609 | 2645.7951 | 3003.5125 | 1645.3264 | 75.32 | 80.78 | 1 | 0.71041 | 88.93 | 138.17
37 | 1 | 37 | 11207.4364 | 2799.7968 | 2980.7706 | 1685.1119 | 89.58 | 110.49 | 14 | 15.347 | 144 | 130.98
38 | 1 | 38 | 11300.3261 | 2842.3676 | 3039.0937 | 1738.2994 | 94.96 | 119.86 | 16 | 18.9959 | 160.77 | 130.26
39 | 1 | 39 | 11217.66 | 2842.3676 | 2981.0457 | 1738.2994 | 91.96 | 114.03 | 15 | 17.1183 | 154.21 | 134.21
40 | 1 | 40 | 11357.1129 | 2842.3676 | 3096.6114 | 1738.2994 | 88.61 | 109.02 | 15 | 13.8518 | 143.54 | 138.8
41 | 1 | 41 | 11281.925 | 2830.4688 | 3039.003 | 1729.4517 | 80.57 | 90.72 | 9 | 4.9944 | 107.13 | 135.11
42 | 1 | 42 | 11288.5746 | 2799.7968 | 3003.1453 | 1628.68 | 86.23 | 100.26 | 10 | 10.5491 | 125.9 | 135.27
43 | 1 | 43 | 11310.4601 | 2842.3676 | 3061.653 | 1738.2994 | 106.68 | 144.72 | 33 | 30.9498 | 210.31 | 132.17
44 | 1 | 44 | 11070.898 | 2842.3676 | 2978.7874 | 1738.2994 | 124.37 | 190.95 | 24 | 52.1863 | 318.05 | 145.4
45 | 1 | 45 | 11135.5541 | 2799.7968 | 2925.2748 | 1628.68 | 89.93 | 110.35 | 18 | 15.8991 | 143.78 | 128.75
46 | 1 | 46 | 11261.1912 | 2725.8448 | 3133.5289 | 1685.1119 | 74.14 | 80.68 | 4 | 0.66464 | 89 | 136.57
47 | 1 | 47 | 11292.3298 | 2955.3056 | 3126.25 | 1810.5476 | 92.37 | 113.15 | 24 | 16.0567 | 143.87 | 125.63
48 | 1 | 48 | 11345.1292 | 2842.3676 | 3135.0763 | 1740.7979 | 99.83 | 131.12 | 30 | 25.3284 | 182.88 | 132.96
49 | 2 | 1 | 11186.3813 | 2725.8448 | 2966.3244 | 1685.1119 | 83.77 | 96.64 | 8 | 8.8786 | 119.58 | 134.64
50 | 2 | 2 | 11014.4869 | 2626.9189 | 2881.5373 | 1505.8737 | 78.01 | 85.41 | 7 | 4.4553 | 98.93 | 137.4
51 | 2 | 3 | 11064.2111 | 2842.3676 | 2925.0413 | 1740.7979 | 95.48 | 124.35 | 22 | 21.5439 | 182.42 | 139.95
52 | 2 | 4 | 11170.4826 | 2645.7951 | 3050.4835 | 1645.3264 | 75.51 | 81.98 | 2 | 2.0945 | 91.25 | 136.64
53 | 2 | 5 | 11037.4171 | 2626.9189 | 2879.9753 | 1505.8737 | 73.9 | 79.27 | 4 | 0.49541 | 87.82 | 140.27
54 | 2 | 6 | 11164.9992 | 2555.9047 | 2938.6326 | 1549.1422 | 79.7 | 88.43 | 10 | 5.7655 | 100.55 | 128.57
55 | 2 | 7 | 11110.3181 | 2955.3056 | 2942.7547 | 1810.5476 | 85.79 | 101.98 | 15 | 12.0803 | 130.79 | 134.07
56 | 2 | 8 | 10959.1131 | 2344.2779 | 2868.5793 | 1388.93 | 80.14 | 89.83 | 14 | 7.7444 | 107.62 | 133.05
57 | 2 | 9 | 11116.1885 | 2842.3676 | 2958.8269 | 1738.2994 | 86.88 | 104.95 | 13 | 12.6483 | 137.17 | 133.68
58 | 2 | 10 | 10872.7136 | 2185.6471 | 2809.3534 | 1388.93 | 71.13 | 76.25 | 2 | 0.4726 | 83.67 | 140.93
59 | 2 | 11 | 11202.2739 | 2842.3676 | 3047.429 | 1738.2994 | 126.52 | 191.32 | 26 | 52.5591 | 317.28 | 146.53
60 | 2 | 12 | 11177.7583 | 2799.7968 | 2991.8361 | 1645.3264 | 84.97 | 100.82 | 11 | 10.6601 | 125.95 | 131.33
61 | 2 | 13 | 11168.2464 | 2799.7968 | 2956.419 | 1645.3264 | 91.11 | 114.32 | 18 | 16.7803 | 155.41 | 134.79
62 | 2 | 14 | 11079.5263 | 2589.1624 | 2901.1689 | 1549.1422 | 79.39 | 89.24 | 6 | 5.4172 | 106.68 | 136
63 | 2 | 15 | 11058.4421 | 2591.0208 | 2966.8801 | 1469.216 | 74.63 | 81.24 | 3 | 2.0758 | 92.57 | 138.32
64 | 2 | 16 | 10953.8273 | 2633.536 | 2814.4874 | 1513.087 | 80.79 | 91.47 | 12 | 8.3008 | 108.76 | 130.54
65 | 2 | 17 | 10937.1031 | 2591.0208 | 2835.0844 | 1469.216 | 72.2 | 77.08 | 0 | 0 | 84.73 | 140.91
66 | 2 | 18 | 11063.8856 | 2842.3676 | 2873.8285 | 1738.2994 | 82.05 | 96.71 | 8 | 8.7454 | 124.49 | 140.4
67 | 2 | 19 | 11032.32 | 2799.7968 | 2934.1288 | 1645.3264 | 78.1 | 89.87 | 8 | 5.9898 | 110.27 | 138.8
68 | 2 | 20 | 11087.7719 | 2370.4152 | 2975.1636 | 1492.8565 | 77.06 | 85.27 | 5 | 4.1152 | 96.74 | 131.69
69 | 2 | 21 | 11051.2615 | 2799.7968 | 2935.8008 | 1628.68 | 77.14 | 87.02 | 5 | 4.9793 | 103.72 | 136.58
70 | 2 | 22 | 10984.8179 | 2626.9189 | 2869.3131 | 1505.8737 | 80.41 | 92.96 | 10 | 8.6813 | 117.11 | 138.03
71 | 2 | 23 | 11082.7603 | 2830.4688 | 2932.0732 | 1729.4517 | 88.01 | 104.68 | 17 | 13.8944 | 135.06 | 131.64
72 | 2 | 24 | 10968.0726 | 2645.7951 | 2858.3574 | 1645.3264 | 72.47 | 77.3 | 3 | 0.11848 | 84.29 | 140.08
73 | 2 | 25 | 11256.6354 | 2799.7968 | 3015.3661 | 1628.68 | 83.61 | 98.06 | 11 | 8.3713 | 122.05 | 136.21
74 | 2 | 26 | 10976.4549 | 2504.2828 | 2850.0784 | 1512.0027 | 72.67 | 78.46 | 2 | 0.57758 | 86.94 | 140.55
75 | 2 | 27 | 11035.2476 | 2842.3676 | 2990.613 | 1738.2994 | 108.06 | 151.7 | 35 | 35.0136 | 227.31 | 129.81
76 | 2 | 28 | 11189.8217 | 2799.7968 | 2950.919 | 1628.68 | 80.82 | 92.2 | 7 | 5.9486 | 112.19 | 140.61
77 | 2 | 29 | 11212.5672 | 2842.3676 | 3033.2433 | 1738.2994 | 108.48 | 150.21 | 28 | 33.7353 | 218.26 | 124.68
78 | 2 | 30 | 11267.793 | 2799.7968 | 3080.5989 | 1628.68 | 93.32 | 118.13 | 26 | 18.8493 | 157.45 | 127.96
79 | 2 | 31 | 11387.9137 | 2799.7968 | 3156.4663 | 1645.3264 | 100.13 | 130.23 | 27 | 24.6938 | 173.49 | 120.39
80 | 2 | 32 | 10876.534 | 2799.7968 | 2816.4466 | 1628.68 | 87.16 | 106.48 | 14 | 15.6099 | 137.3 | 122.93
81 | 2 | 33 | 11150.0304 | 2668.3285 | 2965.1163 | 1740.7979 | 84.42 | 99.34 | 9 | 10.3514 | 122.02 | 129.28
82 | 2 | 34 | 11103.1594 | 2955.3056 | 3003.531 | 1810.5476 | 75.18 | 84.17 | 5 | 2.7737 | 99.35 | 140.86
83 | 2 | 35 | 11053.3935 | 2842.3676 | 2897.7496 | 1738.2994 | 85.36 | 103.56 | 10 | 11.8113 | 137.92 | 139.08
84 | 2 | 36 | 11244.7609 | 2645.7951 | 3003.5125 | 1645.3264 | 75.33 | 80.79 | 1 | 0.71041 | 88.94 | 138.18
85 | 2 | 37 | 11207.4364 | 2799.7968 | 2980.7706 | 1685.1119 | 89.56 | 110.46 | 14 | 15.347 | 143.95 | 130.96
86 | 2 | 38 | 11300.3261 | 2842.3676 | 3039.0937 | 1738.2994 | 94.94 | 119.85 | 16 | 18.9959 | 160.77 | 130.27
87 | 2 | 39 | 11217.66 | 2842.3676 | 2981.0457 | 1738.2994 | 89.23 | 108.86 | 16 | 14.3816 | 145.34 | 137.24
88 | 2 | 40 | 11357.1129 | 2842.3676 | 3096.6114 | 1738.2994 | 88.62 | 109.02 | 15 | 13.8518 | 143.53 | 138.79
89 | 2 | 41 | 11281.925 | 2830.4688 | 3039.003 | 1729.4517 | 80.57 | 90.71 | 9 | 4.9905 | 107.08 | 135.08
90 | 2 | 42 | 11288.5746 | 2799.7968 | 3003.1453 | 1628.68 | 86.23 | 100.26 | 10 | 10.5491 | 125.93 | 135.3
91 | 2 | 43 | 11310.4601 | 2842.3676 | 3061.653 | 1738.2994 | 106.67 | 144.71 | 33 | 30.9498 | 210.31 | 132.18
92 | 2 | 44 | 11070.898 | 2842.3676 | 2978.7874 | 1738.2994 | 124.43 | 191.05 | 24 | 52.2328 | 318.22 | 145.36
93 | 2 | 45 | 11135.5541 | 2799.7968 | 2925.2748 | 1628.68 | 89.92 | 110.34 | 18 | 15.8991 | 143.76 | 128.73
94 | 2 | 46 | 11261.1912 | 2725.8448 | 3133.5289 | 1685.1119 | 74.15 | 80.68 | 4 | 0.66464 | 88.99 | 136.55
95 | 2 | 47 | 11292.3298 | 2955.3056 | 3126.25 | 1810.5476 | 92.36 | 113.14 | 24 | 16.0567 | 143.85 | 125.62
96 | 2 | 48 | 11345.1292 | 2842.3676 | 3135.0763 | 1740.7979 | 102.12 | 135.51 | 31 | 27.6137 | 192.6 | 133.22
97 | 3 | 1 | 11186.3813 | 2725.8448 | 2966.3244 | 1685.1119 | 88.27 | 104.83 | 11 | 13.437 | 135.41 | 135.34
98 | 3 | 2 | 11014.4869 | 2626.9189 | 2881.5373 | 1505.8737 | 77.89 | 86.2 | 6 | 4.2716 | 102.52 | 139.41
99 | 3 | 3 | 11064.2111 | 2842.3676 | 2925.0413 | 1740.7979 | 99.8 | 130.43 | 22 | 25.6963 | 190.79 | 135.15
100 | 3 | 4 | 11170.4826 | 2645.7951 | 3050.4835 | 1645.3264 | 76.75 | 84.51 | 5 | 3.2706 | 94.11 | 131.85
101 | 3 | 5 | 11037.4171 | 2626.9189 | 2879.9753 | 1505.8737 | 76.73 | 84.4 | 8 | 3.2716 | 97.92 | 139.51
102 | 3 | 6 | 11164.9992 | 2555.9047 | 2938.6326 | 1549.1422 | 74.7 | 80.06 | 6 | 0.76116 | 87.69 | 137.51
103 | 3 | 7 | 11110.3181 | 2955.3056 | 2942.7547 | 1810.5476 | 80.85 | 92.77 | 10 | 7.1726 | 111.89 | 133.06
104 | 3 | 8 | 10959.1131 | 2344.2779 | 2868.5793 | 1388.93 | 74.41 | 80.67 | 5 | 2.1181 | 91.47 | 139.15
105 | 3 | 9 | 11116.1885 | 2842.3676 | 2958.8269 | 1738.2994 | 88.63 | 108.38 | 13 | 14.3354 | 144.36 | 134.13
106 | 3 | 10 | 10872.7136 | 2185.6471 | 2809.3534 | 1388.93 | 70.55 | 75.45 | 0 | 0 | 82.56 | 141.47
107 | 3 | 11 | 11202.2739 | 2842.3676 | 3047.429 | 1738.2994 | 107.01 | 146.43 | 30 | 33.1185 | 216.47 | 132.08
108 | 3 | 12 | 11177.7583 | 2799.7968 | 2991.8361 | 1645.3264 | 80 | 90.81 | 7 | 5.6068 | 107.46 | 134.64
109 | 3 | 13 | 11168.2464 | 2799.7968 | 2956.419 | 1645.3264 | 88.69 | 108.35 | 18 | 14.3508 | 140.41 | 132.95
110 | 3 | 14 | 11079.5263 | 2589.1624 | 2901.1689 | 1549.1422 | 81.42 | 91.5 | 10 | 7.417 | 110.63 | 135.57
111 | 3 | 15 | 11058.4421 | 2591.0208 | 2966.8801 | 1469.216 | 78.43 | 86.93 | 8 | 5.6564 | 103.04 | 137.27
112 | 3 | 16 | 10953.8273 | 2633.536 | 2814.4874 | 1513.087 | 77.93 | 87.13 | 10 | 5.4334 | 100.11 | 132.34
113 | 3 | 17 | 10937.1031 | 2591.0208 | 2835.0844 | 1469.216 | 75.14 | 81.64 | 6 | 2.8627 | 90.68 | 134.03
114 | 3 | 18 | 11063.8856 | 2842.3676 | 2873.8285 | 1738.2994 | 80.1 | 92.67 | 8 | 6.6734 | 118.06 | 143.23
115 | 3 | 19 | 11032.32 | 2799.7968 | 2934.1288 | 1645.3264 | 86.78 | 105.56 | 16 | 14.3924 | 137.01 | 131.6
116 | 3 | 20 | 11087.7719 | 2370.4152 | 2975.1636 | 1492.8565 | 73.35 | 78.8 | 1 | 0.44795 | 87.02 | 137.97
117 | 3 | 21 | 11051.2615 | 2799.7968 | 2935.8008 | 1628.68 | 79.17 | 91.47 | 5 | 6.8868 | 112.01 | 136.31
118 | 3 | 22 | 10984.8179 | 2626.9189 | 2869.3131 | 1505.8737 | 84.33 | 100.81 | 14 | 12.49 | 130.02 | 132.88
119 | 3 | 23 | 11082.7603 | 2830.4688 | 2932.0732 | 1729.4517 | 83 | 97.64 | 13 | 8.8777 | 123.16 | 136.65
120 | 3 | 24 | 10968.0726 | 2645.7951 | 2858.3574 | 1645.3264 | 74.78 | 80.67 | 4 | 2.3732 | 90.63 | 139.05
121 | 3 | 25 | 11256.6354 | 2799.7968 | 3015.3661 | 1628.68 | 88.64 | 106.23 | 18 | 13.3109 | 136.78 | 133.32
122 | 3 | 26 | 10976.4549 | 2504.2828 | 2850.0784 | 1512.0027 | 77.3 | 85.94 | 7 | 5.1197 | 100.57 | 136.92
123 | 3 | 27 | 11035.2476 | 2842.3676 | 2990.613 | 1738.2994 | 109.12 | 152.72 | 32 | 36.1223 | 228.76 | 128.43
124 | 3 | 28 | 11189.8217 | 2799.7968 | 2950.919 | 1628.68 | 90.57 | 108.95 | 19 | 15.3919 | 141.16 | 136.41
125 | 3 | 29 | 11212.5672 | 2842.3676 | 3033.2433 | 1738.2994 | 98.25 | 128.36 | 23 | 23.385 | 180.44 | 134.34
126 | 3 | 30 | 11267.793 | 2799.7968 | 3080.5989 | 1628.68 | 95.96 | 123.31 | 23 | 21.4333 | 167.73 | 127.29
127 | 3 | 31 | 11387.9137 | 2799.7968 | 3156.4663 | 1645.3264 | 94.68 | 118.96 | 22 | 19.226 | 152.22 | 122.45
128 | 3 | 32 | 10876.534 | 2799.7968 | 2816.4466 | 1628.68 | 84.77 | 103.22 | 14 | 13.3122 | 135.01 | 131.27
129 | 3 | 33 | 11150.0304 | 2668.3285 | 2965.1163 | 1740.7979 | 90.72 | 110.11 | 17 | 16.4251 | 145.51 | 130.24
130 | 3 | 34 | 11103.1594 | 2955.3056 | 3003.531 | 1810.5476 | 78.18 | 88.52 | 7 | 5.7323 | 106.94 | 137.51
131 | 3 | 35 | 11053.3935 | 2842.3676 | 2897.7496 | 1738.2994 | 83.97 | 100.62 | 10 | 10.4652 | 132.65 | 141.11
132 | 3 | 36 | 11244.7609 | 2645.7951 | 3003.5125 | 1645.3264 | 76.39 | 82.25 | 3 | 1.5895 | 91.56 | 137.92
133 | 3 | 37 | 11207.4364 | 2799.7968 | 2980.7706 | 1685.1119 | 92.12 | 113.28 | 18 | 17.8664 | 150.29 | 129.92
134 | 3 | 38 | 11300.3261 | 2842.3676 | 3039.0937 | 1738.2994 | 99.54 | 128.03 | 24 | 23.6857 | 172.64 | 122.53
135 | 3 | 39 | 11217.66 | 2842.3676 | 2981.0457 | 1738.2994 | 89.3 | 109.39 | 13 | 14.5363 | 145.52 | 134.87
136 | 3 | 40 | 11357.1129 | 2842.3676 | 3096.6114 | 1738.2994 | 89.28 | 108.37 | 18 | 14.5155 | 141.27 | 135.35
137 | 3 | 41 | 11281.925 | 2830.4688 | 3039.003 | 1729.4517 | 76.62 | 83.06 | 7 | 1.104 | 92.82 | 138.73
138 | 3 | 42 | 11288.5746 | 2799.7968 | 3003.1453 | 1628.68 | 88.92 | 105.81 | 17 | 13.2684 | 135.03 | 131.36
139 | 3 | 43 | 11310.4601 | 2842.3676 | 3061.653 | 1738.2994 | 113.5 | 157.79 | 31 | 37.6872 | 231.69 | 125.95
140 | 3 | 44 | 11070.898 | 2842.3676 | 2978.7874 | 1738.2994 | 98.7 | 133.62 | 21 | 26.4184 | 193.27 | 132.74
141 | 3 | 45 | 11135.5541 | 2799.7968 | 2925.2748 | 1628.68 | 86.82 | 106.09 | 12 | 12.8856 | 140.87 | 137.08
142 | 3 | 46 | 11261.1912 | 2725.8448 | 3133.5289 | 1685.1119 | 74.93 | 81.73 | 5 | 1.4531 | 90.4 | 134.67
143 | 3 | 47 | 11292.3298 | 2955.3056 | 3126.25 | 1810.5476 | 85.86 | 102.15 | 13 | 9.4597 | 129.16 | 137.26
144 | 3 | 48 | 11345.1292 | 2842.3676 | 3135.0763 | 1740.7979 | 100.46 | 131.12 | 26 | 25.9984 | 180.94 | 131.13
145 | 4 | 1 | 11186.3813 | 2725.8448 | 2966.3244 | 1685.1119 | 81.44 | 92.28 | 11 | 6.8393 | 112.31 | 138.42
146 | 4 | 2 | 11014.4869 | 2626.9189 | 2881.5373 | 1505.8737 | 78.4 | 86.3 | 5 | 4.8143 | 102.11 | 139.45
147 | 4 | 3 | 11064.2111 | 2842.3676 | 2925.0413 | 1740.7979 | 132.22 | 203.92 | 21 | 58.3235 | 355.91 | 150.39
148 | 4 | 4 | 11170.4826 | 2645.7951 | 3050.4835 | 1645.3264 | 73.32 | 78.56 | 0 | 0 | 84.98 | 136.79
149 | 4 | 5 | 11037.4171 | 2626.9189 | 2879.9753 | 1505.8737 | 74.28 | 79.79 | 4 | 0.88731 | 89.17 | 140.72
150 | 4 | 6 | 11164.9992 | 2555.9047 | 2938.6326 | 1549.1422 | 82.35 | 92.96 | 8 | 8.5709 | 107.98 | 124.8
151 | 4 | 7 | 11110.3181 | 2955.3056 | 2942.7547 | 1810.5476 | 82.92 | 96.01 | 12 | 9.317 | 119.37 | 135.15
152 | 4 | 8 | 10959.1131 | 2344.2779 | 2868.5793 | 1388.93 | 78.19 | 86.24 | 10 | 5.8995 | 100.69 | 134.18
153 | 4 | 9 | 11116.1885 | 2842.3676 | 2958.8269 | 1738.2994 | 90.72 | 113.07 | 14 | 16.4564 | 154.18 | 135.34
154 | 4 | 10 | 10872.7136 | 2185.6471 | 2809.3534 | 1388.93 | 70.48 | 75.33 | 0 | 0 | 82.31 | 141.32
155 | 4 | 11 | 11202.2739 | 2842.3676 | 3047.429 | 1738.2994 | 104.17 | 141.31 | 26 | 30.1863 | 205.08 | 132.1
156 | 4 | 12 | 11177.7583 | 2799.7968 | 2991.8361 | 1645.3264 | 82.49 | 95.8 | 12 | 8.067 | 119.77 | 138.94
157 | 4 | 13 | 11168.2464 | 2799.7968 | 2956.419 | 1645.3264 | 92.08 | 114.85 | 22 | 17.4831 | 157.94 | 137.59
158 | 4 | 14 | 11079.5263 | 2589.1624 | 2901.1689 | 1549.1422 | 79.36 | 87.23 | 9 | 5.2893 | 102.04 | 136.69
159 | 4 | 15 | 11058.4421 | 2591.0208 | 2966.8801 | 1469.216 | 74.1 | 80.14 | 5 | 1.629 | 90.33 | 138.58
160 | 4 | 16 | 10953.8273 | 2633.536 | 2814.4874 | 1513.087 | 76.58 | 83.66 | 7 | 4.1968 | 97.08 | 139.3
161 | 4 | 17 | 10937.1031 | 2591.0208 | 2835.0844 | 1469.216 | 73.93 | 79.76 | 6 | 1.6797 | 88.57 | 137.9
162 | 4 | 18 | 11063.8856 | 2842.3676 | 2873.8285 | 1738.2994 | 78.61 | 90.13 | 6 | 5.3684 | 112.99 | 143.86
163 | 4 | 19 | 11032.32 | 2799.7968 | 2934.1288 | 1645.3264 | 80.92 | 95.18 | 9 | 8.8107 | 119.33 | 136.52
164 | 4 | 20 | 11087.7719 | 2370.4152 | 2975.1636 | 1492.8565 | 75.4 | 81.95 | 2 | 2.4601 | 91.01 | 133.18
165 | 4 | 21 | 11051.2615 | 2799.7968 | 2935.8008 | 1628.68 | 77.85 | 88.94 | 7 | 5.8184 | 108.36 | 137.66
166 | 4 | 22 | 10984.8179 | 2626.9189 | 2869.3131 | 1505.8737 | 74.98 | 83.82 | 7 | 3.3323 | 100.17 | 141.37
167 | 4 | 23 | 11082.7603 | 2830.4688 | 2932.0732 | 1729.4517 | 83.26 | 98.77 | 11 | 9.3632 | 125.63 | 137.17
168 | 4 | 24 | 10968.0726 | 2645.7951 | 2858.3574 | 1645.3264 | 76.82 | 83.77 | 5 | 4.411 | 96.5 | 138.04
169 | 4 | 25 | 11256.6354 | 2799.7968 | 3015.3661 | 1628.68 | 90.02 | 108.35 | 19 | 14.8061 | 140.02 | 132.41
170 | 4 | 26 | 10976.4549 | 2504.2828 | 2850.0784 | 1512.0027 | 78.98 | 88.58 | 7 | 6.8608 | 105.17 | 135.65
171 | 4 | 27 | 11035.2476 | 2842.3676 | 2990.613 | 1738.2994 | 107.9 | 151.38 | 31 | 35.1188 | 230.04 | 134.81
172 | 4 | 28 | 11189.8217 | 2799.7968 | 2950.919 | 1628.68 | 90.25 | 106.34 | 19 | 15.2249 | 135.65 | 133.04
173 | 4 | 29 | 11212.5672 | 2842.3676 | 3033.2433 | 1738.2994 | 103.12 | 139.65 | 27 | 28.4722 | 201.66 | 131.53
174 | 4 | 30 | 11267.793 | 2799.7968 | 3080.5989 | 1628.68 | 96.06 | 124.45 | 22 | 21.753 | 171.65 | 131.51
175 | 4 | 31 | 11387.9137 | 2799.7968 | 3156.4663 | 1645.3264 | 93.13 | 116.8 | 22 | 17.8144 | 150.15 | 125.34
176 | 4 | 32 | 10876.534 | 2799.7968 | 2816.4466 | 1628.68 | 87.08 | 107.8 | 15 | 15.7054 | 143.91 | 129.28
177 | 4 | 33 | 11150.0304 | 2668.3285 | 2965.1163 | 1740.7979 | 87.27 | 105.04 | 16 | 13.1201 | 134.25 | 129.35
178 | 4 | 34 | 11103.1594 | 2955.3056 | 3003.531 | 1810.5476 | 80.58 | 95.01 | 12 | 8.204 | 121.16 | 144.62
179 | 4 | 35 | 11053.3935 | 2842.3676 | 2897.7496 | 1738.2994 | 89.93 | 111.29 | 14 | 16.3905 | 150.92 | 134
180 | 4 | 36 | 11244.7609 | 2645.7951 | 3003.5125 | 1645.3264 | 79.85 | 87.49 | 10 | 5.1777 | 101.19 | 136.67
181 | 4 | 37 | 11207.4364 | 2799.7968 | 2980.7706 | 1685.1119 | 92.79 | 116.25 | 26 | 18.4098 | 158.49 | 136.83
182 | 4 | 38 | 11300.3261 | 2842.3676 | 3039.0937 | 1738.2994 | 95.25 | 120.15 | 22 | 19.4394 | 160.26 | 127.05
183 | 4 | 39 | 11217.66 | 2842.3676 | 2981.0457 | 1738.2994 | 89.33 | 109.46 | 13 | 14.802 | 147.23 | 139.71
184 | 4 | 40 | 11357.1129 | 2842.3676 | 3096.6114 | 1738.2994 | 96.01 | 121.68 | 23 | 21.0243 | 163.23 | 131.49
185 | 4 | 41 | 11281.925 | 2830.4688 | 3039.003 | 1729.4517 | 81.15 | 90.84 | 9 | 5.5909 | 108.47 | 138.69
186 | 4 | 42 | 11288.5746 | 2799.7968 | 3003.1453 | 1628.68 | 88.77 | 104.1 | 18 | 12.9642 | 131.13 | 131.99
187 | 4 | 43 | 11310.4601 | 2842.3676 | 3061.653 | 1738.2994 | 114.74 | 159.64 | 38 | 38.9942 | 234.89 | 121.83
188 | 4 | 44 | 11070.898 | 2842.3676 | 2978.7874 | 1738.2994 | 99.94 | 136.49 | 23 | 27.6025 | 198.5 | 132.78
189 | 4 | 45 | 11135.5541 | 2799.7968 | 2925.2748 | 1628.68 | 81.56 | 94.28 | 11 | 7.7332 | 117.88 | 140.19
190 | 4 | 46 | 11261.1912 | 2725.8448 | 3133.5289 | 1685.1119 | 82.13 | 94.55 | 10 | 8.6369 | 113.08 | 129.27
191 | 4 | 47 | 11292.3298 | 2955.3056 | 3126.25 | 1810.5476 | 87.65 | 103.09 | 18 | 11.3851 | 128.53 | 133.69
192 | 4 | 48 | 11345.1292 | 2842.3676 | 3135.0763 | 1740.7979 | 142.6 | 219.7 | 31 | 68.24 | 365.95 | 138.19
193 | 5 | 1 | 11186.3813 | 2725.8448 | 2966.3244 | 1685.1119 | 80.78 | 91.76 | 5 | 6.0756 | 110.42 | 135.31
194 | 5 | 2 | 11014.4869 | 2626.9189 | 2881.5373 | 1505.8737 | 74.13 | 79.18 | 3 | 0.67147 | 88.34 | 140.18
195 | 5 | 3 | 11064.2111 | 2842.3676 | 2925.0413 | 1740.7979 | 107.34 | 143.99 | 30 | 32.9636 | 211.54 | 119.56
196 | 5 | 4 | 11170.4826 | 2645.7951 | 3050.4835 | 1645.3264 | 79.3 | 88.48 | 6 | 5.6215 | 100.05 | 127.59
197 | 5 | 5 | 11037.4171 | 2626.9189 | 2879.9753 | 1505.8737 | 78.31 | 86.11 | 6 | 4.969 | 95.51 | 127.53
198 | 5 | 6 | 11164.9992 | 2555.9047 | 2938.6326 | 1549.1422 | 76.96 | 83.93 | 5 | 3.0075 | 93.64 | 133.5
199 | 5 | 7 | 11110.3181 | 2955.3056 | 2942.7547 | 1810.5476 | 79.97 | 91.18 | 11 | 6.0936 | 110 | 135.73
200 | 5 | 8 | 10959.1131 | 2344.2779 | 2868.5793 | 1388.93 | 73.24 | 78.98 | 4 | 1.1197 | 88.83 | 141.13
201 | 5 | 9 | 11116.1885 | 2842.3676 | 2958.8269 | 1738.2994 | 94.95 | 120.6 | 24 | 20.4193 | 165.84 | 129.73
202 | 5 | 10 | 10872.7136 | 2185.6471 | 2809.3534 | 1388.93 | 70.55 | 75.48 | 0 | 0 | 82.58 | 141.45
203 | 5 | 11 | 11202.2739 | 2842.3676 | 3047.429 | 1738.2994 | 103.29 | 140.05 | 25 | 29.2764 | 203.51 | 131.98
204 | 5 | 12 | 11177.7583 | 2799.7968 | 2991.8361 | 1645.3264 | 80.34 | 92.57 | 8 | 5.8737 | 113.83 | 139.8
205 | 5 | 13 | 11168.2464 | 2799.7968 | 2956.419 | 1645.3264 | 92.66 | 117.06 | 19 | 18.0906 | 161.75 | 135.86
206 | 5 | 14 | 11079.5263 | 2589.1624 | 2901.1689 | 1549.1422 | 83.69 | 94.26 | 12 | 9.5271 | 109.65 | 123.26
207 | 5 | 15 | 11058.4421 | 2591.0208 | 2966.8801 | 1469.216 | 75.05 | 81.56 | 5 | 2.2864 | 92.52 | 137.59
208 | 5 | 16 | 10953.8273 | 2633.536 | 2814.4874 | 1513.087 | 81.68 | 94.51 | 9 | 9.2889 | 110.06 | 123.92
209 | 5 | 17 | 10937.1031 | 2591.0208 | 2835.0844 | 1469.216 | 73.48 | 79.19 | 5 | 1.4089 | 87.53 | 137.46
210 | 5 | 18 | 11063.8856 | 2842.3676 | 2873.8285 | 1738.2994 | 106.47 | 151.22 | 9 | 33.1298 | 250.97 | 155.88
211 | 5 | 19 | 11032.32 | 2799.7968 | 2934.1288 | 1645.3264 | 93.41 | 118.91 | 20 | 20.8999 | 162.65 | 124.82
212 | 5 | 20 | 11087.7719 | 2370.4152 | 2975.1636 | 1492.8565 | 75.46 | 82.08 | 4 | 2.4641 | 90.67 | 132.72
213 | 5 | 21 | 11051.2615 | 2799.7968 | 2935.8008 | 1628.68 | 78.03 | 89.55 | 4 | 5.82 | 110.29 | 139.35
214 | 5 | 22 | 10984.8179 | 2626.9189 | 2869.3131 | 1505.8737 | 77.75 | 87.94 | 8 | 5.9823 | 106.3 | 137.79
215 | 5 | 23 | 11082.7603 | 2830.4688 | 2932.0732 | 1729.4517 | 81.22 | 94.54 | 10 | 7.3223 | 118.61 | 140.11
216 | 5 | 24 | 10968.0726 | 2645.7951 | 2858.3574 | 1645.3264 | 74.06 | 79.63 | 4 | 1.6932 | 88.55 | 139.21
217 | 5 | 25 | 11256.6354 | 2799.7968 | 3015.3661 | 1628.68 | 88.14 | 105.42 | 21 | 12.4852 | 135.71 | 133.59
218 | 5 | 26 | 10976.4549 | 2504.2828 | 2850.0784 | 1512.0027 | 73.83 | 79.91 | 3 | 1.5486 | 90.03 | 141
219 | 5 | 27 | 11035.2476 | 2842.3676 | 2990.613 | 1738.2994 | 108.95 | 154.73 | 32 | 35.9746 | 234.44 | 131.24
220 | 5 | 28 | 11189.8217 | 2799.7968 | 2950.919 | 1628.68 | 88.76 | 106.46 | 14 | 13.4814 | 136.98 | 137.97
221 | 5 | 29 | 11212.5672 | 2842.3676 | 3033.2433 | 1738.2994 | 91.81 | 116.54 | 16 | 17.1387 | 157.82 | 135.27
222 | 5 | 30 | 11267.793 | 2799.7968 | 3080.5989 | 1628.68 | 96.39 | 124.58 | 23 | 21.792 | 171.66 | 129.66
223 | 5 | 31 | 11387.9137 | 2799.7968 | 3156.4663 | 1645.3264 | 97.69 | 123.96 | 25 | 22.1306 | 156.24 | 113.43
224 | 5 | 32 | 10876.534 | 2799.7968 | 2816.4466 | 1628.68 | 80.55 | 94.97 | 13 | 9.1199 | 120.25 | 135.86
225 | 5 | 33 | 11150.0304 | 2668.3285 | 2965.1163 | 1740.7979 | 87.07 | 103.43 | 15 | 12.7676 | 128.67 | 125.83
226 | 5 | 34 | 11103.1594 | 2955.3056 | 3003.531 | 1810.5476 | 83.03 | 99.39 | 12 | 10.5121 | 130.35 | 143.89
227 | 5 | 35 | 11053.3935 | 2842.3676 | 2897.7496 | 1738.2994 | 85.28 | 103.37 | 11 | 11.7788 | 137.27 | 138.58
228 | 5 | 36 | 11244.7609 | 2645.7951 | 3003.5125 | 1645.3264 | 76.22 | 82.05 | 2 | 1.4854 | 91.3 | 138.05
229 | 5 | 37 | 11207.4364 | 2799.7968 | 2980.7706 | 1685.1119 | 90.67 | 112.86 | 16 | 16.3119 | 152.16 | 137.79
230 | 5 | 38 | 11300.3261 | 2842.3676 | 3039.0937 | 1738.2994 | 93.1 | 116.03 | 21 | 17.2228 | 154.18 | 130.33
231 | 5 | 39 | 11217.66 | 2842.3676 | 2981.0457 | 1738.2994 | 93.66 | 117.13 | 21 | 18.7716 | 160.75 | 134.35
232 | 5 | 40 | 11357.1129 | 2842.3676 | 3096.6114 | 1738.2994 | 93.4 | 117.38 | 21 | 18.6185 | 156.76 | 133.13
233 | 5 | 41 | 11281.925 | 2830.4688 | 3039.003 | 1729.4517 | 76.82 | 84.12 | 2 | 1.2715 | 95.82 | 139.68
234 | 5 | 42 | 11288.5746 | 2799.7968 | 3003.1453 | 1628.68 | 89.94 | 108.62 | 17 | 14.1541 | 142.97 | 134.52
235 | 5 | 43 | 11310.4601 | 2842.3676 | 3061.653 | 1738.2994 | 111.52 | 153.7 | 38 | 35.6791 | 225.62 | 124.9
236 | 5 | 44 | 11070.898 | 2842.3676 | 2978.7874 | 1738.2994 | 109.63 | 153.9 | 33 | 37.1868 | 228.01 | 123.81
237 | 5 | 45 | 11135.5541 | 2799.7968 | 2925.2748 | 1628.68 | 80.51 | 92.64 | 9 | 6.6094 | 113.67 | 138.8
238 | 5 | 46 | 11261.1912 | 2725.8448 | 3133.5289 | 1685.1119 | 74.94 | 82.08 | 3 | 1.4777 | 91.76 | 135.95
239 | 5 | 47 | 11292.3298 | 2955.3056 | 3126.25 | 1810.5476 | 85.21 | 100.12 | 14 | 8.8573 | 122.09 | 133
240 | 5 | 48 | 11345.1292 | 2842.3676 | 3135.0763 | 1740.7979 | 111.93 | 153.7 | 41 | 37.3053 | 223.35 | 121.66
241 | 6 | 1 | 11186.3813 | 2725.8448 | 2966.3244 | 1685.1119 | 80.73 | 91.03 | 8 | 5.9049 | 108.3 | 133.9
242 | 6 | 2 | 11014.4869 | 2626.9189 | 2881.5373 | 1505.8737 | 74.61 | 80.49 | 4 | 1.0086 | 91.08 | 140.44
243 | 6 | 3 | 11064.2111 | 2842.3676 | 2925.0413 | 1740.7979 | 93.26 | 119.52 | 19 | 19.2672 | 171.93 | 140.87
244 | 6 | 4 | 11170.4826 | 2645.7951 | 3050.4835 | 1645.3264 | 73.39 | 78.68 | 0 | 0 | 85.15 | 136.88
245 | 6 | 5 | 11037.4171 | 2626.9189 | 2879.9753 | 1505.8737 | 83.74 | 95.91 | 15 | 10.2979 | 113.93 | 124.02
246 | 6 | 6 | 11164.9992 | 2555.9047 | 2938.6326 | 1549.1422 | 73.89 | 78.86 | 2 | 0.030023 | 86.15 | 139.23
247 | 6 | 7 | 11110.3181 | 2955.3056 | 2942.7547 | 1810.5476 | 83.84 | 99.68 | 14 | 10.0319 | 131.44 | 145.33
248 | 6 | 8 | 10959.1131 | 2344.2779 | 2868.5793 | 1388.93 | 74.47 | 80.72 | 5 | 2.2482 | 90.28 | 135.98
249 | 6 | 9 | 11116.1885 | 2842.3676 | 2958.8269 | 1738.2994 | 88.22 | 108.73 | 15 | 13.9388 | 147.74 | 138.51
250 | 6 | 10 | 10872.7136 | 2185.6471 | 2809.3534 | 1388.93 | 71.75 | 77.29 | 2 | 1.0121 | 85.49 | 140.82
251 | 6 | 11 | 11202.2739 | 2842.3676 | 3047.429 | 1738.2994 | 98.72 | 132.04 | 24 | 24.7349 | 190.96 | 139.15
252 | 6 | 12 | 11177.7583 | 2799.7968 | 2991.8361 | 1645.3264 | 81.42 | 93.51 | 9 | 7.0126 | 112.44 | 133.54
253 | 6 | 13 | 11168.2464 | 2799.7968 | 2956.419 | 1645.3264 | 87.29 | 107.29 | 14 | 12.932 | 143.29 | 139.01
254 | 6 | 14 | 11079.5263 | 2589.1624 | 2901.1689 | 1549.1422 | 79.2 | 88.08 | 6 | 5.0677 | 102.89 | 134.22
255 | 6 | 15 | 11058.4421 | 2591.0208 | 2966.8801 | 1469.216 | 76.37 | 83.7 | 3 | 3.7068 | 96.92 | 137.44
256 | 6 | 16 | 10953.8273 | 2633.536 | 2814.4874 | 1513.087 | 75.64 | 82.97 | 7 | 3.1068 | 95.21 | 139.15
257 | 6 | 17 | 10937.1031 | 2591.0208 | 2835.0844 | 1469.216 | 73.63 | 79.67 | 4 | 1.3573 | 89.22 | 139.11
258 | 6 | 18 | 11063.8856 | 2842.3676 | 2873.8285 | 1738.2994 | 80.54 | 94.14 | 5 | 7.2015 | 121.72 | 143.66
259 | 6 | 19 | 11032.32 | 2799.7968 | 2934.1288 | 1645.3264 | 81.67 | 96.45 | 13 | 9.4832 | 121.52 | 135.27
260 | 6 | 20 | 11087.7719 | 2370.4152 | 2975.1636 | 1492.8565 | 77.21 | 84.82 | 5 | 4.2373 | 94.88 | 129.21
261 | 6 | 21 | 11051.2615 | 2799.7968 | 2935.8008 | 1628.68 | 79.13 | 90.75 | 6 | 6.8909 | 110.3 | 134.64
262 | 6 | 22 | 10984.8179 | 2626.9189 | 2869.3131 | 1505.8737 | 73.1 | 80.02 | 3 | 1.4938 | 92.34 | 141.78
263 | 6 | 23 | 11082.7603 | 2830.4688 | 2932.0732 | 1729.4517 | 85.5 | 101.16 | 15 | 11.5067 | 126.23 | 128.89
264 | 6 | 24 | 10968.0726 | 2645.7951 | 2858.3574 | 1645.3264 | 73 | 78.15 | 3 | 0.55978 | 86.06 | 140.29
265 | 6 | 25 | 11256.6354 | 2799.7968 | 3015.3661 | 1628.68 | 89.56 | 108.95 | 15 | 14.2468 | 139.36 | 128.14
266 | 6 | 26 | 10976.4549 | 2504.2828 | 2850.0784 | 1512.0027 | 73.31 | 79.35 | 6 | 1.14 | 88.9 | 140.96
267 | 6 | 27 | 11035.2476 | 2842.3676 | 2990.613 | 1738.2994 | 123.98 | 188.06 | 27 | 51.1109 | 302.4 | 133.65
268 | 6 | 28 | 11189.8217 | 2799.7968 | 2950.919 | 1628.68 | 87.17 | 103.54 | 13 | 12.0046 | 132.18 | 138.9
269 | 6 | 29 | 11212.5672 | 2842.3676 | 3033.2433 | 1738.2994 | 93.81 | 120.57 | 20 | 18.9693 | 165.24 | 134.73
270 | 6 | 30 | 11267.793 | 2799.7968 | 3080.5989 | 1628.68 | 103.6 | 136.71 | 32 | 28.9889 | 186.33 | 114.95
271 | 6 | 31 | 11387.9137 | 2799.7968 | 3156.4663 | 1645.3264 | 97.89 | 124.5 | 25 | 22.4617 | 158.16 | 114.1
272 | 6 | 32 | 10876.534 | 2799.7968 | 2816.4466 | 1628.68 | 85.42 | 104.87 | 13 | 13.8976 | 139.08 | 132.6
273 | 6 | 33 | 11150.0304 | 2668.3285 | 2965.1163 | 1740.7979 | 90.31 | 110.86 | 15 | 16.08 | 147.13 | 129.18
274 | 6 | 34 | 11103.1594 | 2955.3056 | 3003.531 | 1810.5476 | 79.96 | 92.65 | 13 | 7.2888 | 113.69 | 140.37
275 | 6 | 35 | 11053.3935 | 2842.3676 | 2897.7496 | 1738.2994 | 84.2 | 101.16 | 9 | 10.6025 | 133.34 | 139.82
276 | 6 | 36 | 11244.7609 | 2645.7951 | 3003.5125 | 1645.3264 | 76.08 | 81.95 | 6 | 1.2006 | 91.43 | 138.71
277 | 6 | 37 | 11207.4364 | 2799.7968 | 2980.7706 | 1685.1119 | 89.83 | 111.8 | 16 | 15.4942 | 150.01 | 138.41
278 | 6 | 38 | 11300.3261 | 2842.3676 | 3039.0937 | 1738.2994 | 101.32 | 131.5 | 30 | 25.222 | 180.56 | 130.56
279 | 6 | 39 | 11217.66 | 2842.3676 | 2981.0457 | 1738.2994 | 93.59 | 115.78 | 19 | 18.7826 | 153.16 | 126.47
280 | 6 | 40 | 11357.1129 | 2842.3676 | 3096.6114 | 1738.2994 | 94.29 | 119.54 | 18 | 19.6811 | 160.71 | 135.27
281 | 6 | 41 | 11281.925 | 2830.4688 | 3039.003 | 1729.4517 | 76.52 | 83.5 | 1 | 0.95147 | 94.44 | 139.68
282 | 6 | 42 | 11288.5746 | 2799.7968 | 3003.1453 | 1628.68 | 86.92 | 103.46 | 15 | 11.2687 | 131.83 | 133.35
283 | 6 | 43 | 11310.4601 | 2842.3676 | 3061.653 | 1738.2994 | 140 | 213.11 | 40 | 64.2264 | 341.43 | 122.31
284 | 6 | 44 | 11070.898 | 2842.3676 | 2978.7874 | 1738.2994 | 102.51 | 140.99 | 23 | 30.0927 | 204.79 | 128.14
285 | 6 | 45 | 11135.5541 | 2799.7968 | 2925.2748 | 1628.68 | 88.39 | 107.67 | 16 | 14.2134 | 143.92 | 137.2
286 | 6 | 46 | 11261.1912 | 2725.8448 | 3133.5289 | 1685.1119 | 74.5 | 81.39 | 1 | 1.1039 | 90.78 | 136.55
287 | 6 | 47 | 11292.3298 | 2955.3056 | 3126.25 | 1810.5476 | 90.37 | 111.29 | 18 | 14.011 | 144.22 | 134.09
288 | 6 | 48 | 11345.1292 | 2842.3676 | 3135.0763 | 1740.7979 | 99.13 | 128.72 | 31 | 24.5541 | 178.11 | 131.03
289 | 7 | 1 | 11186.3813 | 2725.8448 | 2966.3244 | 1685.1119 | 82.25 | 93.04 | 10 | 7.4326 | 113.82 | 135
290 | 7 | 2 | 11014.4869 | 2626.9189 | 2881.5373 | 1505.8737 | 79.17 | 89.64 | 5 | 5.6614 | 107.98 | 136.55
291 | 7 | 3 | 11064.2111 | 2842.3676 | 2925.0413 | 1740.7979 | 96.16 | 125.07 | 20 | 22.1279 | 183.68 | 140.57
292 | 7 | 4 | 11170.4826 | 2645.7951 | 3050.4835 | 1645.3264 | 75.45 | 82.43 | 4 | 2.0932 | 91.88 | 134.76
293 | 7 | 5 | 11037.4171 | 2626.9189 | 2879.9753 | 1505.8737 | 80.11 | 90.39 | 7 | 6.7791 | 107.43 | 134.29
294 | 7 | 6 | 11164.9992 | 2555.9047 | 2938.6326 | 1549.1422 | 80.65 | 89.69 | 6 | 6.8214 | 103.23 | 129.83
295 | 7 | 7 | 11110.3181 | 2955.3056 | 2942.7547 | 1810.5476 | 82.76 | 97.17 | 10 | 9.2177 | 124.77 | 143.41
296 | 7 | 8 | 10959.1131 | 2344.2779 | 2868.5793 | 1388.93 | 74.81 | 81.56 | 4 | 2.8116 | 93.52 | 140.41
297 | 7 | 9 | 11116.1885 | 2842.3676 | 2958.8269 | 1738.2994 | 88.93 | 108.49 | 16 | 14.4181 | 142.39 | 130.87
298 | 7 | 10 | 10872.7136 | 2185.6471 | 2809.3534 | 1388.93 | 70.6 | 75.5 | 0 | 0 | 82.48 | 141.35
299 | 7 | 11 | 11202.2739 | 2842.3676 | 3047.429 | 1738.2994 | 101.87 | 137.41 | 28 | 27.9882 | 200.03 | 138.68
300 | 7 | 12 | 11177.7583 | 2799.7968 | 2991.8361 | 1645.3264 | 82.91 | 97.09 | 8 | 8.5908 | 120.09 | 134.45
301 | 7 | 13 | 11168.2464 | 2799.7968 | 2956.419 | 1645.3264 | 90.65 | 113.59 | 16 | 16.3697 | 155.11 | 136.06
302 | 7 | 14 | 11079.5263 | 2589.1624 | 2901.1689 | 1549.1422 | 80.95 | 91.72 | 6 | 7.0285 | 111.02 | 134.12
303 | 7 | 15 | 11058.4421 | 2591.0208 | 2966.8801 | 1469.216 | 78.11 | 86.53 | 8 | 5.6433 | 101.85 | 135.65
304 | 7 | 16 | 10953.8273 | 2633.536 | 2814.4874 | 1513.087 | 79.43 | 90.37 | 9 | 7.1099 | 109.53 | 137.16
305 | 7 | 17 | 10937.1031 | 2591.0208 | 2835.0844 | 1469.216 | 75.15 | 81.66 | 5 | 3.0524 | 90.24 | 132.57
306 | 7 | 18 | 11063.8856 | 2842.3676 | 2873.8285 | 1738.2994 | 78.38 | 89.69 | 8 | 5.0633 | 112.43 | 144.09
307 | 7 | 19 | 11032.32 | 2799.7968 | 2934.1288 | 1645.3264 | 93.18 | 119.22 | 15 | 20.837 | 164.2 | 128.82
308 | 7 | 20 | 11087.7719 | 2370.4152 | 2975.1636 | 1492.8565 | 76.27 | 83.49 | 7 | 3.2781 | 94.31 | 132.87
309 | 7 | 21 | 11051.2615 | 2799.7968 | 2935.8008 | 1628.68 | 78.42 | 89.94 | 6 | 6.1041 | 109.29 | 137.04
310 | 7 | 22 | 10984.8179 | 2626.9189 | 2869.3131 | 1505.8737 | 80.76 | 93.36 | 9 | 9.0274 | 118.78 | 139.38
311 | 7 | 23 | 11082.7603 | 2830.4688 | 2932.0732 | 1729.4517 | 79.01 | 89.97 | 12 | 5.1931 | 107.66 | 137.72
312 | 7 | 24 | 10968.0726 | 2645.7951 | 2858.3574 | 1645.3264 | 73.54 | 78.81 | 2 | 1.1742 | 86.88 | 139.26
313 | 7 | 25 | 11256.6354 | 2799.7968 | 3015.3661 | 1628.68 | 93.23 | 114.07 | 18 | 17.8806 | 150.04 | 130.27
314 | 7 | 26 | 10976.4549 | 2504.2828 | 2850.0784 | 1512.0027 | 74.27 | 80.98 | 3 | 2.0117 | 89.91 | 136.82
315 | 7 | 27 | 11035.2476 | 2842.3676 | 2990.613 | 1738.2994 | 106.68 | 148.66 | 33 | 33.9413 | 223.34 | 132.69
316 | 7 | 28 | 11189.8217 | 2799.7968 | 2950.919 | 1628.68 | 86.39 | 102.53 | 15 | 11.2912 | 131.03 | 138.99
317 | 7 | 29 | 11212.5672 | 2842.3676 | 3033.2433 | 1738.2994 | 107.6 | 145.5 | 34 | 32.6675 | 205.81 | 118.61
318 | 7 | 30 | 11267.793 | 2799.7968 | 3080.5989 | 1628.68 | 92.79 | 117.17 | 21 | 18.2996 | 155.27 | 128.37
319 | 7 | 31 | 11387.9137 | 2799.7968 | 3156.4663 | 1645.3264 | 99.62 | 128.97 | 30 | 24.1272 | 168.47 | 117.51
320 | 7 | 32 | 10876.534 | 2799.7968 | 2816.4466 | 1628.68 | 82.92 | 99.96 | 11 | 11.5521 | 130.01 | 134.48
321 | 7 | 33 | 11150.0304 | 2668.3285 | 2965.1163 | 1740.7979 | 86.48 | 102.08 | 15 | 12.1915 | 129.31 | 131.03
322 | 7 | 34 | 11103.1594 | 2955.3056 | 3003.531 | 1810.5476 | 83.4 | 98.33 | 13 | 10.8518 | 121.19 | 131.62
323 | 7 | 35 | 11053.3935 | 2842.3676 | 2897.7496 | 1738.2994 | 85.23 | 103.38 | 12 | 11.7858 | 138.67 | 141.53
324 | 7 | 36 | 11244.7609 | 2645.7951 | 3003.5125 | 1645.3264 | 74.6 | 79.78 | 0 | 0 | 87.36 | 138.78
325 | 7 | 37 | 11207.4364 | 2799.7968 | 2980.7706 | 1685.1119 | 96.06 | 123.16 | 20 | 21.8693 | 167.52 | 129.19
326 | 7 | 38 | 11300.3261 | 2842.3676 | 3039.0937 | 1738.2994 | 96.23 | 121.47 | 18 | 20.3377 | 166.52 | 129.4
327 | 7 | 39 | 11217.66 | 2842.3676 | 2981.0457 | 1738.2994 | 84.81 | 101.13 | 11 | 10.124 | 131.43 | 140.36
328 | 7 | 40 | 11357.1129 | 2842.3676 | 3096.6114 | 1738.2994 | 97.04 | 122.84 | 21 | 22.3219 | 162.85 | 125.68
329 | 7 | 41 | 11281.925 | 2830.4688 | 3039.003 | 1729.4517 | 78.34 | 87.41 | 3 | 2.8981 | 103.18 | 140.22
330 | 7 | 42 | 11288.5746 | 2799.7968 | 3003.1453 | 1628.68 | 87.34 | 103.68 | 13 | 11.5632 | 133.12 | 135.05
331 | 7 | 43 | 11310.4601 | 2842.3676 | 3061.653 | 1738.2994 | 112.84 | 155.66 | 39 | 37.0177 | 228.97 | 124.97
332 | 7 | 44 | 11070.898 | 2842.3676 | 2978.7874 | 1738.2994 | 98.01 | 131.97 | 28 | 25.6277 | 185.96 | 128.8
333 | 7 | 45 | 11135.5541 | 2799.7968 | 2925.2748 | 1628.68 | 79.87 | 91.17 | 10 | 6.0028 | 110.38 | 138.28
334 | 7 | 46 | 11261.1912 | 2725.8448 | 3133.5289 | 1685.1119 | 77.22 | 86.6 | 3 | 3.6404 | 100.14 | 138.72
335 | 7 | 47 | 11292.3298 | 2955.3056 | 3126.25 | 1810.5476 | 90.76 | 110.54 | 19 | 14.5105 | 137.57 | 124.88
336 | 7 | 48 | 11345.1292 | 2842.3676 | 3135.0763 | 1740.7979 | 103.74 | 139.07 | 30 | 29.3893 | 197.64 | 129.62
337 | 8 | 1 | 11186.3813 | 2725.8448 | 2966.3244 | 1685.1119 | 83.59 | 96.05 | 10 | 8.6766 | 116.46 | 130.93
338 | 8 | 2 | 11014.4869 | 2626.9189 | 2881.5373 | 1505.8737 | 77.87 | 86.82 | 3 | 4.0511 | 103.18 | 138.62
339 | 8 | 3 | 11064.2111 | 2842.3676 | 2925.0413 | 1740.7979 | 91.99 | 117.11 | 19 | 18.0123 | 165.7 | 138.82
340 | 8 | 4 | 11170.4826 | 2645.7951 | 3050.4835 | 1645.3264 | 73.37 | 78.57 | 0 | 0 | 84.89 | 136.62
341 | 8 | 5 | 11037.4171 | 2626.9189 | 2879.9753 | 1505.8737 | 74.68 | 81.01 | 4 | 1.3261 | 91.73 | 140.4
342 | 8 | 6 | 11164.9992 | 2555.9047 | 2938.6326 | 1549.1422 | 77.36 | 85.04 | 7 | 3.4187 | 97.18 | 136.5
343 | 8 | 7 | 11110.3181 | 2955.3056 | 2942.7547 | 1810.5476 | 81.24 | 94.62 | 10 | 7.528 | 118.82 | 139.97
344 | 8 | 8 | 10959.1131 | 2344.2779 | 2868.5793 | 1388.93 | 72.37 | 77.61 | 2 | 0.27775 | 85.95 | 140.63
345 | 8 | 9 | 11116.1885 | 2842.3676 | 2958.8269 | 1738.2994 | 87.44 | 106.93 | 14 | 12.9185 | 144.63 | 139.6
346 | 8 | 10 | 10872.7136 | 2185.6471 | 2809.3534 | 1388.93 | 70.84 | 75.89 | 1 | 0.24278 | 83.38 | 141.38
347 | 8 | 11 | 11202.2739 | 2842.3676 | 3047.429 | 1738.2994 | 98.28 | 130.69 | 24 | 24.4311 | 187.59 | 139.3
348 | 8 | 12 | 11177.7583 | 2799.7968 | 2991.8361 | 1645.3264 | 87.27 | 103.83 | 11 | 12.7765 | 128.53 | 124.51
349 | 8 | 13 | 11168.2464 | 2799.7968 | 2956.419 | 1645.3264 | 90.91 | 113.65 | 15 | 16.4192 | 154 | 135.21
350 | 8 | 14 | 11079.5263 | 2589.1624 | 2901.1689 | 1549.1422 | 78.25 | 86.79 | 5 | 4.2312 | 102.27 | 137.53
351 | 8 | 15 | 11058.4421 | 2591.0208 | 2966.8801 | 1469.216 | 74.69 | 81.43 | 3 | 2.1905 | 93.13 | 137.57
352 | 8 | 16 | 10953.8273 | 2633.536 | 2814.4874 | 1513.087 | 75.77 | 83.21 | 4 | 3.2773 | 94.72 | 136.56
353 | 8 | 17 | 10937.1031 | 2591.0208 | 2835.0844 | 1469.216 | 73.62 | 79.32 | 4 | 1.3683 | 87.66 | 137.47
354 | 8 | 18 | 11063.8856 | 2842.3676 | 2873.8285 | 1738.2994 | 79.9 | 92.7 | 5 | 6.4329 | 118.81 | 144.07
355 | 8 | 19 | 11032.32 | 2799.7968 | 2934.1288 | 1645.3264 | 87.2 | 107.85 | 13 | 14.892 | 143.85 | 133.51
356 | 8 | 20 | 11087.7719 | 2370.4152 | 2975.1636 | 1492.8565 | 74.56 | 80.46 | 5 | 1.5279 | 89.25 | 135.34
357 | 8 | 21 | 11051.2615 | 2799.7968 | 2935.8008 | 1628.68 | 76.82 | 86.56 | 5 | 4.6196 | 102.38 | 136.76
358 | 8 | 22 | 10984.8179 | 2626.9189 | 2869.3131 | 1505.8737 | 77.55 | 87.91 | 7 | 5.8604 | 107.67 | 138.81
359 | 8 | 23 | 11082.7603 | 2830.4688 | 2932.0732 | 1729.4517 | 81.4 | 94.37 | 12 | 7.5413 | 116.86 | 137.04
360 | 8 | 24 | 10968.0726 | 2645.7951 | 2858.3574 | 1645.3264 | 73.38 | 78.59 | 2 | 1.0271 | 86.82 | 139.25
361 | 8 | 25 | 11256.6354 | 2799.7968 | 3015.3661 | 1628.68 | 88.15 | 105.93 | 16 | 12.6711 | 134.82 | 131.79
362 | 8 | 26 | 10976.4549 | 2504.2828 | 2850.0784 | 1512.0027 | 72.95 | 78.72 | 2 | 0.7804 | 87.75 | 140.95
363 | 8 | 27 | 11035.2476 | 2842.3676 | 2990.613 | 1738.2994 | 102.76 | 142.28 | 24 | 29.8984 | 212.53 | 135.77
364 | 8 | 28 | 11189.8217 | 2799.7968 | 2950.919 | 1628.68 | 83.59 | 96.14 | 10 | 8.4405 | 115.79 | 135.42
365 | 8 | 29 | 11212.5672 | 2842.3676 | 3033.2433 | 1738.2994 | 99.26 | 130.87 | 26 | 24.2997 | 183.78 | 131.53
366 | 8 | 30 | 11267.793 | 2799.7968 | 3080.5989 | 1628.68 | 89.71 | 110.91 | 19 | 15.2166 | 143.83 | 129.56
367 | 8 | 31 | 11387.9137 | 2799.7968 | 3156.4663 | 1645.3264 | 87.43 | 105.11 | 14 | 12.2659 | 128.57 | 126.62
368 | 8 | 32 | 10876.534 | 2799.7968 | 2816.4466 | 1628.68 | 87.48 | 108.32 | 15 | 15.9442 | 144.93 | 128.97
369 | 8 | 33 | 11150.0304 | 2668.3285 | 2965.1163 | 1740.7979 | 92.62 | 114 | 21 | 18.1954 | 150.5 | 125.26
370 | 8 | 34 | 11103.1594 | 2955.3056 | 3003.531 | 1810.5476 | 78.88 | 90.91 | 13 | 6.3878 | 111.43 | 137.24
371 | 8 | 35 | 11053.3935 | 2842.3676 | 2897.7496 | 1738.2994 | 84.34 | 101.45 | 9 | 10.7274 | 134.09 | 139.99
372 | 8 | 36 | 11244.7609 | 2645.7951 | 3003.5125 | 1645.3264 | 74.55 | 79.71 | 1 | 0.026151 | 87.41 | 138.81
373 | 8 | 37 | 11207.4364 | 2799.7968 | 2980.7706 | 1685.1119 | 88.45 | 108.43 | 14 | 14.177 | 139.84 | 130.12
374 | 8 | 38 | 11300.3261 | 2842.3676 | 3039.0937 | 1738.2994 | 91.23 | 112.13 | 15 | 15.4302 | 146.78 | 130.64
375 | 8 | 39 | 11217.66 | 2842.3676 | 2981.0457 | 1738.2994 | 88.81 | 108.26 | 11 | 13.9571 | 143.54 | 136.38
376 | 8 | 40 | 11357.1129 | 2842.3676 | 3096.6114 | 1738.2994 | 93.92 | 118.65 | 17 | 19.0732 | 161.89 | 137.98
377 | 8 | 41 | 11281.925 | 2830.4688 | 3039.003 | 1729.4517 | 78.21 | 86.8 | 5 | 2.6657 | 100.47 | 138.39
378 | 8 | 42 | 11288.5746 | 2799.7968 | 3003.1453 | 1628.68 | 82.28 | 93.8 | 9 | 6.6398 | 112.09 | 133.59
379 | 8 | 43 | 11310.4601 | 2842.3676 | 3061.653 | 1738.2994 | 106.38 | 143.67 | 28 | 30.7975 | 208.49 | 130.53
380 | 8 | 44 | 11070.898 | 2842.3676 | 2978.7874 | 1738.2994 | 96.29 | 128.86 | 26 | 23.8984 | 183.55 | 134.26
381 | 8 | 45 | 11135.5541 | 2799.7968 | 2925.2748 | 1628.68 | 82.5 | 96.71 | 12 | 8.6194 | 122.42 | 138.87
382 | 8 | 46 | 11261.1912 | 2725.8448 | 3133.5289 | 1685.1119 | 78.15 | 86.46 | 6 | 4.7273 | 99.98 | 133.86
383 | 8 | 47 | 11292.3298 | 2955.3056 | 3126.25 | 1810.5476 | 96.35 | 120.83 | 23 | 19.8954 | 159.02 | 124.63
384 | 8 | 48 | 11345.1292 | 2842.3676 | 3135.0763 | 1740.7979 | 103.35 | 136.75 | 32 | 28.8311 | 191.22 | 125.82
385 | 9 | 1 | 11186.3813 | 2725.8448 | 2966.3244 | 1685.1119 | 81.88 | 92.8 | 10 | 7.03 | 113.89 | 137.55
386 | 9 | 2 | 11014.4869 | 2626.9189 | 2881.5373 | 1505.8737 | 79.85 | 90.21 | 7 | 6.1359 | 108.43 | 135.79
387 | 9 | 3 | 11064.2111 | 2842.3676 | 2925.0413 | 1740.7979 | 89.05 | 111.58 | 19 | 15.0677 | 157.3 | 144.67
388 | 9 | 4 | 11170.4826 | 2645.7951 | 3050.4835 | 1645.3264 | 74.45 | 80.23 | 2 | 0.96 | 87.8 | 136.51
389 | 9 | 5 | 11037.4171 | 2626.9189 | 2879.9753 | 1505.8737 | 76.99 | 84.9 | 10 | 3.5331 | 97.96 | 137.16
390 | 9 | 6 | 11164.9992 | 2555.9047 | 2938.6326 | 1549.1422 | 77.99 | 85.59 | 4 | 4.1824 | 95.39 | 130.23
391 | 9 | 7 | 11110.3181 | 2955.3056 | 2942.7547 | 1810.5476 | 84.23 | 99.38 | 13 | 10.5507 | 127.1 | 134.84
392 | 9 | 8 | 10959.1131 | 2344.2779 | 2868.5793 | 1388.93 | 77.74 | 85.24 | 7 | 5.653 | 98.07 | 133.01
393 | 9 | 9 | 11116.1885 | 2842.3676 | 2958.8269 | 1738.2994 | 95.85 | 122.9 | 19 | 21.4436 | 171.08 | 130.46
394 | 9 | 10 | 10872.7136 | 2185.6471 | 2809.3534 | 1388.93 | 70.68 | 75.62 | 0 | 0 | 82.7 | 141.44
395 | 9 | 11 | 11202.2739 | 2842.3676 | 3047.429 | 1738.2994 | 102.42 | 138.4 | 26 | 28.563 | 200.38 | 132.07
396 | 9 | 12 | 11177.7583 | 2799.7968 | 2991.8361 | 1645.3264 | 79.36 | 90.39 | 9 | 5.0633 | 109.59 | 139.93
397 | 9 | 13 | 11168.2464 | 2799.7968 | 2956.419 | 1645.3264 | 94.37 | 119.75 | 20 | 19.7543 | 165.95 | 133.7
398 | 9 | 14 | 11079.5263 | 2589.1624 | 2901.1689 | 1549.1422 | 79.77 | 89.62 | 6 | 5.7372 | 107.08 | 136.16
399 | 9 | 15 | 11058.4421 | 2591.0208 | 2966.8801 | 1469.216 | 78.11 | 87.25 | 8 | 5.3762 | 103.26 | 134.96
400 | 9 | 16 | 10953.8273 | 2633.536 | 2814.4874 | 1513.087 | 78.28 | 88.48 | 5 | 6.0417 | 103.97 | 132.99
401 | 9 | 17 | 10937.1031 | 2591.0208 | 2835.0844 | 1469.216 | 73.4 | 78.93 | 4 | 1.2054 | 88.24 | 140.4
402 | 9 | 18 | 11063.8856 | 2842.3676 | 2873.8285 | 1738.2994 | 79.31 | 91.53 | 4 | 5.9199 | 115.95 | 143.63
403 | 9 | 19 | 11032.32 | 2799.7968 | 2934.1288 | 1645.3264 | 87.05 | 107.79 | 14 | 14.6646 | 142.73 | 132.95
404 | 9 | 20 | 11087.7719 | 2370.4152 | 2975.1636 | 1492.8565 | 74.3 | 80.19 | 2 | 1.4736 | 88.3 | 134.83
405 | 9 | 21 | 11051.2615 | 2799.7968 | 2935.8008 | 1628.68 | 76.79 | 86.28 | 6 | 4.7115 | 102.38 | 136.5
406 | 9 | 22 | 10984.8179 | 2626.9189 | 2869.3131 | 1505.8737 | 77.52 | 88.99 | 7 | 5.8927 | 110.98 | 141.03
407 | 9 | 23 | 11082.7603 | 2830.4688 | 2932.0732 | 1729.4517 | 89.68 | 110.7 | 18 | 15.8362 | 148.44 | 133.74
408 | 9 | 24 | 10968.0726 | 2645.7951 | 2858.3574 | 1645.3264 | 73.55 | 78.93 | 2 | 1.2364 | 87.38 | 139.58
409 | 9 | 25 | 11256.6354 | 2799.7968 | 3015.3661 | 1628.68 | 89.17 | 108.58 | 15 | 13.7375 | 140.62 | 133.49
410 | 9 | 26 | 10976.4549 | 2504.2828 | 2850.0784 | 1512.0027 | 76.79 | 86.06 | 6 | 4.6234 | 101.63 | 136.71
411 | 9 | 27 | 11035.2476 | 2842.3676 | 2990.613 | 1738.2994 | 104.31 | 144.47 | 29 | 31.3943 | 218.16 | 137.51
412 | 9 | 28 | 11189.8217 | 2799.7968 | 2950.919 | 1628.68 | 86.09 | 100.73 | 15 | 10.9448 | 126.79 | 137.68
413 | 9 | 29 | 11212.5672 | 2842.3676 | 3033.2433 | 1738.2994 | 107.44 | 147.65 | 31 | 32.5557 | 215.29 | 127.68
414 | 9 | 30 | 11267.793 | 2799.7968 | 3080.5989 | 1628.68 | 103.61 | 139.02 | 26 | 29.1193 | 195.41 | 122.63
415 | 9 | 31 | 11387.9137 | 2799.7968 | 3156.4663 | 1645.3264 | 107.45 | 143.19 | 30 | 31.9291 | 191.25 | 109.83
416 | 9 | 32 | 10876.534 | 2799.7968 | 2816.4466 | 1628.68 | 85.27 | 103.91 | 13 | 13.9381 | 135.32 | 128.84
417 | 9 | 33 | 11150.0304 | 2668.3285 | 2965.1163 | 1740.7979 | 83.73 | 97.52 | 16 | 9.4284 | 120.13 | 132.78
418 | 9 | 34 | 11103.1594 | 2955.3056 | 3003.531 | 1810.5476 | 77.35 | 87.24 | 10 | 4.9821 | 103.84 | 137.6
419 | 9 | 35 | 11053.3935 | 2842.3676 | 2897.7496 | 1738.2994 | 86.46 | 105.24 | 11 | 12.9644 | 141.2 | 138.67
420 | 9 | 36 | 11244.7609 | 2645.7951 | 3003.5125 | 1645.3264 | 75.77 | 81.61 | 1 | 1.1382 | 90.89 | 138.8
421 | 9 | 37 | 11207.4364 | 2799.7968 | 2980.7706 | 1685.1119 | 90.21 | 111.48 | 19 | 15.833 | 147.17 | 130.12
422 | 9 | 38 | 11300.3261 | 2842.3676 | 3039.0937 | 1738.2994 | 97.4 | 124.55 | 21 | 21.4624 | 169.59 | 127.63
423 | 9 | 39 | 11217.66 | 2842.3676 | 2981.0457 | 1738.2994 | 91.34 | 112.24 | 17 | 16.6518 | 152.27 | 139.08
424 | 9 | 40 | 11357.1129 | 2842.3676 | 3096.6114 | 1738.2994 | 92.54 | 115.24 | 20 | 17.8442 | 151.89 | 131.5
425 | 9 | 41 | 11281.925 | 2830.4688 | 3039.003 | 1729.4517 | 77.89 | 85.73 | 8 | 2.2333 | 98.74 | 139.42
426 | 9 | 42 | 11288.5746 | 2799.7968 | 3003.1453 | 1628.68 | 93.43 | 114.24 | 17 | 17.7318 | 152.1 | 131.34
427 | 9 | 43 | 11310.4601 | 2842.3676 | 3061.653 | 1738.2994 | 122.67 | 175.34 | 44 | 46.6483 | 268.52 | 125.16
428 | 9 | 44 | 11070.898 | 2842.3676 | 2978.7874 | 1738.2994 | 110.16 | 156.73 | 29 | 37.7176 | 235.01 | 128.32
429 | 9 | 45 | 11135.5541 | 2799.7968 | 2925.2748 | 1628.68 | 84.3 | 100.87 | 11 | 10.4406 | 129.52 | 136.92
430 | 9 | 46 | 11261.1912 | 2725.8448 | 3133.5289 | 1685.1119 | 78.15 | 87.11 | 8 | 4.6783 | 99.98 | 132.32
431 | 9 | 47 | 11292.3298 | 2955.3056 | 3126.25 | 1810.5476 | 88.28 | 105.28 | 17 | 11.9156 | 130.77 | 130.42
432 | 9 | 48 | 11345.1292 | 2842.3676 | 3135.0763 | 1740.7979 | 105.07 | 141.74 | 28 | 30.6469 | 203.95 | 128.65
433 | 10 | 1 | 11186.3813 | 2725.8448 | 2966.3244 | 1685.1119 | 80.67 | 91.2 | 9 | 5.9874 | 107.95 | 133.46
434 | 10 | 2 | 11014.4869 | 2626.9189 | 2881.5373 | 1505.8737 | 77.25 | 85.95 | 3 | 3.8193 | 101.78 | 138.7
435 | 10 | 3 | 11064.2111 | 2842.3676 | 2925.0413 | 1740.7979 | 104.51 | 140.99 | 28 | 30.1916 | 210.4 | 129.26
436 | 10 | 4 | 11170.4826 | 2645.7951 | 3050.4835 | 1645.3264 | 76.31 | 83.68 | 5 | 2.817 | 92.99 | 132.67
437 | 10 | 5 | 11037.4171 | 2626.9189 | 2879.9753 | 1505.8737 | 74.11 | 80.12 | 2 | 0.96986 | 90.18 | 140.48
438 | 10 | 6 | 11164.9992 | 2555.9047 | 2938.6326 | 1549.1422 | 74.31 | 79.58 | 1 | 0.76764 | 86.73 | 136.9
439 | 10 | 7 | 11110.3181 | 2955.3056 | 2942.7547 | 1810.5476 | 81.06 | 93.19 | 14 | 7.4123 | 112.47 | 133.04
440 | 10 | 8 | 10959.1131 | 2344.2779 | 2868.5793 | 1388.93 | 73.64 | 79.44 | 4 | 1.5163 | 88.74 | 138.26
441 | 10 | 9 | 11116.1885 | 2842.3676 | 2958.8269 | 1738.2994 | 90.05 | 111.16 | 17 | 15.6525 | 148.7 | 133.5
442 | 10 | 10 | 10872.7136 | 2185.6471 | 2809.3534 | 1388.93 | 70.55 | 75.45 | 0 | 0 | 82.48 | 141.4
443 | 10 | 11 | 11202.2739 | 2842.3676 | 3047.429 | 1738.2994 | 94.8 | 123.85 | 22 | 21.0471 | 175.28 | 138.97
444 | 10 | 12 | 11177.7583 | 2799.7968 | 2991.8361 | 1645.3264 | 78.61 | 88.78 | 7 | 4.2265 | 105.61 | 138.82
445 | 10 | 13 | 11168.2464 | 2799.7968 | 2956.419 | 1645.3264 | 90 | 111.56 | 21 | 15.569 | 149.43 | 137.6
446 | 10 | 14 | 11079.5263 | 2589.1624 | 2901.1689 | 1549.1422 | 78.14 | 86.83 | 4 | 4.2402 | 101.7 | 136.3
447 | 10 | 15 | 11058.4421 | 2591.0208 | 2966.8801 | 1469.216 | 74.36 | 80.64 | 4 | 1.7708 | 91.44 | 138.31
448 | 10 | 16 | 10953.8273 | 2633.536 | 2814.4874 | 1513.087 | 75.24 | 82.42 | 5 | 2.8584 | 93.29 | 136.91
449 | 10 | 17 | 10937.1031 | 2591.0208 | 2835.0844 | 1469.216 | 73.2 | 78.71 | 1 | 1.0809 | 86.88 | 138.22
450 | 10 | 18 | 11063.8856 | 2842.3676 | 2873.8285 | 1738.2994 | 108.17 | 154.95 | 8 | 34.8873 | 259.5 | 156.56
451 | 10 | 19 | 11032.32 | 2799.7968 | 2934.1288 | 1645.3264 | 94.51 | 121.5 | 22 | 22.145 | 167.34 | 125
452 | 10 | 20 | 11087.7719 | 2370.4152 | 2975.1636 | 1492.8565 | 74.2 | 80.02 | 5 | 1.2748 | 88.16 | 135.54
453 | 10 | 21 | 11051.2615 | 2799.7968 | 2935.8008 | 1628.68 | 80.05 | 93.26 | 8 | 7.9394 | 116.42 | 136.27
454 | 10 | 22 | 10984.8179 | 2626.9189 | 2869.3131 | 1505.8737 | 80.25 | 93.53 | 9 | 8.6687 | 116.86 | 135.88
455 | 10 | 23 | 11082.7603 | 2830.4688 | 2932.0732 | 1729.4517 | 80.66 | 92.74 | 11 | 6.7349 | 114.04 | 137.19
456 | 10 | 24 | 10968.0726 | 2645.7951 | 2858.3574 | 1645.3264 | 72.4 | 77.18 | 1 | 0.022779 | 84.12 | 140.17
457 | 10 | 25 | 11256.6354 | 2799.7968 | 3015.3661 | 1628.68 | 90.12 | 110.4 | 13 | 14.7772 | 146.07 | 136.09
458 | 10 | 26 | 10976.4549 | 2504.2828 | 2850.0784 | 1512.0027 | 73.26 | 79.47 | 1 | 1.0283 | 89.26 | 140.68
459 | 10 | 27 | 11035.2476 | 2842.3676 | 2990.613 | 1738.2994 | 107.97 | 152.95 | 29 | 35.0239 | 231.95 | 132.94
460 | 10 | 28 | 11189.8217 | 2799.7968 | 2950.919 | 1628.68 | 90.57 | 109.31 | 14 | 15.3109 | 141.86 | 137.79
461 | 10 | 29 | 11212.5672 | 2842.3676 | 3033.2433 | 1738.2994 | 108.52 | 149.19 | 30 | 33.5142 | 214.42 | 122.52
462 | 10 | 30 | 11267.793 | 2799.7968 | 3080.5989 | 1628.68 | 92.02 | 116.09 | 19 | 17.6091 | 155.07 | 131.12
463 | 10 | 31 | 11387.9137 | 2799.7968 | 3156.4663 | 1645.3264 | 94.1 | 118.32 | 25 | 18.7008 | 151.7 | 123.14
464 | 10 | 32 | 10876.534 | 2799.7968 | 2816.4466 | 1628.68 | 84.99 | 104.04 | 14 | 13.5195 | 138.1 | 133.44
465 | 10 | 33 | 11150.0304 | 2668.3285 | 2965.1163 | 1740.7979 | 90.46 | 110.3 | 20 | 16.2705 | 144.76 | 128.39
466 | 10 | 34 | 11103.1594 | 2955.3056 | 3003.531 | 1810.5476 | 75.09 | 82.86 | 6 | 2.7925 | 94.89 | 137.38
467 | 10 | 35 | 11053.3935 | 2842.3676 | 2897.7496 | 1738.2994 | 84.44 | 101.65 | 10 | 10.8945 | 133.96 | 139.22
468 | 10 | 36 | 11244.7609 | 2645.7951 | 3003.5125 | 1645.3264 | 74.86 | 80.08 | 1 | 0.03216 | 87.69 | 138.81
469 | 10 | 37 | 11207.4364 | 2799.7968 | 2980.7706 | 1685.1119 | 86.53 | 104.24 | 14 | 12.4039 | 132.61 | 131.29
470 | 10 | 38 | 11300.3261 | 2842.3676 | 3039.0937 | 1738.2994 | 92.34 | 114.46 | 14 | 16.583 | 151.29 | 130.32
471 | 10 | 39 | 11217.66 | 2842.3676 | 2981.0457 | 1738.2994 | 92.11 | 114.59 | 19 | 17.2935 | 155.2 | 135.29
472 | 10 | 40 | 11357.1129 | 2842.3676 | 3096.6114 | 1738.2994 | 89.03 | 109.38 | 16 | 14.1765 | 142.93 | 137.16
473 | 10 | 41 | 11281.925 | 2830.4688 | 3039.003 | 1729.4517 | 84.47 | 99.38 | 14 | 8.7699 | 126.95 | 141.19
474 | 10 | 42 | 11288.5746 | 2799.7968 | 3003.1453 | 1628.68 | 88.53 | 105.75 | 13 | 12.8324 | 136.02 | 132.87
475 | 10 | 43 | 11310.4601 | 2842.3676 | 3061.653 | 1738.2994 | 114.64 | 160.55 | 37 | 39.0595 | 237.1 | 123.45
476 | 10 | 44 | 11070.898 | 2842.3676 | 2978.7874 | 1738.2994 | 108.91 | 153.37 | 33 | 36.4691 | 226.56 | 122.13
477 | 10 | 45 | 11135.5541 | 2799.7968 | 2925.2748 | 1628.68 | 82.38 | 96.3 | 14 | 8.5859 | 119.41 | 135.92
478 | 10 | 46 | 11261.1912 | 2725.8448 | 3133.5289 | 1685.1119 | 79.93 | 89.81 | 8 | 6.4075 | 103.63 | 127.46
479 | 10 | 47 | 11292.3298 | 2955.3056 | 3126.25 | 1810.5476 | 88.62 | 105.68 | 15 | 12.1571 | 130.26 | 128.98
480 | 10 | 48 | 11345.1292 | 2842.3676 | 3135.0763 | 1740.7979 | 107.09 | 145.33 | 34 | 32.4931 | 212.03 | 129.55
481 | 11 | 1 | 11186.3813 | 2725.8448 | 2966.3244 | 1685.1119 | 78.27 | 86.52 | 5 | 3.595 | 100.08 | 135.94
482 | 11 | 2 | 11014.4869 | 2626.9189 | 2881.5373 | 1505.8737 | 73.78 | 78.48 | 1 | 0.03382 | 86.89 | 140.55
483 | 11 | 3 | 11064.2111 | 2842.3676 | 2925.0413 | 1740.7979 | 90.67 | 114.83 | 20 | 16.6154 | 161.91 | 141.24
484 | 11 | 4 | 11170.4826 | 2645.7951 | 3050.4835 | 1645.3264 | 77.04 | 85.74 | 5 | 3.4976 | 100 | 136.7
485 | 11 | 5 | 11037.4171 | 2626.9189 | 2879.9753 | 1505.8737 | 77.48 | 85.55 | 9 | 4.0389 | 97.55 | 135.07
486 | 11 | 6 | 11164.9992 | 2555.9047 | 2938.6326 | 1549.1422 | 74.96 | 80.47 | 3 | 1.1716 | 88.92 | 138.32
487 | 11 | 7 | 11110.3181 | 2955.3056 | 2942.7547 | 1810.5476 | 79.45 | 90.54 | 11 | 5.7387 | 109.8 | 139.03
488 | 11 | 8 | 10959.1131 | 2344.2779 | 2868.5793 | 1388.93 | 73.83 | 79.83 | 3 | 1.7083 | 89.57 | 139.11
489 | 11 | 9 | 11116.1885 | 2842.3676 | 2958.8269 | 1738.2994 | 93.89 | 119.67 | 20 | 19.416 | 168.46 | 137.36
490 | 11 | 10 | 10872.7136 | 2185.6471 | 2809.3534 | 1388.93 | 70.56 | 75.46 | 0 | 0 | 82.61 | 141.48
491 | 11 | 11 | 11202.2739 | 2842.3676 | 3047.429 | 1738.2994 | 98.1 | 130.13 | 25 | 24.1599 | 188.22 | 141.62
492 | 11 | 12 | 11177.7583 | 2799.7968 | 2991.8361 | 1645.3264 | 81.49 | 93.93 | 8 | 7.1077 | 113.08 | 133.78
493 | 11 | 13 | 11168.2464 | 2799.7968 | 2956.419 | 1645.3264 | 86.3 | 104.71 | 13 | 11.9807 | 135.95 | 135.98
494 | 11 | 14 | 11079.5263 | 2589.1624 | 2901.1689 | 1549.1422 | 78.23 | 86.66 | 7 | 4.0664 | 100.73 | 135.85
495 | 11 | 15 | 11058.4421 | 2591.0208 | 2966.8801 | 1469.216 | 75.19 | 82.26 | 6 | 2.5215 | 93.74 | 136.83
496 | 11 | 16 | 10953.8273 | 2633.536 | 2814.4874 | 1513.087 | 77.05 | 84.96 | 6 | 4.5881 | 96.72 | 133.59
497 | 11 | 17 | 10937.1031 | 2591.0208 | 2835.0844 | 1469.216 | 74.1 | 80.04 | 4 | 1.8836 | 88.44 | 135.96
498 | 11 | 18 | 11063.8856 | 2842.3676 | 2873.8285 | 1738.2994 | 79.77 | 92.42 | 5 | 6.3886 | 117.69 | 143.24
499 | 11 | 19 | 11032.32 | 2799.7968 | 2934.1288 | 1645.3264 | 86.4 | 106.04 | 11 | 14.1957 | 139.01 | 131.12
500 | 11 | 20 | 11087.7719 | 2370.4152 | 2975.1636 | 1492.8565 | 73.46 | 78.9 | 2 | 0.47954 | 86.88 | 137.61
501 | 11 | 21 | 11051.2615 | 2799.7968 | 2935.8008 | 1628.68 | 77.61 | 88.58 | 6 | 5.3949 | 107.93 | 138.89
502 | 11 | 22 | 10984.8179 | 2626.9189 | 2869.3131 | 1505.8737 | 78.14 | 89.44 | 11 | 6.2586 | 110.72 | 139.2
503 | 11 | 23 | 11082.7603 | 2830.4688 | 2932.0732 | 1729.4517 | 83.78 | 99.42 | 12 | 9.7425 | 127.27 | 136.98
504 | 11 | 24 | 10968.0726 | 2645.7951 | 2858.3574 | 1645.3264 | 74.28 | 80.64 | 4 | 1.763 | 90.63 | 138.84
505 | 11 | 25 | 11256.6354 | 2799.7968 | 3015.3661 | 1628.68 | 84.05 | 99 | 11 | 8.7027 | 124.88 | 138.55
506 | 11 | 26 | 10976.4549 | 2504.2828 | 2850.0784 | 1512.0027 | 73.15 | 79.15 | 4 | 0.78498 | 88.19 | 140.56
507 | 11 | 27 | 11035.2476 | 2842.3676 | 2990.613 | 1738.2994 | 108.56 | 153.56 | 30 | 35.7289 | 232.72 | 132.67
508 | 11 | 28 | 11189.8217 | 2799.7968 | 2950.919 | 1628.68 | 84.33 | 97.57 | 15 | 9.0406 | 118.86 | 136.47
509 | 11 | 29 | 11212.5672 | 2842.3676 | 3033.2433 | 1738.2994 | 103.65 | 140.99 | 24 | 29.053 | 203.15 | 129.71
510 | 11 | 30 | 11267.793 | 2799.7968 | 3080.5989 | 1628.68 | 93.94 | 120.55 | 21 | 19.3282 | 165.97 | 134.69
511 | 11 | 31 | 11387.9137 | 2799.7968 | 3156.4663 | 1645.3264 | 96.8 | 123.18 | 22 | 21.265 | 157.93 | 118.66
512 | 11 | 32 | 10876.534 | 2799.7968 | 2816.4466 | 1628.68 | 87.36 | 107.85 | 18 | 15.7142 | 144.98 | 130.04
513 | 11 | 33 | 11150.0304 | 2668.3285 | 2965.1163 | 1740.7979 | 86.68 | 103.51 | 18 | 12.2701 | 131.41 | 129.99
514 | 11 | 34 | 11103.1594 | 2955.3056 | 3003.531 | 1810.5476 | 75.41 | 84.24 | 6 | 3.0008 | 98.76 | 139.31
515 | 11 | 35 | 11053.3935 | 2842.3676 | 2897.7496 | 1738.2994 | 88.06 | 108.67 | 12 | 14.4586 | 146.94 | 136.15
516 | 11 | 36 | 11244.7609 | 2645.7951 | 3003.5125 | 1645.3264 | 74.64 | 79.88 | 0 | 0 | 87.64 | 139.01
517 | 11 | 37 | 11207.4364 | 2799.7968 | 2980.7706 | 1685.1119 | 86.84 | 105.26 | 13 | 12.641 | 136 | 132.92
518 | 11 | 38 | 11300.3261 | 2842.3676 | 3039.0937 | 1738.2994 | 95.5 | 121.12 | 15 | 19.4845 | 163.12 | 129.48
519 | 11 | 39 | 11217.66 | 2842.3676 | 2981.0457 | 1738.2994 | 89.98 | 110.64 | 17 | 15.1898 | 148.86 | 138.49
520 | 11 | 40 | 11357.1129 | 2842.3676 | 3096.6114 | 1738.2994 | 91.15 | 112.34 | 21 | 16.2478 | 147.53 | 133.96
521 | 11 | 41 | 11281.925 | 2830.4688 | 3039.003 | 1729.4517 | 78.61 | 87.36 | 6 | 3.0678 | 101.77 | 139.58
522 | 11 | 42 | 11288.5746 | 2799.7968 | 3003.1453 | 1628.68 | 85.31 | 99.32 | 14 | 9.5277 | 123.46 | 133.93
523 | 11 | 43 | 11310.4601 | 2842.3676 | 3061.653 | 1738.2994 | 108.38 | 148.62 | 31 | 32.7635 | 218.7 | 133.45
524 | 11 | 44 | 11070.898 | 2842.3676 | 2978.7874 | 1738.2994 | 96.04 | 128.67 | 23 | 23.725 | 183.49 | 134.65
525 | 11 | 45 | 11135.5541 | 2799.7968 | 2925.2748 | 1628.68 | 81.66 | 94.72 | 9 | 7.6311 | 116.6 | 137.01
526 | 11 | 46 | 11261.1912 | 2725.8448 | 3133.5289 | 1685.1119 | 81.12 | 93.1 | 7 | 7.4725 | 110.38 | 133.78
527 | 11 | 47 | 11292.3298 | 2955.3056 | 3126.25 | 1810.5476 | 81.23 | 92.23 | 10 | 4.7457 | 107.73 | 135.33
528 | 11 | 48 | 11345.1292 | 2842.3676 | 3135.0763 | 1740.7979 | 97.47 | 126.67 | 29 | 22.9696 | 175.26 | 136.09