## Misc Data
Standard Control Services
Overheads - Works and Service Delivery
|  | Capex Tables Labels |  | Avg Base Labour Rates |  |  |  |  | Dollars allocated per Labour hour |  |  |  |  | Direct Base Costs Split | [5 empty] | RAB Allocation Rates | [44 empty] | Minor Assets allocated from SCS to ACS & Unclassified (%)
[9 empty] | 31.7517 | 31.5945 | 33.3288 | 33.5598 | 32.1822 | [5 empty] | 5.662e-13% | [44 empty] | 1.332e-13% | 3.738% | 3.49% | 2.041% | 2.122% | 2.213%
1 | Project | Level 3 | Level 4 | 2019/20 | 2020/21 | 2021/22 | 2022/23 | 2023/24 | 2019/20 | 2020/21 | 2021/22 | 2022/23 | 2023/24 | Labour Cost % | Material Cost % | Contractor Cost % | Plant Cost % | Other Cost % | Check | Overhead Subtransmission Lines (Urban) | Underground Subtransmission Lines (Urban) | Urban Zone Substations | Rural Zone Substations | SCADA | Distribution Switching Stations (Ground) | Overhead High Voltage Lines Urban | Overhead High Voltage Lines Rural | Voltage Regulators on Distribution Feeders | Underground High Voltage Lines | Underground High Voltage Lines SWER | Distribution Substations HV (Pole) | Distribution Substations HV (Ground) | Distribution Substations LV (Pole) | Distribution Substations LV (Ground) | Overhead Low Voltage Lines Underbuilt Urban | Overhead Low Voltage Lines Underbuilt Rural | Overhead Low Voltage Lines Urban | Overhead Low Voltage Lines Rural | Underground Low Voltage Lines | Underground Low Voltage Common Trench | HVST Service Connections | HV Service Connections | HV Metering CA Service Connections | HV/LV Service Connections | Business LV Service Connections | Business LV Metering CA Service Connections | Domestic LV Service Connections | Domestic LV Metering CA Service Connections | Wholesale Metering | HV Metering | HV/LV Metering | Business LV Metering | Domestic LV Metering | Off Peak Metering | Emergency Network Spares | Motor Vehicles | Minor Assets | Non-System Property | Spare Parts | NEM Assets | Business Management Systems | Land | Easements | Check | 2019/20 | 2020/21 | 2021/22 | 2022/23 | 2023/24
2 | Address safety and environmental Issued in ground mounted substations - Replace substation doors (Build subs) | Renewal | Reliability & quality maintained | 71.9761 | 71.9761 | 71.9761 | 71.9761 | 71.9761 | [5 empty] | 23.44% | 17.92% | 49.82% | 2.115% | 6.698% | 0% | 0% | 0% | 0% | 0% | 0% | 0% | 0% | 0% | 0% | 0% | 0% | 0% | 50% | 0% | 50% | 0% | 0% | 0% | 0% | 0% | 0% | 0% | 0% | 0% | 0% | 0% | 0% | 0% | 0% | 0% | 0% | 0% | 0% | 0% | 0% | 0% | 0% | 0% | 0% | 0% | 0% | 0% | 0% | 0% | 0% | 0% | 0% | 0% | 0% | 0%
3 | Address Safety and Environmental issues at HV Regulator Sites | Renewal | Reliability & quality maintained | 143.7014 | 0 | 143.7014 | 0 | 143.7014 | [5 empty] | 26.84% | 59.03% | 11.99% | 2.142% | 0% | 0% | 0% | 0% | 0% | 0% | 0% | 0% | 0% | 0% | 100% | 0% | 0% | 0% | 0% | 0% | 0% | 0% | 0% | 0% | 0% | 0% | 0% | 0% | 0% | 0% | 0% | 0% | 0% | 0% | 0% | 0% | 0% | 0% | 0% | 0% | 0% | 0% | 0% | 0% | 0% | 0% | 0% | 0% | 0% | 0% | 0% | 0% | 0% | 0% | 0% | 0%
4 | Address safety and environmental issues in ground mounted substations - Asbestos | Renewal | Reliability & quality maintained | 71.9533 | 71.9533 | 71.9533 | 71.9533 | 71.9533 | [5 empty] | 23.44% | 17.92% | 49.82% | 2.115% | 6.698% | 0% | 0% | 0% | 0% | 0% | 0% | 0% | 0% | 0% | 0% | 0% | 0% | 0% | 50% | 0% | 50% | 0% | 0% | 0% | 0% | 0% | 0% | 0% | 0% | 0% | 0% | 0% | 0% | 0% | 0% | 0% | 0% | 0% | 0% | 0% | 0% | 0% | 0% | 0% | 0% | 0% | 0% | 0% | 0% | 0% | 0% | 0% | 0% | 0% | 0% | 0%
5 | Address safety and environmental issues in ground mounted substations - Oil containment | Renewal | Reliability & quality maintained | 71.9738 | 71.9738 | 71.9738 | 71.9738 | 71.9738 | [5 empty] | 23.44% | 17.92% | 49.82% | 2.115% | 6.698% | 0% | 0% | 0% | 0% | 0% | 0% | 0% | 0% | 0% | 0% | 0% | 0% | 0% | 50% | 0% | 50% | 0% | 0% | 0% | 0% | 0% | 0% | 0% | 0% | 0% | 0% | 0% | 0% | 0% | 0% | 0% | 0% | 0% | 0% | 0% | 0% | 0% | 0% | 0% | 0% | 0% | 0% | 0% | 0% | 0% | 0% | 0% | 0% | 0% | 0% | 0%
6 | Air Break Switches Unit Replacement - cracked insulators | Renewal | Reliability & quality maintained | 54.625 | 54.625 | 54.625 | 54.625 | 54.625 | [5 empty] | 39.88% | 37.29% | 0% | 8.27% | 14.56% | 1.11e-14% | 0% | 0% | 0% | 0% | 0% | 0% | 50% | 50% | 0% | 0% | 0% | 0% | 0% | 0% | 0% | 0% | 0% | 0% | 0% | 0% | 0% | 0% | 0% | 0% | 0% | 0% | 0% | 0% | 0% | 0% | 0% | 0% | 0% | 0% | 0% | 0% | 0% | 0% | 0% | 0% | 0% | 0% | 0% | 0% | 0% | 0% | 0% | 0% | 0% | 0%
7 | Asset Management Information System (AMIS) Improvement Program D | Operational support systems | Asset management systems | 0 | 0 | 0 | 0 | 0 | [5 empty] | 0% | 0% | 100% | 0% | 0% | 0% | 0% | 0% | 0% | 0% | 0% | 0% | 0% | 0% | 0% | 0% | 0% | 0% | 0% | 0% | 0% | 0% | 0% | 0% | 0% | 0% | 0% | 0% | 0% | 0% | 0% | 0% | 0% | 0% | 0% | 0% | 0% | 0% | 0% | 0% | 0% | 0% | 0% | 100% | 0% | 0% | 0% | 0% | 0% | 0% | 0% | 3.738% | 3.49% | 2.041% | 2.122% | 2.213%
8 | Augment HV Control Station - Fault level | Development | Augmentation | 57.9873 | 57.9873 | 57.9873 | 57.9873 | 57.9873 | [5 empty] | 23.76% | 40.98% | 29.46% | 3.991% | 1.81% | 0% | 0% | 0% | 0% | 0% | 0% | 4% | 1.5% | 50.5% | 0% | 44% | 0% | 0% | 0% | 0% | 0% | 0% | 0% | 0% | 0% | 0% | 0% | 0% | 0% | 0% | 0% | 0% | 0% | 0% | 0% | 0% | 0% | 0% | 0% | 0% | 0% | 0% | 0% | 0% | 0% | 0% | 0% | 0% | 0% | 0% | 0% | 0% | 0% | 0% | 0% | 0%
9 | Augment HV Feeder - Fault Level | Development | Augmentation | 57.9873 | 57.9873 | 57.9873 | 57.9873 | 57.9873 | [5 empty] | 23.76% | 40.98% | 29.46% | 3.991% | 1.81% | 1.11e-14% | 0% | 0% | 0% | 0% | 0% | 4% | 1.5% | 50.5% | 0% | 44% | 0% | 0% | 0% | 0% | 0% | 0% | 0% | 0% | 0% | 0% | 0% | 0% | 0% | 0% | 0% | 0% | 0% | 0% | 0% | 0% | 0% | 0% | 0% | 0% | 0% | 0% | 0% | 0% | 0% | 0% | 0% | 0% | 0% | 0% | 0% | 0% | 0% | 0% | 0% | 0%
10 | Augment HV Feeder - Network access development | Development | Augmentation | 57.9869 | 57.9869 | 57.9869 | 57.9869 | 57.9869 | [5 empty] | 23.76% | 40.98% | 29.46% | 3.991% | 1.81% | 0% | 0% | 0% | 0% | 0% | 0% | 4% | 1.5% | 50.5% | 0% | 44% | 0% | 0% | 0% | 0% | 0% | 0% | 0% | 0% | 0% | 0% | 0% | 0% | 0% | 0% | 0% | 0% | 0% | 0% | 0% | 0% | 0% | 0% | 0% | 0% | 0% | 0% | 0% | 0% | 0% | 0% | 0% | 0% | 0% | 0% | 0% | 0% | 0% | 0% | 0% | 0%
11 | Augment HV Feeder - TRIP S | Renewal | Reliability & quality maintained | 0 | 0 | 57.9555 | 57.9555 | 57.9555 | [5 empty] | 23.6% | 53.2% | 19.23% | 3.911% | 0.06111% | 0% | 0% | 0% | 0% | 0% | 0% | 0% | 20% | 80% | 0% | 0% | 0% | 0% | 0% | 0% | 0% | 0% | 0% | 0% | 0% | 0% | 0% | 0% | 0% | 0% | 0% | 0% | 0% | 0% | 0% | 0% | 0% | 0% | 0% | 0% | 0% | 0% | 0% | 0% | 0% | 0% | 0% | 0% | 0% | 0% | 0% | 0% | 0% | 0% | 0% | 0%
12 | Augment HV Feeder - TRIP-P | Renewal | Reliability & quality maintained | 57.9557 | 57.9557 | 0 | 0 | 0 | [5 empty] | 23.6% | 53.2% | 19.23% | 3.911% | 0.06111% | 1.11e-14% | 0% | 0% | 0% | 0% | 0% | 0% | 20% | 80% | 0% | 0% | 0% | 0% | 0% | 0% | 0% | 0% | 0% | 0% | 0% | 0% | 0% | 0% | 0% | 0% | 0% | 0% | 0% | 0% | 0% | 0% | 0% | 0% | 0% | 0% | 0% | 0% | 0% | 0% | 0% | 0% | 0% | 0% | 0% | 0% | 0% | 0% | 0% | 0% | 0% | 0%
13 | Augment HV Feeder (Capacity) | Development | Augmentation | 57.9881 | 57.9892 | 57.9861 | 0 | 0 | [5 empty] | 23.76% | 40.98% | 29.46% | 3.991% | 1.81% | 0% | 0% | 0% | 0% | 0% | 0% | 4% | 1.5% | 50.5% | 0% | 44% | 0% | 0% | 0% | 0% | 0% | 0% | 0% | 0% | 0% | 0% | 0% | 0% | 0% | 0% | 0% | 0% | 0% | 0% | 0% | 0% | 0% | 0% | 0% | 0% | 0% | 0% | 0% | 0% | 0% | 0% | 0% | 0% | 0% | 0% | 0% | 0% | 0% | 0% | 0% | 0%
14 | Augment HV GI Feeder - Capacity | Development | Augmentation | 57.9871 | 57.9871 | 57.9871 | 57.9871 | 57.9871 | [5 empty] | 23.76% | 40.98% | 29.46% | 3.991% | 1.81% | 0% | 0% | 0% | 0% | 0% | 0% | 4% | 1.5% | 50.5% | 0% | 44% | 0% | 0% | 0% | 0% | 0% | 0% | 0% | 0% | 0% | 0% | 0% | 0% | 0% | 0% | 0% | 0% | 0% | 0% | 0% | 0% | 0% | 0% | 0% | 0% | 0% | 0% | 0% | 0% | 0% | 0% | 0% | 0% | 0% | 0% | 0% | 0% | 0% | 0% | 0% | 0%
15 | Automation of Kiosk distribution substations project | Renewal | Reliability & quality maintained | 59.4017 | 59.4017 | 59.4017 | 59.4017 | 59.4017 | [5 empty] | 23.65% | 53.48% | 16.63% | 2.251% | 3.99% | 0% | 0% | 0% | 0% | 0% | 0% | 0% | 0% | 0% | 0% | 0% | 0% | 0% | 100% | 0% | 0% | 0% | 0% | 0% | 0% | 0% | 0% | 0% | 0% | 0% | 0% | 0% | 0% | 0% | 0% | 0% | 0% | 0% | 0% | 0% | 0% | 0% | 0% | 0% | 0% | 0% | 0% | 0% | 0% | 0% | 0% | 0% | 0% | 0% | 0% | 0%
16 | BFM - Inspect/replace non-compliant HV connectors within 2km of Z substations | Renewal | Reliability & quality maintained | 54.6464 | 54.6464 | 54.6464 | 0 | 0 | [5 empty] | 10.26% | 23.54% | 64.42% | 1.769% | 0.02184% | 0% | 0% | 0% | 0% | 0% | 0% | 0% | 0% | 50% | 0% | 0% | 0% | 0% | 0% | 0% | 0% | 0% | 0% | 0% | 50% | 0% | 0% | 0% | 0% | 0% | 0% | 0% | 0% | 0% | 0% | 0% | 0% | 0% | 0% | 0% | 0% | 0% | 0% | 0% | 0% | 0% | 0% | 0% | 0% | 0% | 0% | 0% | 0% | 0% | 0% | 0%
17 | BFM - Install bird flight diverters | Renewal | Reliability & quality maintained | 54.6465 | 54.6465 | 54.6465 | 54.6465 | 54.6465 | [5 empty] | 10.26% | 23.54% | 64.42% | 1.769% | 0.02184% | 0% | 0% | 0% | 0% | 0% | 0% | 0% | 0% | 50% | 0% | 0% | 0% | 0% | 0% | 0% | 0% | 0% | 0% | 0% | 50% | 0% | 0% | 0% | 0% | 0% | 0% | 0% | 0% | 0% | 0% | 0% | 0% | 0% | 0% | 0% | 0% | 0% | 0% | 0% | 0% | 0% | 0% | 0% | 0% | 0% | 0% | 0% | 0% | 0% | 0% | 0%
18 | BFM - Install D Loops | Renewal | Reliability & quality maintained | 54.6471 | 54.6471 | 54.6471 | 54.6471 | 54.6471 | [5 empty] | 10.26% | 23.54% | 64.42% | 1.769% | 0.02184% | 0% | 0% | 0% | 0% | 0% | 0% | 0% | 0% | 50% | 0% | 0% | 0% | 0% | 0% | 0% | 0% | 0% | 0% | 0% | 50% | 0% | 0% | 0% | 0% | 0% | 0% | 0% | 0% | 0% | 0% | 0% | 0% | 0% | 0% | 0% | 0% | 0% | 0% | 0% | 0% | 0% | 0% | 0% | 0% | 0% | 0% | 0% | 0% | 0% | 0% | 0%
19 | BFM - Install Low Voltage Spreaders | Renewal | Reliability & quality maintained | 54.6468 | 54.6468 | 54.6468 | 54.6468 | 54.6468 | [5 empty] | 10.26% | 23.54% | 64.42% | 1.769% | 0.02184% | 0% | 0% | 0% | 0% | 0% | 0% | 0% | 0% | 50% | 0% | 0% | 0% | 0% | 0% | 0% | 0% | 0% | 0% | 0% | 50% | 0% | 0% | 0% | 0% | 0% | 0% | 0% | 0% | 0% | 0% | 0% | 0% | 0% | 0% | 0% | 0% | 0% | 0% | 0% | 0% | 0% | 0% | 0% | 0% | 0% | 0% | 0% | 0% | 0% | 0% | 0%
20 | BFM - Install LV fuses on distribution transformers | Renewal | Reliability & quality maintained | 54.6465 | 54.6465 | 54.6465 | 54.6465 | 54.6465 | [5 empty] | 10.26% | 23.54% | 64.42% | 1.769% | 0.02184% | 0% | 0% | 0% | 0% | 0% | 0% | 0% | 0% | 50% | 0% | 0% | 0% | 0% | 0% | 0% | 0% | 0% | 0% | 0% | 50% | 0% | 0% | 0% | 0% | 0% | 0% | 0% | 0% | 0% | 0% | 0% | 0% | 0% | 0% | 0% | 0% | 0% | 0% | 0% | 0% | 0% | 0% | 0% | 0% | 0% | 0% | 0% | 0% | 0% | 0% | 0%
21 | BFM - Install single phase reclosers for SWER | Renewal | Reliability & quality maintained | 54.6467 | 54.6467 | 54.6467 | 54.6467 | 54.6467 | [5 empty] | 10.26% | 23.54% | 64.42% | 1.769% | 0.02184% | 0% | 0% | 0% | 0% | 0% | 0% | 0% | 0% | 50% | 0% | 0% | 0% | 0% | 0% | 0% | 0% | 0% | 0% | 0% | 50% | 0% | 0% | 0% | 0% | 0% | 0% | 0% | 0% | 0% | 0% | 0% | 0% | 0% | 0% | 0% | 0% | 0% | 0% | 0% | 0% | 0% | 0% | 0% | 0% | 0% | 0% | 0% | 0% | 0% | 0% | 0%
22 | BFM - Installation of Vibration Dampers (Replace ties & insulators if old/defective) | Renewal | Reliability & quality maintained | 54.6465 | 54.6465 | 54.6465 | 54.6465 | 54.6465 | [5 empty] | 10.26% | 23.54% | 64.42% | 1.769% | 0.02184% | 0% | 0% | 0% | 0% | 0% | 0% | 0% | 0% | 50% | 0% | 0% | 0% | 0% | 0% | 0% | 0% | 0% | 0% | 0% | 50% | 0% | 0% | 0% | 0% | 0% | 0% | 0% | 0% | 0% | 0% | 0% | 0% | 0% | 0% | 0% | 0% | 0% | 0% | 0% | 0% | 0% | 0% | 0% | 0% | 0% | 0% | 0% | 0% | 0% | 0% | 0%
23 | BFM - project replace aged/deteriorated Cu conductor | Renewal | Reliability & quality maintained | 64.0773 | 64.0773 | 64.0773 | 64.0772 | 64.0772 | [5 empty] | 15.01% | 23.64% | 57.9% | 3.027% | 0.421% | 0% | 0% | 0% | 0% | 0% | 0% | 0% | 0% | 100% | 0% | 0% | 0% | 0% | 0% | 0% | 0% | 0% | 0% | 0% | 0% | 0% | 0% | 0% | 0% | 0% | 0% | 0% | 0% | 0% | 0% | 0% | 0% | 0% | 0% | 0% | 0% | 0% | 0% | 0% | 0% | 0% | 0% | 0% | 0% | 0% | 0% | 0% | 0% | 0% | 0% | 0%
24 | BFM - Replace aged/deteriorated Aluminium conductor | Renewal | Reliability & quality maintained | 64.0773 | 64.0773 | 64.0773 | 64.0773 | 64.0773 | [5 empty] | 15.01% | 23.64% | 57.9% | 3.027% | 0.421% | 1.11e-14% | 0% | 0% | 0% | 0% | 0% | 0% | 0% | 100% | 0% | 0% | 0% | 0% | 0% | 0% | 0% | 0% | 0% | 0% | 0% | 0% | 0% | 0% | 0% | 0% | 0% | 0% | 0% | 0% | 0% | 0% | 0% | 0% | 0% | 0% | 0% | 0% | 0% | 0% | 0% | 0% | 0% | 0% | 0% | 0% | 0% | 0% | 0% | 0% | 0% | 0%
25 | BFM - Replace aged/deteriorated HV ABC conductor | Renewal | Reliability & quality maintained | 54.6465 | 54.6465 | 54.6465 | 54.6465 | 54.6465 | [5 empty] | 10.26% | 23.54% | 64.42% | 1.769% | 0.02184% | 0% | 0% | 0% | 0% | 0% | 0% | 0% | 0% | 50% | 0% | 0% | 0% | 0% | 0% | 0% | 0% | 0% | 0% | 0% | 50% | 0% | 0% | 0% | 0% | 0% | 0% | 0% | 0% | 0% | 0% | 0% | 0% | 0% | 0% | 0% | 0% | 0% | 0% | 0% | 0% | 0% | 0% | 0% | 0% | 0% | 0% | 0% | 0% | 0% | 0% | 0%
26 | BFM - Replace aged/deteriorated Galvanised Iron (GI) Conductor | Renewal | Reliability & quality maintained | 86.2672 | 86.2672 | 86.2672 | 86.2672 | 86.2672 | [5 empty] | 32.89% | 34.4% | 27.65% | 5.054% | 0% | 0% | 0% | 0% | 0% | 0% | 0% | 0% | 0% | 100% | 0% | 0% | 0% | 0% | 0% | 0% | 0% | 0% | 0% | 0% | 0% | 0% | 0% | 0% | 0% | 0% | 0% | 0% | 0% | 0% | 0% | 0% | 0% | 0% | 0% | 0% | 0% | 0% | 0% | 0% | 0% | 0% | 0% | 0% | 0% | 0% | 0% | 0% | 0% | 0% | 0% | 0%
27 | BFM - Replace EDOs with alternative device (ie: boric acid fuses or dropout reclosers) | Renewal | Reliability & quality maintained | 54.647 | 54.647 | 54.647 | 54.6469 | 54.6469 | [5 empty] | 10.26% | 23.54% | 64.42% | 1.769% | 0.02184% | 0% | 0% | 0% | 0% | 0% | 0% | 0% | 0% | 50% | 0% | 0% | 0% | 0% | 0% | 0% | 0% | 0% | 0% | 0% | 50% | 0% | 0% | 0% | 0% | 0% | 0% | 0% | 0% | 0% | 0% | 0% | 0% | 0% | 0% | 0% | 0% | 0% | 0% | 0% | 0% | 0% | 0% | 0% | 0% | 0% | 0% | 0% | 0% | 0% | 0% | 0%
28 | BFM - Replace LV crossarms | Renewal | Reliability & quality maintained | 54.6465 | 54.6465 | 54.6465 | 54.6465 | 54.6465 | [5 empty] | 10.26% | 23.54% | 64.42% | 1.769% | 0.02184% | 0% | 0% | 0% | 0% | 0% | 0% | 0% | 0% | 50% | 0% | 0% | 0% | 0% | 0% | 0% | 0% | 0% | 0% | 0% | 50% | 0% | 0% | 0% | 0% | 0% | 0% | 0% | 0% | 0% | 0% | 0% | 0% | 0% | 0% | 0% | 0% | 0% | 0% | 0% | 0% | 0% | 0% | 0% | 0% | 0% | 0% | 0% | 0% | 0% | 0% | 0%
29 | BFM - Replace/relocate open wire HV with insulated alternative (re vegetation management) | Renewal | Reliability & quality maintained | 60.1305 | 60.1305 | 60.1305 | 60.1305 | 60.1305 | [5 empty] | 5.358% | 25.81% | 68.43% | 0.4055% | 0% | 1.11e-14% | 0% | 0% | 0% | 0% | 0% | 0% | 10% | 90% | 0% | 0% | 0% | 0% | 0% | 0% | 0% | 0% | 0% | 0% | 0% | 0% | 0% | 0% | 0% | 0% | 0% | 0% | 0% | 0% | 0% | 0% | 0% | 0% | 0% | 0% | 0% | 0% | 0% | 0% | 0% | 0% | 0% | 0% | 0% | 0% | 0% | 0% | 0% | 0% | 0% | 0%
30 | CablePI Purchase new and replacement units | Renewal | Reliability & quality maintained | 0 | 0 | 0 | 0 | 0 | [5 empty] | 0% | 0% | 100% | 0% | 0% | 0% | 0% | 0% | 0% | 0% | 0% | 0% | 0% | 0% | 0% | 0% | 0% | 0% | 0% | 0% | 0% | 0% | 0% | 0% | 0% | 0% | 0% | 0% | 0% | 0.5% | 0% | 0% | 28.5% | 0% | 71% | 0% | 0% | 0% | 0% | 0% | 0% | 0% | 0% | 0% | 0% | 0% | 0% | 0% | 0% | 0% | 0% | 0% | 0% | 0% | 0% | 0%
31 | Change or Upgrade Service on Telstra Pole | Renewal | Reliability & quality maintained | 51.3255 | 51.3255 | 51.3255 | 51.3255 | 51.3255 | [5 empty] | 37.55% | 45.38% | 8.507% | 8.57% | 0% | 1.11e-14% | 0% | 0% | 0% | 0% | 0% | 0% | 0% | 0% | 0% | 0% | 0% | 0% | 0% | 0% | 0% | 0% | 0% | 0% | 0% | 0% | 0% | 0% | 0% | 0% | 0% | 25% | 0% | 75% | 0% | 0% | 0% | 0% | 0% | 0% | 0% | 0% | 0% | 0% | 0% | 0% | 0% | 0% | 0% | 0% | 0% | 0% | 0% | 0% | 0% | 0%
32 | Claremont Zone Substation HMI upgrade project | Renewal | Reliability & quality maintained | 74.6137 | 0 | 0 | 0 | 0 | [5 empty] | 5.773% | 7.319% | 84.41% | 0.5152% | 1.987% | 2.22e-14% | 0% | 0% | 100% | 0% | 0% | 0% | 0% | 0% | 0% | 0% | 0% | 0% | 0% | 0% | 0% | 0% | 0% | 0% | 0% | 0% | 0% | 0% | 0% | 0% | 0% | 0% | 0% | 0% | 0% | 0% | 0% | 0% | 0% | 0% | 0% | 0% | 0% | 0% | 0% | 0% | 0% | 0% | 0% | 0% | 0% | 0% | 0% | 0% | 0% | 0%
33 | Composite Material Alternative Distribution Support Structure Trial | Renewal | Reliability & quality maintained | 57.7266 | 57.7266 | 57.7266 | 57.7266 | 57.7266 | [5 empty] | 22.22% | 18.8% | 53.48% | 4.861% | 0.6335% | 0% | 1% | 0% | 0% | 0% | 0% | 0% | 22.5% | 30% | 0% | 0% | 0% | 0% | 0% | 4% | 0% | 12.5% | 5% | 12.5% | 12.5% | 0% | 0% | 0% | 0% | 0% | 0% | 0% | 0% | 0% | 0% | 0% | 0% | 0% | 0% | 0% | 0% | 0% | 0% | 0% | 0% | 0% | 0% | 0% | 0% | 0% | 0% | 0% | 0% | 0% | 0% | 0%
34 | Customer Initiated Major Works Commercial | Development | Connection | 54.1707 | 54.1707 | 54.1707 | 54.1707 | 54.1707 | [5 empty] | 32.5% | 36.57% | 23.7% | 6.957% | 0.2783% | 1.11e-14% | 0.9295% | 0% | 0.3098% | 0% | 0.6197% | 2.169% | 17.59% | 23.13% | 0% | 42.4% | 0% | 5.14% | 7.711% | 0% | 0% | 0% | 0% | 0% | 0% | 0% | 0% | 0% | 0% | 0% | 0% | 0% | 0% | 0% | 0% | 0% | 0% | 0% | 0% | 0% | 0% | 0% | 0% | 0% | 0% | 0% | 0% | 0% | 0% | 0% | 0% | 0% | 0% | 0% | 0% | 0%
35 | Customer Initiated Non-Major Works Commercial | Development | Connection | 55.7142 | 55.7142 | 55.7142 | 55.7142 | 55.7142 | [5 empty] | 27.42% | 40.86% | 25.91% | 5.474% | 0.333% | 1.11e-14% | 0% | 0% | 0% | 0% | 0% | 0% | 5.559% | 22.24% | 0% | 44.41% | 0% | 0% | 5.559% | 11.12% | 0% | 0% | 0% | 5.559% | 5.559% | 0% | 0% | 0% | 0% | 0% | 0% | 0% | 0% | 0% | 0% | 0% | 0% | 0% | 0% | 0% | 0% | 0% | 0% | 0% | 0% | 0% | 0% | 0% | 0% | 0% | 0% | 0% | 0% | 0% | 0% | 0%
36 | Customer Initiated Non-Major Works Irrigation | Development | Connection | 55.0923 | 55.0923 | 55.0923 | 55.0923 | 55.0923 | [5 empty] | 23.6% | 60.14% | 10.35% | 5.784% | 0.1285% | 0% | 0% | 0% | 0% | 0% | 0% | 0% | 0% | 55% | 0% | 0% | 0% | 0% | 0% | 15% | 0% | 0% | 10% | 0% | 20% | 0% | 0% | 0% | 0% | 0% | 0% | 0% | 0% | 0% | 0% | 0% | 0% | 0% | 0% | 0% | 0% | 0% | 0% | 0% | 0% | 0% | 0% | 0% | 0% | 0% | 0% | 0% | 0% | 0% | 0% | 0%
37 | Customer Initiated Non-Major Works Residential | Development | Connection | 54.1243 | 54.1243 | 54.1243 | 54.1243 | 54.1243 | [5 empty] | 32.48% | 36.57% | 23.7% | 6.985% | 0.2783% | 2.22e-14% | 1.867% | 0% | 0% | 0% | 0% | 0% | 2.944% | 28.3% | 0% | 0% | 0% | 0% | 0% | 8.832% | 0% | 1.178% | 5.915% | 11.39% | 23.24% | 8.167% | 8.167% | 0% | 0% | 0% | 0% | 0% | 0% | 0% | 0% | 0% | 0% | 0% | 0% | 0% | 0% | 0% | 0% | 0% | 0% | 0% | 0% | 0% | 0% | 0% | 0% | 0% | 0% | 0% | 0% | 0%
38 | Customer Initiated Subdivisions | Development | Connection | 53.6802 | 53.6802 | 53.6803 | 53.6802 | 53.6803 | [5 empty] | 14.52% | 45.61% | 36.99% | 2.761% | 0.119% | 2.22e-14% | 0% | 0% | 0% | 0% | 0% | 0% | 0% | 4.651% | 0% | 18.04% | 0% | 0% | 0% | 0% | 18.04% | 0% | 2.387% | 0% | 2.754% | 27.06% | 27.06% | 0% | 0% | 0% | 0% | 0% | 0% | 0% | 0% | 0% | 0% | 0% | 0% | 0% | 0% | 0% | 0% | 0% | 0% | 0% | 0% | 0% | 0% | 0% | 0% | 0% | 0% | 0% | 0% | 0%
39 | Customer Initiated Substations | Development | Connection | 59.1723 | 59.1723 | 59.1723 | 59.1723 | 59.1723 | [5 empty] | 14.39% | 68.7% | 14.95% | 1.734% | 0.2343% | 0% | 0% | 0% | 0% | 0% | 0% | 0% | 0% | 4.651% | 0% | 18.04% | 0% | 0% | 0% | 0% | 18.04% | 0% | 2.387% | 0% | 2.754% | 27.06% | 27.06% | 0% | 0% | 0% | 0% | 0% | 0% | 0% | 0% | 0% | 0% | 0% | 0% | 0% | 0% | 0% | 0% | 0% | 0% | 0% | 0% | 0% | 0% | 0% | 0% | 0% | 0% | 0% | 0% | 0%
40 | Demand Mgmt - Customer Side controls for demand management capability building | Renewal | Reliability & quality maintained | 57.4193 | 57.4193 | 57.4193 | 57.4193 | 57.4193 | [5 empty] | 27.51% | 21.16% | 46.41% | 3.967% | 0.9538% | 0% | 0% | 0% | 0% | 0% | 0% | 0% | 20% | 80% | 0% | 0% | 0% | 0% | 0% | 0% | 0% | 0% | 0% | 0% | 0% | 0% | 0% | 0% | 0% | 0% | 0% | 0% | 0% | 0% | 0% | 0% | 0% | 0% | 0% | 0% | 0% | 0% | 0% | 0% | 0% | 0% | 0% | 0% | 0% | 0% | 0% | 0% | 0% | 0% | 0% | 0%
41 | Derwent Bridge 22 kV supply development | Development | Augmentation | 57.9873 | 57.9873 | 0 | 0 | 0 | [5 empty] | 23.76% | 40.98% | 29.46% | 3.991% | 1.81% | 0% | 0% | 0% | 0% | 0% | 0% | 4% | 1.5% | 50.5% | 0% | 44% | 0% | 0% | 0% | 0% | 0% | 0% | 0% | 0% | 0% | 0% | 0% | 0% | 0% | 0% | 0% | 0% | 0% | 0% | 0% | 0% | 0% | 0% | 0% | 0% | 0% | 0% | 0% | 0% | 0% | 0% | 0% | 0% | 0% | 0% | 0% | 0% | 0% | 0% | 0% | 0%
42 | Derwent Park and Newtown Zone Substation AVR Replacement | Renewal | Reliability & quality maintained | 74.6404 | 0 | 0 | 0 | 0 | [5 empty] | 5.773% | 7.319% | 84.41% | 0.5152% | 1.987% | 2.22e-14% | 0% | 0% | 100% | 0% | 0% | 0% | 0% | 0% | 0% | 0% | 0% | 0% | 0% | 0% | 0% | 0% | 0% | 0% | 0% | 0% | 0% | 0% | 0% | 0% | 0% | 0% | 0% | 0% | 0% | 0% | 0% | 0% | 0% | 0% | 0% | 0% | 0% | 0% | 0% | 0% | 0% | 0% | 0% | 0% | 0% | 0% | 0% | 0% | 0% | 0%
43 | East Coast South supply development | Development | Augmentation | 0 | 57.9867 | 57.9871 | 57.9872 | 57.9873 | [5 empty] | 23.76% | 40.98% | 29.46% | 3.991% | 1.81% | 2.22e-14% | 0% | 0% | 0% | 0% | 0% | 4% | 1.5% | 50.5% | 0% | 44% | 0% | 0% | 0% | 0% | 0% | 0% | 0% | 0% | 0% | 0% | 0% | 0% | 0% | 0% | 0% | 0% | 0% | 0% | 0% | 0% | 0% | 0% | 0% | 0% | 0% | 0% | 0% | 0% | 0% | 0% | 0% | 0% | 0% | 0% | 0% | 0% | 0% | 0% | 0% | 0%
44 | Fibreglass Reinforced Plastic cross arm trial | Renewal | Reliability & quality maintained | 54.5373 | 54.5373 | 54.5373 | 54.5373 | 54.5373 | [5 empty] | 12.21% | 11.77% | 73.4% | 2.52% | 0.1008% | 0% | 0% | 0% | 0% | 0% | 0% | 0% | 0% | 0% | 0% | 0% | 0% | 0% | 0% | 0% | 0% | 25% | 25% | 25% | 25% | 0% | 0% | 0% | 0% | 0% | 0% | 0% | 0% | 0% | 0% | 0% | 0% | 0% | 0% | 0% | 0% | 0% | 0% | 0% | 0% | 0% | 0% | 0% | 0% | 0% | 0% | 0% | 0% | 0% | 0% | 0%
45 | GENERAL O/H - Replace/relocate High Voltage Overhead due to Vegetation Issues | Renewal | Reliability & quality maintained | 60.1311 | 60.1311 | 60.1311 | 60.1311 | 60.1311 | [5 empty] | 5.358% | 25.81% | 68.43% | 0.4055% | 0% | 0% | 0% | 0% | 0% | 0% | 0% | 0% | 10% | 90% | 0% | 0% | 0% | 0% | 0% | 0% | 0% | 0% | 0% | 0% | 0% | 0% | 0% | 0% | 0% | 0% | 0% | 0% | 0% | 0% | 0% | 0% | 0% | 0% | 0% | 0% | 0% | 0% | 0% | 0% | 0% | 0% | 0% | 0% | 0% | 0% | 0% | 0% | 0% | 0% | 0% | 0%
46 | Hobart CBD 11 kV supply development | Development | Augmentation | 57.9873 | 57.9873 | 57.9873 | 57.9873 | 57.9873 | [5 empty] | 23.76% | 40.98% | 29.46% | 3.991% | 1.81% | 0% | 0% | 0% | 0% | 0% | 0% | 4% | 1.5% | 50.5% | 0% | 44% | 0% | 0% | 0% | 0% | 0% | 0% | 0% | 0% | 0% | 0% | 0% | 0% | 0% | 0% | 0% | 0% | 0% | 0% | 0% | 0% | 0% | 0% | 0% | 0% | 0% | 0% | 0% | 0% | 0% | 0% | 0% | 0% | 0% | 0% | 0% | 0% | 0% | 0% | 0% | 0%
47 | Hobart CBD Substation Communication Infrastructure project | Renewal | Reliability & quality maintained | 59.4005 | 59.4005 | 59.4005 | 59.4005 | 59.4005 | [5 empty] | 23.65% | 53.48% | 16.63% | 2.251% | 3.99% | 0% | 0% | 0% | 0% | 0% | 0% | 0% | 0% | 0% | 0% | 0% | 0% | 0% | 100% | 0% | 0% | 0% | 0% | 0% | 0% | 0% | 0% | 0% | 0% | 0% | 0% | 0% | 0% | 0% | 0% | 0% | 0% | 0% | 0% | 0% | 0% | 0% | 0% | 0% | 0% | 0% | 0% | 0% | 0% | 0% | 0% | 0% | 0% | 0% | 0% | 0%
48 | Hobart CBD Substation Pilot wire Project | Renewal | Reliability & quality maintained | 74.6256 | 74.6256 | 74.6256 | 74.6256 | 74.6256 | [5 empty] | 5.773% | 7.319% | 84.41% | 0.5152% | 1.987% | 0% | 0% | 0% | 100% | 0% | 0% | 0% | 0% | 0% | 0% | 0% | 0% | 0% | 0% | 0% | 0% | 0% | 0% | 0% | 0% | 0% | 0% | 0% | 0% | 0% | 0% | 0% | 0% | 0% | 0% | 0% | 0% | 0% | 0% | 0% | 0% | 0% | 0% | 0% | 0% | 0% | 0% | 0% | 0% | 0% | 0% | 0% | 0% | 0% | 0% | 0%
49 | HV CT and VT Replacement | Renewal | Reliability & quality maintained | 74.0038 | 74.0038 | 74.0038 | 74.0038 | 74.0038 | [5 empty] | 18.3% | 53.65% | 25.55% | 2.505% | 0% | 0% | 0% | 0% | 0% | 0% | 0% | 0% | 0% | 0% | 0% | 0% | 0% | 0% | 0% | 0% | 0% | 0% | 0% | 0% | 0% | 0% | 0% | 0% | 0% | 4% | 0% | 0% | 96% | 0% | 0% | 0% | 0% | 0% | 0% | 0% | 0% | 0% | 0% | 0% | 0% | 0% | 0% | 0% | 0% | 0% | 0% | 0% | 0% | 0% | 0% | 0%
50 | HV Links Replace with Air Break Switch | Renewal | Reliability & quality maintained | 54.625 | 54.625 | 54.625 | 54.625 | 54.625 | [5 empty] | 39.88% | 37.29% | 0% | 8.27% | 14.56% | 1.11e-14% | 0% | 0% | 0% | 0% | 0% | 0% | 50% | 50% | 0% | 0% | 0% | 0% | 0% | 0% | 0% | 0% | 0% | 0% | 0% | 0% | 0% | 0% | 0% | 0% | 0% | 0% | 0% | 0% | 0% | 0% | 0% | 0% | 0% | 0% | 0% | 0% | 0% | 0% | 0% | 0% | 0% | 0% | 0% | 0% | 0% | 0% | 0% | 0% | 0% | 0%
51 | Install animal access barriers to poles and conductors | Renewal | Reliability & quality maintained | 54.6465 | 54.6465 | 54.6465 | 54.6465 | 54.6465 | [5 empty] | 10.26% | 23.54% | 64.42% | 1.769% | 0.02184% | 0% | 0% | 0% | 0% | 0% | 0% | 0% | 0% | 50% | 0% | 0% | 0% | 0% | 0% | 0% | 0% | 0% | 0% | 0% | 50% | 0% | 0% | 0% | 0% | 0% | 0% | 0% | 0% | 0% | 0% | 0% | 0% | 0% | 0% | 0% | 0% | 0% | 0% | 0% | 0% | 0% | 0% | 0% | 0% | 0% | 0% | 0% | 0% | 0% | 0% | 0%
52 | Install D Loops | Renewal | Reliability & quality maintained | 54.5883 | 54.5883 | 54.5883 | 54.5883 | 54.5883 | [5 empty] | 10.25% | 23.54% | 64.42% | 1.77% | 0.02185% | 1.11e-14% | 0% | 0% | 0% | 0% | 0% | 0% | 50% | 50% | 0% | 0% | 0% | 0% | 0% | 0% | 0% | 0% | 0% | 0% | 0% | 0% | 0% | 0% | 0% | 0% | 0% | 0% | 0% | 0% | 0% | 0% | 0% | 0% | 0% | 0% | 0% | 0% | 0% | 0% | 0% | 0% | 0% | 0% | 0% | 0% | 0% | 0% | 0% | 0% | 0% | 0%
53 | Install HV and LV Conduit with other UG works (Capacity) | Development | Augmentation | 57.9869 | 57.9869 | 57.9869 | 57.9869 | 57.9869 | [5 empty] | 23.76% | 40.98% | 29.46% | 3.991% | 1.81% | 2.22e-14% | 0% | 0% | 0% | 0% | 0% | 4% | 1.5% | 50.5% | 0% | 44% | 0% | 0% | 0% | 0% | 0% | 0% | 0% | 0% | 0% | 0% | 0% | 0% | 0% | 0% | 0% | 0% | 0% | 0% | 0% | 0% | 0% | 0% | 0% | 0% | 0% | 0% | 0% | 0% | 0% | 0% | 0% | 0% | 0% | 0% | 0% | 0% | 0% | 0% | 0% | 0%
54 | Install Low Voltage Spreaders | Renewal | Reliability & quality maintained | 54.6465 | 54.6465 | 54.6465 | 54.6465 | 54.6465 | [5 empty] | 10.26% | 23.54% | 64.42% | 1.769% | 0.02184% | 0% | 0% | 0% | 0% | 0% | 0% | 0% | 0% | 50% | 0% | 0% | 0% | 0% | 0% | 0% | 0% | 0% | 0% | 0% | 50% | 0% | 0% | 0% | 0% | 0% | 0% | 0% | 0% | 0% | 0% | 0% | 0% | 0% | 0% | 0% | 0% | 0% | 0% | 0% | 0% | 0% | 0% | 0% | 0% | 0% | 0% | 0% | 0% | 0% | 0% | 0%
55 | Install OH Equipment - Anti-Climbing barriers or Signage Program | Renewal | Reliability & quality maintained | 53.8628 | 53.8628 | 53.8628 | 53.8628 | 53.8628 | [5 empty] | 69.72% | 22.33% | 0% | 7.95% | 0% | 0% | 0% | 0% | 0% | 0% | 0% | 0% | 0% | 0% | 0% | 0% | 0% | 2% | 3% | 90% | 5% | 0% | 0% | 0% | 0% | 0% | 0% | 0% | 0% | 0% | 0% | 0% | 0% | 0% | 0% | 0% | 0% | 0% | 0% | 0% | 0% | 0% | 0% | 0% | 0% | 0% | 0% | 0% | 0% | 0% | 0% | 0% | 0% | 0% | 0% | 0%
56 | Install Remote Fault Indicators in Ground Mounted Substations | Operational support systems | Network control | 61.0818 | 61.0818 | 61.0818 | 61.0818 | 61.0818 | [5 empty] | 55.04% | 34.68% | 3.954% | 5.881% | 0.4411% | 2.22e-14% | 0% | 0% | 0% | 0% | 0% | 100% | 0% | 0% | 0% | 0% | 0% | 0% | 0% | 0% | 0% | 0% | 0% | 0% | 0% | 0% | 0% | 0% | 0% | 0% | 0% | 0% | 0% | 0% | 0% | 0% | 0% | 0% | 0% | 0% | 0% | 0% | 0% | 0% | 0% | 0% | 0% | 0% | 0% | 0% | 0% | 0% | 0% | 0% | 0% | 0%
57 | Install/Augment Ground Mounted Voltage Regulator for Capacity | Development | Augmentation | 0 | 0 | 0 | 0 | 57.9873 | [5 empty] | 23.76% | 40.98% | 29.46% | 3.991% | 1.81% | 2.22e-14% | 0% | 0% | 0% | 0% | 0% | 4% | 1.5% | 50.5% | 0% | 44% | 0% | 0% | 0% | 0% | 0% | 0% | 0% | 0% | 0% | 0% | 0% | 0% | 0% | 0% | 0% | 0% | 0% | 0% | 0% | 0% | 0% | 0% | 0% | 0% | 0% | 0% | 0% | 0% | 0% | 0% | 0% | 0% | 0% | 0% | 0% | 0% | 0% | 0% | 0% | 0%
58 | Install/Augment Ground Susbtation (Capacity) | Development | Augmentation | 56.439 | 56.439 | 56.439 | 56.439 | 56.439 | [5 empty] | 33.14% | 11.92% | 47.03% | 5.7% | 2.203% | 1.11e-14% | 0% | 0% | 0% | 0% | 0% | 0% | 0% | 0% | 0% | 0% | 0% | 0% | 0% | 90% | 10% | 0% | 0% | 0% | 0% | 0% | 0% | 0% | 0% | 0% | 0% | 0% | 0% | 0% | 0% | 0% | 0% | 0% | 0% | 0% | 0% | 0% | 0% | 0% | 0% | 0% | 0% | 0% | 0% | 0% | 1.11e-14% | 0% | 0% | 0% | 0% | 0%
59 | Install/Augment HV OH Switch (LAP) | Renewal | Reliability & quality maintained | 54.2793 | 54.2793 | 54.2793 | 54.2793 | 54.2793 | [5 empty] | 36.74% | 29.19% | 25.47% | 8.355% | 0.2498% | 0% | 0% | 0% | 0% | 0% | 0% | 0% | 50% | 50% | 0% | 0% | 0% | 0% | 0% | 0% | 0% | 0% | 0% | 0% | 0% | 0% | 0% | 0% | 0% | 0% | 0% | 0% | 0% | 0% | 0% | 0% | 0% | 0% | 0% | 0% | 0% | 0% | 0% | 0% | 0% | 0% | 0% | 0% | 0% | 0% | 0% | 0% | 0% | 0% | 0% | 0%
60 | Install/Augment LV Feeder | Development | Augmentation | 55.085 | 55.085 | 55.085 | 55.085 | 55.085 | [5 empty] | 22.36% | 21.09% | 51.56% | 4.502% | 0.4907% | 1.11e-14% | 0% | 0% | 0% | 0% | 0% | 0% | 0% | 0% | 0% | 0% | 0% | 0% | 0% | 0% | 0% | 40% | 10% | 10% | 20% | 20% | 0% | 0% | 0% | 0% | 0% | 0% | 0% | 0% | 0% | 0% | 0% | 0% | 0% | 0% | 0% | 0% | 0% | 0% | 0% | 0% | 0% | 0% | 0% | 0% | 0% | 0% | 0% | 0% | 0% | 0%
61 | Install/Augment OH Feeder for Bird Mitigation (LAP) | Renewal | Reliability & quality maintained | 54.748 | 54.748 | 54.748 | 54.748 | 54.748 | [5 empty] | 30.42% | 37.92% | 26.56% | 5.105% | 0% | 0% | 0% | 0% | 0% | 0% | 0% | 0% | 20% | 80% | 0% | 0% | 0% | 0% | 0% | 0% | 0% | 0% | 0% | 0% | 0% | 0% | 0% | 0% | 0% | 0% | 0% | 0% | 0% | 0% | 0% | 0% | 0% | 0% | 0% | 0% | 0% | 0% | 0% | 0% | 0% | 0% | 0% | 0% | 0% | 0% | 0% | 0% | 0% | 0% | 0% | 0%
62 | Install/Augment Pole Mounted Voltage Regulator for Capacity | Development | Augmentation | 57.9873 | 0 | 57.9873 | 0 | 57.9873 | [5 empty] | 23.76% | 40.98% | 29.46% | 3.991% | 1.81% | 1.11e-14% | 0% | 0% | 0% | 0% | 0% | 4% | 1.5% | 50.5% | 0% | 44% | 0% | 0% | 0% | 0% | 0% | 0% | 0% | 0% | 0% | 0% | 0% | 0% | 0% | 0% | 0% | 0% | 0% | 0% | 0% | 0% | 0% | 0% | 0% | 0% | 0% | 0% | 0% | 0% | 0% | 0% | 0% | 0% | 0% | 0% | 0% | 0% | 0% | 0% | 0% | 0%
63 | Install/Augment Pole Substation (Capacity) | Development | Augmentation | 56.439 | 56.439 | 56.439 | 56.439 | 56.439 | [5 empty] | 33.14% | 11.92% | 47.03% | 5.7% | 2.203% | 1.11e-14% | 0% | 0% | 0% | 0% | 0% | 0% | 0% | 0% | 0% | 0% | 0% | 0% | 0% | 90% | 10% | 0% | 0% | 0% | 0% | 0% | 0% | 0% | 0% | 0% | 0% | 0% | 0% | 0% | 0% | 0% | 0% | 0% | 0% | 0% | 0% | 0% | 0% | 0% | 0% | 0% | 0% | 0% | 0% | 0% | 1.11e-14% | 0% | 0% | 0% | 0% | 0%
64 | Install/Augment Pole Substation < 50 kVA (Capacity) | Development | Augmentation | 56.4389 | 56.4389 | 56.4389 | 56.4389 | 56.4389 | [5 empty] | 33.14% | 11.92% | 47.03% | 5.7% | 2.203% | 0% | 0% | 0% | 0% | 0% | 0% | 0% | 0% | 0% | 0% | 0% | 0% | 0% | 0% | 90% | 10% | 0% | 0% | 0% | 0% | 0% | 0% | 0% | 0% | 0% | 0% | 0% | 0% | 0% | 0% | 0% | 0% | 0% | 0% | 0% | 0% | 0% | 0% | 0% | 0% | 0% | 0% | 0% | 0% | 0% | 0% | 0% | 0% | 0% | 0% | 0%
65 | Installation of Vibration Dampers (Replace ties & insulators if old/defective) | Renewal | Reliability & quality maintained | 54.6465 | 54.6465 | 54.6465 | 54.6465 | 54.6465 | [5 empty] | 10.26% | 23.54% | 64.42% | 1.769% | 0.02184% | 0% | 0% | 0% | 0% | 0% | 0% | 0% | 0% | 50% | 0% | 0% | 0% | 0% | 0% | 0% | 0% | 0% | 0% | 0% | 50% | 0% | 0% | 0% | 0% | 0% | 0% | 0% | 0% | 0% | 0% | 0% | 0% | 0% | 0% | 0% | 0% | 0% | 0% | 0% | 0% | 0% | 0% | 0% | 0% | 0% | 0% | 0% | 0% | 0% | 0% | 0%
66 | Intrumescent Fire Resistant Coating on TN Wood Poles | Renewal | Reliability & quality maintained | 57.7263 | 57.7263 | 57.7263 | 57.7263 | 57.7263 | [5 empty] | 22.22% | 18.8% | 53.48% | 4.861% | 0.6335% | 0% | 1% | 0% | 0% | 0% | 0% | 0% | 22.5% | 30% | 0% | 0% | 0% | 0% | 0% | 4% | 0% | 12.5% | 5% | 12.5% | 12.5% | 0% | 0% | 0% | 0% | 0% | 0% | 0% | 0% | 0% | 0% | 0% | 0% | 0% | 0% | 0% | 0% | 0% | 0% | 0% | 0% | 0% | 0% | 0% | 0% | 0% | 0% | 0% | 0% | 0% | 0% | 0%
67 | Land Purchase associated with Zone Substation (Capacity) | Development | Augmentation | 0 | 0 | 0 | 0 | 0 | [5 empty] | 0% | 0% | 100% | 0% | 0% | 0% | 0% | 0% | 0% | 0% | 0% | 0% | 0% | 0% | 0% | 0% | 0% | 0% | 0% | 0% | 0% | 0% | 0% | 0% | 0% | 0% | 0% | 0% | 0% | 0% | 0% | 0% | 0% | 0% | 0% | 0% | 0% | 0% | 0% | 0% | 0% | 0% | 0% | 0% | 0% | 0% | 0% | 0% | 100% | 0% | 0% | 0% | 0% | 0% | 0% | 0%
68 | Localised reliability reinforcement (LAP) | Renewal | Reliability & quality maintained | 186.5051 | 186.5051 | 186.5051 | 186.5051 | 186.5051 | [5 empty] | 75.24% | 4.887% | 19.51% | 0.3585% | 0% | 0% | 0% | 0% | 0% | 0% | 0% | 0% | 0% | 0% | 0% | 0% | 0% | 2% | 3% | 90% | 5% | 0% | 0% | 0% | 0% | 0% | 0% | 0% | 0% | 0% | 0% | 0% | 0% | 0% | 0% | 0% | 0% | 0% | 0% | 0% | 0% | 0% | 0% | 0% | 0% | 0% | 0% | 0% | 0% | 0% | 2.22e-14% | 0% | 0% | 0% | 0% | 0%
69 | Low Conductor Span Rectification - Building Clearance LV CAPEX | Renewal | Reliability & quality maintained | 63.4072 | 63.4063 | 63.4063 | 63.4063 | 63.4063 | [5 empty] | 44.93% | 17.79% | 30.34% | 6.55% | 0.387% | 0% | 0% | 0% | 0% | 0% | 0% | 0% | 0% | 0% | 0% | 0% | 0% | 0% | 0% | 0% | 0% | 45% | 5% | 45% | 5% | 0% | 0% | 0% | 0% | 0% | 0% | 0% | 0% | 0% | 0% | 0% | 0% | 0% | 0% | 0% | 0% | 0% | 0% | 0% | 0% | 0% | 0% | 0% | 0% | 0% | 0% | 0% | 0% | 0% | 0% | 0%
70 | Low Conductor Span Rectification - Low Clearance HV CAPEX | Renewal | Reliability & quality maintained | 55.1599 | 55.1599 | 55.1599 | 55.1599 | 55.1599 | [5 empty] | 11.49% | 19.18% | 67.01% | 2.31% | 0% | 1.11e-14% | 0% | 0% | 0% | 0% | 0% | 0% | 50% | 50% | 0% | 0% | 0% | 0% | 0% | 0% | 0% | 0% | 0% | 0% | 0% | 0% | 0% | 0% | 0% | 0% | 0% | 0% | 0% | 0% | 0% | 0% | 0% | 0% | 0% | 0% | 0% | 0% | 0% | 0% | 0% | 0% | 0% | 0% | 0% | 0% | 0% | 0% | 0% | 0% | 0% | 0%
71 | Low Conductor Span Rectification - Low Clearance LV CAPEX | Renewal | Reliability & quality maintained | 55.0616 | 55.0616 | 55.0616 | 55.0616 | 55.0616 | [5 empty] | 17.33% | 21.32% | 57.8% | 3.405% | 0.1409% | 0% | 0% | 0% | 0% | 0% | 0% | 0% | 0% | 0% | 0% | 0% | 0% | 0% | 0% | 0% | 0% | 25% | 25% | 25% | 25% | 0% | 0% | 0% | 0% | 0% | 0% | 0% | 0% | 0% | 0% | 0% | 0% | 0% | 0% | 0% | 0% | 0% | 0% | 0% | 0% | 0% | 0% | 0% | 0% | 0% | 0% | 0% | 0% | 0% | 0% | 0%
72 | Low voltage network monitoring 2019-2023 | Renewal | Reliability & quality maintained | 57.4168 | 57.4168 | 57.4168 | 57.4168 | 57.4168 | [5 empty] | 27.51% | 21.16% | 46.41% | 3.967% | 0.9538% | 1.11e-14% | 0% | 0% | 0% | 0% | 0% | 0% | 20% | 80% | 0% | 0% | 0% | 0% | 0% | 0% | 0% | 0% | 0% | 0% | 0% | 0% | 0% | 0% | 0% | 0% | 0% | 0% | 0% | 0% | 0% | 0% | 0% | 0% | 0% | 0% | 0% | 0% | 0% | 0% | 0% | 0% | 0% | 0% | 0% | 0% | 1.11e-14% | 0% | 0% | 0% | 0% | 0%
73 | LV CT Replacement | Renewal | Reliability & quality maintained | 74.0015 | 74.0015 | 74.0015 | 74.0015 | 74.0015 | [5 empty] | 18.3% | 53.65% | 25.55% | 2.505% | 0% | 0% | 0% | 0% | 0% | 0% | 0% | 0% | 0% | 0% | 0% | 0% | 0% | 0% | 0% | 0% | 0% | 0% | 0% | 0% | 0% | 0% | 0% | 0% | 0% | 4% | 0% | 0% | 96% | 0% | 0% | 0% | 0% | 0% | 0% | 0% | 0% | 0% | 0% | 0% | 0% | 0% | 0% | 0% | 0% | 0% | 0% | 0% | 0% | 0% | 0% | 0%
74 | Major System - Augment 33 kV Sub-transmission Circuits (Capacity) | Development | Augmentation | 74.6293 | 0 | 74.6293 | 0 | 74.6317 | [5 empty] | 5.773% | 7.319% | 84.41% | 0.5152% | 1.987% | 0% | 0% | 0% | 75% | 0% | 5% | 0% | 20% | 0% | 0% | 0% | 0% | 0% | 0% | 0% | 0% | 0% | 0% | 0% | 0% | 0% | 0% | 0% | 0% | 0% | 0% | 0% | 0% | 0% | 0% | 0% | 0% | 0% | 0% | 0% | 0% | 0% | 0% | 0% | 0% | 0% | 0% | 0% | 0% | 0% | 2.22e-14% | 0% | 0% | 0% | 0% | 0%
75 | Meadowbank 22 kV supply development | Development | Augmentation | 0 | 0 | 0 | 0 | 0 | [5 empty] | 0% | 50% | 50% | 0% | 0% | 0% | 0% | 0% | 0% | 0% | 0% | 4% | 1.5% | 50.5% | 0% | 44% | 0% | 0% | 0% | 0% | 0% | 0% | 0% | 0% | 0% | 0% | 0% | 0% | 0% | 0% | 0% | 0% | 0% | 0% | 0% | 0% | 0% | 0% | 0% | 0% | 0% | 0% | 0% | 0% | 0% | 0% | 0% | 0% | 0% | 0% | 0% | 0% | 0% | 0% | 0% | 0%
76 | NOCS Distribution System enhancement | Operational support systems | Network control | 94.3049 | 94.305 | 94.3048 | 94.3047 | 94.305 | [5 empty] | 89.12% | 0% | 0% | 10.88% | 0% | 1.11e-14% | 0% | 0% | 0% | 0% | 100% | 0% | 0% | 0% | 0% | 0% | 0% | 0% | 0% | 0% | 0% | 0% | 0% | 0% | 0% | 0% | 0% | 0% | 0% | 0% | 0% | 0% | 0% | 0% | 0% | 0% | 0% | 0% | 0% | 0% | 0% | 0% | 0% | 0% | 0% | 0% | 0% | 0% | 0% | 0% | 0% | 0% | 0% | 0% | 0% | 0%
77 | North Region Overhead feeder flood crossings flood height augmentation (ref R 572029) | Renewal | Reliability & quality maintained | 57.7264 | 57.7264 | 57.7264 | 0 | 0 | [5 empty] | 22.22% | 18.8% | 53.48% | 4.861% | 0.6335% | 0% | 1% | 0% | 0% | 0% | 0% | 0% | 22.5% | 30% | 0% | 0% | 0% | 0% | 0% | 4% | 0% | 12.5% | 5% | 12.5% | 12.5% | 0% | 0% | 0% | 0% | 0% | 0% | 0% | 0% | 0% | 0% | 0% | 0% | 0% | 0% | 0% | 0% | 0% | 0% | 0% | 0% | 0% | 0% | 0% | 0% | 0% | 0% | 0% | 0% | 0% | 0% | 0%
78 | Pole Replacements | Renewal | Reliability & quality maintained | 57.7265 | 57.7265 | 57.7265 | 57.7265 | 57.7265 | [5 empty] | 22.22% | 18.8% | 53.48% | 4.861% | 0.6335% | 0% | 1% | 0% | 0% | 0% | 0% | 0% | 22.5% | 30% | 0% | 0% | 0% | 0% | 0% | 4% | 0% | 12.5% | 5% | 12.5% | 12.5% | 0% | 0% | 0% | 0% | 0% | 0% | 0% | 0% | 0% | 0% | 0% | 0% | 0% | 0% | 0% | 0% | 0% | 0% | 0% | 0% | 0% | 0% | 0% | 0% | 0% | 0% | 0% | 0% | 0% | 0% | 0%
79 | Pole Staking | Renewal | Reliability & quality maintained | 49.1379 | 49.1379 | 49.1379 | 49.1379 | 49.1379 | [5 empty] | 25.24% | 48.51% | 18.88% | 4.312% | 3.056% | 0% | 1% | 0% | 0% | 0% | 0% | 0% | 22.5% | 30% | 0% | 0% | 0% | 0% | 0% | 4% | 0% | 12.5% | 5% | 12.5% | 12.5% | 0% | 0% | 0% | 0% | 0% | 0% | 0% | 0% | 0% | 0% | 0% | 0% | 0% | 0% | 0% | 0% | 0% | 0% | 0% | 0% | 0% | 0% | 0% | 0% | 0% | 0% | 0% | 0% | 0% | 0% | 0%
80 | Power Quality (PQ) Capital Program - LV Circuit Augmentation Component | Renewal | Reliability & quality maintained | 54.0351 | 54.0351 | 54.0351 | 54.0351 | 54.0351 | [5 empty] | 29.95% | 39.5% | 23.84% | 6.465% | 0.2497% | 1.11e-14% | 0% | 0% | 0% | 0% | 0% | 0% | 0% | 0% | 0% | 0% | 0% | 0% | 0% | 0% | 0% | 35% | 20% | 10% | 35% | 0% | 0% | 0% | 0% | 0% | 0% | 0% | 0% | 0% | 0% | 0% | 0% | 0% | 0% | 0% | 0% | 0% | 0% | 0% | 0% | 0% | 0% | 0% | 0% | 0% | 0% | 0% | 0% | 0% | 0% | 0%
81 | Power Quality (PQ) Capital Program - LV Transformer Augmentation Component | Renewal | Reliability & quality maintained | 56.1922 | 56.1921 | 56.1922 | 56.1922 | 56.1922 | [5 empty] | 24.54% | 40.19% | 29.97% | 5.139% | 0.1622% | 0% | 0% | 0% | 0% | 0% | 0% | 0% | 0% | 0% | 0% | 0% | 0% | 2% | 3% | 90% | 5% | 0% | 0% | 0% | 0% | 0% | 0% | 0% | 0% | 0% | 0% | 0% | 0% | 0% | 0% | 0% | 0% | 0% | 0% | 0% | 0% | 0% | 0% | 0% | 0% | 0% | 0% | 0% | 0% | 0% | 0% | 0% | 0% | 0% | 0% | 0%
82 | Power Quality (PQ) Capital Program - MV Conductor Augmentation Component | Renewal | Reliability & quality maintained | 185.8749 | 185.8749 | 185.8749 | 185.8749 | 185.8749 | [5 empty] | 99.32% | 0% | 0.6715% | 0.01243% | 0% | 0% | 0% | 0% | 0% | 0% | 0% | 0% | 0% | 100% | 0% | 0% | 0% | 0% | 0% | 0% | 0% | 0% | 0% | 0% | 0% | 0% | 0% | 0% | 0% | 0% | 0% | 0% | 0% | 0% | 0% | 0% | 0% | 0% | 0% | 0% | 0% | 0% | 0% | 0% | 0% | 0% | 0% | 0% | 0% | 0% | 0% | 0% | 0% | 0% | 0% | 0%
83 | Refurbish Single Phase Regulators | Renewal | Reliability & quality maintained | 59.2212 | 59.2212 | 59.2212 | 59.2212 | 59.2212 | [5 empty] | 27.74% | 53.63% | 14.35% | 3.625% | 0.6503% | 1.11e-14% | 0% | 0% | 0% | 0% | 0% | 0% | 0% | 0% | 100% | 0% | 0% | 0% | 0% | 0% | 0% | 0% | 0% | 0% | 0% | 0% | 0% | 0% | 0% | 0% | 0% | 0% | 0% | 0% | 0% | 0% | 0% | 0% | 0% | 0% | 0% | 0% | 0% | 0% | 0% | 0% | 0% | 0% | 0% | 0% | 0% | 0% | 0% | 0% | 0% | 0%
84 | Refurbishment of Gretna Zone | Renewal | Reliability & quality maintained | 66.0943 | 66.0946 | 0 | 0 | 0 | [5 empty] | 3.899% | 0% | 96.1% | 0% | 0% | 0% | 0% | 0% | 0% | 100% | 0% | 0% | 0% | 0% | 0% | 0% | 0% | 0% | 0% | 0% | 0% | 0% | 0% | 0% | 0% | 0% | 0% | 0% | 0% | 0% | 0% | 0% | 0% | 0% | 0% | 0% | 0% | 0% | 0% | 0% | 0% | 0% | 0% | 0% | 0% | 0% | 0% | 0% | 0% | 0% | 0% | 0% | 0% | 0% | 0% | 0%
85 | Reinforce Network for OH LV Services (Customer Initiated Work) | Renewal | Reliability & quality maintained | 54.1158 | 54.1158 | 54.1158 | 54.1158 | 54.1158 | [5 empty] | 55.04% | 8.313% | 27.01% | 9.139% | 0.4952% | 0% | 0% | 0% | 0% | 0% | 0% | 0% | 0% | 0% | 0% | 0% | 0% | 0% | 0% | 0% | 0% | 0% | 0% | 0% | 0% | 0% | 0% | 0% | 2.196% | 0% | 3.972% | 10.4% | 0% | 83.43% | 0% | 0% | 0% | 0% | 0% | 0% | 0% | 0% | 0% | 0% | 0% | 0% | 0% | 0% | 0% | 0% | 1.11e-14% | 0% | 0% | 0% | 0% | 0%
86 | Reinforce steel tower legs | Renewal | Reliability & quality maintained | 0 | 49.1382 | 0 | 0 | 0 | [5 empty] | 25.24% | 48.51% | 18.88% | 4.312% | 3.056% | 0% | 1% | 0% | 0% | 0% | 0% | 0% | 22.5% | 30% | 0% | 0% | 0% | 0% | 0% | 4% | 0% | 12.5% | 5% | 12.5% | 12.5% | 0% | 0% | 0% | 0% | 0% | 0% | 0% | 0% | 0% | 0% | 0% | 0% | 0% | 0% | 0% | 0% | 0% | 0% | 0% | 0% | 0% | 0% | 0% | 0% | 0% | 0% | 0% | 0% | 0% | 0% | 0%
87 | Remedial work identified from earthing injection testing | Renewal | Reliability & quality maintained | 217.2163 | 217.2163 | 217.2163 | 217.2163 | 217.2163 | [5 empty] | 55.3% | 0.2884% | 0% | 0.355% | 44.06% | 0% | 0% | 0% | 0% | 0% | 0% | 0% | 0% | 0% | 0% | 0% | 0% | 0% | 100% | 0% | 0% | 0% | 0% | 0% | 0% | 0% | 0% | 0% | 0% | 0% | 0% | 0% | 0% | 0% | 0% | 0% | 0% | 0% | 0% | 0% | 0% | 0% | 0% | 0% | 0% | 0% | 0% | 0% | 0% | 0% | 0% | 0% | 0% | 0% | 0% | 0%
88 | Replace low voltage cable | Renewal | Reliability & quality maintained | 59.5415 | 59.5415 | 59.5415 | 59.5415 | 59.5415 | [5 empty] | 26.17% | 7.381% | 64.44% | 2.007% | 0% | 0% | 0% | 0% | 0% | 0% | 0% | 0% | 0% | 0% | 0% | 0% | 0% | 0% | 0% | 0% | 0% | 0% | 0% | 0% | 0% | 75% | 25% | 0% | 0% | 0% | 0% | 0% | 0% | 0% | 0% | 0% | 0% | 0% | 0% | 0% | 0% | 0% | 0% | 0% | 0% | 0% | 0% | 0% | 0% | 0% | 0% | 0% | 0% | 0% | 0% | 0%
89 | Replace 3G Cybertec Modems Project | Renewal | Reliability & quality maintained | 55.5651 | 0 | 0 | 0 | 0 | [5 empty] | 90.92% | 0% | 0% | 9.082% | 0% | 0% | 0% | 0% | 0% | 0% | 0% | 0% | 50% | 50% | 0% | 0% | 0% | 0% | 0% | 0% | 0% | 0% | 0% | 0% | 0% | 0% | 0% | 0% | 0% | 0% | 0% | 0% | 0% | 0% | 0% | 0% | 0% | 0% | 0% | 0% | 0% | 0% | 0% | 0% | 0% | 0% | 0% | 0% | 0% | 0% | 0% | 0% | 0% | 0% | 0% | 0%
90 | Replace aged/deteriorated HV ABC conductor (non HBCA) | Renewal | Reliability & quality maintained | 64.0766 | 64.0766 | 64.0766 | 64.0766 | 64.0766 | [5 empty] | 15.01% | 23.64% | 57.9% | 3.027% | 0.421% | 0% | 0% | 0% | 0% | 0% | 0% | 0% | 0% | 100% | 0% | 0% | 0% | 0% | 0% | 0% | 0% | 0% | 0% | 0% | 0% | 0% | 0% | 0% | 0% | 0% | 0% | 0% | 0% | 0% | 0% | 0% | 0% | 0% | 0% | 0% | 0% | 0% | 0% | 0% | 0% | 0% | 0% | 0% | 0% | 0% | 0% | 0% | 0% | 0% | 0% | 0%
91 | Replace aged/deteriorated Aluminium conductor | Renewal | Reliability & quality maintained | 64.0774 | 64.0774 | 64.0774 | 64.0774 | 64.0774 | [5 empty] | 15.01% | 23.64% | 57.9% | 3.027% | 0.421% | 0% | 0% | 0% | 0% | 0% | 0% | 0% | 0% | 100% | 0% | 0% | 0% | 0% | 0% | 0% | 0% | 0% | 0% | 0% | 0% | 0% | 0% | 0% | 0% | 0% | 0% | 0% | 0% | 0% | 0% | 0% | 0% | 0% | 0% | 0% | 0% | 0% | 0% | 0% | 0% | 0% | 0% | 0% | 0% | 0% | 0% | 0% | 0% | 0% | 0% | 0%
92 | Replace AK Power sectionaliser with recloser | Renewal | Reliability & quality maintained | 58.634 | 58.634 | 58.634 | 58.634 | 58.634 | [5 empty] | 25.85% | 58.25% | 0% | 4.189% | 11.7% | 0% | 0% | 0% | 0% | 0% | 0% | 0% | 50% | 50% | 0% | 0% | 0% | 0% | 0% | 0% | 0% | 0% | 0% | 0% | 0% | 0% | 0% | 0% | 0% | 0% | 0% | 0% | 0% | 0% | 0% | 0% | 0% | 0% | 0% | 0% | 0% | 0% | 0% | 0% | 0% | 0% | 0% | 0% | 0% | 0% | 0% | 0% | 0% | 0% | 0% | 0%
93 | Replace Bellerive 33 kV Oil Filled Sub-transmission Cable | Renewal | Reliability & quality maintained | 0 | 0 | 0 | 0 | 0 | [5 empty] | 1.587% | 19.39% | 78.24% | 0.1549% | 0.6248% | 1.11e-14% | 0% | 6% | 0% | 0% | 0% | 0% | 0% | 0% | 0% | 94% | 0% | 0% | 0% | 0% | 0% | 0% | 0% | 0% | 0% | 0% | 0% | 0% | 0% | 0% | 0% | 0% | 0% | 0% | 0% | 0% | 0% | 0% | 0% | 0% | 0% | 0% | 0% | 0% | 0% | 0% | 0% | 0% | 0% | 0% | 0% | 0% | 0% | 0% | 0% | 0%
94 | Replace Crossarm (Safety) | Renewal | Reliability & quality maintained | 54.5388 | 54.5387 | 54.5387 | 54.5387 | 54.5387 | [5 empty] | 12.21% | 11.77% | 73.4% | 2.52% | 0.1008% | 0% | 0% | 0% | 0% | 0% | 0% | 0% | 0% | 0% | 0% | 0% | 0% | 0% | 0% | 0% | 0% | 25% | 25% | 25% | 25% | 0% | 0% | 0% | 0% | 0% | 0% | 0% | 0% | 0% | 0% | 0% | 0% | 0% | 0% | 0% | 0% | 0% | 0% | 0% | 0% | 0% | 0% | 0% | 0% | 0% | 0% | 0% | 0% | 0% | 0% | 0%
95 | Replace Distribution C&I Substation Battery System | Renewal | Reliability & quality maintained | 59.3999 | 59.3999 | 59.3999 | 59.3999 | 59.3999 | [5 empty] | 23.65% | 53.48% | 16.63% | 2.251% | 3.99% | 0% | 0% | 0% | 0% | 0% | 0% | 0% | 0% | 0% | 0% | 0% | 0% | 0% | 100% | 0% | 0% | 0% | 0% | 0% | 0% | 0% | 0% | 0% | 0% | 0% | 0% | 0% | 0% | 0% | 0% | 0% | 0% | 0% | 0% | 0% | 0% | 0% | 0% | 0% | 0% | 0% | 0% | 0% | 0% | 0% | 0% | 0% | 0% | 0% | 0% | 0%
96 | Replace EDOs with alternative device (ie: boric acid fuses or dropout reclosers) | Renewal | Reliability & quality maintained | 54.6465 | 54.6465 | 54.6465 | 54.6465 | 54.6465 | [5 empty] | 10.26% | 23.54% | 64.42% | 1.769% | 0.02184% | 0% | 0% | 0% | 0% | 0% | 0% | 0% | 0% | 50% | 0% | 0% | 0% | 0% | 0% | 0% | 0% | 0% | 0% | 0% | 50% | 0% | 0% | 0% | 0% | 0% | 0% | 0% | 0% | 0% | 0% | 0% | 0% | 0% | 0% | 0% | 0% | 0% | 0% | 0% | 0% | 0% | 0% | 0% | 0% | 0% | 0% | 0% | 0% | 0% | 0% | 0%
97 | Replace fault indicators in Overhead Systems | Renewal | Reliability & quality maintained | 55.5652 | 55.5652 | 55.5652 | 55.5652 | 55.5652 | [5 empty] | 90.92% | 0% | 0% | 9.082% | 0% | 0% | 0% | 0% | 0% | 0% | 10% | 0% | 20% | 70% | 0% | 0% | 0% | 0% | 0% | 0% | 0% | 0% | 0% | 0% | 0% | 0% | 0% | 0% | 0% | 0% | 0% | 0% | 0% | 0% | 0% | 0% | 0% | 0% | 0% | 0% | 0% | 0% | 0% | 0% | 0% | 0% | 0% | 0% | 0% | 0% | 0% | 0% | 0% | 0% | 0% | 0%
98 | Replace ground mounted transformers | Renewal | Reliability & quality maintained | 70.9633 | 70.9639 | 70.9638 | 70.9633 | 70.9633 | [5 empty] | 6.639% | 92.79% | 0% | 0.5751% | 0% | 0% | 0% | 0% | 0% | 0% | 0% | 0% | 0% | 0% | 100% | 0% | 0% | 0% | 0% | 0% | 0% | 0% | 0% | 0% | 0% | 0% | 0% | 0% | 0% | 0% | 0% | 0% | 0% | 0% | 0% | 0% | 0% | 0% | 0% | 0% | 0% | 0% | 0% | 0% | 0% | 0% | 0% | 0% | 0% | 0% | 0% | 0% | 0% | 0% | 0% | 0%
99 | Replace high voltage cable | Renewal | Reliability & quality maintained | 59.8544 | 59.8544 | 59.8544 | 59.8544 | 59.8544 | [5 empty] | 33.1% | 15.37% | 44.05% | 4.026% | 3.447% | 0% | 0% | 6% | 0% | 0% | 0% | 0% | 0% | 0% | 0% | 94% | 0% | 0% | 0% | 0% | 0% | 0% | 0% | 0% | 0% | 0% | 0% | 0% | 0% | 0% | 0% | 0% | 0% | 0% | 0% | 0% | 0% | 0% | 0% | 0% | 0% | 0% | 0% | 0% | 0% | 0% | 0% | 0% | 0% | 0% | 0% | 0% | 0% | 0% | 0% | 0%
100 | Replace High Voltage Submarine Cable | Renewal | Reliability & quality maintained | 0 | 58.634 | 0 | 0 | 0 | [5 empty] | 3.41% | 46.64% | 48.52% | 0.3444% | 1.091% | 0% | 0% | 6% | 0% | 0% | 0% | 0% | 0% | 0% | 0% | 94% | 0% | 0% | 0% | 0% | 0% | 0% | 0% | 0% | 0% | 0% | 0% | 0% | 0% | 0% | 0% | 0% | 0% | 0% | 0% | 0% | 0% | 0% | 0% | 0% | 0% | 0% | 0% | 0% | 0% | 0% | 0% | 0% | 0% | 0% | 0% | 0% | 0% | 0% | 0% | 0%
101 | Replace HV Feeders (Safety) | Renewal | Reliability & quality maintained | 58.7131 | 58.7131 | 58.7131 | 58.7131 | 58.7131 | [5 empty] | 33.16% | 21.39% | 38.75% | 5.777% | 0.9187% | 1.11e-14% | 0% | 0% | 0% | 0% | 0% | 0% | 25% | 75% | 0% | 0% | 0% | 0% | 0% | 0% | 0% | 0% | 0% | 0% | 0% | 0% | 0% | 0% | 0% | 0% | 0% | 0% | 0% | 0% | 0% | 0% | 0% | 0% | 0% | 0% | 0% | 0% | 0% | 0% | 0% | 0% | 0% | 0% | 0% | 0% | 0% | 0% | 0% | 0% | 0% | 0%
102 | Replace low voltage CONSAC cable | Renewal | Reliability & quality maintained | 58.3029 | 58.3029 | 58.3029 | 58.3029 | 58.3029 | [5 empty] | 9.632% | 12.95% | 76.4% | 0.9952% | 0.02212% | 1.11e-14% | 0% | 0% | 0% | 0% | 0% | 0% | 0% | 0% | 0% | 0% | 0% | 0% | 0% | 0% | 0% | 0% | 0% | 0% | 0% | 100% | 0% | 0% | 0% | 0% | 0% | 0% | 0% | 0% | 0% | 0% | 0% | 0% | 0% | 0% | 0% | 0% | 0% | 0% | 0% | 0% | 0% | 0% | 0% | 0% | 0% | 0% | 0% | 0% | 0% | 0%
103 | Replace LV Fuses for Fuse Reach | Renewal | Reliability & quality maintained | 55.5649 | 55.5649 | 55.5649 | 55.5649 | 55.5649 | [5 empty] | 90.92% | 0% | 0% | 9.082% | 0% | 0% | 0% | 0% | 0% | 0% | 0% | 0% | 50% | 50% | 0% | 0% | 0% | 0% | 0% | 0% | 0% | 0% | 0% | 0% | 0% | 0% | 0% | 0% | 0% | 0% | 0% | 0% | 0% | 0% | 0% | 0% | 0% | 0% | 0% | 0% | 0% | 0% | 0% | 0% | 0% | 0% | 0% | 0% | 0% | 0% | 0% | 0% | 0% | 0% | 0% | 0%
104 | Replace LV Links with Fuse Links | Renewal | Reliability & quality maintained | 52.8566 | 52.8566 | 52.8566 | 52.8566 | 52.8566 | [5 empty] | 4.689% | 41.27% | 53.21% | 0.8354% | 0% | 0% | 0% | 0% | 0% | 0% | 0% | 0% | 50% | 50% | 0% | 0% | 0% | 0% | 0% | 0% | 0% | 0% | 0% | 0% | 0% | 0% | 0% | 0% | 0% | 0% | 0% | 0% | 0% | 0% | 0% | 0% | 0% | 0% | 0% | 0% | 0% | 0% | 0% | 0% | 0% | 0% | 0% | 0% | 0% | 0% | 0% | 0% | 0% | 0% | 0% | 0%
105 | Replace LV potheads | Renewal | Reliability & quality maintained | 71.8779 | 71.8779 | 71.8779 | 71.8779 | 0 | [5 empty] | 5.564% | 4.212% | 89.72% | 0.4992% | 0% | 2.22e-14% | 0% | 0% | 0% | 0% | 0% | 0% | 0% | 0% | 0% | 100% | 0% | 0% | 0% | 0% | 0% | 0% | 0% | 0% | 0% | 0% | 0% | 0% | 0% | 0% | 0% | 0% | 0% | 0% | 0% | 0% | 0% | 0% | 0% | 0% | 0% | 0% | 0% | 0% | 0% | 0% | 0% | 0% | 0% | 0% | 0% | 0% | 0% | 0% | 0% | 0%
106 | Replace LV switchboards in ground mounted substations | Renewal | Reliability & quality maintained | 102.9477 | 102.9477 | 102.9477 | 102.9477 | 102.9477 | [5 empty] | 14.34% | 40.99% | 42.86% | 0.772% | 1.033% | 0% | 0% | 0% | 0% | 0% | 0% | 0% | 25% | 75% | 0% | 0% | 0% | 0% | 0% | 0% | 0% | 0% | 0% | 0% | 0% | 0% | 0% | 0% | 0% | 0% | 0% | 0% | 0% | 0% | 0% | 0% | 0% | 0% | 0% | 0% | 0% | 0% | 0% | 0% | 0% | 0% | 0% | 0% | 0% | 0% | 0% | 0% | 0% | 0% | 0% | 0%
107 | Replace LV switchgear in ground mounted substations | Renewal | Reliability & quality maintained | 102.9434 | 102.9434 | 102.9434 | 102.9434 | 102.9434 | [5 empty] | 14.34% | 40.99% | 42.86% | 0.772% | 1.033% | 0% | 0% | 0% | 0% | 0% | 0% | 0% | 25% | 75% | 0% | 0% | 0% | 0% | 0% | 0% | 0% | 0% | 0% | 0% | 0% | 0% | 0% | 0% | 0% | 0% | 0% | 0% | 0% | 0% | 0% | 0% | 0% | 0% | 0% | 0% | 0% | 0% | 0% | 0% | 0% | 0% | 0% | 0% | 0% | 0% | 0% | 0% | 0% | 0% | 0% | 0%
108 | Replace Meter Panels | Development | Connection | 0 | 0 | 0 | 0 | 0 | [5 empty] | 0% | 100% | 0% | 0% | 0% | 0% | 0% | 0% | 0% | 0% | 0% | 0% | 0% | 0% | 0% | 0% | 0% | 0% | 0% | 0% | 0% | 0% | 0% | 0% | 0% | 0% | 0% | 0% | 0% | 0.5% | 0% | 0% | 28.5% | 0% | 71% | 0% | 0% | 0% | 0% | 0% | 0% | 0% | 0% | 0% | 0% | 0% | 0% | 0% | 0% | 0% | 0% | 0% | 0% | 0% | 0% | 0%
109 | Replace Overhead LV Services | Renewal | Reliability & quality maintained | 54.1158 | 54.1158 | 54.1158 | 54.1158 | 54.1158 | [5 empty] | 55.04% | 8.313% | 27.01% | 9.139% | 0.4952% | 0% | 0% | 0% | 0% | 0% | 0% | 0% | 0% | 0% | 0% | 0% | 0% | 0% | 0% | 0% | 0% | 0% | 0% | 0% | 0% | 0% | 0% | 0% | 2.196% | 0% | 3.972% | 10.4% | 0% | 83.43% | 0% | 0% | 0% | 0% | 0% | 0% | 0% | 0% | 0% | 0% | 0% | 0% | 0% | 0% | 0% | 0% | 0% | 0% | 0% | 0% | 0% | 0%
110 | Replace Recloser and/or Control Box | Renewal | Reliability & quality maintained | 55.565 | 55.565 | 55.565 | 55.565 | 55.565 | [5 empty] | 90.92% | 0% | 0% | 9.082% | 0% | 0% | 0% | 0% | 0% | 0% | 10% | 0% | 20% | 70% | 0% | 0% | 0% | 0% | 0% | 0% | 0% | 0% | 0% | 0% | 0% | 0% | 0% | 0% | 0% | 0% | 0% | 0% | 0% | 0% | 0% | 0% | 0% | 0% | 0% | 0% | 0% | 0% | 0% | 0% | 0% | 0% | 0% | 0% | 0% | 0% | 0% | 0% | 0% | 0% | 0% | 0%
111 | Replace reclosers | Renewal | Reliability & quality maintained | 58.634 | 58.634 | 58.634 | 58.634 | 58.634 | [5 empty] | 25.85% | 58.25% | 0% | 4.189% | 11.7% | 0% | 0% | 0% | 0% | 0% | 10% | 0% | 20% | 70% | 0% | 0% | 0% | 0% | 0% | 0% | 0% | 0% | 0% | 0% | 0% | 0% | 0% | 0% | 0% | 0% | 0% | 0% | 0% | 0% | 0% | 0% | 0% | 0% | 0% | 0% | 0% | 0% | 0% | 0% | 0% | 0% | 0% | 0% | 0% | 0% | 0% | 0% | 0% | 0% | 0% | 0%
112 | Replace Regulator Ground Mtd Three Phase - Faults / Issues / End of life | Renewal | Reliability & quality maintained | 56.7518 | 0 | 56.7518 | 0 | 56.7518 | [5 empty] | 70.77% | 5.469% | 20.78% | 1.641% | 1.335% | 0% | 0% | 0% | 0% | 0% | 0% | 0% | 0% | 0% | 100% | 0% | 0% | 0% | 0% | 0% | 0% | 0% | 0% | 0% | 0% | 0% | 0% | 0% | 0% | 0% | 0% | 0% | 0% | 0% | 0% | 0% | 0% | 0% | 0% | 0% | 0% | 0% | 0% | 0% | 0% | 0% | 0% | 0% | 0% | 0% | 0% | 0% | 0% | 0% | 0% | 0%
113 | Replace Regulator Single Phase (Cooper) - Faults / Issues / End of life | Renewal | Reliability & quality maintained | 59.2217 | 0 | 59.2217 | 0 | 59.2217 | [5 empty] | 27.74% | 53.63% | 14.35% | 3.625% | 0.6503% | 1.11e-14% | 0% | 0% | 0% | 0% | 0% | 0% | 0% | 0% | 100% | 0% | 0% | 0% | 0% | 0% | 0% | 0% | 0% | 0% | 0% | 0% | 0% | 0% | 0% | 0% | 0% | 0% | 0% | 0% | 0% | 0% | 0% | 0% | 0% | 0% | 0% | 0% | 0% | 0% | 0% | 0% | 0% | 0% | 0% | 0% | 0% | 0% | 0% | 0% | 0% | 0%
114 | Replace secondary protection transformers at zone substations | Renewal | Reliability & quality maintained | 61.3325 | 0 | 0 | 61.3325 | 61.33 | [5 empty] | 1.959% | 97.78% | 0% | 0.2639% | 0% | 0% | 0% | 0% | 100% | 0% | 0% | 0% | 0% | 0% | 0% | 0% | 0% | 0% | 0% | 0% | 0% | 0% | 0% | 0% | 0% | 0% | 0% | 0% | 0% | 0% | 0% | 0% | 0% | 0% | 0% | 0% | 0% | 0% | 0% | 0% | 0% | 0% | 0% | 0% | 0% | 0% | 0% | 0% | 0% | 0% | 0% | 0% | 0% | 0% | 0% | 0%
115 | Replace Service Fuses – Fault (Fault Code 01) | Renewal | Reliability & quality maintained | 0 | 0 | 0 | 0 | 0 | [5 empty] | 0% | 0% | 0% | 0% | 100% | 0% | 0% | 0% | 0% | 0% | 0% | 0% | 0% | 0% | 0% | 0% | 0% | 0% | 0% | 0% | 0% | 0% | 0% | 0% | 0% | 0% | 0% | 0% | 2.196% | 0% | 3.972% | 10.4% | 0% | 83.43% | 0% | 0% | 0% | 0% | 0% | 0% | 0% | 0% | 0% | 0% | 0% | 0% | 0% | 0% | 0% | 0% | 2.22e-14% | 0% | 0% | 0% | 0% | 0%
116 | Replace service fuses for Public Lighting | Renewal | Reliability & quality maintained | 54.625 | 54.625 | 54.625 | 54.625 | 54.625 | [5 empty] | 20.43% | 79.57% | 0% | 0% | 0% | 0% | 0% | 0% | 0% | 0% | 0% | 0% | 0% | 0% | 0% | 0% | 0% | 0% | 0% | 0% | 0% | 0% | 0% | 0% | 0% | 0% | 0% | 0% | 2.196% | 0% | 3.972% | 10.4% | 0% | 83.43% | 0% | 0% | 0% | 0% | 0% | 0% | 0% | 0% | 0% | 0% | 0% | 0% | 0% | 0% | 0% | 0% | 0% | 0% | 0% | 0% | 0% | 0%
117 | Replace station services transformer at Bellerive Zone | Renewal | Reliability & quality maintained | 0 | 61.3357 | 0 | 0 | 0 | [5 empty] | 1.959% | 97.78% | 0% | 0.2639% | 0% | 0% | 0% | 0% | 100% | 0% | 0% | 0% | 0% | 0% | 0% | 0% | 0% | 0% | 0% | 0% | 0% | 0% | 0% | 0% | 0% | 0% | 0% | 0% | 0% | 0% | 0% | 0% | 0% | 0% | 0% | 0% | 0% | 0% | 0% | 0% | 0% | 0% | 0% | 0% | 0% | 0% | 0% | 0% | 0% | 0% | 0% | 0% | 0% | 0% | 0% | 0%
118 | Replace station services transformer at Derwent Park Zone | Renewal | Reliability & quality maintained | 61.3357 | 0 | 0 | 0 | 0 | [5 empty] | 1.959% | 97.78% | 0% | 0.2639% | 0% | 0% | 0% | 0% | 100% | 0% | 0% | 0% | 0% | 0% | 0% | 0% | 0% | 0% | 0% | 0% | 0% | 0% | 0% | 0% | 0% | 0% | 0% | 0% | 0% | 0% | 0% | 0% | 0% | 0% | 0% | 0% | 0% | 0% | 0% | 0% | 0% | 0% | 0% | 0% | 0% | 0% | 0% | 0% | 0% | 0% | 0% | 0% | 0% | 0% | 0% | 0%
119 | Replace station services transformer at Geilston Bay Zone | Renewal | Reliability & quality maintained | 61.3357 | 0 | 0 | 0 | 0 | [5 empty] | 1.959% | 97.78% | 0% | 0.2639% | 0% | 0% | 0% | 0% | 100% | 0% | 0% | 0% | 0% | 0% | 0% | 0% | 0% | 0% | 0% | 0% | 0% | 0% | 0% | 0% | 0% | 0% | 0% | 0% | 0% | 0% | 0% | 0% | 0% | 0% | 0% | 0% | 0% | 0% | 0% | 0% | 0% | 0% | 0% | 0% | 0% | 0% | 0% | 0% | 0% | 0% | 0% | 0% | 0% | 0% | 0% | 0%
120 | Replace station services transformer at New Town Zone | Renewal | Reliability & quality maintained | 0 | 0 | 61.3357 | 0 | 0 | [5 empty] | 1.959% | 97.78% | 0% | 0.2639% | 0% | 0% | 0% | 0% | 100% | 0% | 0% | 0% | 0% | 0% | 0% | 0% | 0% | 0% | 0% | 0% | 0% | 0% | 0% | 0% | 0% | 0% | 0% | 0% | 0% | 0% | 0% | 0% | 0% | 0% | 0% | 0% | 0% | 0% | 0% | 0% | 0% | 0% | 0% | 0% | 0% | 0% | 0% | 0% | 0% | 0% | 0% | 0% | 0% | 0% | 0% | 0%
121 | Replace stolen earthing with copperclad steel | Renewal | Reliability & quality maintained | 63.1273 | 63.1273 | 63.1273 | 63.1273 | 63.1273 | [5 empty] | 4.95% | 36.31% | 43.34% | 0.5535% | 14.85% | 0% | 0% | 0% | 0% | 0% | 0% | 0% | 0% | 0% | 0% | 0% | 0% | 2% | 3% | 90% | 5% | 0% | 0% | 0% | 0% | 0% | 0% | 0% | 0% | 0% | 0% | 0% | 0% | 0% | 0% | 0% | 0% | 0% | 0% | 0% | 0% | 0% | 0% | 0% | 0% | 0% | 0% | 0% | 0% | 0% | 0% | 0% | 0% | 0% | 0% | 0%
122 | Replace substation locks | Renewal | Reliability & quality maintained | 71.9752 | 71.9752 | 71.9752 | 71.9752 | 71.9715 | [5 empty] | 23.44% | 17.92% | 49.82% | 2.115% | 6.698% | 0% | 0% | 0% | 0% | 0% | 0% | 0% | 0% | 0% | 0% | 0% | 0% | 0% | 50% | 0% | 50% | 0% | 0% | 0% | 0% | 0% | 0% | 0% | 0% | 0% | 0% | 0% | 0% | 0% | 0% | 0% | 0% | 0% | 0% | 0% | 0% | 0% | 0% | 0% | 0% | 0% | 0% | 0% | 0% | 0% | 0% | 0% | 0% | 0% | 0% | 0%
123 | Replace Transformer Earths | Renewal | Reliability & quality maintained | 63.1271 | 63.1271 | 63.1271 | 63.1271 | 63.1271 | [5 empty] | 4.95% | 36.31% | 43.34% | 0.5535% | 14.85% | 0% | 0% | 0% | 0% | 0% | 0% | 0% | 0% | 0% | 0% | 0% | 0% | 2% | 3% | 90% | 5% | 0% | 0% | 0% | 0% | 0% | 0% | 0% | 0% | 0% | 0% | 0% | 0% | 0% | 0% | 0% | 0% | 0% | 0% | 0% | 0% | 0% | 0% | 0% | 0% | 0% | 0% | 0% | 0% | 0% | 0% | 0% | 0% | 0% | 0% | 0%
124 | Replace Transformer H-structures | Renewal | Reliability & quality maintained | 65.5333 | 65.5333 | 65.5333 | 65.5333 | 65.5333 | [5 empty] | 28.33% | 48.52% | 16.97% | 5.303% | 0.8654% | 0% | 0% | 0% | 0% | 0% | 0% | 0% | 50% | 50% | 0% | 0% | 0% | 0% | 0% | 0% | 0% | 0% | 0% | 0% | 0% | 0% | 0% | 0% | 0% | 0% | 0% | 0% | 0% | 0% | 0% | 0% | 0% | 0% | 0% | 0% | 0% | 0% | 0% | 0% | 0% | 0% | 0% | 0% | 0% | 0% | 0% | 0% | 0% | 0% | 0% | 0%
125 | Replace Transformers | Renewal | Reliability & quality maintained | 55.1856 | 55.1857 | 55.1856 | 55.1856 | 55.1857 | [5 empty] | 19.1% | 47.7% | 28.01% | 4.796% | 0.3889% | 0% | 0% | 0% | 0% | 0% | 0% | 0% | 0% | 0% | 0% | 0% | 0% | 2% | 3% | 90% | 5% | 0% | 0% | 0% | 0% | 0% | 0% | 0% | 0% | 0% | 0% | 0% | 0% | 0% | 0% | 0% | 0% | 0% | 0% | 0% | 0% | 0% | 0% | 0% | 0% | 0% | 0% | 0% | 0% | 0% | 0% | 0% | 0% | 0% | 0% | 0%
126 | Replace transformers at Bellerive Zone | Renewal | Reliability & quality maintained | 0 | 0 | 0 | 0 | 0 | [5 empty] | 15.59% | 51.69% | 29.54% | 2.49% | 0.6902% | 0% | 0% | 0% | 100% | 0% | 0% | 0% | 0% | 0% | 0% | 0% | 0% | 0% | 0% | 0% | 0% | 0% | 0% | 0% | 0% | 0% | 0% | 0% | 0% | 0% | 0% | 0% | 0% | 0% | 0% | 0% | 0% | 0% | 0% | 0% | 0% | 0% | 0% | 0% | 0% | 0% | 0% | 0% | 0% | 0% | 0% | 0% | 0% | 0% | 0% | 0%
127 | Replace transformers at Derwent Park Zone | Renewal | Reliability & quality maintained | 0 | 60.3651 | 0 | 0 | 0 | [5 empty] | 15.59% | 51.69% | 29.54% | 2.49% | 0.6902% | 0% | 0% | 0% | 100% | 0% | 0% | 0% | 0% | 0% | 0% | 0% | 0% | 0% | 0% | 0% | 0% | 0% | 0% | 0% | 0% | 0% | 0% | 0% | 0% | 0% | 0% | 0% | 0% | 0% | 0% | 0% | 0% | 0% | 0% | 0% | 0% | 0% | 0% | 0% | 0% | 0% | 0% | 0% | 0% | 0% | 0% | 0% | 0% | 0% | 0% | 0%
128 | Replace transformers at Geilston Bay Zone | Renewal | Reliability & quality maintained | 0 | 0 | 0 | 60.3651 | 0 | [5 empty] | 15.59% | 51.69% | 29.54% | 2.49% | 0.6902% | 0% | 0% | 0% | 100% | 0% | 0% | 0% | 0% | 0% | 0% | 0% | 0% | 0% | 0% | 0% | 0% | 0% | 0% | 0% | 0% | 0% | 0% | 0% | 0% | 0% | 0% | 0% | 0% | 0% | 0% | 0% | 0% | 0% | 0% | 0% | 0% | 0% | 0% | 0% | 0% | 0% | 0% | 0% | 0% | 0% | 0% | 0% | 0% | 0% | 0% | 0%
129 | Replace Underground Furniture - LV Cabinets | Renewal | Reliability & quality maintained | 58.634 | 58.634 | 58.634 | 58.634 | 58.634 | [5 empty] | 21.76% | 23.68% | 52.97% | 1.587% | 0% | 1.11e-14% | 0% | 0% | 0% | 0% | 0% | 0% | 0% | 0% | 0% | 0% | 0% | 0% | 0% | 0% | 0% | 0% | 0% | 0% | 0% | 100% | 0% | 0% | 0% | 0% | 0% | 0% | 0% | 0% | 0% | 0% | 0% | 0% | 0% | 0% | 0% | 0% | 0% | 0% | 0% | 0% | 0% | 0% | 0% | 0% | 0% | 0% | 0% | 0% | 0% | 0%
130 | Replace Underground Furniture - LV Fibreglass Pillars | Renewal | Reliability & quality maintained | 58.634 | 58.634 | 58.634 | 58.634 | 58.634 | [5 empty] | 21.11% | 34.16% | 38.88% | 2.478% | 3.363% | 1.11e-14% | 0% | 0% | 0% | 0% | 0% | 0% | 0% | 0% | 0% | 0% | 0% | 0% | 0% | 0% | 0% | 0% | 0% | 0% | 0% | 100% | 0% | 0% | 0% | 0% | 0% | 0% | 0% | 0% | 0% | 0% | 0% | 0% | 0% | 0% | 0% | 0% | 0% | 0% | 0% | 0% | 0% | 0% | 0% | 0% | 0% | 0% | 0% | 0% | 0% | 0%
131 | Replace Zone Equipment - Batteries at Zone Substation | Renewal | Reliability & quality maintained | 74.6181 | 74.6181 | 74.6181 | 74.6181 | 74.6181 | [5 empty] | 5.773% | 7.319% | 84.41% | 0.5152% | 1.987% | 0% | 0% | 0% | 100% | 0% | 0% | 0% | 0% | 0% | 0% | 0% | 0% | 0% | 0% | 0% | 0% | 0% | 0% | 0% | 0% | 0% | 0% | 0% | 0% | 0% | 0% | 0% | 0% | 0% | 0% | 0% | 0% | 0% | 0% | 0% | 0% | 0% | 0% | 0% | 0% | 0% | 0% | 0% | 0% | 0% | 0% | 0% | 0% | 0% | 0% | 0%
132 | Replacement of ground mounted substations | Renewal | Reliability & quality maintained | 65.7684 | 65.7684 | 65.7684 | 65.7684 | 65.7685 | [5 empty] | 13.87% | 35.99% | 48% | 1.469% | 0.6726% | 0% | 0% | 0% | 0% | 0% | 0% | 0% | 0% | 0% | 0% | 0% | 0% | 0% | 5% | 0% | 95% | 0% | 0% | 0% | 0% | 0% | 0% | 0% | 0% | 0% | 0% | 0% | 0% | 0% | 0% | 0% | 0% | 0% | 0% | 0% | 0% | 0% | 0% | 0% | 0% | 0% | 0% | 0% | 0% | 0% | 0% | 0% | 0% | 0% | 0% | 0%
133 | Replacement of high voltage switchgear in ground mounted substations | Renewal | Reliability & quality maintained | 66.5518 | 66.5518 | 66.5518 | 66.5519 | 66.5519 | [5 empty] | 19.66% | 65.67% | 12.46% | 1.873% | 0.3395% | 1.11e-14% | 0% | 0% | 0% | 0% | 0% | 0% | 0% | 0% | 0% | 0% | 0% | 0% | 100% | 0% | 0% | 0% | 0% | 0% | 0% | 0% | 0% | 0% | 0% | 0% | 0% | 0% | 0% | 0% | 0% | 0% | 0% | 0% | 0% | 0% | 0% | 0% | 0% | 0% | 0% | 0% | 0% | 0% | 0% | 0% | 0% | 0% | 0% | 0% | 0% | 0%
134 | Replacement Substandard Overhead Copper Conductor (REMCU) | Renewal | Reliability & quality maintained | 64.0773 | 64.0773 | 64.0773 | 64.0773 | 64.0773 | [5 empty] | 15.01% | 23.64% | 57.9% | 3.027% | 0.421% | 0% | 0% | 0% | 0% | 0% | 0% | 0% | 0% | 100% | 0% | 0% | 0% | 0% | 0% | 0% | 0% | 0% | 0% | 0% | 0% | 0% | 0% | 0% | 0% | 0% | 0% | 0% | 0% | 0% | 0% | 0% | 0% | 0% | 0% | 0% | 0% | 0% | 0% | 0% | 0% | 0% | 0% | 0% | 0% | 0% | 0% | 0% | 0% | 0% | 0% | 0%
135 | Replacement Substandard Overhead Galvanised Iron (GI) Conductor (REMGI) | Renewal | Reliability & quality maintained | 86.2672 | 86.2672 | 86.2672 | 86.2672 | 86.2672 | [5 empty] | 32.89% | 34.4% | 27.65% | 5.054% | 0% | 2.22e-14% | 0% | 0% | 0% | 0% | 0% | 0% | 0% | 100% | 0% | 0% | 0% | 0% | 0% | 0% | 0% | 0% | 0% | 0% | 0% | 0% | 0% | 0% | 0% | 0% | 0% | 0% | 0% | 0% | 0% | 0% | 0% | 0% | 0% | 0% | 0% | 0% | 0% | 0% | 0% | 0% | 0% | 0% | 0% | 0% | 0% | 0% | 0% | 0% | 0% | 0%
136 | Sandy Bay Zone Substation AVR Replacement | Renewal | Reliability & quality maintained | 74.6137 | 0 | 0 | 0 | 0 | [5 empty] | 5.773% | 7.319% | 84.41% | 0.5152% | 1.987% | 1.11e-14% | 0% | 0% | 100% | 0% | 0% | 0% | 0% | 0% | 0% | 0% | 0% | 0% | 0% | 0% | 0% | 0% | 0% | 0% | 0% | 0% | 0% | 0% | 0% | 0% | 0% | 0% | 0% | 0% | 0% | 0% | 0% | 0% | 0% | 0% | 0% | 0% | 0% | 0% | 0% | 0% | 0% | 0% | 0% | 0% | 0% | 0% | 0% | 0% | 0% | 0%
137 | SCADA communications to ground-mounted regulators | Operational support systems | Network control | 56.7939 | 56.7939 | 56.7939 | 56.7939 | 56.7939 | [5 empty] | 40.77% | 42.01% | 8.527% | 4.651% | 4.043% | 0% | 0% | 0% | 0% | 0% | 100% | 0% | 0% | 0% | 0% | 0% | 0% | 0% | 0% | 0% | 0% | 0% | 0% | 0% | 0% | 0% | 0% | 0% | 0% | 0% | 0% | 0% | 0% | 0% | 0% | 0% | 0% | 0% | 0% | 0% | 0% | 0% | 0% | 0% | 0% | 0% | 0% | 0% | 0% | 0% | 0% | 0% | 0% | 0% | 0% | 0%
138 | SCADA Control of metal clad gas insulated pole switches | Renewal | Reliability & quality maintained | 55.5649 | 55.5649 | 55.5649 | 55.5649 | 55.5649 | [5 empty] | 90.92% | 0% | 0% | 9.082% | 0% | 0% | 0% | 0% | 0% | 0% | 10% | 0% | 20% | 70% | 0% | 0% | 0% | 0% | 0% | 0% | 0% | 0% | 0% | 0% | 0% | 0% | 0% | 0% | 0% | 0% | 0% | 0% | 0% | 0% | 0% | 0% | 0% | 0% | 0% | 0% | 0% | 0% | 0% | 0% | 0% | 0% | 0% | 0% | 0% | 0% | 0% | 0% | 0% | 0% | 0% | 0%
139 | SCSRE - Replace Service Wires - Fault (Fault Code 02) | Renewal | Reliability & quality maintained | 0 | 0 | 0 | 0 | 0 | [5 empty] | 0% | 0% | 0% | 0% | 100% | 0% | 0% | 0% | 0% | 0% | 0% | 0% | 0% | 0% | 0% | 0% | 0% | 0% | 0% | 0% | 0% | 0% | 0% | 0% | 0% | 0% | 0% | 0% | 2.196% | 0% | 3.972% | 10.4% | 0% | 83.43% | 0% | 0% | 0% | 0% | 0% | 0% | 0% | 0% | 0% | 0% | 0% | 0% | 0% | 0% | 0% | 0% | 0% | 0% | 0% | 0% | 0% | 0%
140 | Security access and IP cameras installed at zone substations project | Renewal | Reliability & quality maintained | 74.628 | 74.628 | 74.628 | 74.628 | 0 | [5 empty] | 5.773% | 7.319% | 84.41% | 0.5152% | 1.987% | 0% | 0% | 0% | 100% | 0% | 0% | 0% | 0% | 0% | 0% | 0% | 0% | 0% | 0% | 0% | 0% | 0% | 0% | 0% | 0% | 0% | 0% | 0% | 0% | 0% | 0% | 0% | 0% | 0% | 0% | 0% | 0% | 0% | 0% | 0% | 0% | 0% | 0% | 0% | 0% | 0% | 0% | 0% | 0% | 0% | 0% | 0% | 0% | 0% | 0% | 0%
141 | Sheffield Substation connection point (distribution copy) | Renewal | Reliability & quality maintained | 0 | 0 | 0 | 0 | 0 | [5 empty] | 0% | 49% | 51% | 0% | 0% | 0% | 0% | 0% | 0% | 0% | 0% | 0% | 20% | 80% | 0% | 0% | 0% | 0% | 0% | 0% | 0% | 0% | 0% | 0% | 0% | 0% | 0% | 0% | 0% | 0% | 0% | 0% | 0% | 0% | 0% | 0% | 0% | 0% | 0% | 0% | 0% | 0% | 0% | 0% | 0% | 0% | 0% | 0% | 0% | 0% | 0% | 0% | 0% | 0% | 0% | 0%
142 | SIWES - Endangered Species | Renewal | Reliability & quality maintained | 53.8757 | 53.8757 | 53.8757 | 53.8757 | 53.8757 | [5 empty] | 6.212% | 93.23% | 0% | 0.5588% | 0% | 0% | 0% | 0% | 0% | 0% | 0% | 0% | 20% | 80% | 0% | 0% | 0% | 0% | 0% | 0% | 0% | 0% | 0% | 0% | 0% | 0% | 0% | 0% | 0% | 0% | 0% | 0% | 0% | 0% | 0% | 0% | 0% | 0% | 0% | 0% | 0% | 0% | 0% | 0% | 0% | 0% | 0% | 0% | 0% | 0% | 1.11e-14% | 0% | 0% | 0% | 0% | 0%
143 | Substation building refurbishments | Renewal | Reliability & quality maintained | 65.7674 | 65.7674 | 65.7674 | 65.7674 | 65.7674 | [5 empty] | 13.87% | 35.99% | 48% | 1.469% | 0.6726% | 0% | 0% | 0% | 0% | 0% | 0% | 0% | 0% | 0% | 0% | 0% | 0% | 0% | 5% | 0% | 95% | 0% | 0% | 0% | 0% | 0% | 0% | 0% | 0% | 0% | 0% | 0% | 0% | 0% | 0% | 0% | 0% | 0% | 0% | 0% | 0% | 0% | 0% | 0% | 0% | 0% | 0% | 0% | 0% | 0% | 0% | 0% | 0% | 0% | 0% | 0%
144 | Telecommunications Bearer Systems - Ethernet Systems - Distribution | Renewal | Reliability & quality maintained | 0 | 0 | 0 | 0 | 0 | [5 empty] | 30% | 10% | 60% | 0% | 0% | 1.11e-14% | 0% | 0% | 0% | 0% | 0% | 0% | 0% | 0% | 0% | 0% | 0% | 0% | 0% | 0% | 0% | 0% | 0% | 0% | 0% | 0% | 0% | 0% | 0% | 0% | 0% | 0% | 0% | 0% | 0% | 0% | 0% | 0% | 0% | 0% | 0% | 0% | 0% | 100% | 0% | 0% | 0% | 0% | 0% | 0% | 0% | 3.738% | 3.49% | 2.041% | 2.122% | 2.213%
145 | Telecommunications Telephony and Voice Systems - Distribution | Renewal | Reliability & quality maintained | 0 | 0 | 0 | 0 | 0 | [5 empty] | 30% | 10% | 60% | 0% | 0% | 0% | 0% | 0% | 0% | 0% | 0% | 0% | 0% | 0% | 0% | 0% | 0% | 0% | 0% | 0% | 0% | 0% | 0% | 0% | 0% | 0% | 0% | 0% | 0% | 0% | 0% | 0% | 0% | 0% | 0% | 0% | 0% | 0% | 0% | 0% | 0% | 0% | 0% | 100% | 0% | 0% | 0% | 0% | 0% | 0% | 0% | 3.738% | 3.49% | 2.041% | 2.122% | 2.213%
146 | Translay Protection Scheme Replacement Program | Renewal | Reliability & quality maintained | 59.4006 | 59.4006 | 59.4006 | 59.4006 | 59.4006 | [5 empty] | 23.65% | 53.48% | 16.63% | 2.251% | 3.99% | 0% | 0% | 0% | 0% | 0% | 0% | 0% | 0% | 0% | 0% | 0% | 0% | 0% | 100% | 0% | 0% | 0% | 0% | 0% | 0% | 0% | 0% | 0% | 0% | 0% | 0% | 0% | 0% | 0% | 0% | 0% | 0% | 0% | 0% | 0% | 0% | 0% | 0% | 0% | 0% | 0% | 0% | 0% | 0% | 0% | 0% | 0% | 0% | 0% | 0% | 0%
147 | Trial alternatives for staking for Wood Pole Staking | Renewal | Reliability & quality maintained | 49.1381 | 49.1381 | 49.1381 | 49.1381 | 49.1381 | [5 empty] | 25.24% | 48.51% | 18.88% | 4.312% | 3.056% | 1.11e-14% | 1% | 0% | 0% | 0% | 0% | 0% | 22.5% | 30% | 0% | 0% | 0% | 0% | 0% | 4% | 0% | 12.5% | 5% | 12.5% | 12.5% | 0% | 0% | 0% | 0% | 0% | 0% | 0% | 0% | 0% | 0% | 0% | 0% | 0% | 0% | 0% | 0% | 0% | 0% | 0% | 0% | 0% | 0% | 0% | 0% | 0% | 0% | 0% | 0% | 0% | 0% | 0%
148 | Trial dropout sectionalisers/reclosers | Renewal | Reliability & quality maintained | 54.6488 | 54.6488 | 54.6488 | 54.6488 | 54.6488 | [5 empty] | 10.26% | 23.54% | 64.42% | 1.769% | 0.02184% | 0% | 0% | 0% | 0% | 0% | 0% | 0% | 0% | 50% | 0% | 0% | 0% | 0% | 0% | 0% | 0% | 0% | 0% | 0% | 50% | 0% | 0% | 0% | 0% | 0% | 0% | 0% | 0% | 0% | 0% | 0% | 0% | 0% | 0% | 0% | 0% | 0% | 0% | 0% | 0% | 0% | 0% | 0% | 0% | 0% | 0% | 0% | 0% | 0% | 0% | 0%
149 | Upgrade Fuses/Sectionaliser to Recloser | Renewal | Reliability & quality maintained | 58.634 | 58.634 | 58.634 | 58.634 | 58.634 | [5 empty] | 25.85% | 58.25% | 0% | 4.189% | 11.7% | 0% | 0% | 0% | 0% | 0% | 0% | 0% | 50% | 50% | 0% | 0% | 0% | 0% | 0% | 0% | 0% | 0% | 0% | 0% | 0% | 0% | 0% | 0% | 0% | 0% | 0% | 0% | 0% | 0% | 0% | 0% | 0% | 0% | 0% | 0% | 0% | 0% | 0% | 0% | 0% | 0% | 0% | 0% | 0% | 0% | 0% | 0% | 0% | 0% | 0% | 0%
150 | Westbury Urban community reliability improvement | Renewal | Reliability & quality maintained | 0 | 57.9561 | 57.9559 | 57.9558 | 0 | [5 empty] | 23.6% | 53.2% | 19.23% | 3.911% | 0.06111% | 2.22e-14% | 0% | 0% | 0% | 0% | 0% | 0% | 20% | 80% | 0% | 0% | 0% | 0% | 0% | 0% | 0% | 0% | 0% | 0% | 0% | 0% | 0% | 0% | 0% | 0% | 0% | 0% | 0% | 0% | 0% | 0% | 0% | 0% | 0% | 0% | 0% | 0% | 0% | 0% | 0% | 0% | 0% | 0% | 0% | 0% | 1.11e-14% | 0% | 0% | 0% | 0% | 0%
151 | Zone Substation HMI Installation project | Renewal | Reliability & quality maintained | 74.6404 | 74.6404 | 74.6404 | 0 | 0 | [5 empty] | 5.773% | 7.319% | 84.41% | 0.5152% | 1.987% | 0% | 0% | 0% | 100% | 0% | 0% | 0% | 0% | 0% | 0% | 0% | 0% | 0% | 0% | 0% | 0% | 0% | 0% | 0% | 0% | 0% | 0% | 0% | 0% | 0% | 0% | 0% | 0% | 0% | 0% | 0% | 0% | 0% | 0% | 0% | 0% | 0% | 0% | 0% | 0% | 0% | 0% | 0% | 0% | 0% | 0% | 0% | 0% | 0% | 0% | 0%

## General Input
Standard Control Services
| 2017/18 | 2018/19
CPI | 1.909% | 2.45%
Convert Real $ 2016/17 to Real $ 2018/19 | 1.0191 | 1.0441
| 2019/20 | 2020/21 | 2021/22 | 2022/23 | 2023/24
Real Escalation Rates
Real Escalation Labour | 0.03% | 0.23% | 0.35% | 0.43% | 0.5%
| 0.0003 | 0.0026007 | 0.0061098 | 0.010436 | 0.015488
Real Escalation Material | 0% | 0% | 0% | 0% | 0%
| 0 | 0 | 0 | 0 | 0
Real Escalation Contractor | 0% | 0% | 0% | 0% | 0%
| 0 | 0 | 0 | 0 | 0
Real Escalation Other | 0% | 0% | 0% | 0% | 0%
| 0 | 0 | 0 | 0 | 0
Overheads | Real $ 2016/17
Overheads | Allocation based on labour hours
Works and Service Delivery | 2019/20 | 2020/21 | 2021/22 | 2022/23 | 2023/24
Standard Control Services | 6881900.2466 | 6847389.953 | 6651293.633 | 7036641.4136 | 7016016.5575
Overheads | Allocation based on % spend
Shared Services (SAM & Customer) and Corporate | 2019/20 | 2020/21 | 2021/22 | 2022/23 | 2023/24
Standard Control Services
SAM & Customer | 9966283.9084 | 9916452.4889 | 9817287.964 | 9719115.0843 | 9621923.9335
Corporate | 14727302.0648 | 14653665.5544 | 14507128.8989 | 14362057.6099 | 14218437.0338
| 24693585.9732 | 24570118.0433 | 24324416.8629 | 24081172.6942 | 23840360.9673
| 2019/20 | 2020/21 | 2021/22 | 2022/23 | 2023/24
Total Overheads | 31575486.2198 | 31417507.9963 | 30975710.4959 | 31117814.1079 | 30856377.5248
Shared Capex (IT, Fleet & Facilities) | Allocation based on % spend
| 2019/20 | 2020/21 | 2021/22 | 2022/23 | 2023/24
Standard Control Services
Motor Vehicles | 2901996.3471 | 2686631.2666 | 2747972.4743 | 2326118.9245 | 3168351.291
Minor Assets | 17022247.5109 | 13875567.6371 | 8108066.3431 | 10851744.5824 | 11159977.6343
Non-System Property | 4741328.3741 | 3250739.1803 | 1252866.9662 | 1082775.2982 | 501550.7814
Business Management Systems | 1728368.5587 | 1768408.114 | 1794967.2363 | 4902036.8871 | 4844613.5961
| 26393940.7908 | 21581346.1979 | 13903873.02 | 19162675.6922 | 19674493.3028

## Asset Disposals & CC input
Standard Control Services
| Real $ 2016/17 |  |  |  |  | Real $ 2016/17
| Asset Disposals Incurred |  |  |  |  | Customer Capital Contibutions
| 2019/20 | 2020/21 | 2021/22 | 2022/23 | 2023/24 | 2019/20 | 2020/21 | 2021/22 | 2022/23 | 2023/24
Overhead Subtransmission Lines (Urban) | 0 | 0 | 0 | 0 | 0 | 13548.3363 | 13429.8738 | 14349.7022 | 14703.7837 | 15104.4666
Underground Subtransmission Lines (Urban) | 0 | 0 | 0 | 0 | 0 | 0 | 0 | 0 | 0 | 0
Urban Zone Substations | 0 | 0 | 0 | 0 | 0 | 1577.7949 | 1570.2457 | 1653.2875 | 1683.4845 | 1721.2308
Rural Zone Substations | 0 | 0 | 0 | 0 | 0 | 0 | 0 | 0 | 0 | 0
SCADA | 0 | 0 | 0 | 0 | 0 | 3155.5898 | 3140.4913 | 3306.575 | 3366.969 | 3442.4616
Distribution Switching Stations (Ground) | 0 | 0 | 0 | 0 | 0 | 11044.5644 | 10991.7196 | 11573.0124 | 11784.3917 | 12048.6157
Overhead High Voltage Lines Urban | 0 | 0 | 0 | 0 | 0 | 174482.5678 | 173563.1493 | 183072.4486 | 186561.2776 | 190856.218
Overhead High Voltage Lines Rural | 0 | 0 | 0 | 0 | 0 | 1175239.5416 | 1166532.3115 | 1235236.6064 | 1262980.9221 | 1292947.9127
Voltage Regulators on Distribution Feeders | 0 | 0 | 0 | 0 | 0 | 0 | 0 | 0 | 0 | 0
Underground High Voltage Lines | 0 | 0 | 0 | 0 | 0 | 1112847.7092 | 1107631.9716 | 1159376.6271 | 1179015.9997 | 1202158.1009
Underground High Voltage Lines SWER | 0 | 0 | 0 | 0 | 0 | 0 | 0 | 0 | 0 | 0
Distribution Substations HV (Pole) | 0 | 0 | 0 | 0 | 0 | 26176.2823 | 26051.0369 | 27428.736 | 27929.7175 | 28555.9443
Distribution Substations HV (Ground) | 0 | 0 | 0 | 0 | 0 | 110274.5795 | 109746.9499 | 115550.8752 | 117661.3934 | 120299.5413
Distribution Substations LV (Pole) | 0 | 0 | 0 | 0 | 0 | 335028.6732 | 332544.9276 | 352649.2388 | 360666.6915 | 369476.9743
Distribution Substations LV (Ground) | 0 | 0 | 0 | 0 | 0 | 954529.2439 | 1026578.2875 | 1033759.3601 | 1075167.6246 | 1092939.2935
Overhead Low Voltage Lines Underbuilt Urban | 0 | 0 | 0 | 0 | 0 | 5559.6002 | 5499.1697 | 5922.1828 | 6088.3665 | 6269.6578
Overhead Low Voltage Lines Underbuilt Rural | 0 | 0 | 0 | 0 | 0 | 172405.6179 | 171007.1721 | 180828.6643 | 184980.4848 | 189175.8223
Overhead Low Voltage Lines Urban | 0 | 0 | 0 | 0 | 0 | 124801.678 | 123877.226 | 131707.4358 | 134674.3806 | 138127.2596
Overhead Low Voltage Lines Rural | 0 | 0 | 0 | 0 | 0 | 432779.0286 | 429221.342 | 455521.5437 | 466273.59 | 477626.1726
Underground Low Voltage Lines | 0 | 0 | 0 | 0 | 0 | 533005.1439 | 530383.6024 | 549101.4665 | 557228.3892 | 565093.0138
Underground Low Voltage Common Trench | 0 | 0 | 0 | 0 | 0 | 533005.1439 | 530383.6024 | 549101.4665 | 557228.3892 | 565093.0138
HVST Service Connections | 0 | 0 | 0 | 0 | 0 | 0 | 0 | 0 | 0 | 0
HV Service Connections | 0 | 0 | 0 | 0 | 0 | 0 | 0 | 0 | 0 | 0
HV Metering CA Service Connections | 0 | 0 | 0 | 0 | 0 | 0 | 0 | 0 | 0 | 0
HV/LV Service Connections | 0 | 0 | 0 | 0 | 0 | 0 | 0 | 0 | 0 | 0
Business LV Service Connections | 0 | 0 | 0 | 0 | 0 | 0 | 0 | 0 | 0 | 0
Business LV Metering CA Service Connections | 0 | 0 | 0 | 0 | 0 | 0 | 0 | 0 | 0 | 0
Domestic LV Service Connections | 0 | 0 | 0 | 0 | 0 | 0 | 0 | 0 | 0 | 0
Domestic LV Metering CA Service Connections | 0 | 0 | 0 | 0 | 0 | 0 | 0 | 0 | 0 | 0
Wholesale Metering | 0 | 0 | 0 | 0 | 0 | 0 | 0 | 0 | 0 | 0
HV Metering | 0 | 0 | 0 | 0 | 0 | 0 | 0 | 0 | 0 | 0
HV/LV Metering | 0 | 0 | 0 | 0 | 0 | 0 | 0 | 0 | 0 | 0
Business LV Metering | 0 | 0 | 0 | 0 | 0 | 0 | 0 | 0 | 0 | 0
Domestic LV Metering | 0 | 0 | 0 | 0 | 0 | 0 | 0 | 0 | 0 | 0
Off Peak Metering | 0 | 0 | 0 | 0 | 0 | 0 | 0 | 0 | 0 | 0
Emergency Network Spares | 0 | 0 | 0 | 0 | 0 | 0 | 0 | 0 | 0 | 0
Motor Vehicles | 726387.2173 | 728253.9892 | 739191.3891 | 738580.7253 | 737894.3634 | 0 | 0 | 0 | 0 | 0
Minor Assets | 0 | 0 | 0 | 0 | 0 | 0 | 0 | 0 | 0 | 0
Non-System Property | 0 | 0 | 0 | 0 | 0 | 0 | 0 | 0 | 0 | 0
Spare Parts | 0 | 0 | 0 | 0 | 0 | 0 | 0 | 0 | 0 | 0
NEM Assets | 0 | 0 | 0 | 0 | 0 | 0 | 0 | 0 | 0 | 0
Business Management Systems | 0 | 0 | 0 | 0 | 0 | 0 | 0 | 0 | 0 | 0
Land | 0 | 0 | 0 | 0 | 0 | 0 | 0 | 0 | 0 | 0
Easements | 0 | 0 | 0 | 0 | 0 | 0 | 0 | 0 | 0 | 0
Total | 726387.2173 | 728253.9892 | 739191.3891 | 738580.7253 | 737894.3634 | 5719461.0955 | 5762153.0795 | 6010139.2291 | 6147995.8555 | 6270935.6995

## Direct Base Project Costs input
| Standard Control Services |  |  | Real $ 2016/17
AER Draft Decision Direct Base Costs
|  |  |  | 61353514.8615 | 62605964.8547 | 59028448.0443 | 61910157.8515 | 59756258.9006
1 | Project | Level 3 | Level 4 | 2019/20 | 2020/21 | 2021/22 | 2022/23 | 2023/24
2 | Address safety and environmental Issued in ground mounted substations - Replace substation doors (Build subs) | Renewal | Reliability & quality maintained | 43730.43 | 43730.43 | 43730.43 | 43730.43 | 43730.43
3 | Address Safety and Environmental issues at HV Regulator Sites | Renewal | Reliability & quality maintained | 267324.3073 | 0 | 267324.3073 | 0 | 267324.3073
4 | Address safety and environmental issues in ground mounted substations - Asbestos | Renewal | Reliability & quality maintained | 3644.2025 | 3644.2025 | 3644.2025 | 3644.2025 | 3644.2025
5 | Address safety and environmental issues in ground mounted substations - Oil containment | Renewal | Reliability & quality maintained | 58307.2401 | 58307.2401 | 58307.2401 | 58307.2401 | 58307.2401
6 | Air Break Switches Unit Replacement - cracked insulators | Renewal | Reliability & quality maintained | 1926331.4387 | 1926331.4387 | 48158.286 | 48158.286 | 48158.286
7 | Asset Management Information System (AMIS) Improvement Program D | Operational support systems | Asset management systems | 2892750 | 2660000 | 2660000 | 2660000 | 1662500
8 | Augment HV Control Station - Fault level | Development | Augmentation | 103647.7995 | 103647.7995 | 103647.7995 | 103647.7995 | 103647.7995
9 | Augment HV Feeder - Fault Level | Development | Augmentation | 361738.4942 | 361738.4942 | 361738.4942 | 361738.4942 | 361738.4942
10 | Augment HV Feeder - Network access development | Development | Augmentation | 331672.9585 | 165836.4793 | 165836.4793 | 165836.4793 | 165836.4793
11 | Augment HV Feeder - TRIP S | Renewal | Reliability & quality maintained | 0 | 0 | 174809.1053 | 174809.1053 | 174809.1053
12 | Augment HV Feeder - TRIP-P | Renewal | Reliability & quality maintained | 560599.1048 | 560599.1048 | 0 | 0 | 0
13 | Augment HV Feeder (Capacity) | Development | Augmentation | 62188.6797 | 27639.4132 | 20729.5599 | 0 | 0
14 | Augment HV GI Feeder - Capacity | Development | Augmentation | 537656.0452 | 537656.0452 | 537656.0452 | 537656.0452 | 537656.0452
15 | Automation of Kiosk distribution substations project | Renewal | Reliability & quality maintained | 35200.1699 | 35200.1699 | 35200.1699 | 35200.1699 | 35200.1699
16 | BFM - Inspect/replace non-compliant HV connectors within 2km of Z substations | Renewal | Reliability & quality maintained | 0 | 0 | 0 | 0 | 0
17 | BFM - Install bird flight diverters | Renewal | Reliability & quality maintained | 0 | 0 | 0 | 0 | 0
18 | BFM - Install D Loops | Renewal | Reliability & quality maintained | 0 | 0 | 0 | 0 | 0
19 | BFM - Install Low Voltage Spreaders | Renewal | Reliability & quality maintained | 0 | 0 | 0 | 0 | 0
20 | BFM - Install LV fuses on distribution transformers | Renewal | Reliability & quality maintained | 0 | 0 | 0 | 0 | 0
21 | BFM - Install single phase reclosers for SWER | Renewal | Reliability & quality maintained | 0 | 0 | 0 | 0 | 0
22 | BFM - Installation of Vibration Dampers (Replace ties & insulators if old/defective) | Renewal | Reliability & quality maintained | 0 | 0 | 0 | 0 | 0
23 | BFM - project replace aged/deteriorated Cu conductor | Renewal | Reliability & quality maintained | 0 | 0 | 0 | 0 | 0
24 | BFM - Replace aged/deteriorated Aluminium conductor | Renewal | Reliability & quality maintained | 0 | 0 | 0 | 0 | 0
25 | BFM - Replace aged/deteriorated HV ABC conductor | Renewal | Reliability & quality maintained | 0 | 0 | 0 | 0 | 0
26 | BFM - Replace aged/deteriorated Galvanised Iron (GI) Conductor | Renewal | Reliability & quality maintained | 0 | 0 | 0 | 0 | 0
27 | BFM - Replace EDOs with alternative device (ie: boric acid fuses or dropout reclosers) | Renewal | Reliability & quality maintained | 0 | 0 | 0 | 0 | 0
28 | BFM - Replace LV crossarms | Renewal | Reliability & quality maintained | 0 | 0 | 0 | 0 | 0
29 | BFM - Replace/relocate open wire HV with insulated alternative (re vegetation management) | Renewal | Reliability & quality maintained | 0 | 0 | 0 | 0 | 0
30 | CablePI Purchase new and replacement units | Renewal | Reliability & quality maintained | 456000 | 456000 | 456000 | 456000 | 456000
31 | Change or Upgrade Service on Telstra Pole | Renewal | Reliability & quality maintained | 21183.575 | 21183.575 | 21183.575 | 21183.575 | 21183.575
32 | Claremont Zone Substation HMI upgrade project | Renewal | Reliability & quality maintained | 16289.7137 | 0 | 0 | 0 | 0
33 | Composite Material Alternative Distribution Support Structure Trial | Renewal | Reliability & quality maintained | 740514.5557 | 740514.5557 | 740514.5557 | 740514.5557 | 740514.5557
34 | Customer Initiated Major Works Commercial | Development | Connection | 617297.6029 | 617297.6029 | 617297.6029 | 617297.6029 | 617297.6029
35 | Customer Initiated Non-Major Works Commercial | Development | Connection | 4266632.3514 | 4768589.1037 | 4745772.876 | 4996751.2607 | 5088016.1287
36 | Customer Initiated Non-Major Works Irrigation | Development | Connection | 1292673.1223 | 1206494.9187 | 1378851.3344 | 1366540.1564 | 1452718.3685
37 | Customer Initiated Non-Major Works Residential | Development | Connection | 1574320.216 | 1868870.4415 | 1848556.6376 | 1990753.308 | 2046616.2774
38 | Customer Initiated Subdivisions | Development | Connection | 5116832.3495 | 5491930.8241 | 5467467.8793 | 5642785.6485 | 5720251.6388
39 | Customer Initiated Substations | Development | Connection | 856994.6329 | 856994.6329 | 856994.6329 | 856994.6329 | 856994.6329
40 | Demand Mgmt - Customer Side controls for demand management capability building | Renewal | Reliability & quality maintained | 13940.0381 | 13940.0381 | 13940.0381 | 13940.0381 | 13940.0381
41 | Derwent Bridge 22 kV supply development | Development | Augmentation | 995018.8755 | 663345.917 | 0 | 0 | 0
42 | Derwent Park and Newtown Zone Substation AVR Replacement | Renewal | Reliability & quality maintained | 32579.4273 | 0 | 0 | 0 | 0
43 | East Coast South supply development | Development | Augmentation | 0 | 73874.3396 | 92342.9352 | 1034240.8575 | 646400.5381
44 | Fibreglass Reinforced Plastic cross arm trial | Renewal | Reliability & quality maintained | 76472.5832 | 76472.5832 | 76472.5832 | 76472.5832 | 76472.5832
45 | GENERAL O/H - Replace/relocate High Voltage Overhead due to Vegetation Issues | Renewal | Reliability & quality maintained | 80249.5357 | 80249.5357 | 80249.5357 | 80249.5357 | 80249.5357
46 | Hobart CBD 11 kV supply development | Development | Augmentation | 414591.1981 | 587337.5307 | 552788.2642 | 380041.9316 | 380041.9316
47 | Hobart CBD Substation Communication Infrastructure project | Renewal | Reliability & quality maintained | 67584.3262 | 67584.3262 | 67584.3262 | 67584.3262 | 67584.3262
48 | Hobart CBD Substation Pilot wire Project | Renewal | Reliability & quality maintained | 73303.7115 | 73303.7115 | 73303.7115 | 73303.7115 | 73303.7115
49 | HV CT and VT Replacement | Renewal | Reliability & quality maintained | 62578.875 | 62578.875 | 62578.875 | 62578.875 | 62578.875
50 | HV Links Replace with Air Break Switch | Renewal | Reliability & quality maintained | 48158.286 | 48158.286 | 48158.286 | 48158.286 | 48158.286
51 | Install animal access barriers to poles and conductors | Renewal | Reliability & quality maintained | 39208.3644 | 39208.3644 | 39208.3644 | 39208.3644 | 39208.3644
52 | Install D Loops | Renewal | Reliability & quality maintained | 39204.0822 | 39204.0822 | 39204.0822 | 39204.0822 | 39204.0822
53 | Install HV and LV Conduit with other UG works (Capacity) | Development | Augmentation | 55278.8264 | 55278.8264 | 55278.8264 | 55278.8264 | 55278.8264
54 | Install Low Voltage Spreaders | Renewal | Reliability & quality maintained | 39208.3644 | 39208.3644 | 39208.3644 | 39208.3644 | 39208.3644
55 | Install OH Equipment - Anti-Climbing barriers or Signage Program | Renewal | Reliability & quality maintained | 13476.2694 | 13476.2694 | 13476.2694 | 13476.2694 | 13476.2694
56 | Install Remote Fault Indicators in Ground Mounted Substations | Operational support systems | Network control | 29548.4614 | 29548.4614 | 29548.4614 | 29548.4614 | 29548.4614
57 | Install/Augment Ground Mounted Voltage Regulator for Capacity | Development | Augmentation | 0 | 0 | 0 | 0 | 257578.3138
58 | Install/Augment Ground Susbtation (Capacity) | Development | Augmentation | 286501.1029 | 286501.1029 | 286501.1029 | 286501.1029 | 286501.1029
59 | Install/Augment HV OH Switch (LAP) | Renewal | Reliability & quality maintained | 61707.3538 | 61707.3538 | 61707.3538 | 61707.3538 | 61707.3538
60 | Install/Augment LV Feeder | Development | Augmentation | 167563.0861 | 167563.0861 | 167563.0861 | 167563.0861 | 167563.0861
61 | Install/Augment OH Feeder for Bird Mitigation (LAP) | Renewal | Reliability & quality maintained | 96890.3947 | 96890.3947 | 96890.3947 | 96890.3947 | 96890.3947
62 | Install/Augment Pole Mounted Voltage Regulator for Capacity | Development | Augmentation | 156530.976 | 0 | 156530.976 | 0 | 156530.976
63 | Install/Augment Pole Substation (Capacity) | Development | Augmentation | 232829.4083 | 232829.4083 | 232829.4083 | 232829.4083 | 232829.4083
64 | Install/Augment Pole Substation < 50 kVA (Capacity) | Development | Augmentation | 179664.3393 | 179664.3393 | 179664.3393 | 179664.3393 | 179664.3393
65 | Installation of Vibration Dampers (Replace ties & insulators if old/defective) | Renewal | Reliability & quality maintained | 39208.3644 | 39208.3644 | 39208.3644 | 39208.3644 | 39208.3644
66 | Intrumescent Fire Resistant Coating on TN Wood Poles | Renewal | Reliability & quality maintained | 281190.2623 | 281190.2623 | 281190.2623 | 281190.2623 | 281190.2623
67 | Land Purchase associated with Zone Substation (Capacity) | Development | Augmentation | 0 | 586398.9 | 0 | 450083.4 | 0
68 | Localised reliability reinforcement (LAP) | Renewal | Reliability & quality maintained | 71676.453 | 71676.453 | 71676.453 | 71676.453 | 71676.453
69 | Low Conductor Span Rectification - Building Clearance LV CAPEX | Renewal | Reliability & quality maintained | 108275.4143 | 45114.7559 | 45114.7559 | 45114.7559 | 45114.7559
70 | Low Conductor Span Rectification - Low Clearance HV CAPEX | Renewal | Reliability & quality maintained | 668616.7956 | 668616.7956 | 482889.9079 | 482889.9079 | 668616.7956
71 | Low Conductor Span Rectification - Low Clearance LV CAPEX | Renewal | Reliability & quality maintained | 2606287.7249 | 1062387.0847 | 1062387.0847 | 1062387.0847 | 1062387.0847
72 | Low voltage network monitoring 2019-2023 | Renewal | Reliability & quality maintained | 105324.7322 | 105324.7322 | 105324.7322 | 105324.7322 | 105324.7322
73 | LV CT Replacement | Renewal | Reliability & quality maintained | 41719.25 | 41719.25 | 41719.25 | 41719.25 | 41719.25
74 | Major System - Augment 33 kV Sub-transmission Circuits (Capacity) | Development | Augmentation | 367760.541 | 0 | 367760.541 | 0 | 183880.2833
75 | Meadowbank 22 kV supply development | Development | Augmentation | 0 | 0 | 685161.4578 | 0 | 0
76 | NOCS Distribution System enhancement | Operational support systems | Network control | 366585.1037 | 388743.4821 | 351812.8513 | 207977.7629 | 1222209.5078
77 | North Region Overhead feeder flood crossings flood height augmentation (ref R 572029) | Renewal | Reliability & quality maintained | 462557.9815 | 462557.9815 | 462557.9815 | 0 | 0
78 | Pole Replacements | Renewal | Reliability & quality maintained | 8837289.735 | 9667813.3006 | 9940328.8365 | 10219332.8599 | 11049856.4169
79 | Pole Staking | Renewal | Reliability & quality maintained | 1101434.2991 | 1139197.7608 | 1145491.6711 | 1145491.6711 | 1145491.6711
80 | Power Quality (PQ) Capital Program - LV Circuit Augmentation Component | Renewal | Reliability & quality maintained | 224205.3838 | 224205.3838 | 224205.3838 | 224205.3838 | 224205.3838
81 | Power Quality (PQ) Capital Program - LV Transformer Augmentation Component | Renewal | Reliability & quality maintained | 770384.7519 | 832866.9377 | 900155.4454 | 972936.8925 | 1051897.8965
82 | Power Quality (PQ) Capital Program - MV Conductor Augmentation Component | Renewal | Reliability & quality maintained | 64743.3042 | 64743.3042 | 64743.3042 | 64743.3042 | 64743.3042
83 | Refurbish Single Phase Regulators | Renewal | Reliability & quality maintained | 37137.4639 | 37137.4639 | 37137.4639 | 37137.4639 | 37137.4639
84 | Refurbishment of Gretna Zone | Renewal | Reliability & quality maintained | 206490.5344 | 660769.7099 | 0 | 0 | 0
85 | Reinforce Network for OH LV Services (Customer Initiated Work) | Renewal | Reliability & quality maintained | 231538.5446 | 231538.5446 | 231538.5446 | 231538.5446 | 231538.5446
86 | Reinforce steel tower legs | Renewal | Reliability & quality maintained | 0 | 108049.9619 | 0 | 0 | 0
87 | Remedial work identified from earthing injection testing | Renewal | Reliability & quality maintained | 77209.1318 | 77209.1318 | 77209.1318 | 77209.1318 | 77209.1318
88 | Replace low voltage cable | Renewal | Reliability & quality maintained | 77841.1932 | 77841.1932 | 77841.1932 | 77841.1932 | 77841.1932
89 | Replace 3G Cybertec Modems Project | Renewal | Reliability & quality maintained | 268058.2865 | 0 | 0 | 0 | 0
90 | Replace aged/deteriorated HV ABC conductor (non HBCA) | Renewal | Reliability & quality maintained | 75273.5507 | 75273.5507 | 75273.5507 | 75273.5507 | 75273.5507
91 | Replace aged/deteriorated Aluminium conductor | Renewal | Reliability & quality maintained | 369655.2351 | 369655.2351 | 369655.2351 | 369655.2351 | 369655.2351
92 | Replace AK Power sectionaliser with recloser | Renewal | Reliability & quality maintained | 76056.2106 | 76056.2106 | 76056.2106 | 76056.2106 | 76056.2106
93 | Replace Bellerive 33 kV Oil Filled Sub-transmission Cable | Renewal | Reliability & quality maintained | 0 | 0 | 0 | 0 | 0
94 | Replace Crossarm (Safety) | Renewal | Reliability & quality maintained | 2355355.5629 | 1218972.9764 | 1218972.9764 | 1218972.9764 | 1218972.9764
95 | Replace Distribution C&I Substation Battery System | Renewal | Reliability & quality maintained | 90711.5315 | 90711.5315 | 90711.5315 | 90711.5315 | 90711.5315
96 | Replace EDOs with alternative device (ie: boric acid fuses or dropout reclosers) | Renewal | Reliability & quality maintained | 78416.7288 | 78416.7288 | 78416.7288 | 78416.7288 | 78416.7288
97 | Replace fault indicators in Overhead Systems | Renewal | Reliability & quality maintained | 29652.803 | 29652.803 | 29652.803 | 29652.803 | 29652.803
98 | Replace ground mounted transformers | Renewal | Reliability & quality maintained | 466892.998 | 513582.2978 | 606960.8974 | 560271.5976 | 560271.5976
99 | Replace high voltage cable | Renewal | Reliability & quality maintained | 186355.352 | 186355.352 | 186355.352 | 186355.352 | 186355.352
100 | Replace High Voltage Submarine Cable | Renewal | Reliability & quality maintained | 0 | 458868.1472 | 0 | 0 | 0
101 | Replace HV Feeders (Safety) | Renewal | Reliability & quality maintained | 369164.9935 | 369164.9935 | 369164.9935 | 369164.9935 | 369164.9935
102 | Replace low voltage CONSAC cable | Renewal | Reliability & quality maintained | 2091121.3338 | 2091121.3338 | 2091121.3338 | 2091121.3338 | 2091121.3338
103 | Replace LV Fuses for Fuse Reach | Renewal | Reliability & quality maintained | 9958.779 | 9958.779 | 9958.779 | 9958.779 | 9958.779
104 | Replace LV Links with Fuse Links | Renewal | Reliability & quality maintained | 80154.5381 | 80154.5381 | 80154.5381 | 80154.5381 | 80154.5381
105 | Replace LV potheads | Renewal | Reliability & quality maintained | 144932.2032 | 144932.2032 | 144932.2032 | 144932.2032 | 0
106 | Replace LV switchboards in ground mounted substations | Renewal | Reliability & quality maintained | 551375.1187 | 551375.1187 | 551375.1187 | 551375.1187 | 551375.1187
107 | Replace LV switchgear in ground mounted substations | Renewal | Reliability & quality maintained | 70891.0867 | 70891.0867 | 70891.0867 | 70891.0867 | 70891.0867
108 | Replace Meter Panels | Development | Connection | 27075 | 25270 | 23465 | 21660 | 19855
109 | Replace Overhead LV Services | Renewal | Reliability & quality maintained | 585599 | 585599 | 585599 | 585599 | 585599
110 | Replace Recloser and/or Control Box | Renewal | Reliability & quality maintained | 55010.0461 | 55010.0461 | 55010.0461 | 55010.0461 | 55010.0461
111 | Replace reclosers | Renewal | Reliability & quality maintained | 38028.1053 | 38028.1053 | 38028.1053 | 38028.1053 | 38028.1053
112 | Replace Regulator Ground Mtd Three Phase - Faults / Issues / End of life | Renewal | Reliability & quality maintained | 186359.6343 | 0 | 186359.6343 | 0 | 186359.6343
113 | Replace Regulator Single Phase (Cooper) - Faults / Issues / End of life | Renewal | Reliability & quality maintained | 28472.0557 | 0 | 28472.0557 | 0 | 28472.0557
114 | Replace secondary protection transformers at zone substations | Renewal | Reliability & quality maintained | 303790.313 | 0 | 0 | 151895.1565 | 194088.2555
115 | Replace Service Fuses – Fault (Fault Code 01) | Renewal | Reliability & quality maintained | 234175 | 234175 | 234175 | 234175 | 234175
116 | Replace service fuses for Public Lighting | Renewal | Reliability & quality maintained | 16714.0625 | 16714.0625 | 16714.0625 | 16714.0625 | 16714.0625
117 | Replace station services transformer at Bellerive Zone | Renewal | Reliability & quality maintained | 0 | 118140.6773 | 0 | 0 | 0
118 | Replace station services transformer at Derwent Park Zone | Renewal | Reliability & quality maintained | 118140.6773 | 0 | 0 | 0 | 0
119 | Replace station services transformer at Geilston Bay Zone | Renewal | Reliability & quality maintained | 118140.6773 | 0 | 0 | 0 | 0
120 | Replace station services transformer at New Town Zone | Renewal | Reliability & quality maintained | 0 | 0 | 118140.6773 | 0 | 0
121 | Replace stolen earthing with copperclad steel | Renewal | Reliability & quality maintained | 205034.5663 | 205034.5663 | 205034.5663 | 205034.5663 | 205034.5663
122 | Replace substation locks | Renewal | Reliability & quality maintained | 36442.025 | 36442.025 | 36442.025 | 36442.025 | 26238.258
123 | Replace Transformer Earths | Renewal | Reliability & quality maintained | 498644.0651 | 498644.0651 | 498644.0651 | 498644.0651 | 498644.0651
124 | Replace Transformer H-structures | Renewal | Reliability & quality maintained | 83134.0655 | 83134.0655 | 83134.0655 | 83134.0655 | 83134.0655
125 | Replace Transformers | Renewal | Reliability & quality maintained | 1526248.5344 | 1889641.0426 | 2485604.7561 | 2223962.1502 | 2819925.8636
126 | Replace transformers at Bellerive Zone | Renewal | Reliability & quality maintained | 0 | 0 | 0 | 0 | 0
127 | Replace transformers at Derwent Park Zone | Renewal | Reliability & quality maintained | 0 | 2314100.2787 | 0 | 0 | 0
128 | Replace transformers at Geilston Bay Zone | Renewal | Reliability & quality maintained | 0 | 0 | 0 | 3231401.29 | 0
129 | Replace Underground Furniture - LV Cabinets | Renewal | Reliability & quality maintained | 94728.539 | 94728.539 | 94728.539 | 94728.539 | 94728.539
130 | Replace Underground Furniture - LV Fibreglass Pillars | Renewal | Reliability & quality maintained | 333470.6851 | 333470.6851 | 333470.6851 | 333470.6851 | 333470.6851
131 | Replace Zone Equipment - Batteries at Zone Substation | Renewal | Reliability & quality maintained | 16815.0526 | 16815.0526 | 16815.0526 | 16815.0526 | 16815.0526
132 | Replacement of ground mounted substations | Renewal | Reliability & quality maintained | 3437797.6147 | 3437797.6147 | 3575309.5192 | 3575309.5192 | 3712821.4238
133 | Replacement of high voltage switchgear in ground mounted substations | Renewal | Reliability & quality maintained | 1528825.598 | 1528825.598 | 1528825.598 | 1667809.7432 | 1667809.7432
134 | Replacement Substandard Overhead Copper Conductor (REMCU) | Renewal | Reliability & quality maintained | 641574.5391 | 641574.5391 | 641574.5391 | 641574.5391 | 641574.5391
135 | Replacement Substandard Overhead Galvanised Iron (GI) Conductor (REMGI) | Renewal | Reliability & quality maintained | 230455.1398 | 230455.1398 | 230455.1398 | 230455.1398 | 230455.1398
136 | Sandy Bay Zone Substation AVR Replacement | Renewal | Reliability & quality maintained | 24434.5705 | 0 | 0 | 0 | 0
137 | SCADA communications to ground-mounted regulators | Operational support systems | Network control | 28125.225 | 28125.225 | 28125.225 | 28125.225 | 28125.225
138 | SCADA Control of metal clad gas insulated pole switches | Renewal | Reliability & quality maintained | 46681.9771 | 46681.9771 | 46681.9771 | 46681.9771 | 46681.9771
139 | SCSRE - Replace Service Wires - Fault (Fault Code 02) | Renewal | Reliability & quality maintained | 330600 | 247950 | 206625 | 206625 | 165300
140 | Security access and IP cameras installed at zone substations project | Renewal | Reliability & quality maintained | 244345.7049 | 244345.7049 | 244345.7049 | 122172.8524 | 0
141 | Sheffield Substation connection point (distribution copy) | Renewal | Reliability & quality maintained | 0 | 148613.4044 | 445840.2132 | 297226.8088 | 0
142 | SIWES - Endangered Species | Renewal | Reliability & quality maintained | 149025.6147 | 149025.6147 | 149025.6147 | 149025.6147 | 149025.6147
143 | Substation building refurbishments | Renewal | Reliability & quality maintained | 79451.3226 | 79451.3226 | 79451.3226 | 79451.3226 | 79451.3226
144 | Telecommunications Bearer Systems - Ethernet Systems - Distribution | Renewal | Reliability & quality maintained | 113099.0485 | 0 | 0 | 0 | 0
145 | Telecommunications Telephony and Voice Systems - Distribution | Renewal | Reliability & quality maintained | 121207.8495 | 0 | 322825.8365 | 0 | 121207.8495
146 | Translay Protection Scheme Replacement Program | Renewal | Reliability & quality maintained | 171620.5352 | 171620.5352 | 171620.5352 | 171620.5352 | 171620.5352
147 | Trial alternatives for staking for Wood Pole Staking | Renewal | Reliability & quality maintained | 62939.1028 | 62939.1028 | 62939.1028 | 62939.1028 | 62939.1028
148 | Trial dropout sectionalisers/reclosers | Renewal | Reliability & quality maintained | 23525.0187 | 23525.0187 | 23525.0187 | 23525.0187 | 23525.0187
149 | Upgrade Fuses/Sectionaliser to Recloser | Renewal | Reliability & quality maintained | 114084.3159 | 114084.3159 | 114084.3159 | 114084.3159 | 114084.3159
150 | Westbury Urban community reliability improvement | Renewal | Reliability & quality maintained | 0 | 83837.7948 | 261217.8657 | 866645.6802 | 0
151 | Zone Substation HMI Installation project | Renewal | Reliability & quality maintained | 32579.4273 | 32579.4273 | 32579.4273 | 0 | 0

## Total Project Costs
| Standard Control Services |  |  | Real $ 2016/17 | [9 empty] | Real $ 2016/17 |  |  |  |  | Real $ 2016/17 |  |  |  |  | Real $ 2016/17 |  |  |  |  | Real $ 2016/17 |  |  |  |  | Real $ 2018/19
Excludes Minor Assets allocated from SCS to ACS & Unclassified
|  |  |  | Direct Costs including Real Cost Escalation |  |  |  |  | Labour Hours |  |  |  |  | Overheads - Works and Service Delivery (Allocation based on labour hours) |  |  |  |  | Overheads - Shared Services (SAM & Customer) and Corporate (Allocation based on % spend) |  |  |  |  | Direct Costs plus Total Overheads Incurred |  |  |  |  | Shared Capex (IT, Fleet & Facilities) (Allocation based on % spend) |  |  |  |  | Total Costs Incurred
|  |  |  | 61357331.237 | 62638818.3046 | 59100521.8691 | 62037545.9663 | 59958893.061 | 216741.3304 | 216727.0321 | 199565.6939 | 209674.9808 | 218009.5462 | 6881900.2466 | 6847389.953 | 6651293.633 | 7036641.4136 | 7016016.5575 | 24693585.9732 | 24570118.0433 | 24324416.8629 | 24081172.6942 | 23840360.9673 | 92768904.9732 | 93927073.0056 | 89990292.3581 | 93077018.6942 | 90760095.2383 | 26393940.7908 | 21581346.1979 | 13903873.02 | 19162675.6922 | 19674493.3028 | 124412998.2536 | 120597562.6421 | 108471600.6308 | 117184822.2669 | 115300185.9196
1 | Project | Level 3 | Level 4 | 2019/20 | 2020/21 | 2021/22 | 2022/23 | 2023/24 | 2019/20 | 2020/21 | 2021/22 | 2022/23 | 2023/24 | 2019/20 | 2020/21 | 2021/22 | 2022/23 | 2023/24 | 2019/20 | 2020/21 | 2021/22 | 2022/23 | 2023/24 | 2019/20 | 2020/21 | 2021/22 | 2022/23 | 2023/24 | 2019/20 | 2020/21 | 2021/22 | 2022/23 | 2023/24 | 2019/20 | 2020/21 | 2021/22 | 2022/23 | 2023/24
2 | Address safety and environmental Issued in ground mounted substations - Replace substation doors (Build subs) | Renewal | Reliability & quality maintained | 43733.5056 | 43757.0916 | 43793.066 | 43837.4177 | 43889.2113 | 142.4324 | 142.4324 | 142.4324 | 142.4324 | 142.4324 | 4522.4687 | 4500.087 | 4747.1086 | 4779.9983 | 4583.7828 | 17600.7831 | 17163.7482 | 18024.2197 | 17016.4118 | 17450.8665 | 65856.7574 | 65420.9268 | 66564.3943 | 65633.8278 | 65923.8606 | 18812.7406 | 15075.9061 | 10302.6709 | 13540.868 | 14401.4999 | 88399.9206 | 84043.4136 | 80253.7233 | 82663.0249 | 83864.3864
3 | Address Safety and Environmental issues at HV Regulator Sites | Renewal | Reliability & quality maintained | 267345.8359 | 0 | 267762.7588 | 0 | 268435.7762 | 499.3835 | 0 | 499.3835 | 0 | 499.3835 | 15856.2636 | 0 | 16643.8753 | 0 | 16071.2373 | 107594.7609 | 0 | 110204.9992 | 0 | 106733.2213 | 390796.8604 | 0 | 394611.6333 | 0 | 391240.2348 | 115003.5378 | 0 | 62993.3422 | 0 | 88082.6448 | 528085.2741 | 0 | 477766.4267 | 0 | 500441.1921
4 | Address safety and environmental issues in ground mounted substations - Asbestos | Renewal | Reliability & quality maintained | 3644.4588 | 3646.4243 | 3649.4222 | 3653.1181 | 3657.4343 | 11.8731 | 11.8731 | 11.8731 | 11.8731 | 11.8731 | 376.9917 | 375.1259 | 395.7176 | 398.4593 | 382.1028 | 1466.7319 | 1430.3124 | 1502.0183 | 1418.0343 | 1454.2389 | 5488.1824 | 5451.8626 | 5547.1581 | 5469.6117 | 5493.7759 | 1567.7284 | 1256.3255 | 858.5559 | 1128.4057 | 1200.125 | 7366.7846 | 7003.7417 | 6687.941 | 6888.717 | 6988.8251
5 | Address safety and environmental issues in ground mounted substations - Oil containment | Renewal | Reliability & quality maintained | 58311.3408 | 58342.7888 | 58390.7546 | 58449.8903 | 58518.9484 | 189.9159 | 189.9159 | 189.9159 | 189.9159 | 189.9159 | 6030.1491 | 6000.3059 | 6329.6784 | 6373.5327 | 6111.9038 | 23467.7108 | 22884.9976 | 24032.293 | 22688.549 | 23267.822 | 87809.2007 | 87228.0923 | 88752.726 | 87511.9721 | 87898.6742 | 25083.6541 | 20101.2081 | 13736.8946 | 18054.4906 | 19201.9999 | 117866.76 | 112058.0831 | 107005.1735 | 110217.5771 | 111819.3838
6 | Air Break Switches Unit Replacement - cracked insulators | Renewal | Reliability & quality maintained | 1926561.9099 | 1928329.3857 | 48275.6302 | 48358.7203 | 48455.7521 | 14063.8405 | 14063.8405 | 351.596 | 351.596 | 351.596 | 446550.489 | 444340.5092 | 11718.2882 | 11799.4767 | 11315.1166 | 775355.14 | 756388.4811 | 19869.1402 | 18771.45 | 19266.5769 | 3148467.539 | 3129058.3759 | 79863.0586 | 78929.6471 | 79037.4456 | 828744.6659 | 664379.4564 | 11357.2302 | 14937.4457 | 15899.9328 | 4152442.7512 | 3960571.5304 | 95239.3303 | 98002.7489 | 99120.1899
7 | Asset Management Information System (AMIS) Improvement Program D | Operational support systems | Asset management systems | 2892750 | 2660000 | 2660000 | 2660000 | 1662500 | 0 | 0 | 0 | 0 | 0 | 0 | 0 | 0 | 0 | 0 | 1164202.7022 | 1043386.765 | 1094794.8818 | 1032534.7073 | 661029.5502 | 3905323.0213 | 3574133.4697 | 3678171.2065 | 3614193.3273 | 2272119.7513 | 1244367.5545 | 916466.5369 | 625786.3901 | 821643.0316 | 545521.1637 | 5376578.9203 | 4688449.7193 | 4493584.0993 | 4631273.26 | 2941782.3314
8 | Augment HV Control Station - Fault level | Development | Augmentation | 103655.1877 | 103711.8474 | 103798.2671 | 103904.8113 | 104029.2328 | 424.7009 | 424.7009 | 424.7009 | 424.7009 | 424.7009 | 13484.966 | 13418.2289 | 14154.7907 | 14252.8602 | 13667.7905 | 41716.5844 | 40681.041 | 42720.9818 | 40332.8286 | 41363.2463 | 158856.7382 | 157811.1173 | 160674.0395 | 158490.5001 | 159060.2695 | 44589.1116 | 35732.4954 | 24419.377 | 32094.9865 | 34135.4274 | 212409.3964 | 202070.8803 | 193248.3801 | 198982.4233 | 201707.6359
9 | Augment HV Feeder - Fault Level | Development | Augmentation | 361764.2795 | 361962.0261 | 362263.637 | 362635.4844 | 363069.7244 | 1482.2386 | 1482.2386 | 1482.2386 | 1482.2386 | 1482.2386 | 47063.559 | 46830.6413 | 49401.2983 | 49743.5683 | 47701.6303 | 145593.9683 | 141979.8449 | 149099.3893 | 140764.5578 | 144360.7919 | 554421.8068 | 550772.5123 | 560764.3246 | 553143.6105 | 555132.1466 | 155619.3006 | 124709.0543 | 85225.4337 | 112013.8792 | 119135.169 | 741324.5503 | 705242.3634 | 674451.1861 | 694463.4217 | 703974.6141
10 | Augment HV Feeder - Network access development | Development | Augmentation | 331696.6007 | 165938.9559 | 166077.2273 | 166247.6981 | 166446.7724 | 1359.0538 | 679.5269 | 679.5269 | 679.5269 | 679.5269 | 43152.2348 | 21469.3371 | 22647.8454 | 22804.7579 | 21868.6388 | 133493.0702 | 65089.6656 | 68353.5708 | 64532.5257 | 66181.194 | 508341.9056 | 252497.9586 | 257078.6435 | 253584.9817 | 254496.6053 | 142685.157 | 57171.9926 | 39071.0032 | 51351.9785 | 54616.6839 | 679710.4272 | 323313.5869 | 309197.5963 | 318372.0668 | 322732.3992
11 | Augment HV Feeder - TRIP S | Renewal | Reliability & quality maintained | 0 | 0 | 175061.1708 | 175239.6554 | 175448.088 | 0 | 0 | 711.8557 | 711.8557 | 711.8557 | 0 | 0 | 23725.327 | 23889.7046 | 22909.0493 | 0 | 0 | 72051.1556 | 68022.9422 | 69760.223 | 0 | 0 | 270837.6533 | 267152.3022 | 268117.3603 | 0 | 0 | 41184.5482 | 54129.4894 | 57570.3129 | 0 | 0 | 325769.4742 | 335437.0292 | 340037.0279
12 | Augment HV Feeder - TRIP-P | Renewal | Reliability & quality maintained | 560638.7962 | 560943.1882 | 0 | 0 | 0 | 2282.8588 | 2282.8588 | 0 | 0 | 0 | 72484.5906 | 72125.8641 | 0 | 0 | 0 | 225632.0807 | 220030.3378 | 0 | 0 | 0 | 858755.4675 | 853099.3902 | 0 | 0 | 0 | 241168.6899 | 193265.2861 | 0 | 0 | 0 | 1148385.316 | 1092466.0771 | 0 | 0 | 0
13 | Augment HV Feeder (Capacity) | Development | Augmentation | 62193.1126 | 27656.4926 | 20759.6534 | 0 | 0 | 254.817 | 113.25 | 84.942 | 0 | 0 | 8090.8651 | 3578.0804 | 2831.0182 | 0 | 0 | 25029.9507 | 10848.2776 | 8544.1964 | 0 | 0 | 95313.9284 | 42082.8507 | 32134.868 | 0 | 0 | 26753.4669 | 9528.6654 | 4883.8754 | 0 | 0 | 127445.5183 | 53885.4491 | 38649.7388 | 0 | 0
14 | Augment HV GI Feeder - Capacity | Development | Augmentation | 537694.3701 | 537988.2832 | 538436.5709 | 538989.2519 | 539634.6677 | 2203.0736 | 2203.0736 | 2203.0736 | 2203.0736 | 2203.0736 | 69951.2754 | 69605.0863 | 73425.8923 | 73934.6135 | 70899.6503 | 216397.9738 | 211026.2611 | 221608.121 | 209219.966 | 214565.0897 | 824043.6193 | 818619.6305 | 833470.5842 | 822143.8314 | 825099.4077 | 231298.7394 | 185356.4883 | 126671.5331 | 166487.5049 | 177071.959 | 1101839.3039 | 1048209.9375 | 1002444.6697 | 1032189.0848 | 1046325.6706
15 | Automation of Kiosk distribution substations project | Renewal | Reliability & quality maintained | 35202.6673 | 35221.8199 | 35251.0322 | 35287.0471 | 35329.1051 | 140.1426 | 140.1426 | 140.1426 | 140.1426 | 140.1426 | 4449.7611 | 4427.7392 | 4670.7895 | 4703.1504 | 4510.0894 | 14167.5017 | 13815.7822 | 14508.5149 | 13697.4063 | 14047.2676 | 53819.9301 | 53465.3414 | 54430.3365 | 53687.6039 | 53886.4621 | 15143.0497 | 12135.1952 | 8293.0888 | 10899.758 | 11592.6463 | 72001.3946 | 68490.8068 | 65486.9339 | 67432.993 | 68364.0287
16 | BFM - Inspect/replace non-compliant HV connectors within 2km of Z substations | Renewal | Reliability & quality maintained | 0 | 0 | 0 | 0 | 0 | 0 | 0 | 0 | 0 | 0 | 0 | 0 | 0 | 0 | 0 | 0 | 0 | 0 | 0 | 0 | 0 | 0 | 0 | 0 | 0 | 0 | 0 | 0 | 0 | 0 | 0 | 0 | 0 | 0 | 0
17 | BFM - Install bird flight diverters | Renewal | Reliability & quality maintained | 0 | 0 | 0 | 0 | 0 | 0 | 0 | 0 | 0 | 0 | 0 | 0 | 0 | 0 | 0 | 0 | 0 | 0 | 0 | 0 | 0 | 0 | 0 | 0 | 0 | 0 | 0 | 0 | 0 | 0 | 0 | 0 | 0 | 0 | 0
18 | BFM - Install D Loops | Renewal | Reliability & quality maintained | 0 | 0 | 0 | 0 | 0 | 0 | 0 | 0 | 0 | 0 | 0 | 0 | 0 | 0 | 0 | 0 | 0 | 0 | 0 | 0 | 0 | 0 | 0 | 0 | 0 | 0 | 0 | 0 | 0 | 0 | 0 | 0 | 0 | 0 | 0
19 | BFM - Install Low Voltage Spreaders | Renewal | Reliability & quality maintained | 0 | 0 | 0 | 0 | 0 | 0 | 0 | 0 | 0 | 0 | 0 | 0 | 0 | 0 | 0 | 0 | 0 | 0 | 0 | 0 | 0 | 0 | 0 | 0 | 0 | 0 | 0 | 0 | 0 | 0 | 0 | 0 | 0 | 0 | 0
20 | BFM - Install LV fuses on distribution transformers | Renewal | Reliability & quality maintained | 0 | 0 | 0 | 0 | 0 | 0 | 0 | 0 | 0 | 0 | 0 | 0 | 0 | 0 | 0 | 0 | 0 | 0 | 0 | 0 | 0 | 0 | 0 | 0 | 0 | 0 | 0 | 0 | 0 | 0 | 0 | 0 | 0 | 0 | 0
21 | BFM - Install single phase reclosers for SWER | Renewal | Reliability & quality maintained | 0 | 0 | 0 | 0 | 0 | 0 | 0 | 0 | 0 | 0 | 0 | 0 | 0 | 0 | 0 | 0 | 0 | 0 | 0 | 0 | 0 | 0 | 0 | 0 | 0 | 0 | 0 | 0 | 0 | 0 | 0 | 0 | 0 | 0 | 0
22 | BFM - Installation of Vibration Dampers (Replace ties & insulators if old/defective) | Renewal | Reliability & quality maintained | 0 | 0 | 0 | 0 | 0 | 0 | 0 | 0 | 0 | 0 | 0 | 0 | 0 | 0 | 0 | 0 | 0 | 0 | 0 | 0 | 0 | 0 | 0 | 0 | 0 | 0 | 0 | 0 | 0 | 0 | 0 | 0 | 0 | 0 | 0
23 | BFM - project replace aged/deteriorated Cu conductor | Renewal | Reliability & quality maintained | 0 | 0 | 0 | 0 | 0 | 0 | 0 | 0 | 0 | 0 | 0 | 0 | 0 | 0 | 0 | 0 | 0 | 0 | 0 | 0 | 0 | 0 | 0 | 0 | 0 | 0 | 0 | 0 | 0 | 0 | 0 | 0 | 0 | 0 | 0
24 | BFM - Replace aged/deteriorated Aluminium conductor | Renewal | Reliability & quality maintained | 0 | 0 | 0 | 0 | 0 | 0 | 0 | 0 | 0 | 0 | 0 | 0 | 0 | 0 | 0 | 0 | 0 | 0 | 0 | 0 | 0 | 0 | 0 | 0 | 0 | 0 | 0 | 0 | 0 | 0 | 0 | 0 | 0 | 0 | 0
25 | BFM - Replace aged/deteriorated HV ABC conductor | Renewal | Reliability & quality maintained | 0 | 0 | 0 | 0 | 0 | 0 | 0 | 0 | 0 | 0 | 0 | 0 | 0 | 0 | 0 | 0 | 0 | 0 | 0 | 0 | 0 | 0 | 0 | 0 | 0 | 0 | 0 | 0 | 0 | 0 | 0 | 0 | 0 | 0 | 0
26 | BFM - Replace aged/deteriorated Galvanised Iron (GI) Conductor | Renewal | Reliability & quality maintained | 0 | 0 | 0 | 0 | 0 | 0 | 0 | 0 | 0 | 0 | 0 | 0 | 0 | 0 | 0 | 0 | 0 | 0 | 0 | 0 | 0 | 0 | 0 | 0 | 0 | 0 | 0 | 0 | 0 | 0 | 0 | 0 | 0 | 0 | 0
27 | BFM - Replace EDOs with alternative device (ie: boric acid fuses or dropout reclosers) | Renewal | Reliability & quality maintained | 0 | 0 | 0 | 0 | 0 | 0 | 0 | 0 | 0 | 0 | 0 | 0 | 0 | 0 | 0 | 0 | 0 | 0 | 0 | 0 | 0 | 0 | 0 | 0 | 0 | 0 | 0 | 0 | 0 | 0 | 0 | 0 | 0 | 0 | 0
28 | BFM - Replace LV crossarms | Renewal | Reliability & quality maintained | 0 | 0 | 0 | 0 | 0 | 0 | 0 | 0 | 0 | 0 | 0 | 0 | 0 | 0 | 0 | 0 | 0 | 0 | 0 | 0 | 0 | 0 | 0 | 0 | 0 | 0 | 0 | 0 | 0 | 0 | 0 | 0 | 0 | 0 | 0
29 | BFM - Replace/relocate open wire HV with insulated alternative (re vegetation management) | Renewal | Reliability & quality maintained | 0 | 0 | 0 | 0 | 0 | 0 | 0 | 0 | 0 | 0 | 0 | 0 | 0 | 0 | 0 | 0 | 0 | 0 | 0 | 0 | 0 | 0 | 0 | 0 | 0 | 0 | 0 | 0 | 0 | 0 | 0 | 0 | 0 | 0 | 0
30 | CablePI Purchase new and replacement units | Renewal | Reliability & quality maintained | 456000 | 456000 | 456000 | 456000 | 456000 | 0 | 0 | 0 | 0 | 0 | 0 | 0 | 0 | 0 | 0 | 183519.6378 | 178866.3026 | 187679.1226 | 177005.9498 | 181310.9623 | 639519.6378 | 634866.3026 | 643679.1226 | 633005.9498 | 637310.9623 | 196156.4618 | 157108.5492 | 107277.6669 | 140853.0911 | 149628.662 | 872494.849 | 826868.1838 | 784042.9216 | 807954.215 | 821611.1111
31 | Change or Upgrade Service on Telstra Pole | Renewal | Reliability & quality maintained | 21185.961 | 21204.2593 | 21232.1686 | 21266.5772 | 21306.7592 | 154.96 | 154.96 | 154.96 | 154.96 | 154.96 | 4920.2395 | 4895.8893 | 5164.6375 | 5200.42 | 4986.9464 | 8526.4033 | 8317.3848 | 8738.6728 | 8255.0673 | 8471.818 | 34632.6038 | 34417.5334 | 35135.4789 | 34722.0645 | 34765.5236 | 9113.5157 | 7305.6369 | 4995.0384 | 6568.9981 | 6991.4515 | 45673.5139 | 43561.4362 | 41898.6131 | 43110.2905 | 43596.7305
32 | Claremont Zone Substation HMI upgrade project | Renewal | Reliability & quality maintained | 16289.9958 | 0 | 0 | 0 | 0 | 12.6034 | 0 | 0 | 0 | 0 | 400.1779 | 0 | 0 | 0 | 0 | 6555.9959 | 0 | 0 | 0 | 0 | 23246.1696 | 0 | 0 | 0 | 0 | 7007.4297 | 0 | 0 | 0 | 0 | 31586.5316 | 0 | 0 | 0 | 0
33 | Composite Material Alternative Distribution Support Structure Trial | Renewal | Reliability & quality maintained | 740563.9234 | 740942.5221 | 741519.9758 | 742231.9019 | 743063.2826 | 2850.6593 | 2850.6593 | 2850.6593 | 2850.6593 | 2850.6593 | 90513.2079 | 90065.2577 | 95009.1763 | 95667.4343 | 91740.3543 | 298043.91 | 290635.196 | 305192.5843 | 288112.857 | 295450.6992 | 1129121.0413 | 1121642.9758 | 1141721.7364 | 1126012.1932 | 1130254.3361 | 318566.6644 | 255281.5892 | 174448.5372 | 229266.7932 | 243823.607 | 1511470.8518 | 1437589.9837 | 1374158.941 | 1414990.7304 | 1434617.9435
34 | Customer Initiated Major Works Commercial | Development | Connection | 617357.7952 | 617819.408 | 618523.478 | 619391.5058 | 620405.1805 | 3703.8656 | 3703.8656 | 3703.8656 | 3703.8656 | 3703.8656 | 117603.9375 | 117021.9153 | 123445.5556 | 124300.8311 | 119198.3706 | 248458.9451 | 242340.0728 | 254570.0519 | 240429.7846 | 246680.3954 | 983420.6778 | 977181.3961 | 996539.0855 | 984122.1215 | 986283.9465 | 265567.3701 | 212861.208 | 145512.622 | 191322.825 | 203575.4322 | 1304016.7581 | 1242474.2584 | 1192368.9484 | 1227233.448 | 1242282.9604
35 | Customer Initiated Non-Major Works Commercial | Development | Connection | 4266983.3769 | 4771990.1346 | 4753724.6767 | 5011051.9368 | 5109627.522 | 21001.56 | 23472.3333 | 23360.03 | 24595.4121 | 25044.6437 | 666834.704 | 741597.4738 | 778562.7659 | 825416.056 | 805990.5526 | 1717270.2713 | 1871816.2967 | 1956523.8518 | 1945144.7537 | 2031647.9894 | 6651088.3522 | 7385403.905 | 7488811.2944 | 7781612.7465 | 7947266.064 | 1835518.3372 | 1644123.7867 | 1118351.9568 | 1547855.6033 | 1676637.565 | 8860515.0075 | 9427356.3689 | 8986383.1269 | 9740512.0033 | 10047919.6994
36 | Customer Initiated Non-Major Works Irrigation | Development | Connection | 1292764.6396 | 1207235.3882 | 1380839.4287 | 1369905.6768 | 1458028.1508 | 5537.2044 | 5168.0647 | 5906.3532 | 5853.6228 | 6222.7716 | 175815.515 | 163282.6044 | 196851.9174 | 196446.1598 | 200262.187 | 520280.0403 | 473538.8821 | 568321.7817 | 531757.5778 | 579729.1384 | 1988860.1949 | 1844056.8747 | 2146013.1278 | 2098109.4145 | 2238019.4762 | 556105.565 | 415936.4043 | 324853.5795 | 423147.9148 | 478427.1961 | 2657093.4809 | 2359565.501 | 2579729.725 | 2632340.4891 | 2836129.6085
37 | Customer Initiated Non-Major Works Residential | Development | Connection | 1574473.5956 | 1870448.8558 | 1852224.4948 | 1997500.2567 | 2056910.4592 | 9446.1317 | 11213.4696 | 11091.592 | 11944.7893 | 12279.9685 | 299930.5022 | 354284.3661 | 369669.9263 | 400864.2276 | 395195.8245 | 633655.3157 | 733684.8048 | 762333.044 | 775371.5575 | 817851.7868 | 2508059.4135 | 2958418.0267 | 2984227.4651 | 3173736.0418 | 3269958.0705 | 677287.6528 | 644437.5133 | 435750.7069 | 617004.5739 | 674940.263 | 3325689.1144 | 3761592.4421 | 3570657.7466 | 3957755.478 | 4118705.1747
38 | Customer Initiated Subdivisions | Development | Connection | 5117055.1911 | 5494004.2448 | 5472317.2623 | 5651334.4276 | 5733113.1241 | 13837.5929 | 14851.9835 | 14785.8203 | 15259.943 | 15469.4312 | 439366.7512 | 469241.5222 | 492794.2806 | 512119.9808 | 497839.5992 | 2059386.2175 | 2155026.8105 | 2252280.049 | 2193683.8117 | 2279553.1966 | 7615808.1597 | 8118272.5775 | 8217391.5919 | 8357138.2201 | 8510505.9199 | 2201191.7568 | 1892883.8511 | 1287406.641 | 1745631.4104 | 1881223.7853 | 10249523.546 | 10452234.3292 | 9923566.6819 | 10547883.884 | 10849575.1454
39 | Customer Initiated Substations | Development | Connection | 857031.6194 | 857315.2677 | 857747.8991 | 858281.2781 | 858904.1531 | 2083.5489 | 2083.5489 | 2083.5489 | 2083.5489 | 2083.5489 | 66156.1687 | 65828.7616 | 69442.2753 | 69923.3965 | 67053.0909 | 344916.9569 | 336282.4826 | 353029.327 | 333159.8527 | 341510.3916 | 1268104.745 | 1259426.5119 | 1280219.5014 | 1261364.5273 | 1267467.6356 | 368667.3029 | 295376.2235 | 201792.0908 | 265113.0945 | 281834.8229 | 1708885.9924 | 1623305.2237 | 1547307.002 | 1593732.1443 | 1617562.6121
40 | Demand Mgmt - Customer Side controls for demand management capability building | Renewal | Reliability & quality maintained | 13941.1885 | 13950.0111 | 13963.4677 | 13980.0579 | 13999.4318 | 66.7852 | 66.7852 | 66.7852 | 66.7852 | 66.7852 | 2120.5423 | 2110.0478 | 2225.8738 | 2241.2955 | 2149.2919 | 5610.7058 | 5471.9011 | 5747.0425 | 5426.6523 | 5566.3387 | 21672.4367 | 21531.96 | 21936.384 | 21648.0057 | 21715.0625 | 5997.0487 | 4806.2851 | 3285.0181 | 4318.2771 | 4593.676 | 28888.5652 | 27498.6722 | 26332.6226 | 27110.3218 | 27467.8656
41 | Derwent Bridge 22 kV supply development | Development | Augmentation | 995089.8021 | 663755.8236 | 0 | 0 | 0 | 4077.1344 | 2718.0896 | 0 | 0 | 0 | 129455.8455 | 85876.7787 | 0 | 0 | 0 | 400479.2106 | 260358.6622 | 0 | 0 | 0 | 1525024.8582 | 1009991.2645 | 0 | 0 | 0 | 428055.4709 | 228687.9703 | 0 | 0 | 0 | 2039130.3851 | 1293253.7528 | 0 | 0 | 0
42 | Derwent Park and Newtown Zone Substation AVR Replacement | Renewal | Reliability & quality maintained | 32579.9916 | 0 | 0 | 0 | 0 | 25.1977 | 0 | 0 | 0 | 0 | 800.0696 | 0 | 0 | 0 | 0 | 13111.9918 | 0 | 0 | 0 | 0 | 46492.0529 | 0 | 0 | 0 | 0 | 14014.8594 | 0 | 0 | 0 | 0 | 63172.7644 | 0 | 0 | 0 | 0
43 | East Coast South supply development | Development | Augmentation | 0 | 73919.9894 | 92476.9913 | 1036805.4282 | 648779.3502 | 0 | 302.7061 | 378.3804 | 4237.8498 | 2648.6539 | 0 | 9563.8598 | 12610.9814 | 142221.2107 | 85239.3846 | 0 | 28995.1649 | 38061.4048 | 402457.7404 | 257962.299 | 0 | 112479.0141 | 143149.3774 | 1581484.3793 | 991981.0337 | 0 | 25468.119 | 21755.9558 | 320257.126 | 212885.9345 | 0 | 144024.8957 | 172170.8374 | 1985529.6427 | 1257951.7638
44 | Fibreglass Reinforced Plastic cross arm trial | Renewal | Reliability & quality maintained | 76475.3838 | 76496.8615 | 76529.6201 | 76570.0073 | 76617.171 | 171.1732 | 171.1732 | 171.1732 | 171.1732 | 171.1732 | 5435.0347 | 5408.1367 | 5705.0035 | 5744.5299 | 5508.721 | 30777.9271 | 30005.9447 | 31497.8332 | 29722.2519 | 30463.8882 | 112688.3456 | 111910.9429 | 113732.4569 | 112036.789 | 112589.7802 | 32897.2384 | 26355.945 | 18004.2085 | 23651.5838 | 25140.6245 | 151999.8862 | 144358.7384 | 137540.8032 | 141666.6175 | 143798.6185
45 | GENERAL O/H - Replace/relocate High Voltage Overhead due to Vegetation Issues | Renewal | Reliability & quality maintained | 80250.8256 | 80260.7171 | 80275.8041 | 80294.4044 | 80316.1257 | 71.5002 | 71.5002 | 71.5002 | 71.5002 | 71.5002 | 2270.2512 | 2259.0158 | 2383.0191 | 2399.5295 | 2301.0305 | 32297.3738 | 31482.3195 | 33039.6765 | 31167.9547 | 31934.6361 | 114818.4506 | 114002.0524 | 115698.4997 | 113861.8886 | 114551.7923 | 34521.3114 | 27652.7299 | 18885.5284 | 24802.0067 | 26354.3738 | 155919.4682 | 147895.8988 | 140513.6169 | 144773.2374 | 147114.2996
46 | Hobart CBD 11 kV supply development | Development | Augmentation | 414620.7509 | 587700.4688 | 553590.7576 | 380984.3082 | 381440.5201 | 1698.8037 | 2406.6386 | 2265.0717 | 1557.2368 | 1557.2368 | 53939.8641 | 76036.6303 | 75492.2171 | 52260.4875 | 50115.2317 | 166866.3377 | 230525.8988 | 227845.2361 | 147887.038 | 151665.2363 | 635426.9527 | 894262.9979 | 856928.2108 | 581131.8337 | 583220.9882 | 178356.4462 | 202484.1404 | 130236.6774 | 117681.6173 | 125163.2339 | 849637.5857 | 1145068.3216 | 1030658.0271 | 729602.2188 | 739594.6649
47 | Hobart CBD Substation Communication Infrastructure project | Renewal | Reliability & quality maintained | 67589.1212 | 67625.8942 | 67681.9817 | 67751.1305 | 67831.8817 | 269.0791 | 269.0791 | 269.0791 | 269.0791 | 269.0791 | 8543.7131 | 8501.4302 | 8968.0961 | 9030.2303 | 8659.5458 | 27201.6032 | 26526.3019 | 27856.3486 | 26299.0202 | 26970.7538 | 103334.4375 | 102653.6263 | 104506.4264 | 103080.381 | 103462.1814 | 29074.6554 | 23299.5748 | 15922.7305 | 20927.5354 | 22257.8809 | 138242.857 | 131502.5274 | 125735.1013 | 129471.5361 | 131259.1168
48 | Hobart CBD Substation Pilot wire Project | Renewal | Reliability & quality maintained | 73304.981 | 73314.7169 | 73329.5665 | 73347.8741 | 73369.2535 | 56.7061 | 56.7061 | 56.7061 | 56.7061 | 56.7061 | 1800.5145 | 1791.6037 | 1889.9496 | 1903.0438 | 1824.9252 | 29501.9815 | 28757.7463 | 30180.7647 | 28471.5134 | 29172.478 | 104607.4769 | 103864.0669 | 105400.2807 | 103722.4313 | 104366.6567 | 31533.4336 | 25259.5807 | 17251.3702 | 22656.3044 | 24074.8755 | 142139.0934 | 134812.6595 | 128055.5153 | 131946.8104 | 134100.491
49 | HV CT and VT Replacement | Renewal | Reliability & quality maintained | 62582.31 | 62608.6526 | 62648.8314 | 62698.3666 | 62756.2135 | 154.72 | 154.72 | 154.72 | 154.72 | 154.72 | 4912.6191 | 4888.3066 | 5156.6386 | 5192.3656 | 4979.2227 | 25186.5852 | 24558.2855 | 25784.8195 | 24337.6841 | 24952.6085 | 92681.5143 | 92055.2447 | 93590.2894 | 92228.4163 | 92688.0446 | 26920.887 | 21570.953 | 14738.6414 | 19366.7955 | 20592.3865 | 124871.9201 | 118632.413 | 113101.7558 | 116511.9447 | 118271.4125
50 | HV Links Replace with Air Break Switch | Renewal | Reliability & quality maintained | 48164.0477 | 48208.2346 | 48275.6302 | 48358.7203 | 48455.7521 | 351.596 | 351.596 | 351.596 | 351.596 | 351.596 | 11163.7622 | 11108.5127 | 11718.2882 | 11799.4767 | 11315.1166 | 19383.8785 | 18909.712 | 19869.1402 | 18771.45 | 19266.5769 | 78711.6885 | 78226.4594 | 79863.0586 | 78929.6471 | 79037.4456 | 20718.6166 | 16609.4864 | 11357.2302 | 14937.4457 | 15899.9328 | 103811.0688 | 99014.2883 | 95239.3303 | 98002.7489 | 99120.1899
51 | Install animal access barriers to poles and conductors | Renewal | Reliability & quality maintained | 39209.5707 | 39218.8219 | 39232.9322 | 39250.3283 | 39270.6433 | 73.5827 | 73.5827 | 73.5827 | 73.5827 | 73.5827 | 2336.3751 | 2324.8123 | 2452.4274 | 2469.4187 | 2368.0508 | 15780.1014 | 15383.6089 | 16147.3734 | 15235.8369 | 15614.4696 | 57326.0472 | 56927.2432 | 57832.733 | 56955.5839 | 57253.1637 | 16866.6901 | 13512.3075 | 9229.8628 | 12123.9694 | 12885.9952 | 77461.568 | 73543.0212 | 70017.2823 | 72123.1042 | 73229.3946
52 | Install D Loops | Renewal | Reliability & quality maintained | 39205.2872 | 39214.5285 | 39228.6237 | 39246.0013 | 39266.2947 | 73.5827 | 73.5827 | 73.5827 | 73.5827 | 73.5827 | 2336.3751 | 2324.8123 | 2452.4274 | 2469.4187 | 2368.0508 | 15778.3774 | 15381.9248 | 16145.6002 | 15234.1573 | 15612.7405 | 57320.0397 | 56921.2657 | 57826.6513 | 56949.5773 | 57247.0861 | 16864.8474 | 13510.8282 | 9228.8492 | 12122.6329 | 12884.5683 | 77453.372 | 73535.2359 | 70009.8744 | 72115.4376 | 73221.5594
53 | Install HV and LV Conduit with other UG works (Capacity) | Development | Augmentation | 55282.7668 | 55312.9853 | 55359.0758 | 55415.8994 | 55482.2575 | 226.509 | 226.509 | 226.509 | 226.509 | 226.509 | 7192.0391 | 7156.4457 | 7549.2818 | 7601.586 | 7289.5463 | 22248.845 | 21696.5552 | 22784.5236 | 21510.8419 | 22060.398 | 84723.6509 | 84165.9862 | 85692.8812 | 84528.3272 | 84832.2018 | 23780.8595 | 19057.3309 | 13023.6677 | 17117.3262 | 18205.5613 | 113285.0712 | 107771.1956 | 103065.8654 | 106124.0223 | 107577.4664
54 | Install Low Voltage Spreaders | Renewal | Reliability & quality maintained | 39209.5707 | 39218.8219 | 39232.9322 | 39250.3283 | 39270.6433 | 73.5827 | 73.5827 | 73.5827 | 73.5827 | 73.5827 | 2336.3751 | 2324.8123 | 2452.4274 | 2469.4187 | 2368.0508 | 15780.1014 | 15383.6089 | 16147.3734 | 15235.8369 | 15614.4696 | 57326.0472 | 56927.2432 | 57832.733 | 56955.5839 | 57253.1637 | 16866.6901 | 13512.3075 | 9229.8628 | 12123.9694 | 12885.9952 | 77461.568 | 73543.0212 | 70017.2823 | 72123.1042 | 73229.3946
55 | Install OH Equipment - Anti-Climbing barriers or Signage Program | Renewal | Reliability & quality maintained | 13479.0883 | 13500.7059 | 13533.6778 | 13574.3281 | 13621.799 | 174.4457 | 174.4457 | 174.4457 | 174.4457 | 174.4457 | 5538.9436 | 5511.5313 | 5814.0737 | 5854.3558 | 5614.0386 | 5424.7311 | 5295.6608 | 5570.1508 | 5269.1597 | 5416.1875 | 24442.763 | 24307.898 | 24917.9024 | 24697.8436 | 24652.0251 | 5798.2681 | 4651.4831 | 3183.9065 | 4192.9519 | 4469.7622 | 31573.4097 | 30235.292 | 29339.9364 | 30163.6845 | 30404.8536
56 | Install Remote Fault Indicators in Ground Mounted Substations | Operational support systems | Network control | 29553.3405 | 29590.7577 | 29647.8279 | 29718.1882 | 29800.3542 | 266.2573 | 266.2573 | 266.2573 | 266.2573 | 266.2573 | 8454.1168 | 8412.2773 | 8874.0493 | 8935.5319 | 8568.7347 | 11893.8999 | 11606.9944 | 12202.3648 | 11535.7371 | 11848.9713 | 49901.3571 | 49610.0294 | 50724.242 | 50189.4572 | 50218.0602 | 12712.8919 | 10195.0899 | 6974.8899 | 9179.6023 | 9778.4805 | 65372.9475 | 62440.0513 | 60241.277 | 61984.7794 | 62639.9065
57 | Install/Augment Ground Mounted Voltage Regulator for Capacity | Development | Augmentation | 0 | 0 | 0 | 0 | 258526.2251 | 0 | 0 | 0 | 0 | 1055.4371 | 0 | 0 | 0 | 0 | 33966.2393 | 0 | 0 | 0 | 0 | 102793.0673 | 0 | 0 | 0 | 0 | 395285.5317 | 0 | 0 | 0 | 0 | 84830.9938 | 0 | 0 | 0 | 0 | 501269.8049
58 | Install/Augment Ground Susbtation (Capacity) | Development | Augmentation | 286529.5873 | 286748.0335 | 287081.2162 | 287491.9876 | 287971.6826 | 1682.3148 | 1682.3148 | 1682.3148 | 1682.3148 | 1682.3148 | 53416.3122 | 53151.9547 | 56069.6052 | 56458.0757 | 54140.5119 | 115315.3642 | 112477.1064 | 118156.0324 | 111596.0358 | 114500.9274 | 455261.2638 | 452377.0947 | 461306.8537 | 455546.0991 | 456613.1219 | 123255.7677 | 98795.1042 | 67538.1646 | 88802.9279 | 94493.021 | 604005.703 | 575456.0944 | 552145.2087 | 568332.3028 | 575387.128
59 | Install/Augment HV OH Switch (LAP) | Renewal | Reliability & quality maintained | 61714.1549 | 61766.3122 | 61845.8645 | 61943.9423 | 62058.4766 | 417.66 | 417.66 | 417.66 | 417.66 | 417.66 | 13261.4045 | 13195.7738 | 13920.1245 | 14016.5681 | 13441.198 | 24837.1916 | 24227.8769 | 25454.3368 | 24044.8385 | 24675.1801 | 99812.751 | 99189.9629 | 101220.3258 | 100005.3489 | 100174.8547 | 26547.4348 | 21280.7362 | 14549.737 | 19133.7626 | 20363.436 | 131927.4432 | 125778.4738 | 120870.7338 | 124388.2183 | 125849.0435
60 | Install/Augment LV Feeder | Development | Augmentation | 167574.3276 | 167660.5378 | 167792.0291 | 167954.1409 | 168143.4536 | 680.2481 | 680.2481 | 680.2481 | 680.2481 | 680.2481 | 21599.0174 | 21492.1238 | 22671.8829 | 22828.9619 | 21891.8493 | 67441.184 | 65764.9572 | 69059.3439 | 65194.9172 | 66855.8144 | 256614.529 | 254917.6188 | 259523.2559 | 255978.02 | 256891.1173 | 72085.0596 | 57765.14 | 39474.4241 | 51879.0788 | 55173.421 | 343181.6442 | 326459.1348 | 312171.1101 | 321420.8628 | 325813.6764
61 | Install/Augment OH Feeder for Bird Mitigation (LAP) | Renewal | Reliability & quality maintained | 96899.2358 | 96967.0383 | 97070.4533 | 97197.9508 | 97346.8411 | 538.2935 | 538.2935 | 538.2935 | 538.2935 | 538.2935 | 17091.72 | 17007.133 | 17940.6992 | 18064.9989 | 17323.4435 | 38997.6155 | 38035.3851 | 39951.9682 | 37729.4202 | 38706.2488 | 152988.5713 | 152009.5564 | 154963.1208 | 152992.3698 | 153376.5334 | 41682.9194 | 33408.6638 | 22836.6047 | 30023.3154 | 31942.714 | 203248.4511 | 193587.4942 | 185633.3389 | 191079.1067 | 193484.1607
62 | Install/Augment Pole Mounted Voltage Regulator for Capacity | Development | Augmentation | 156542.1338 | 0 | 156758.2151 | 0 | 157107.0242 | 641.3923 | 0 | 641.3923 | 0 | 641.3923 | 20365.2786 | 0 | 21376.8619 | 0 | 20641.3839 | 63001.2186 | 0 | 64518.0795 | 0 | 62467.6003 | 239908.631 | 0 | 242653.1565 | 0 | 240216.0084 | 67339.3664 | 0 | 36878.6307 | 0 | 51552.004 | 320784.9252 | 0 | 291847.5765 | 0 | 304622.9131
63 | Install/Augment Pole Substation (Capacity) | Development | Augmentation | 232852.5566 | 233030.0802 | 233300.8461 | 233634.6656 | 234024.4969 | 1367.1586 | 1367.1586 | 1367.1586 | 1367.1586 | 1367.1586 | 43409.5738 | 43194.7397 | 45565.8124 | 45881.5088 | 43998.1056 | 93712.7563 | 91406.2036 | 96021.2677 | 90690.1884 | 93050.892 | 369974.8867 | 367631.0234 | 374887.9262 | 370206.3628 | 371073.4945 | 100165.6439 | 80287.3198 | 54885.9001 | 72167.0282 | 76791.1675 | 490854.2813 | 467653.0146 | 448709.0751 | 461863.7593 | 467596.9682
64 | Install/Augment Pole Substation < 50 kVA (Capacity) | Development | Augmentation | 179682.2018 | 179819.189 | 180028.1273 | 180285.7213 | 180586.5372 | 1054.9774 | 1054.9774 | 1054.9774 | 1054.9774 | 1054.9774 | 33497.2979 | 33331.5197 | 35161.1744 | 35404.7837 | 33951.4426 | 72314.0627 | 70534.1962 | 74095.4407 | 69981.6784 | 71803.3308 | 285493.5625 | 283684.9049 | 289284.7424 | 285672.1834 | 286341.3106 | 77293.4758 | 61954.2366 | 42353.0646 | 55688.1604 | 59256.4078 | 378770.9404 | 360867.5308 | 346249.3166 | 356400.2151 | 360824.2826
65 | Installation of Vibration Dampers (Replace ties & insulators if old/defective) | Renewal | Reliability & quality maintained | 39209.5707 | 39218.8219 | 39232.9322 | 39250.3283 | 39270.6433 | 73.5827 | 73.5827 | 73.5827 | 73.5827 | 73.5827 | 2336.3751 | 2324.8123 | 2452.4274 | 2469.4187 | 2368.0508 | 15780.1014 | 15383.6089 | 16147.3734 | 15235.8369 | 15614.4696 | 57326.0472 | 56927.2432 | 57832.733 | 56955.5839 | 57253.1637 | 16866.6901 | 13512.3075 | 9229.8628 | 12123.9694 | 12885.9952 | 77461.568 | 73543.0212 | 70017.2823 | 72123.1042 | 73229.3946
66 | Intrumescent Fire Resistant Coating on TN Wood Poles | Renewal | Reliability & quality maintained | 281209.0083 | 281352.7709 | 281572.0432 | 281842.3778 | 282158.072 | 1082.465 | 1082.465 | 1082.465 | 1082.465 | 1082.465 | 34370.0751 | 34199.9775 | 36077.3041 | 36327.2608 | 34836.0526 | 113174.0687 | 110360.8111 | 115888.5834 | 109403.0214 | 112189.3675 | 428753.1522 | 425913.5595 | 433537.9307 | 427572.66 | 429183.492 | 120967.0265 | 96936.2404 | 66242.0874 | 87057.8292 | 92585.3833 | 573940.1002 | 545885.8491 | 521799.6442 | 537304.4068 | 544757.3005
67 | Land Purchase associated with Zone Substation (Capacity) | Development | Augmentation | 0 | 586398.9 | 0 | 450083.4 | 0 | 0 | 0 | 0 | 0 | 0 | 0 | 0 | 0 | 0 | 0 | 0 | 230015.3576 | 0 | 174709.2976 | 0 | 0 | 816414.2576 | 0 | 624792.6976 | 0 | 0 | 202035.7027 | 0 | 139025.5223 | 0 | 0 | 1063321.4768 | 0 | 797471.0091 | 0
68 | Localised reliability reinforcement (LAP) | Renewal | Reliability & quality maintained | 71692.6322 | 71816.7102 | 72005.9588 | 72239.278 | 72511.746 | 289.1652 | 289.1652 | 289.1652 | 289.1652 | 289.1652 | 9181.4788 | 9136.0396 | 9637.5409 | 9704.3132 | 9305.9581 | 28853.0831 | 28170.1522 | 29635.9982 | 28041.1886 | 28831.5229 | 109727.1942 | 109122.9021 | 111279.4979 | 109984.7799 | 110649.227 | 30839.8532 | 24743.463 | 16939.9808 | 22313.872 | 23793.499 | 146760.2398 | 139764.3347 | 133868.6541 | 138127.55 | 140366.0891
69 | Low Conductor Span Rectification - Building Clearance LV CAPEX | Renewal | Reliability & quality maintained | 108290.0098 | 45167.476 | 45238.611 | 45326.3114 | 45428.727 | 767.2907 | 319.709 | 319.709 | 319.709 | 319.709 | 24362.7642 | 10101.0561 | 10655.5296 | 10729.3549 | 10288.9226 | 43581.8934 | 17716.9724 | 18619.1729 | 17594.357 | 18062.9961 | 176234.6674 | 72985.5045 | 74513.3135 | 73650.0233 | 73780.6457 | 46582.8622 | 15561.8347 | 10642.747 | 14000.7699 | 14906.6659 | 232634.5661 | 92448.6143 | 88907.9204 | 91512.5677 | 92594.7536
70 | Low Conductor Span Rectification - Low Clearance HV CAPEX | Renewal | Reliability & quality maintained | 668639.8513 | 668816.6651 | 483229.0294 | 483469.1574 | 669807.106 | 1393.2668 | 1393.2668 | 1006.2498 | 1006.2498 | 1393.2668 | 44238.5547 | 44019.6179 | 33537.1398 | 33769.4973 | 44838.3255 | 269097.6827 | 262343.7807 | 198885.9655 | 187668.6785 | 266323.1819 | 981976.0888 | 975180.0638 | 715652.1347 | 704907.3332 | 980968.6135 | 287627.2532 | 230431.6139 | 113683.515 | 149337.994 | 219785.8357 | 1325540.3339 | 1258729.2841 | 865875.0476 | 891882.2115 | 1253658.0529
71 | Low Conductor Span Rectification - Low Clearance LV CAPEX | Renewal | Reliability & quality maintained | 2606423.2262 | 1062865.9033 | 1063511.9718 | 1064308.4911 | 1065238.659 | 8203.0144 | 3343.7502 | 3343.7502 | 3343.7502 | 3343.7502 | 260459.4465 | 105644.2347 | 111443.3243 | 112215.444 | 107609.08 | 1048968.9613 | 416909.8558 | 437717.0915 | 413133.6302 | 423551.4175 | 3915851.634 | 1585419.9939 | 1612672.3876 | 1589657.5653 | 1596399.1565 | 1121199.0307 | 366195.8773 | 250199.7435 | 328752.502 | 349539.9897 | 5258976.2483 | 2037601.4052 | 1944947.7369 | 2002932.5988 | 2031674.5714
72 | Low voltage network monitoring 2019-2023 | Renewal | Reliability & quality maintained | 105333.4243 | 105400.084 | 105501.7559 | 105627.1043 | 105773.485 | 504.6214 | 504.6214 | 504.6214 | 504.6214 | 504.6214 | 16022.575 | 15943.2793 | 16818.4478 | 16934.972 | 16239.8035 | 42391.9997 | 41343.2529 | 43422.0986 | 41001.3726 | 42056.7815 | 163747.9991 | 162686.6161 | 165742.3023 | 163563.449 | 164070.0699 | 45311.0347 | 36314.1541 | 24820.1365 | 32626.9828 | 34707.7742 | 218269.8898 | 207768.4728 | 198958.3599 | 204834.3146 | 207535.7249
73 | LV CT Replacement | Renewal | Reliability & quality maintained | 41721.54 | 41739.1017 | 41765.8876 | 41798.9111 | 41837.4756 | 103.15 | 103.15 | 103.15 | 103.15 | 103.15 | 3275.1853 | 3258.9764 | 3437.8701 | 3461.6889 | 3319.5891 | 16791.0568 | 16372.1903 | 17189.8797 | 16225.1227 | 16635.0723 | 61787.782 | 61370.2684 | 62393.6374 | 61485.7227 | 61792.137 | 17947.258 | 14380.6353 | 9825.7609 | 12911.197 | 13728.2577 | 83248.0572 | 79088.3853 | 75401.2865 | 77674.7466 | 78847.7203
74 | Major System - Augment 33 kV Sub-transmission Circuits (Capacity) | Development | Augmentation | 367766.9101 | 0 | 367890.254 | 0 | 184044.6937 | 284.4772 | 0 | 284.4772 | 0 | 142.2341 | 9032.6286 | 0 | 9481.297 | 0 | 4577.3999 | 148009.759 | 0 | 151415.1756 | 0 | 73178.3345 | 524809.2977 | 0 | 528786.7266 | 0 | 261800.4281 | 158201.4383 | 0 | 86549.1406 | 0 | 60391.1432 | 713103.2576 | 0 | 642446.7264 | 0 | 336386.8925
75 | Meadowbank 22 kV supply development | Development | Augmentation | 0 | 0 | 685161.4578 | 0 | 0 | 0 | 0 | 0 | 0 | 0 | 0 | 0 | 0 | 0 | 0 | 0 | 0 | 281996.7133 | 0 | 0 | 0 | 0 | 967158.1711 | 0 | 0 | 0 | 0 | 161189.7426 | 0 | 0 | 0 | 0 | 1178061.3841 | 0 | 0
76 | NOCS Distribution System enhancement | Operational support systems | Network control | 366683.11 | 389644.4516 | 353728.4146 | 209912.0103 | 1239079.1631 | 3464.1673 | 3673.5563 | 3324.5747 | 1965.3586 | 11549.6675 | 109993.1142 | 116064.3045 | 110804.2269 | 65956.957 | 371693.1667 | 147573.5779 | 152838.2947 | 145586.4879 | 81481.7429 | 492672.4462 | 624249.8022 | 658547.0507 | 610119.1294 | 357350.7101 | 2103444.776 | 157735.2225 | 134246.6546 | 83217.454 | 64839.3761 | 406582.8012 | 816438.2185 | 827723.1149 | 723884.0478 | 440791.2057 | 2620615.9694
77 | North Region Overhead feeder flood crossings flood height augmentation (ref R 572029) | Renewal | Reliability & quality maintained | 462588.8187 | 462825.3081 | 463186.0111 | 0 | 0 | 1780.6535 | 1780.6535 | 1780.6535 | 0 | 0 | 56538.7307 | 56258.9203 | 59347.1202 | 0 | 0 | 186171.3431 | 181543.5342 | 190636.7196 | 0 | 0 | 705298.8924 | 700627.7626 | 713169.851 | 0 | 0 | 198990.7586 | 159460.1155 | 108968.2338 | 0 | 0 | 944131.42 | 897982.1772 | 858360.3676 | 0 | 0
78 | Pole Replacements | Renewal | Reliability & quality maintained | 8837878.8877 | 9673400.6307 | 9953825.1355 | 10243032.7748 | 11087888.1684 | 34019.7719 | 37216.9246 | 38265.997 | 39340.0416 | 42537.2033 | 1080184.7367 | 1175851.4534 | 1275361.3958 | 1320242.2397 | 1368938.7834 | 3556851.6057 | 3794397.8161 | 4096765.7191 | 3976047.6873 | 4408674.7237 | 13474915.2301 | 14643649.9001 | 15325952.2505 | 15539322.7017 | 16865501.6755 | 3801769.8517 | 3332837.5849 | 2341717.4057 | 3163953.5721 | 3638302.3497 | 18037872.2674 | 18768507.0103 | 18446083.089 | 19527317.122 | 21407173.6708
79 | Pole Staking | Renewal | Reliability & quality maintained | 1101517.6924 | 1139945.481 | 1147257.9926 | 1148508.7041 | 1149969.2734 | 5657.0987 | 5851.0535 | 5883.3823 | 5883.3823 | 5883.3823 | 179622.358 | 184861.3177 | 196086.3226 | 197444.8796 | 189339.908 | 443311.684 | 447144.3713 | 472185.0295 | 445817.7063 | 457241.3062 | 1724451.7344 | 1771951.1699 | 1815529.3447 | 1791771.29 | 1796550.4876 | 473837.3095 | 392752.5892 | 269901.6683 | 354760.9675 | 377342.903 | 2295142.6616 | 2260077.6548 | 2177312.2597 | 2241105.5417 | 2269672.169
80 | Power Quality (PQ) Capital Program - LV Circuit Augmentation Component | Renewal | Reliability & quality maintained | 224225.527 | 224380.004 | 224615.6183 | 224906.1005 | 225245.323 | 1242.5944 | 1242.5944 | 1242.5944 | 1242.5944 | 1242.5944 | 39454.4532 | 39259.193 | 41414.2332 | 41701.166 | 39989.3629 | 90240.762 | 88013.2054 | 92446.6276 | 87302.013 | 89560.1892 | 353920.7422 | 351652.4024 | 358476.4791 | 353909.2796 | 354794.875 | 96454.5746 | 77307.0546 | 52842.6304 | 69470.876 | 73910.4305 | 470218.2391 | 447858.8257 | 429441.2686 | 442033.708 | 447593.4767
81 | Power Quality (PQ) Capital Program - LV Transformer Augmentation Component | Renewal | Reliability & quality maintained | 770441.4569 | 833398.3806 | 901504.8322 | 975428.123 | 1055895.2106 | 3363.7551 | 3636.5756 | 3930.3746 | 4248.1633 | 4592.9348 | 106804.8582 | 114895.9168 | 130994.8374 | 142567.3287 | 147810.5288 | 310068.2831 | 326901.0678 | 371038.6753 | 378632.8539 | 419836.3525 | 1187314.5982 | 1275195.3653 | 1403538.3448 | 1496628.3056 | 1623542.0918 | 331419.0136 | 287135.9879 | 212086.2611 | 301298.391 | 346474.0956 | 1585646.9438 | 1631165.5421 | 1686806.8229 | 1877140.8952 | 2056812.4143
82 | Power Quality (PQ) Capital Program - MV Conductor Augmentation Component | Renewal | Reliability & quality maintained | 64762.5944 | 64910.5299 | 65136.167 | 65414.3486 | 65739.2064 | 345.9344 | 345.9344 | 345.9344 | 345.9344 | 345.9344 | 10983.997 | 10929.6372 | 11529.5937 | 11609.4749 | 11132.9142 | 26064.0523 | 25461.1984 | 26808.5497 | 25391.9493 | 26138.6815 | 101810.6437 | 101301.3656 | 103474.3105 | 102415.7728 | 103010.8021 | 27858.7749 | 22364.0333 | 15323.8071 | 20205.7307 | 21571.205 | 135382.4764 | 129113.9277 | 124032.2006 | 128024.0397 | 130070.9205
83 | Refurbish Single Phase Regulators | Renewal | Reliability & quality maintained | 37140.5549 | 37164.2591 | 37200.4138 | 37244.9879 | 37297.0411 | 173.9769 | 173.9769 | 173.9769 | 173.9769 | 173.9769 | 5524.0585 | 5496.72 | 5798.4494 | 5838.6231 | 5598.9518 | 14947.4149 | 14577.7053 | 15310.8356 | 14457.4221 | 14829.7421 | 57612.0283 | 57238.6844 | 58309.6988 | 57541.0331 | 57725.735 | 15976.6663 | 12804.436 | 8751.6965 | 11504.5431 | 12238.3911 | 76830.9121 | 73129.1248 | 70016.0289 | 72087.6302 | 73046.6502
84 | Refurbishment of Gretna Zone | Renewal | Reliability & quality maintained | 206492.9495 | 660836.7091 | 0 | 0 | 0 | 121.8055 | 389.7757 | 0 | 0 | 0 | 3867.528 | 12314.7833 | 0 | 0 | 0 | 83104.1915 | 259213.6376 | 0 | 0 | 0 | 293464.669 | 932365.13 | 0 | 0 | 0 | 88826.5929 | 227682.2294 | 0 | 0 | 0 | 399134.4936 | 1211157.4642 | 0 | 0 | 0
85 | Reinforce Network for OH LV Services (Customer Initiated Work) | Renewal | Reliability & quality maintained | 231576.7777 | 231869.9856 | 232317.1979 | 232868.5531 | 233512.4205 | 2355.0134 | 2355.0134 | 2355.0134 | 2355.0134 | 2355.0134 | 74775.6197 | 74405.5549 | 78489.8713 | 79033.6775 | 75789.4014 | 93199.3122 | 90951.1557 | 95616.4207 | 90392.8057 | 92847.2844 | 399551.7096 | 397226.6962 | 406423.4899 | 402295.0363 | 402149.1063 | 99616.845 | 79887.6251 | 54654.489 | 71930.3849 | 76623.1383 | 521161.2404 | 498135.3277 | 481392.4458 | 495119.1466 | 499866.2968
86 | Reinforce steel tower legs | Renewal | Reliability & quality maintained | 0 | 108120.8812 | 0 | 0 | 0 | 0 | 554.9537 | 0 | 0 | 0 | 0 | 17533.5056 | 0 | 0 | 0 | 0 | 42410.4874 | 0 | 0 | 0 | 0 | 168064.8742 | 0 | 0 | 0 | 0 | 37251.5675 | 0 | 0 | 0 | 0 | 214362.4042 | 0 | 0 | 0
87 | Remedial work identified from earthing injection testing | Renewal | Reliability & quality maintained | 77221.94 | 77320.166 | 77469.984 | 77654.6904 | 77870.3888 | 196.5512 | 196.5512 | 196.5512 | 196.5512 | 196.5512 | 6240.8293 | 6209.9434 | 6550.8236 | 6596.21 | 6325.4403 | 31078.3826 | 30328.8864 | 31884.8654 | 30143.2944 | 30962.1823 | 114541.1519 | 113858.9958 | 115905.673 | 114394.1948 | 115158.0114 | 33218.3827 | 26639.6033 | 18225.4367 | 23986.6298 | 25551.8467 | 154269.6183 | 146688.7758 | 140040.7435 | 144477.695 | 146909.3426
88 | Replace low voltage cable | Renewal | Reliability & quality maintained | 77847.3042 | 77894.1689 | 77965.6488 | 78053.7743 | 78156.6865 | 342.1119 | 342.1119 | 342.1119 | 342.1119 | 342.1119 | 10862.6269 | 10808.8677 | 11402.1949 | 11481.1934 | 11009.8986 | 31330.0637 | 30554.0394 | 32088.8696 | 30298.2071 | 31076.0176 | 120039.9948 | 119257.076 | 121456.7133 | 119833.1748 | 120242.6027 | 33487.3942 | 26837.3681 | 18342.0458 | 24109.9022 | 25645.7904 | 160291.5964 | 152531.1662 | 145958.1018 | 150285.0127 | 152316.0367
89 | Replace 3G Cybertec Modems Project | Renewal | Reliability & quality maintained | 268131.4009 | 0 | 0 | 0 | 0 | 4386.1061 | 0 | 0 | 0 | 0 | 139266.2163 | 0 | 0 | 0 | 0 | 107910.9157 | 0 | 0 | 0 | 0 | 515308.5328 | 0 | 0 | 0 | 0 | 115341.4625 | 0 | 0 | 0 | 0 | 658435.5741 | 0 | 0 | 0 | 0
90 | Replace aged/deteriorated HV ABC conductor (non HBCA) | Renewal | Reliability & quality maintained | 75276.9396 | 75302.9296 | 75342.5705 | 75391.4427 | 75448.5152 | 176.2984 | 176.2984 | 176.2984 | 176.2984 | 176.2984 | 5597.768 | 5570.0646 | 5875.8201 | 5916.5299 | 5673.6606 | 30295.6068 | 29537.6241 | 31009.2709 | 29264.7674 | 29999.2169 | 111170.3144 | 110410.6184 | 112227.6616 | 110572.74 | 111121.3926 | 32381.7064 | 25944.5922 | 17724.9456 | 23287.5389 | 24757.1499 | 149876.7272 | 142362.8351 | 135678.1418 | 139757.9803 | 141865.1659
91 | Replace aged/deteriorated Aluminium conductor | Renewal | Reliability & quality maintained | 369671.8778 | 369799.51 | 369994.1796 | 370234.1822 | 370514.4551 | 865.7601 | 865.7601 | 865.7601 | 865.7601 | 865.7601 | 27489.3332 | 27353.2884 | 28854.7823 | 29054.6987 | 27862.024 | 148776.4235 | 145054.1032 | 152281.1031 | 143714.1515 | 147320.9044 | 545937.6345 | 542206.9015 | 551130.0649 | 543003.0324 | 545697.3835 | 159020.8938 | 127409.352 | 87044.106 | 114361.0285 | 121578.0311 | 736018.0397 | 699118.6325 | 666291.2547 | 686326.6251 | 696674.6594
92 | Replace AK Power sectionaliser with recloser | Renewal | Reliability & quality maintained | 76062.1098 | 76107.3506 | 76176.3535 | 76261.4253 | 76360.7714 | 335.3685 | 335.3685 | 335.3685 | 335.3685 | 335.3685 | 10648.5117 | 10595.8121 | 11177.4441 | 11254.8855 | 10792.8805 | 30611.6027 | 29853.1588 | 31352.4368 | 29602.4694 | 30361.9407 | 117322.2242 | 116556.3215 | 118706.2345 | 117118.7802 | 117515.5925 | 32719.4613 | 26221.7444 | 17921.0997 | 23556.2664 | 25056.4914 | 156652.3175 | 149068.6727 | 142646.9482 | 146872.9973 | 148853.6155
93 | Replace Bellerive 33 kV Oil Filled Sub-transmission Cable | Renewal | Reliability & quality maintained | 0 | 0 | 0 | 0 | 0 | 0 | 0 | 0 | 0 | 0 | 0 | 0 | 0 | 0 | 0 | 0 | 0 | 0 | 0 | 0 | 0 | 0 | 0 | 0 | 0 | 0 | 0 | 0 | 0 | 0 | 0 | 0 | 0 | 0 | 0
94 | Replace Crossarm (Safety) | Renewal | Reliability & quality maintained | 2355441.8213 | 1219359.9723 | 1219882.1445 | 1220525.9158 | 1221277.7059 | 5271.9929 | 2728.4301 | 2728.4301 | 2728.4301 | 2728.4301 | 167394.6033 | 86203.4829 | 90935.4186 | 91565.4521 | 87806.7555 | 947960.1532 | 478294.7582 | 502075.4618 | 473772.6952 | 485594.3775 | 3470796.5779 | 1783858.2134 | 1812893.0249 | 1785864.0631 | 1794678.8389 | 1013234.9422 | 420113.7635 | 286987.084 | 377006.2457 | 400741.5551 | 4681591.8342 | 2301075.9769 | 2192397.9631 | 2258163.4252 | 2292147.6228
95 | Replace Distribution C&I Substation Battery System | Renewal | Reliability & quality maintained | 90717.9674 | 90767.324 | 90842.6046 | 90935.4159 | 91043.8 | 361.1612 | 361.1612 | 361.1612 | 361.1612 | 361.1612 | 11467.4738 | 11410.7212 | 12037.0857 | 12120.483 | 11622.9458 | 36509.931 | 35603.5431 | 37388.7288 | 35298.4861 | 36200.0855 | 138695.3722 | 137781.5883 | 140268.4191 | 138354.3849 | 138866.8313 | 39023.9375 | 31272.6373 | 21371.4532 | 28088.8913 | 29874.478 | 185549.3802 | 176502.5242 | 168761.5047 | 173776.54 | 176175.8213
96 | Replace EDOs with alternative device (ie: boric acid fuses or dropout reclosers) | Renewal | Reliability & quality maintained | 78419.1415 | 78437.6438 | 78465.8643 | 78500.6565 | 78541.2866 | 147.1655 | 147.1655 | 147.1655 | 147.1655 | 147.1655 | 4672.7501 | 4649.6247 | 4904.8548 | 4938.8374 | 4736.1016 | 31560.2027 | 30767.2178 | 32294.7469 | 30471.6738 | 31228.9392 | 114652.0943 | 113854.4863 | 115665.4659 | 113911.1678 | 114506.3274 | 33733.3801 | 27024.615 | 18459.7256 | 24247.9389 | 25771.9904 | 154923.1361 | 147086.0424 | 140034.5645 | 144246.2085 | 146458.7892
97 | Replace fault indicators in Overhead Systems | Renewal | Reliability & quality maintained | 29660.8909 | 29722.9173 | 29817.5222 | 29934.158 | 30070.3642 | 485.1935 | 485.1935 | 485.1935 | 485.1935 | 485.1935 | 15405.7056 | 15329.4627 | 16170.9372 | 16282.9753 | 15614.5708 | 11937.1841 | 11658.834 | 12272.207 | 11619.5703 | 11956.3304 | 57003.7807 | 56711.214 | 58260.6665 | 57836.7037 | 57641.2654 | 12759.1566 | 10240.6237 | 7014.8119 | 9246.3129 | 9867.0797 | 72836.5972 | 69901.6444 | 68151.4269 | 70038.6028 | 70482.6707
98 | Replace ground mounted transformers | Renewal | Reliability & quality maintained | 466902.2978 | 513670.9793 | 607207.1163 | 560659.8101 | 560847.7468 | 436.8355 | 480.5145 | 567.8816 | 524.2026 | 524.2026 | 13870.2589 | 15181.6341 | 18926.8382 | 17592.1121 | 16869.9685 | 187907.3258 | 201487.7825 | 249912.4974 | 217631.847 | 222999.6594 | 668679.8826 | 730340.3958 | 876046.4519 | 795883.7692 | 800717.3747 | 200846.2779 | 176978.2945 | 142850.3569 | 173181.288 | 184032.671 | 907836.2974 | 947293.9146 | 1063788.0128 | 1011760.7422 | 1028136.7899
99 | Replace high voltage cable | Renewal | Reliability & quality maintained | 186373.8591 | 186515.7892 | 186732.2665 | 186999.1552 | 187310.8253 | 1030.6722 | 1030.6722 | 1030.6722 | 1030.6722 | 1030.6722 | 32725.5671 | 32563.6081 | 34351.1101 | 34589.1071 | 33169.2489 | 75007.1559 | 73160.9421 | 76854.7104 | 72587.6383 | 74476.9868 | 294106.5821 | 292240.3394 | 297938.087 | 294175.9006 | 294957.061 | 80172.0105 | 64261.4584 | 43930.2673 | 57761.8619 | 61462.8688 | 390768.797 | 372208.7808 | 356930.6078 | 367443.6604 | 372123.3059
100 | Replace High Voltage Submarine Cable | Renewal | Reliability & quality maintained | 0 | 458908.8392 | 0 | 0 | 0 | 0 | 266.8524 | 0 | 0 | 0 | 0 | 8431.0763 | 0 | 0 | 0 | 0 | 180007.2967 | 0 | 0 | 0 | 0 | 647347.2122 | 0 | 0 | 0 | 0 | 158110.7499 | 0 | 0 | 0 | 0 | 840945.3416 | 0 | 0 | 0
101 | Replace HV Feeders (Safety) | Renewal | Reliability & quality maintained | 369201.7147 | 369483.3286 | 369912.8571 | 370442.4105 | 371060.8181 | 2084.784 | 2084.784 | 2084.784 | 2084.784 | 2084.784 | 66195.385 | 65867.7838 | 69483.4395 | 69964.8459 | 67092.8389 | 148587.2038 | 144930.0808 | 152247.6326 | 143794.9797 | 147538.1447 | 583984.3035 | 580281.1932 | 591643.9292 | 584202.2361 | 585691.8017 | 158818.6448 | 127300.416 | 87024.9742 | 114425.3478 | 121757.3108 | 775529.8334 | 738756.69 | 708570.1298 | 729408.1626 | 738618.3557
102 | Replace low voltage CONSAC cable | Renewal | Reliability & quality maintained | 2091181.7573 | 2091645.1434 | 2092351.918 | 2093223.2801 | 2094240.8487 | 3454.5733 | 3454.5733 | 3454.5733 | 3454.5733 | 3454.5733 | 109688.4866 | 109145.6379 | 115136.9287 | 115934.639 | 111175.6047 | 841607.2777 | 820449.1954 | 861163.974 | 812528.4537 | 832694.7887 | 3042477.5217 | 3021239.9767 | 3068652.8206 | 3021686.3728 | 3038111.2421 | 899558.8037 | 720647.662 | 492242.6141 | 646572.3014 | 687189.5969 | 4115717.0704 | 3906750.1055 | 3717783.6318 | 3829877.1492 | 3889432.514
103 | Replace LV Fuses for Fuse Reach | Renewal | Reliability & quality maintained | 9961.4953 | 9982.3266 | 10014.0993 | 10053.2709 | 10099.0152 | 162.9512 | 162.9512 | 162.9512 | 162.9512 | 162.9512 | 5173.9744 | 5148.3684 | 5430.9759 | 5468.6036 | 5244.1214 | 4009.057 | 3915.5742 | 4121.5732 | 3902.3876 | 4015.4872 | 19144.5267 | 19046.2692 | 19566.6483 | 19424.2622 | 19358.6238 | 4285.1133 | 3439.2738 | 2355.8974 | 3105.3383 | 3313.8205 | 24461.918 | 23476.2253 | 22888.4231 | 23522.224 | 23671.3612
104 | Replace LV Links with Fuse Links | Renewal | Reliability & quality maintained | 80155.6656 | 80164.3123 | 80177.5005 | 80193.7599 | 80212.7474 | 71.1035 | 71.1035 | 71.1035 | 71.1035 | 71.1035 | 2257.6562 | 2246.4831 | 2369.7984 | 2386.2173 | 2288.2647 | 32259.0761 | 31444.5047 | 32999.217 | 31128.8874 | 31893.5316 | 114672.398 | 113855.3 | 115546.5159 | 113708.8645 | 114394.5438 | 34480.3767 | 27619.5149 | 18862.4017 | 24770.9188 | 26320.4519 | 155724.2425 | 147708.0023 | 140330.7913 | 144581.0137 | 146914.7066
105 | Replace LV potheads | Renewal | Reliability & quality maintained | 144934.6225 | 144953.1761 | 144981.4747 | 145016.3633 | 0 | 112.1952 | 112.1952 | 112.1952 | 112.1952 | 0 | 3562.3852 | 3544.7549 | 3739.3358 | 3765.2433 | 0 | 58329.7136 | 56857.9795 | 59671.0438 | 56291.1384 | 0 | 206826.7213 | 205355.9104 | 208391.8543 | 205072.7449 | 0 | 62346.1902 | 49941.6298 | 34108.0578 | 44793.8663 | 0 | 281032.3029 | 266545.6017 | 253184.1275 | 260875.3934 | 0
106 | Replace LV switchboards in ground mounted substations | Renewal | Reliability & quality maintained | 551398.8415 | 551580.7713 | 551858.2578 | 552200.363 | 552599.8702 | 768.1201 | 768.1201 | 768.1201 | 768.1201 | 768.1201 | 24389.0992 | 24268.3975 | 25600.5536 | 25777.9235 | 24719.7581 | 221913.4116 | 216357.9236 | 227132.179 | 214348.1354 | 219720.2067 | 797701.3523 | 792207.0924 | 804590.9904 | 792326.4218 | 797039.8349 | 237193.9601 | 190039.5937 | 129829.0929 | 170568.2633 | 181326.2702 | 1080491.3886 | 1025523.1357 | 975589.3579 | 1005318.5119 | 1021471.5816
107 | Replace LV switchgear in ground mounted substations | Renewal | Reliability & quality maintained | 70894.1368 | 70917.5277 | 70953.2046 | 70997.1895 | 71048.5547 | 98.7624 | 98.7624 | 98.7624 | 98.7624 | 98.7624 | 3135.8722 | 3120.3527 | 3291.6371 | 3314.4428 | 3178.3872 | 28531.7243 | 27817.4473 | 29202.7087 | 27559.046 | 28249.7409 | 102561.7333 | 101855.3278 | 103447.5504 | 101870.6783 | 102476.6828 | 30496.3663 | 24433.6621 | 16692.3119 | 21930.2053 | 23313.3776 | 138920.458 | 131853.1105 | 125433.0609 | 129255.3816 | 131332.199
108 | Replace Meter Panels | Development | Connection | 27075 | 25270 | 23465 | 21660 | 19855 | 0 | 0 | 0 | 0 | 0 | 0 | 0 | 0 | 0 | 0 | 10896.4785 | 9912.1743 | 9657.6549 | 8407.7826 | 7894.5815 | 37971.4785 | 35182.1743 | 33122.6549 | 30067.7826 | 27749.5815 | 11646.7899 | 8706.4321 | 5520.3299 | 6690.5218 | 6515.0813 | 51804.3817 | 45822.2785 | 40345.542 | 38377.8252 | 35774.3171
109 | Replace Overhead LV Services | Renewal | Reliability & quality maintained | 585695.6976 | 586437.2687 | 587568.3419 | 588962.8097 | 590591.2563 | 5956.214 | 5956.214 | 5956.214 | 5956.214 | 5956.214 | 189119.7702 | 188183.8159 | 198513.7199 | 199889.0948 | 191683.7899 | 235716.3647 | 230030.4078 | 241829.6291 | 228618.249 | 234826.0285 | 1010531.8325 | 1004651.4923 | 1027911.6909 | 1017470.1535 | 1017101.0747 | 251947.3591 | 202048.9221 | 138230.1773 | 181923.7551 | 193792.4989 | 1318102.3032 | 1259865.9892 | 1217520.4887 | 1252237.5686 | 1264243.8932
110 | Replace Recloser and/or Control Box | Renewal | Reliability & quality maintained | 55025.0504 | 55140.1178 | 55315.6231 | 55531.9985 | 55784.6798 | 900.1038 | 900.1038 | 900.1038 | 900.1038 | 900.1038 | 28579.8038 | 28438.3623 | 29999.4187 | 30207.2655 | 28967.2788 | 22145.1257 | 21628.7478 | 22766.6395 | 21555.9082 | 22180.6447 | 105749.9799 | 105207.2279 | 108081.6813 | 107295.1723 | 106932.6032 | 23669.9983 | 18997.7717 | 13013.4451 | 17153.1878 | 18304.796 | 135122.0459 | 129677.3025 | 126430.4125 | 129931.3851 | 130755.1883
111 | Replace reclosers | Renewal | Reliability & quality maintained | 38031.0549 | 38053.6753 | 38088.1768 | 38130.7127 | 38180.3857 | 167.6843 | 167.6843 | 167.6843 | 167.6843 | 167.6843 | 5324.2558 | 5297.9061 | 5588.7221 | 5627.4427 | 5396.4402 | 15305.8014 | 14926.5794 | 15676.2184 | 14801.2347 | 15180.9703 | 58661.1121 | 58278.1607 | 59353.1172 | 58559.3901 | 58757.7963 | 16359.7306 | 13110.8722 | 8960.5499 | 11778.1332 | 12528.2457 | 78326.1587 | 74534.3363 | 71323.4741 | 73436.4987 | 74426.8077
112 | Replace Regulator Ground Mtd Three Phase - Faults / Issues / End of life | Renewal | Reliability & quality maintained | 186399.2023 | 0 | 187165.4767 | 0 | 188402.4343 | 2324.0406 | 0 | 2324.0406 | 0 | 2324.0406 | 73792.1821 | 0 | 77457.5844 | 0 | 74792.6306 | 75017.3555 | 0 | 77033.0097 | 0 | 74911.0234 | 335208.7399 | 0 | 341656.0708 | 0 | 338106.0884 | 80182.9123 | 0 | 44032.1835 | 0 | 61821.0618 | 433693.2419 | 0 | 402681.1528 | 0 | 417547.3951
113 | Replace Regulator Single Phase (Cooper) - Faults / Issues / End of life | Renewal | Reliability & quality maintained | 28474.4254 | 0 | 28520.3173 | 0 | 28594.3982 | 133.3811 | 0 | 133.3811 | 0 | 133.3811 | 4235.0734 | 0 | 4445.4378 | 0 | 4292.491 | 11459.6847 | 0 | 11738.3073 | 0 | 11369.469 | 44169.1835 | 0 | 44704.0623 | 0 | 44256.3582 | 12248.7775 | 0 | 6709.634 | 0 | 9382.7665 | 58903.6594 | 0 | 53678.9136 | 0 | 56002.3914
114 | Replace secondary protection transformers at zone substations | Renewal | Reliability & quality maintained | 303792.0982 | 0 | 0 | 151926.2071 | 194147.1386 | 97.0225 | 0 | 0 | 48.5112 | 61.9891 | 3080.6259 | 0 | 0 | 1628.0252 | 1994.9421 | 122262.754 | 0 | 0 | 58973.339 | 77195.1854 | 429135.478 | 0 | 0 | 212527.5713 | 273337.266 | 130681.5419 | 0 | 0 | 46928.2366 | 63706.089 | 584481.7944 | 0 | 0 | 270887.077 | 351893.0256
115 | Replace Service Fuses – Fault (Fault Code 01) | Renewal | Reliability & quality maintained | 234175 | 234175 | 234175 | 234175 | 234175 | 0 | 0 | 0 | 0 | 0 | 0 | 0 | 0 | 0 | 0 | 94244.9807 | 91855.2991 | 96381.0494 | 90899.9305 | 93110.7338 | 328419.9807 | 326030.2991 | 330556.0494 | 325074.9305 | 327285.7338 | 100734.5163 | 80681.7862 | 55091.5518 | 72333.9312 | 76840.5525 | 448062.4589 | 424631.2652 | 402638.7087 | 414918.1542 | 421931.5394
116 | Replace service fuses for Public Lighting | Renewal | Reliability & quality maintained | 16715.0867 | 16722.9414 | 16734.9217 | 16749.6919 | 16766.9403 | 62.5 | 62.5 | 62.5 | 62.5 | 62.5 | 1984.4797 | 1974.6585 | 2083.0527 | 2097.4848 | 2011.3846 | 6727.076 | 6559.5849 | 6887.7093 | 6501.7437 | 6666.7326 | 25426.6424 | 25257.1848 | 25705.6836 | 25348.9204 | 25445.0575 | 7190.2901 | 5761.6602 | 3937.0249 | 5173.7848 | 5501.7869 | 34053.99 | 32385.493 | 30948.7259 | 31867.494 | 32310.3203
117 | Replace station services transformer at Bellerive Zone | Renewal | Reliability & quality maintained | 0 | 118146.6956 | 0 | 0 | 0 | 0 | 37.729 | 0 | 0 | 0 | 0 | 1192.0289 | 0 | 0 | 0 | 0 | 46343.1197 | 0 | 0 | 0 | 0 | 165681.8442 | 0 | 0 | 0 | 0 | 40705.8244 | 0 | 0 | 0 | 0 | 215480.8279 | 0 | 0 | 0
118 | Replace station services transformer at Derwent Park Zone | Renewal | Reliability & quality maintained | 118141.3715 | 0 | 0 | 0 | 0 | 37.729 | 0 | 0 | 0 | 0 | 1197.9576 | 0 | 0 | 0 | 0 | 47546.6265 | 0 | 0 | 0 | 0 | 166885.9556 | 0 | 0 | 0 | 0 | 50820.5996 | 0 | 0 | 0 | 0 | 227298.4092 | 0 | 0 | 0 | 0
119 | Replace station services transformer at Geilston Bay Zone | Renewal | Reliability & quality maintained | 118141.3715 | 0 | 0 | 0 | 0 | 37.729 | 0 | 0 | 0 | 0 | 1197.9576 | 0 | 0 | 0 | 0 | 47546.6265 | 0 | 0 | 0 | 0 | 166885.9556 | 0 | 0 | 0 | 0 | 50820.5996 | 0 | 0 | 0 | 0 | 227298.4092 | 0 | 0 | 0 | 0
120 | Replace station services transformer at New Town Zone | Renewal | Reliability & quality maintained | 0 | 0 | 118154.8161 | 0 | 0 | 0 | 0 | 37.729 | 0 | 0 | 0 | 0 | 1257.4625 | 0 | 0 | 0 | 0 | 48629.8075 | 0 | 0 | 0 | 0 | 168042.0861 | 0 | 0 | 0 | 0 | 27796.8706 | 0 | 0 | 0 | 0 | 204467.3541 | 0 | 0
121 | Replace stolen earthing with copperclad steel | Renewal | Reliability & quality maintained | 205037.6109 | 205060.9605 | 205096.5743 | 205140.4814 | 205191.7557 | 160.7695 | 160.7695 | 160.7695 | 160.7695 | 160.7695 | 5104.7018 | 5079.4387 | 5358.2624 | 5395.3864 | 5173.9096 | 82518.4827 | 80435.2978 | 84413.0375 | 79629.574 | 81586.655 | 292660.7954 | 290575.697 | 294867.8742 | 290165.4418 | 291952.3204 | 88200.5533 | 70650.943 | 48250.6184 | 63365.5064 | 67330.1927 | 397641.5804 | 377141.7932 | 358235.8254 | 369107.0397 | 375112.0107
122 | Replace substation locks | Renewal | Reliability & quality maintained | 36444.588 | 36464.243 | 36494.2216 | 36531.1815 | 26333.5268 | 118.6952 | 118.6952 | 118.6952 | 118.6952 | 85.4649 | 3768.7716 | 3750.12 | 3955.9739 | 3983.3823 | 2750.4437 | 14667.3193 | 14303.1235 | 15020.1831 | 14180.3431 | 10470.5199 | 54880.6789 | 54517.4865 | 55470.3787 | 54694.9069 | 39554.4904 | 15677.2838 | 12563.2551 | 8585.5591 | 11284.0566 | 8640.9 | 73666.6503 | 70036.2276 | 66878.155 | 68885.9067 | 50318.8136
123 | Replace Transformer Earths | Renewal | Reliability & quality maintained | 498651.4698 | 498708.256 | 498794.8686 | 498901.6508 | 499026.35 | 390.9928 | 390.9928 | 390.9928 | 390.9928 | 390.9928 | 12414.6761 | 12353.2358 | 13031.3374 | 13121.6232 | 12582.9899 | 200684.9498 | 195618.6443 | 205292.5072 | 193659.124 | 198418.745 | 711751.0957 | 706680.1362 | 717118.7132 | 705682.398 | 710028.0849 | 214503.7456 | 171823.0934 | 117345.5038 | 154104.9116 | 163747.0287 | 967064.3665 | 917208.8839 | 871229.5725 | 897668.366 | 912272.4536
124 | Replace Transformer H-structures | Renewal | Reliability & quality maintained | 83141.1322 | 83195.327 | 83277.9868 | 83379.8959 | 83498.9043 | 359.4483 | 359.4483 | 359.4483 | 359.4483 | 359.4483 | 11413.0862 | 11356.6028 | 11979.9966 | 12062.9984 | 11567.8209 | 33460.5931 | 32633.4222 | 34275.3059 | 32365.6528 | 33200.1462 | 128014.8116 | 127185.352 | 129533.2894 | 127808.547 | 128266.8714 | 35764.6279 | 28663.8095 | 19591.8161 | 25755.0791 | 27398.7485 | 170995.3383 | 162715.663 | 155695.3543 | 160329.4301 | 162524.0349
125 | Replace Transformers | Renewal | Reliability & quality maintained | 1526335.9979 | 1890579.7882 | 2488505.6945 | 2228395.6238 | 2828268.8183 | 5282.9825 | 6540.8308 | 8603.7167 | 7698.0594 | 9760.9363 | 167743.5425 | 206654.5106 | 286751.9201 | 258345.0045 | 314127.9462 | 614282.0821 | 741581.1764 | 1024211.7661 | 864998.4298 | 1124552.9412 | 2308361.6224 | 2838815.4752 | 3799469.3807 | 3351739.0581 | 4266949.7056 | 656580.4141 | 651373.3501 | 585440.9757 | 688325.4647 | 928048.4192 | 3095573.3396 | 3643961.7855 | 4578103.5272 | 4218064.2564 | 5423882.6581
126 | Replace transformers at Bellerive Zone | Renewal | Reliability & quality maintained | 0 | 0 | 0 | 0 | 0 | 0 | 0 | 0 | 0 | 0 | 0 | 0 | 0 | 0 | 0 | 0 | 0 | 0 | 0 | 0 | 0 | 0 | 0 | 0 | 0 | 0 | 0 | 0 | 0 | 0 | 0 | 0 | 0 | 0 | 0
127 | Replace transformers at Derwent Park Zone | Renewal | Reliability & quality maintained | 0 | 2315038.5453 | 0 | 0 | 0 | 0 | 5976.5642 | 0 | 0 | 0 | 0 | 188826.7719 | 0 | 0 | 0 | 0 | 908075.4055 | 0 | 0 | 0 | 0 | 3411940.7227 | 0 | 0 | 0 | 0 | 797614.7964 | 0 | 0 | 0 | 0 | 4395022.795 | 0 | 0 | 0
128 | Replace transformers at Geilston Bay Zone | Renewal | Reliability & quality maintained | 0 | 0 | 0 | 3236658.8371 | 0 | 0 | 0 | 0 | 8345.6542 | 0 | 0 | 0 | 0 | 280078.1278 | 0 | 0 | 0 | 0 | 1256376.9117 | 0 | 0 | 0 | 0 | 4773113.8766 | 0 | 0 | 0 | 0 | 999766.2328 | 0 | 0 | 0 | 0 | 6027225.3349 | 0
129 | Replace Underground Furniture - LV Cabinets | Renewal | Reliability & quality maintained | 94734.7236 | 94782.1534 | 94854.4953 | 94943.6835 | 95047.8366 | 351.596 | 351.596 | 351.596 | 351.596 | 351.596 | 11163.7622 | 11108.5127 | 11718.2882 | 11799.4767 | 11315.1166 | 38126.496 | 37178.3626 | 39039.9308 | 36854.3791 | 37792.1375 | 144024.9818 | 143069.0287 | 145612.7143 | 143597.5393 | 144155.0907 | 40751.8162 | 32655.8917 | 22315.2828 | 29326.9985 | 31188.3347 | 192917.8118 | 183467.1208 | 175326.6756 | 180543.3571 | 183068.8176
130 | Replace Underground Furniture - LV Fibreglass Pillars | Renewal | Reliability & quality maintained | 333491.8081 | 333653.7992 | 333900.8744 | 334205.4863 | 334561.2093 | 1200.8356 | 1200.8356 | 1200.8356 | 1200.8356 | 1200.8356 | 38128.5418 | 37939.8435 | 40022.4612 | 40299.7512 | 38645.4752 | 134215.561 | 130875.9241 | 137425.9279 | 129728.8586 | 133025.4711 | 505835.9108 | 502469.5668 | 511349.2635 | 504234.0962 | 506232.1555 | 143457.3972 | 114955.8428 | 78552.8657 | 103232.1838 | 109780.5836 | 677900.2858 | 644628.3312 | 615892.4126 | 634230.4159 | 643153.4204
131 | Replace Zone Equipment - Batteries at Zone Substation | Renewal | Reliability & quality maintained | 16815.3439 | 16817.5772 | 16820.9835 | 16825.183 | 16830.0873 | 13.0091 | 13.0091 | 13.0091 | 13.0091 | 13.0091 | 413.0592 | 411.015 | 433.5767 | 436.5806 | 418.6593 | 6767.425 | 6596.7058 | 6923.1303 | 6531.0472 | 6691.8406 | 23995.8281 | 23825.2979 | 24177.6905 | 23792.8108 | 23940.5872 | 7233.4174 | 5794.2657 | 3957.2716 | 5197.1032 | 5522.5075 | 32605.1635 | 30924.5612 | 29374.5502 | 30267.1701 | 30761.1985
132 | Replacement of ground mounted substations | Renewal | Reliability & quality maintained | 3437940.6378 | 3439037.4778 | 3578338.8378 | 3580483.8626 | 3720796.0643 | 7248.8279 | 7248.8279 | 7538.7774 | 7538.7774 | 7828.7269 | 230162.4271 | 229023.3524 | 251258.7275 | 252999.539 | 251945.2877 | 1383617.589 | 1348964.7326 | 1472762.047 | 1389839.7959 | 1479432.2698 | 5051720.6539 | 5017025.5628 | 5302359.6124 | 5223323.1975 | 5452173.6218 | 1478890.946 | 1184873.2209 | 841832.9864 | 1105969.7803 | 1220916.0895 | 6818341.4416 | 6475145.9869 | 6414897.3462 | 6608152.9955 | 6967096.9444
133 | Replacement of high voltage switchgear in ground mounted substations | Renewal | Reliability & quality maintained | 1528915.7595 | 1529607.2051 | 1530661.825 | 1671231.3117 | 1672887.7197 | 4515.8541 | 4515.8541 | 4515.8541 | 4926.383 | 4926.383 | 143385.9308 | 142676.3133 | 150508.191 | 165328.2167 | 158541.6113 | 615320.321 | 599989.4411 | 629985.2375 | 648723.4336 | 665159.8297 | 2287622.0112 | 2272272.9596 | 2311155.2535 | 2485282.962 | 2496589.1607 | 657690.1442 | 527005.1948 | 360100.503 | 516223.8953 | 548929.7176 | 3075078.5927 | 2922610.5326 | 2788947.6425 | 3133749.1565 | 3179700.2871
134 | Replacement Substandard Overhead Copper Conductor (REMCU) | Renewal | Reliability & quality maintained | 641603.4242 | 641824.943 | 642162.8121 | 642579.3613 | 643065.8035 | 1502.6177 | 1502.6177 | 1502.6177 | 1502.6177 | 1502.6177 | 47710.6279 | 47474.5078 | 50080.5083 | 50427.4842 | 48357.4719 | 258216.7281 | 251756.2598 | 264299.4586 | 249430.6364 | 255690.5256 | 947530.7802 | 941055.7106 | 956542.779 | 942437.4818 | 947113.801 | 275997.0561 | 221131.986 | 151073.9654 | 198485.2836 | 211011.1311 | 1277434.8043 | 1213392.1017 | 1156416.8278 | 1191190.2667 | 1209150.3374
135 | Replacement Substandard Overhead Galvanised Iron (GI) Conductor (REMGI) | Renewal | Reliability & quality maintained | 230477.8804 | 230652.2781 | 230918.2762 | 231246.2176 | 231629.1846 | 878.6925 | 878.6925 | 878.6925 | 878.6925 | 878.6925 | 27899.9593 | 27761.8823 | 29285.805 | 29488.7076 | 28278.2172 | 92757.0551 | 90473.5091 | 95040.6567 | 89763.0623 | 92098.4876 | 351134.8949 | 348887.6695 | 355244.7378 | 350497.9875 | 352005.8894 | 99144.135 | 79468.0806 | 54325.3814 | 71429.2644 | 76005.1864 | 470117.7099 | 447228.5204 | 427615.2202 | 440516.7912 | 446868.6601
136 | Sandy Bay Zone Substation AVR Replacement | Renewal | Reliability & quality maintained | 24434.9937 | 0 | 0 | 0 | 0 | 18.905 | 0 | 0 | 0 | 0 | 600.2669 | 0 | 0 | 0 | 0 | 9833.9938 | 0 | 0 | 0 | 0 | 34869.2544 | 0 | 0 | 0 | 0 | 10511.1445 | 0 | 0 | 0 | 0 | 47379.7974 | 0 | 0 | 0 | 0
137 | SCADA communications to ground-mounted regulators | Operational support systems | Network control | 28128.6647 | 28155.0433 | 28195.2771 | 28244.8802 | 28302.8062 | 201.88 | 201.88 | 201.88 | 201.88 | 201.88 | 6410.0281 | 6378.3049 | 6728.4268 | 6775.0438 | 6496.933 | 11320.5315 | 11043.8344 | 11604.5282 | 10963.8418 | 11253.5286 | 45859.2243 | 45577.1826 | 46528.2321 | 45983.7658 | 46053.2679 | 12100.0424 | 9700.4342 | 6633.1657 | 8724.5147 | 9287.0856 | 60512.8729 | 57713.0733 | 55503.6165 | 57118.6526 | 57778.574
138 | SCADA Control of metal clad gas insulated pole switches | Renewal | Reliability & quality maintained | 46694.7099 | 46792.357 | 46941.2923 | 47124.9102 | 47339.3376 | 763.8378 | 763.8378 | 763.8378 | 763.8378 | 763.8378 | 24253.1303 | 24133.1015 | 25457.8308 | 25634.2119 | 24581.9458 | 18792.5356 | 18354.3331 | 19319.9573 | 18292.5208 | 18822.6773 | 89740.3758 | 89279.7916 | 91719.0804 | 91051.6429 | 90743.9607 | 20086.555 | 16121.6652 | 11043.3165 | 14556.3361 | 15533.6003 | 114665.7556 | 110045.3013 | 107289.968 | 110260.9226 | 110960.0054
139 | SCSRE - Replace Service Wires - Fault (Fault Code 02) | Renewal | Reliability & quality maintained | 330600 | 247950 | 206625 | 206625 | 165300 | 0 | 0 | 0 | 0 | 0 | 0 | 0 | 0 | 0 | 0 | 133051.7374 | 97258.552 | 85042.1024 | 80205.821 | 65725.2238 | 463651.7374 | 345208.552 | 291667.1024 | 286830.821 | 231025.2238 | 142213.4348 | 85427.7736 | 48610.1928 | 63824.0569 | 54240.39 | 632558.7655 | 449609.5749 | 355269.4488 | 366104.2537 | 297834.0278
140 | Security access and IP cameras installed at zone substations project | Renewal | Reliability & quality maintained | 244349.9366 | 244382.3896 | 244431.8882 | 122246.4568 | 0 | 189.0144 | 189.0144 | 189.0144 | 94.5072 | 0 | 6001.5241 | 5971.8225 | 6299.6315 | 3171.6388 | 0 | 98339.9383 | 95859.1545 | 100602.5489 | 47452.5224 | 0 | 348691.399 | 346213.3666 | 351334.0686 | 172870.618 | 0 | 105111.4452 | 84198.6024 | 57504.5673 | 37760.5073 | 0 | 473796.7787 | 449375.3334 | 426851.5087 | 219911.2454 | 0
141 | Sheffield Substation connection point (distribution copy) | Renewal | Reliability & quality maintained | 0 | 148613.4044 | 445840.2132 | 297226.8088 | 0 | 0 | 0 | 0 | 0 | 0 | 0 | 0 | 0 | 0 | 0 | 0 | 58293.7065 | 183497.5878 | 115374.8105 | 0 | 0 | 206907.1109 | 629337.801 | 412601.6193 | 0 | 0 | 51202.7113 | 104887.4953 | 91809.9008 | 0 | 0 | 269481.789 | 766574.2616 | 526635.2039 | 0
142 | SIWES - Endangered Species | Renewal | Reliability & quality maintained | 149028.3918 | 149049.6894 | 149082.1733 | 149122.2218 | 149168.99 | 171.8223 | 171.8223 | 171.8223 | 171.8223 | 171.8223 | 5455.6447 | 5428.6447 | 5726.6373 | 5766.3135 | 5529.6104 | 59977.273 | 58464.8396 | 61358.7971 | 57884.9134 | 59311.3446 | 214461.3095 | 212943.1736 | 216167.6077 | 212773.4487 | 214009.9451 | 64107.1974 | 51353.0273 | 35072.7801 | 46062.1182 | 48947.2728 | 290841.8555 | 275940.7312 | 262309.6966 | 270239.509 | 274542.7543
143 | Substation building refurbishments | Renewal | Reliability & quality maintained | 79454.6281 | 79479.9773 | 79518.6408 | 79566.3081 | 79621.9734 | 167.531 | 167.531 | 167.531 | 167.531 | 167.531 | 5319.3896 | 5293.0639 | 5583.6141 | 5622.2994 | 5391.508 | 31976.9398 | 31176.0738 | 32728.0455 | 30885.3288 | 31658.6329 | 116750.9575 | 115949.115 | 117830.3004 | 116073.9362 | 116672.1143 | 34178.813 | 27383.7367 | 18707.3997 | 24577.1062 | 26126.5994 | 157579.5303 | 149647.9016 | 142553.365 | 146847.9356 | 149090.2304
144 | Telecommunications Bearer Systems - Ethernet Systems - Distribution | Renewal | Reliability & quality maintained | 113109.2274 | 0 | 0 | 0 | 0 | 0 | 0 | 0 | 0 | 0 | 0 | 0 | 0 | 0 | 0 | 45521.4133 | 0 | 0 | 0 | 0 | 152701.7785 | 0 | 0 | 0 | 0 | 48655.9339 | 0 | 0 | 0 | 0 | 210229.2586 | 0 | 0 | 0 | 0
145 | Telecommunications Telephony and Voice Systems - Distribution | Renewal | Reliability & quality maintained | 121218.7582 | 0 | 323417.5561 | 0 | 121771.0385 | 0 | 0 | 0 | 0 | 0 | 0 | 0 | 0 | 0 | 0 | 48785.1373 | 0 | 133111.235 | 0 | 48417.5969 | 163649.9549 | 0 | 447212.4596 | 0 | 166423.0868 | 52144.3919 | 0 | 76086.5808 | 0 | 39957.0999 | 225301.9515 | 0 | 546354.8826 | 0 | 215473.0163
146 | Translay Protection Scheme Replacement Program | Renewal | Reliability & quality maintained | 171632.7115 | 171726.091 | 171868.5172 | 172044.1103 | 172249.1663 | 683.2863 | 683.2863 | 683.2863 | 683.2863 | 683.2863 | 21695.4838 | 21588.1127 | 22773.141 | 22930.9215 | 21989.6235 | 69074.5023 | 67359.6732 | 70737.1327 | 66782.5245 | 68488.2941 | 262402.6975 | 260673.8769 | 265378.7908 | 261757.5563 | 262727.084 | 73830.8452 | 59165.8707 | 40433.4507 | 53142.4227 | 56520.641 | 351047.5341 | 333931.4507 | 319285.9119 | 328774.0427 | 333313.3444
147 | Trial alternatives for staking for Wood Pole Staking | Renewal | Reliability & quality maintained | 62943.8681 | 62980.4133 | 63036.1534 | 63104.8739 | 63185.1249 | 323.261 | 323.261 | 323.261 | 323.261 | 323.261 | 10264.0775 | 10213.2805 | 10773.9143 | 10848.5599 | 10403.2343 | 25332.0962 | 24704.1089 | 25944.2324 | 24495.4784 | 25123.1487 | 98540.0419 | 97897.8028 | 99754.3002 | 98448.9121 | 98711.5079 | 27076.4177 | 21699.0381 | 14829.762 | 19492.3609 | 20733.1265 | 131150.9495 | 124866.1146 | 119632.4797 | 123137.6046 | 124707.2021
148 | Trial dropout sectionalisers/reclosers | Renewal | Reliability & quality maintained | 23525.7424 | 23531.2931 | 23539.7593 | 23550.197 | 23562.386 | 44.1478 | 44.1478 | 44.1478 | 44.1478 | 44.1478 | 1401.7678 | 1394.8304 | 1471.3963 | 1481.5907 | 1420.7725 | 9468.0608 | 9230.1653 | 9688.4241 | 9141.5022 | 9368.6817 | 34395.571 | 34156.2889 | 34699.5797 | 34173.2898 | 34351.8402 | 10120.014 | 8107.3845 | 5537.9177 | 7274.3817 | 7731.5971 | 46476.881 | 44125.7532 | 42010.3066 | 43273.7994 | 43937.5762
149 | Upgrade Fuses/Sectionaliser to Recloser | Renewal | Reliability & quality maintained | 114093.1647 | 114161.0258 | 114264.5303 | 114392.138 | 114541.1571 | 503.0528 | 503.0528 | 503.0528 | 503.0528 | 503.0528 | 15972.7675 | 15893.7182 | 16766.1662 | 16882.3282 | 16189.3207 | 45917.4041 | 44779.7381 | 47028.6552 | 44403.704 | 45542.911 | 175983.3363 | 174834.4822 | 178059.3517 | 175678.1703 | 176273.3888 | 49079.1919 | 39332.6165 | 26881.6496 | 35334.3996 | 37584.737 | 234978.4762 | 223603.009 | 213970.4223 | 220309.496 | 223280.4232
150 | Westbury Urban community reliability improvement | Renewal | Reliability & quality maintained | 0 | 83889.2526 | 261594.528 | 868780.2046 | 0 | 0 | 341.3997 | 1063.7222 | 3529.1314 | 0 | 0 | 10786.3659 | 35452.6292 | 118436.7937 | 0 | 0 | 32905.615 | 107666.2971 | 337235.2309 | 0 | 0 | 127581.2335 | 404713.4544 | 1324452.2293 | 0 | 0 | 28902.892 | 61542.2163 | 268356.0906 | 0 | 0 | 163378.6027 | 486798.2598 | 1662985.2825 | 0
151 | Zone Substation HMI Installation project | Renewal | Reliability & quality maintained | 32579.9916 | 32584.3186 | 32590.9184 | 0 | 0 | 25.1977 | 25.1977 | 25.1977 | 0 | 0 | 800.0696 | 796.1101 | 839.8107 | 0 | 0 | 13111.9918 | 12781.2206 | 13413.6732 | 0 | 0 | 46492.0529 | 46161.6493 | 46844.4023 | 0 | 0 | 14014.8594 | 11226.4803 | 7667.2756 | 0 | 0 | 63172.7644 | 59916.5723 | 56913.3881 | 0 | 0

## PTRM Inputs Capex Incurred
Standard Control Services
Real $ 2018/19
Capex Incurred | AER Draft Decision Capex Model |  |  |  |  | Submission Capex Model |  |  |  |  | Difference
| 2019/20 | 2020/21 | 2021/22 | 2022/23 | 2023/24 | 2019/20 | 2020/21 | 2021/22 | 2022/23 | 2023/24 | 2019/20 | 2020/21 | 2021/22 | 2022/23 | 2023/24
Overhead Subtransmission Lines (Urban) | 0.24178 | 0.26479 | 0.27174 | 0.26961 | 0.28547 | 0.24653 | 0.27098 | 0.27661 | 0.28041 | 0.29596 | -0.0047508 | -0.0061869 | -0.004866 | -0.010797 | -0.010491
Underground Subtransmission Lines (Urban) | 0.018424 | 0.058859 | 0.018664 | 0.018428 | 0.018477 | 0.018824 | 0.059928 | 0.019043 | 0.019202 | 0.019193 | -0.00039973 | -0.0010691 | -0.00037956 | -0.00077417 | -0.00071579
Urban Zone Substations | 1.8667 | 4.2814 | 1.1437 | 5.5221 | 0.62753 | 1.8881 | 4.3615 | 1.1537 | 5.7208 | 0.64571 | -0.021401 | -0.080094 | -0.010001 | -0.19874 | -0.01818
Rural Zone Substations | 0.30639 | 0.97344 | 0 | 0 | 0 | 0.30991 | 0.98794 | 0 | 0 | 0 | -0.0035152 | -0.014498 | 0 | 0 | 0
SCADA | 0.76588 | 0.77378 | 0.75277 | 0.46033 | 2.297 | 0.78233 | 0.79449 | 0.76914 | 0.47809 | 2.398 | -0.016446 | -0.020706 | -0.01637 | -0.017758 | -0.10095
Distribution Switching Stations (Ground) | 0.26756 | 0.23774 | 0.24841 | 0.24318 | 0.24554 | 0.27317 | 0.24367 | 0.25288 | 0.25326 | 0.25492 | -0.0056095 | -0.0059312 | -0.0044692 | -0.010086 | -0.0093783
Overhead High Voltage Lines Urban | 8.5483 | 8.5841 | 7.1644 | 7.0709 | 7.2387 | 8.9711 | 9.0333 | 7.5329 | 7.5987 | 7.7499 | -0.42273 | -0.44925 | -0.36845 | -0.52774 | -0.51122
Overhead High Voltage Lines Rural | 19.8662 | 20.1279 | 19.0982 | 19.4829 | 18.8002 | 37.4319 | 37.7094 | 36.7114 | 30.4062 | 29.6586 | -17.5657 | -17.5815 | -17.6132 | -10.9233 | -10.8584
Voltage Regulators on Distribution Feeders | 1.5624 | 0.82228 | 1.7909 | 0.89103 | 1.704 | 1.5905 | 0.83569 | 1.8184 | 0.92083 | 1.7634 | -0.028089 | -0.013414 | -0.02748 | -0.029809 | -0.059464
Underground High Voltage Lines | 7.8224 | 8.562 | 8.1142 | 8.2118 | 8.1314 | 7.9716 | 8.7518 | 8.2496 | 8.5359 | 8.4274 | -0.14915 | -0.18977 | -0.13538 | -0.32409 | -0.29594
Underground High Voltage Lines SWER | 0 | 0 | 0 | 0 | 0 | 0 | 0 | 0 | 0 | 0 | 0 | 0 | 0 | 0 | 0
Distribution Substations HV (Pole) | 0.14955 | 0.16196 | 0.1861 | 0.17766 | 0.19968 | 0.15238 | 0.16561 | 0.18924 | 0.18463 | 0.20684 | -0.0028363 | -0.0036491 | -0.0031402 | -0.0069649 | -0.0071589
Distribution Substations HV (Ground) | 4.0827 | 4.1208 | 4.2331 | 4.4038 | 4.4657 | 4.1533 | 4.2074 | 4.298 | 4.5707 | 4.6204 | -0.070615 | -0.086586 | -0.064869 | -0.16687 | -0.15472
Distribution Substations LV (Pole) | 7.4465 | 8.1747 | 9.3216 | 8.9797 | 10.0736 | 7.5846 | 8.3562 | 9.4759 | 9.3294 | 10.4326 | -0.13817 | -0.18147 | -0.1543 | -0.34973 | -0.35901
Distribution Substations LV (Ground) | 7.2694 | 7.3576 | 7.7271 | 7.6472 | 7.9523 | 7.381 | 7.497 | 7.8273 | 7.9221 | 8.2125 | -0.11156 | -0.13932 | -0.10022 | -0.2749 | -0.26021
Overhead Low Voltage Lines Underbuilt Urban | 4.5994 | 3.6847 | 3.7836 | 3.6976 | 3.8782 | 4.6814 | 3.7653 | 3.8452 | 3.8405 | 4.0155 | -0.08202 | -0.08061 | -0.061512 | -0.14286 | -0.13728
Overhead Low Voltage Lines Underbuilt Rural | 3.568 | 2.6096 | 2.6942 | 2.6605 | 2.7593 | 3.6301 | 2.6658 | 2.737 | 2.7625 | 2.8562 | -0.062118 | -0.056235 | -0.042856 | -0.10205 | -0.096951
Overhead Low Voltage Lines Urban | 5.0802 | 4.2573 | 4.3617 | 4.3152 | 4.5152 | 5.1727 | 4.3524 | 4.4349 | 4.4839 | 4.6771 | -0.092469 | -0.095169 | -0.073224 | -0.16874 | -0.16189
Overhead Low Voltage Lines Rural | 6.2742 | 5.5321 | 5.7105 | 5.6771 | 5.924 | 11.5525 | 10.8014 | 11.0024 | 8.5593 | 8.8022 | -5.2783 | -5.2693 | -5.2919 | -2.8822 | -2.8782
Underground Low Voltage Lines | 6.7266 | 6.8769 | 6.9771 | 6.9668 | 7.0404 | 11.6616 | 11.8217 | 11.9279 | 12.1133 | 12.1782 | -4.935 | -4.9448 | -4.9509 | -5.1465 | -5.1378
Underground Low Voltage Common Trench | 2.7553 | 2.933 | 2.9697 | 3.0196 | 3.073 | 2.801 | 2.9923 | 3.0124 | 3.1316 | 3.177 | -0.045688 | -0.059237 | -0.042663 | -0.11202 | -0.10407
HVST Service Connections | 0 | 0 | 0 | 0 | 0 | 0 | 0 | 0 | 0 | 0 | 0 | 0 | 0 | 0 | 0
HV Service Connections | 0.051069 | 0.048107 | 0.047738 | 0.047159 | 0.045921 | 0.19414 | 0.18532 | 0.18408 | 0.18565 | 0.1811 | -0.14307 | -0.13722 | -0.13634 | -0.13849 | -0.13518
HV Metering CA Service Connections | 0.0099877 | 0.0099053 | 0.010047 | 0.0098809 | 0.0099233 | 0.0091272 | 0.0090836 | 0.009158 | 0.0092142 | 0.0092249 | 0.00086049 | 0.00082166 | 0.00088938 | 0.00066674 | 0.00069833
HV/LV Service Connections | 0.092371 | 0.087013 | 0.086345 | 0.085298 | 0.083058 | 0.35115 | 0.3352 | 0.33295 | 0.33579 | 0.32756 | -0.25878 | -0.24819 | -0.24661 | -0.2505 | -0.2445
Business LV Service Connections | 0.25096 | 0.23687 | 0.23531 | 0.23246 | 0.2266 | 0.928 | 0.88621 | 0.88045 | 0.88797 | 0.86639 | -0.67704 | -0.64934 | -0.64515 | -0.65551 | -0.63979
Business LV Metering CA Service Connections | 0.35642 | 0.35316 | 0.35773 | 0.35137 | 0.35273 | 0.32533 | 0.32347 | 0.32561 | 0.32729 | 0.32754 | 0.031082 | 0.029685 | 0.032117 | 0.024079 | 0.025189
Domestic LV Service Connections | 1.9675 | 1.8548 | 1.8413 | 1.819 | 1.772 | 7.4014 | 7.0663 | 7.0194 | 7.0794 | 6.9064 | -5.4339 | -5.2115 | -5.1781 | -5.2604 | -5.1344
Domestic LV Metering CA Service Connections | 0.50221 | 0.49669 | 0.5017 | 0.49152 | 0.493 | 0.45733 | 0.45381 | 0.45535 | 0.45677 | 0.45673 | 0.04488 | 0.042882 | 0.04635 | 0.034755 | 0.036269
Wholesale Metering | 0 | 0 | 0 | 0 | 0 | 0 | 0 | 0 | 0 | 0 | 0 | 0 | 0 | 0 | 0
HV Metering | 0 | 0 | 0 | 0 | 0 | 0 | 0 | 0 | 0 | 0 | 0 | 0 | 0 | 0 | 0
HV/LV Metering | 0 | 0 | 0 | 0 | 0 | 0 | 0 | 0 | 0 | 0 | 0 | 0 | 0 | 0 | 0
Business LV Metering | 0 | 0 | 0 | 0 | 0 | 0 | 0 | 0 | 0 | 0 | 0 | 0 | 0 | 0 | 0
Domestic LV Metering | 0 | 0 | 0 | 0 | 0 | 0 | 0 | 0 | 0 | 0 | 0 | 0 | 0 | 0 | 0
Off Peak Metering | 0 | 0 | 0 | 0 | 0 | 0 | 0 | 0 | 0 | 0 | 0 | 0 | 0 | 0 | 0
Emergency Network Spares | 0 | 0 | 0 | 0 | 0 | 0 | 0 | 0 | 0 | 0 | 0 | 0 | 0 | 0 | 0
Motor Vehicles | 3.0299 | 2.805 | 2.869 | 2.4286 | 3.3079 | 3.0459 | 2.8199 | 2.8843 | 2.4415 | 3.3255 | -0.016082 | -0.014888 | -0.015228 | -0.01289 | -0.017558
Minor Assets | 22.1799 | 18.2185 | 12.7724 | 15.1033 | 14.1977 | 24.6915 | 19.8294 | 14.3039 | 30.473 | 31.6584 | -2.5116 | -1.6108 | -1.5315 | -15.3698 | -17.4607
Non-System Property | 4.9502 | 3.394 | 1.3081 | 1.1305 | 0.52365 | 4.9765 | 3.412 | 1.315 | 1.1365 | 0.52643 | -0.026275 | -0.018014 | -0.0069429 | -0.0060003 | -0.0027794
Spare Parts | 0 | 0 | 0 | 0 | 0 | 0 | 0 | 0 | 0 | 0 | 0 | 0 | 0 | 0 | 0
NEM Assets | 0 | 0 | 0 | 0 | 0 | 0 | 0 | 0 | 0 | 0 | 0 | 0 | 0 | 0 | 0
Business Management Systems | 1.8045 | 1.8463 | 1.8741 | 5.118 | 5.0581 | 0 | 0 | 0 | 0 | 0 | 1.8045 | 1.8463 | 1.8741 | 5.118 | 5.0581
Land | 0 | 0.85238 | 0 | 0.65232 | 0 | 0 | 0.77879 | 0 | 0.60619 | 0 | 0 | 0.073592 | 0 | 0.046125 | 0
Easements | 0 | 0 | 0 | 0 | 0 | 0 | 0 | 0 | 0 | 0 | 0 | 0 | 0 | 0 | 0
Total Capex Incurred | 124.413 | 120.5976 | 108.4716 | 117.1848 | 115.3002 | 160.6349 | 155.7731 | 143.2442 | 155.0507 | 154.977 | -36.2219 | -35.1755 | -34.7726 | -37.8658 | -39.6768
Total Project Costs Incurred | 124.413 | 120.5976 | 108.4716 | 117.1848 | 115.3002
Difference | 0 | 0 | 0 | 0 | 0

## PTRM Asset Disposals & CC
Standard Control Services
Real $ 2018/19
Asset Disposals Incurred | AER Draft Decision Capex Model |  |  |  |  | Submission Capex Model |  |  |  |  | Difference
| 2019/20 | 2020/21 | 2021/22 | 2022/23 | 2023/24 | 2019/20 | 2020/21 | 2021/22 | 2022/23 | 2023/24 | 2019/20 | 2020/21 | 2021/22 | 2022/23 | 2023/24
Overhead Subtransmission Lines (Urban) | 0 | 0 | 0 | 0 | 0 | 0 | 0 | 0 | 0 | 0 | 0 | 0 | 0 | 0 | 0
Underground Subtransmission Lines (Urban) | 0 | 0 | 0 | 0 | 0 | 0 | 0 | 0 | 0 | 0 | 0 | 0 | 0 | 0 | 0
Urban Zone Substations | 0 | 0 | 0 | 0 | 0 | 0 | 0 | 0 | 0 | 0 | 0 | 0 | 0 | 0 | 0
Rural Zone Substations | 0 | 0 | 0 | 0 | 0 | 0 | 0 | 0 | 0 | 0 | 0 | 0 | 0 | 0 | 0
SCADA | 0 | 0 | 0 | 0 | 0 | 0 | 0 | 0 | 0 | 0 | 0 | 0 | 0 | 0 | 0
Distribution Switching Stations (Ground) | 0 | 0 | 0 | 0 | 0 | 0 | 0 | 0 | 0 | 0 | 0 | 0 | 0 | 0 | 0
Overhead High Voltage Lines Urban | 0 | 0 | 0 | 0 | 0 | 0 | 0 | 0 | 0 | 0 | 0 | 0 | 0 | 0 | 0
Overhead High Voltage Lines Rural | 0 | 0 | 0 | 0 | 0 | 0 | 0 | 0 | 0 | 0 | 0 | 0 | 0 | 0 | 0
Voltage Regulators on Distribution Feeders | 0 | 0 | 0 | 0 | 0 | 0 | 0 | 0 | 0 | 0 | 0 | 0 | 0 | 0 | 0
Underground High Voltage Lines | 0 | 0 | 0 | 0 | 0 | 0 | 0 | 0 | 0 | 0 | 0 | 0 | 0 | 0 | 0
Underground High Voltage Lines SWER | 0 | 0 | 0 | 0 | 0 | 0 | 0 | 0 | 0 | 0 | 0 | 0 | 0 | 0 | 0
Distribution Substations HV (Pole) | 0 | 0 | 0 | 0 | 0 | 0 | 0 | 0 | 0 | 0 | 0 | 0 | 0 | 0 | 0
Distribution Substations HV (Ground) | 0 | 0 | 0 | 0 | 0 | 0 | 0 | 0 | 0 | 0 | 0 | 0 | 0 | 0 | 0
Distribution Substations LV (Pole) | 0 | 0 | 0 | 0 | 0 | 0 | 0 | 0 | 0 | 0 | 0 | 0 | 0 | 0 | 0
Distribution Substations LV (Ground) | 0 | 0 | 0 | 0 | 0 | 0 | 0 | 0 | 0 | 0 | 0 | 0 | 0 | 0 | 0
Overhead Low Voltage Lines Underbuilt Urban | 0 | 0 | 0 | 0 | 0 | 0 | 0 | 0 | 0 | 0 | 0 | 0 | 0 | 0 | 0
Overhead Low Voltage Lines Underbuilt Rural | 0 | 0 | 0 | 0 | 0 | 0 | 0 | 0 | 0 | 0 | 0 | 0 | 0 | 0 | 0
Overhead Low Voltage Lines Urban | 0 | 0 | 0 | 0 | 0 | 0 | 0 | 0 | 0 | 0 | 0 | 0 | 0 | 0 | 0
Overhead Low Voltage Lines Rural | 0 | 0 | 0 | 0 | 0 | 0 | 0 | 0 | 0 | 0 | 0 | 0 | 0 | 0 | 0
Underground Low Voltage Lines | 0 | 0 | 0 | 0 | 0 | 0 | 0 | 0 | 0 | 0 | 0 | 0 | 0 | 0 | 0
Underground Low Voltage Common Trench | 0 | 0 | 0 | 0 | 0 | 0 | 0 | 0 | 0 | 0 | 0 | 0 | 0 | 0 | 0
HVST Service Connections | 0 | 0 | 0 | 0 | 0 | 0 | 0 | 0 | 0 | 0 | 0 | 0 | 0 | 0 | 0
HV Service Connections | 0 | 0 | 0 | 0 | 0 | 0 | 0 | 0 | 0 | 0 | 0 | 0 | 0 | 0 | 0
HV Metering CA Service Connections | 0 | 0 | 0 | 0 | 0 | 0 | 0 | 0 | 0 | 0 | 0 | 0 | 0 | 0 | 0
HV/LV Service Connections | 0 | 0 | 0 | 0 | 0 | 0 | 0 | 0 | 0 | 0 | 0 | 0 | 0 | 0 | 0
Business LV Service Connections | 0 | 0 | 0 | 0 | 0 | 0 | 0 | 0 | 0 | 0 | 0 | 0 | 0 | 0 | 0
Business LV Metering CA Service Connections | 0 | 0 | 0 | 0 | 0 | 0 | 0 | 0 | 0 | 0 | 0 | 0 | 0 | 0 | 0
Domestic LV Service Connections | 0 | 0 | 0 | 0 | 0 | 0 | 0 | 0 | 0 | 0 | 0 | 0 | 0 | 0 | 0
Domestic LV Metering CA Service Connections | 0 | 0 | 0 | 0 | 0 | 0 | 0 | 0 | 0 | 0 | 0 | 0 | 0 | 0 | 0
Wholesale Metering | 0 | 0 | 0 | 0 | 0 | 0 | 0 | 0 | 0 | 0 | 0 | 0 | 0 | 0 | 0
HV Metering | 0 | 0 | 0 | 0 | 0 | 0 | 0 | 0 | 0 | 0 | 0 | 0 | 0 | 0 | 0
HV/LV Metering | 0 | 0 | 0 | 0 | 0 | 0 | 0 | 0 | 0 | 0 | 0 | 0 | 0 | 0 | 0
Business LV Metering | 0 | 0 | 0 | 0 | 0 | 0 | 0 | 0 | 0 | 0 | 0 | 0 | 0 | 0 | 0
Domestic LV Metering | 0 | 0 | 0 | 0 | 0 | 0 | 0 | 0 | 0 | 0 | 0 | 0 | 0 | 0 | 0
Off Peak Metering | 0 | 0 | 0 | 0 | 0 | 0 | 0 | 0 | 0 | 0 | 0 | 0 | 0 | 0 | 0
Emergency Network Spares | 0 | 0 | 0 | 0 | 0 | 0 | 0 | 0 | 0 | 0 | 0 | 0 | 0 | 0 | 0
Motor Vehicles | 0.75839 | 0.76034 | 0.77176 | 0.77112 | 0.7704 | 0.76242 | 0.76438 | 0.77586 | 0.77521 | 0.77449 | -0.0040254 | -0.0040357 | -0.0040963 | -0.0040929 | -0.0040891
Minor Assets | 0 | 0 | 0 | 0 | 0 | 0 | 0 | 0 | 0 | 0 | 0 | 0 | 0 | 0 | 0
Non-System Property | 0 | 0 | 0 | 0 | 0 | 0 | 0 | 0 | 0 | 0 | 0 | 0 | 0 | 0 | 0
Spare Parts | 0 | 0 | 0 | 0 | 0 | 0 | 0 | 0 | 0 | 0 | 0 | 0 | 0 | 0 | 0
NEM Assets | 0 | 0 | 0 | 0 | 0 | 0 | 0 | 0 | 0 | 0 | 0 | 0 | 0 | 0 | 0
Business Management Systems | 0 | 0 | 0 | 0 | 0 | 0 | 0 | 0 | 0 | 0 | 0 | 0 | 0 | 0 | 0
Land | 0 | 0 | 0 | 0 | 0 | 0 | 0 | 0 | 0 | 0 | 0 | 0 | 0 | 0 | 0
Easements | 0 | 0 | 0 | 0 | 0 | 0 | 0 | 0 | 0 | 0 | 0 | 0 | 0 | 0 | 0
Total Disposals | 0.75839 | 0.76034 | 0.77176 | 0.77112 | 0.7704 | 0.76242 | 0.76438 | 0.77586 | 0.77521 | 0.77449 | -0.0040254 | -0.0040357 | -0.0040963 | -0.0040929 | -0.0040891
| AER Draft Decision Capex Model |  |  |  |  | Submission Capex Model |  |  |  |  | Difference
Customer Contributions | 2019/20 | 2020/21 | 2021/22 | 2022/23 | 2023/24 | 2019/20 | 2020/21 | 2021/22 | 2022/23 | 2023/24 | 2019/20 | 2020/21 | 2021/22 | 2022/23 | 2023/24
Overhead Subtransmission Lines (Urban) | 0.014145 | 0.014022 | 0.014982 | 0.015352 | 0.01577 | 0.01422 | 0.014096 | 0.015061 | 0.015433 | 0.015854 | -7.508e-05 | -7.4423e-05 | -7.9521e-05 | -8.1483e-05 | -8.3703e-05
Underground Subtransmission Lines (Urban) | 0 | 0 | 0 | 0 | 0 | 0 | 0 | 0 | 0 | 0 | 0 | 0 | 0 | 0 | 0
Urban Zone Substations | 0.0016473 | 0.0016394 | 0.0017261 | 0.0017577 | 0.0017971 | 0.0016561 | 0.0016481 | 0.0017353 | 0.001767 | 0.0018066 | -8.7435e-06 | -8.7017e-06 | -9.1619e-06 | -9.3292e-06 | -9.5384e-06
Rural Zone Substations | 0 | 0 | 0 | 0 | 0 | 0 | 0 | 0 | 0 | 0 | 0 | 0 | 0 | 0 | 0
SCADA | 0.0032946 | 0.0032789 | 0.0034523 | 0.0035153 | 0.0035941 | 0.0033121 | 0.0032963 | 0.0034706 | 0.003534 | 0.0036132 | -1.7487e-05 | -1.7403e-05 | -1.8324e-05 | -1.8658e-05 | -1.9077e-05
Distribution Switching Stations (Ground) | 0.011531 | 0.011476 | 0.012083 | 0.012304 | 0.012579 | 0.011592 | 0.011537 | 0.012147 | 0.012369 | 0.012646 | -6.1205e-05 | -6.0912e-05 | -6.4133e-05 | -6.5305e-05 | -6.6769e-05
Overhead High Voltage Lines Urban | 0.18217 | 0.18121 | 0.19114 | 0.19478 | 0.19927 | 0.18314 | 0.18217 | 0.19215 | 0.19581 | 0.20032 | -0.00096691 | -0.00096182 | -0.0010145 | -0.0010339 | -0.0010577
Overhead High Voltage Lines Rural | 1.227 | 1.2179 | 1.2897 | 1.3186 | 1.3499 | 1.2335 | 1.2244 | 1.2965 | 1.3256 | 1.3571 | -0.0065127 | -0.0064645 | -0.0068452 | -0.006999 | -0.007165
Voltage Regulators on Distribution Feeders | 0 | 0 | 0 | 0 | 0 | 0 | 0 | 0 | 0 | 0 | 0 | 0 | 0 | 0 | 0
Underground High Voltage Lines | 1.1619 | 1.1564 | 1.2105 | 1.231 | 1.2551 | 1.168 | 1.1626 | 1.2169 | 1.2375 | 1.2618 | -0.006167 | -0.0061381 | -0.0064248 | -0.0065337 | -0.0066619
Underground High Voltage Lines SWER | 0 | 0 | 0 | 0 | 0 | 0 | 0 | 0 | 0 | 0 | 0 | 0 | 0 | 0 | 0
Distribution Substations HV (Pole) | 0.02733 | 0.027199 | 0.028637 | 0.02916 | 0.029814 | 0.027475 | 0.027343 | 0.028789 | 0.029315 | 0.029972 | -0.00014506 | -0.00014436 | -0.000152 | -0.00015478 | -0.00015825
Distribution Substations HV (Ground) | 0.11513 | 0.11458 | 0.12064 | 0.12285 | 0.1256 | 0.11574 | 0.11519 | 0.12128 | 0.1235 | 0.12627 | -0.0006111 | -0.00060818 | -0.00064034 | -0.00065203 | -0.00066665
Distribution Substations LV (Pole) | 0.34979 | 0.3472 | 0.36819 | 0.37656 | 0.38576 | 0.35165 | 0.34904 | 0.37014 | 0.37856 | 0.3878 | -0.0018566 | -0.0018428 | -0.0019542 | -0.0019987 | -0.0020475
Distribution Substations LV (Ground) | 0.99658 | 1.0718 | 1.0793 | 1.1225 | 1.1411 | 1.0019 | 1.0775 | 1.085 | 1.1285 | 1.1471 | -0.0052896 | -0.0056889 | -0.0057287 | -0.0059582 | -0.0060566
Overhead Low Voltage Lines Underbuilt Urban | 0.0058045 | 0.0057415 | 0.0061831 | 0.0063566 | 0.0065459 | 0.0058354 | 0.0057719 | 0.0062159 | 0.0063904 | 0.0065806 | -3.0809e-05 | -3.0474e-05 | -3.2818e-05 | -3.3739e-05 | -3.4744e-05
Overhead Low Voltage Lines Underbuilt Rural | 0.18 | 0.17854 | 0.1888 | 0.19313 | 0.19751 | 0.18096 | 0.17949 | 0.1898 | 0.19416 | 0.19856 | -0.00095541 | -0.00094766 | -0.0010021 | -0.0010251 | -0.0010483
Overhead Low Voltage Lines Urban | 0.1303 | 0.12934 | 0.13751 | 0.14061 | 0.14421 | 0.13099 | 0.13002 | 0.13824 | 0.14135 | 0.14498 | -0.0006916 | -0.00068648 | -0.00072987 | -0.00074631 | -0.00076545
Overhead Low Voltage Lines Rural | 0.45185 | 0.44813 | 0.47559 | 0.48682 | 0.49867 | 0.45424 | 0.45051 | 0.47812 | 0.4894 | 0.50132 | -0.0023983 | -0.0023786 | -0.0025243 | -0.0025839 | -0.0026468
Underground Low Voltage Lines | 0.55649 | 0.55375 | 0.57329 | 0.58178 | 0.58999 | 0.55944 | 0.55669 | 0.57634 | 0.58487 | 0.59312 | -0.0029537 | -0.0029392 | -0.0030429 | -0.0030879 | -0.0031315
Underground Low Voltage Common Trench | 0.55649 | 0.55375 | 0.57329 | 0.58178 | 0.58999 | 0.55944 | 0.55669 | 0.57634 | 0.58487 | 0.59312 | -0.0029537 | -0.0029392 | -0.0030429 | -0.0030879 | -0.0031315
HVST Service Connections | 0 | 0 | 0 | 0 | 0 | 0 | 0 | 0 | 0 | 0 | 0 | 0 | 0 | 0 | 0
HV Service Connections | 0 | 0 | 0 | 0 | 0 | 0 | 0 | 0 | 0 | 0 | 0 | 0 | 0 | 0 | 0
HV Metering CA Service Connections | 0 | 0 | 0 | 0 | 0 | 0 | 0 | 0 | 0 | 0 | 0 | 0 | 0 | 0 | 0
HV/LV Service Connections | 0 | 0 | 0 | 0 | 0 | 0 | 0 | 0 | 0 | 0 | 0 | 0 | 0 | 0 | 0
Business LV Service Connections | 0 | 0 | 0 | 0 | 0 | 0 | 0 | 0 | 0 | 0 | 0 | 0 | 0 | 0 | 0
Business LV Metering CA Service Connections | 0 | 0 | 0 | 0 | 0 | 0 | 0 | 0 | 0 | 0 | 0 | 0 | 0 | 0 | 0
Domestic LV Service Connections | 0 | 0 | 0 | 0 | 0 | 0 | 0 | 0 | 0 | 0 | 0 | 0 | 0 | 0 | 0
Domestic LV Metering CA Service Connections | 0 | 0 | 0 | 0 | 0 | 0 | 0 | 0 | 0 | 0 | 0 | 0 | 0 | 0 | 0
Wholesale Metering | 0 | 0 | 0 | 0 | 0 | 0 | 0 | 0 | 0 | 0 | 0 | 0 | 0 | 0 | 0
HV Metering | 0 | 0 | 0 | 0 | 0 | 0 | 0 | 0 | 0 | 0 | 0 | 0 | 0 | 0 | 0
HV/LV Metering | 0 | 0 | 0 | 0 | 0 | 0 | 0 | 0 | 0 | 0 | 0 | 0 | 0 | 0 | 0
Business LV Metering | 0 | 0 | 0 | 0 | 0 | 0 | 0 | 0 | 0 | 0 | 0 | 0 | 0 | 0 | 0
Domestic LV Metering | 0 | 0 | 0 | 0 | 0 | 0 | 0 | 0 | 0 | 0 | 0 | 0 | 0 | 0 | 0
Off Peak Metering | 0 | 0 | 0 | 0 | 0 | 0 | 0 | 0 | 0 | 0 | 0 | 0 | 0 | 0 | 0
Emergency Network Spares | 0 | 0 | 0 | 0 | 0 | 0 | 0 | 0 | 0 | 0 | 0 | 0 | 0 | 0 | 0
Motor Vehicles | 0 | 0 | 0 | 0 | 0 | 0 | 0 | 0 | 0 | 0 | 0 | 0 | 0 | 0 | 0
Minor Assets | 0 | 0 | 0 | 0 | 0 | 0 | 0 | 0 | 0 | 0 | 0 | 0 | 0 | 0 | 0
Non-System Property | 0 | 0 | 0 | 0 | 0 | 0 | 0 | 0 | 0 | 0 | 0 | 0 | 0 | 0 | 0
Spare Parts | 0 | 0 | 0 | 0 | 0 | 0 | 0 | 0 | 0 | 0 | 0 | 0 | 0 | 0 | 0
NEM Assets | 0 | 0 | 0 | 0 | 0 | 0 | 0 | 0 | 0 | 0 | 0 | 0 | 0 | 0 | 0
Business Management Systems | 0 | 0 | 0 | 0 | 0 | 0 | 0 | 0 | 0 | 0 | 0 | 0 | 0 | 0 | 0
Land | 0 | 0 | 0 | 0 | 0 | 0 | 0 | 0 | 0 | 0 | 0 | 0 | 0 | 0 | 0
Easements | 0 | 0 | 0 | 0 | 0 | 0 | 0 | 0 | 0 | 0 | 0 | 0 | 0 | 0 | 0
Total Capcons | 5.9715 | 6.016 | 6.2749 | 6.4189 | 6.5472 | 6.0031 | 6.048 | 6.3082 | 6.4529 | 6.582 | -0.031695 | -0.031932 | -0.033306 | -0.03407 | -0.034751